## Infrastructure Rates
| BATCH | REF | Country | City | Asset | Project | Type | Employer | Contractor | Status | Base Date | Contract Type | Element | CESMM Reference | Description | Quantity | Unit | Currency | Rate
Orig | 1 | 1 | United Arab Emirates | Abu Dhabi | Infrastructure | Al Jurf | Roads and Utilities | IMKAN | Nael & Bin Harmal Hydroexport | Award | 2019 | Fixed Price Lump Sum | Earthworks | E522 | Preparation Of Existing Surfaces | 57542 | m² | AED | 5
Orig | 1 | 1 | United Arab Emirates | Abu Dhabi | Infrastructure | Al Jurf | Roads and Utilities | IMKAN | Nael & Bin Harmal Hydroexport | Award | 2019 | Fixed Price Lump Sum | Earthworks | E522 | Preparation Of Existing Surfaces | 100409 | m² | AED | 3
Orig | 1 | 1 | United Arab Emirates | Abu Dhabi | Infrastructure | Al Jurf | Roads and Utilities | IMKAN | Nael & Bin Harmal Hydroexport | Award | 2019 | Fixed Price Lump Sum | Roads And Pavings | R195 | Granular Subbase Type 2; Depth 150Mm; Cbr > 60% At 98% Of Mdd | 22730 | m² | AED | 21
Orig | 1 | 1 | United Arab Emirates | Abu Dhabi | Infrastructure | Al Jurf | Roads and Utilities | IMKAN | Nael & Bin Harmal Hydroexport | Award | 2019 | Fixed Price Lump Sum | Roads And Pavings | R161 | One Layer Of Tx160 Or Equivalent Geogrid | 22730 | m² | AED | 15
Orig | 1 | 1.0001 | United Arab Emirates | Abu Dhabi | Infrastructure | Al Jurf | Roads and Utilities | IMKAN | Nael & Bin Harmal Hydroexport | Award | 2019 | Fixed Price Lump Sum | Roads And Pavings | R313 | Asphaltic Concrete Base Course; Type I, Depth 80Mm | 22730 | m² | AED | 57
Orig | 1 | 1.0001 | United Arab Emirates | Abu Dhabi | Infrastructure | Al Jurf | Roads and Utilities | IMKAN | Nael & Bin Harmal Hydroexport | Award | 2019 | Fixed Price Lump Sum | Roads And Pavings | R352 | Asphaltic Concrete Wearing Course Type Ii; Depth 50Mm | 22730 | m² | AED | 36
Orig | 1 | 1.0001 | United Arab Emirates | Abu Dhabi | Infrastructure | Al Jurf | Roads and Utilities | IMKAN | Nael & Bin Harmal Hydroexport | Award | 2019 | Fixed Price Lump Sum | Roads And Pavings | R390 | Prime Coat (Mc-70) | 22730 | m² | AED | 5
Orig | 1 | 1.0001 | United Arab Emirates | Abu Dhabi | Infrastructure | Al Jurf | Roads and Utilities | IMKAN | Nael & Bin Harmal Hydroexport | Award | 2019 | Fixed Price Lump Sum | Roads And Pavings | R390 | Tack Coat (Css-1H Or Ss-1H) | 22730 | m² | AED | 4
Orig | 1 | 1.0001 | United Arab Emirates | Abu Dhabi | Infrastructure | Al Jurf | Roads and Utilities | IMKAN | Nael & Bin Harmal Hydroexport | Award | 2019 | Fixed Price Lump Sum | Miscellaneous Work | X900 | Allowance For Temporary Access Road, Type I (Asphalt), Including Asphalt Wearing Course, Tack Coat, Asphalt Base Course, Prime Coat, Granular Sub-Base, Geogrid And All Necessary Preparation Works And Ancillaries | 317 | m² | AED | 137.93
Orig | 1 | 1.0001 | United Arab Emirates | Abu Dhabi | Infrastructure | Al Jurf | Roads and Utilities | IMKAN | Nael & Bin Harmal Hydroexport | Award | 2019 | Fixed Price Lump Sum | Miscellaneous Work | X900 | Allowance For Temporary Access Road, Type I (Asphalt), Including Asphalt Wearing Course, Tack Coat, Asphalt Base Course, Prime Coat, Granular Sub-Base, Geogrid And All Necessary Preparation Works And Ancillaries | 687 | m² | AED | 137.93
Orig | 1 | 1.0001 | United Arab Emirates | Abu Dhabi | Infrastructure | Al Jurf | Roads and Utilities | IMKAN | Nael & Bin Harmal Hydroexport | Award | 2019 | Fixed Price Lump Sum | Roads And Pavings | R125 | Granular Subbase Type 2; Depth 150Mm; Cbr > 60% At 98% Of Mdd | 10757 | m² | AED | 21
Orig | 1 | 1.0001 | United Arab Emirates | Abu Dhabi | Infrastructure | Al Jurf | Roads and Utilities | IMKAN | Nael & Bin Harmal Hydroexport | Award | 2019 | Fixed Price Lump Sum | Roads And Pavings | R125 | Granular Subbase Type 2; Depth 150Mm; Cbr > 60% At 98% Of Mdd | 23356 | m² | AED | 21
Orig | 1 | 1.0001 | United Arab Emirates | Abu Dhabi | Infrastructure | Al Jurf | Roads and Utilities | IMKAN | Nael & Bin Harmal Hydroexport | Award | 2019 | Fixed Price Lump Sum | Roads And Pavings | R125 | Granular Subbase Type 2; Depth 150Mm; Cbr > 60% At 98% Of Mdd | 699 | m² | AED | 21
Orig | 1 | 1.0001 | United Arab Emirates | Abu Dhabi | Infrastructure | Al Jurf | Roads and Utilities | IMKAN | Nael & Bin Harmal Hydroexport | Award | 2019 | Fixed Price Lump Sum | Roads And Pavings | R125 | Granular Subbase Type 2; Depth 150Mm; Cbr > 60% At 98% Of Mdd | 1072 | m² | AED | 21
Orig | 1 | 1.0002 | United Arab Emirates | Abu Dhabi | Infrastructure | Al Jurf | Roads and Utilities | IMKAN | Nael & Bin Harmal Hydroexport | Award | 2019 | Fixed Price Lump Sum | Roads And Pavings | R161 | Geogrid | 10757 | m² | AED | 14
Orig | 1 | 1.0002 | United Arab Emirates | Abu Dhabi | Infrastructure | Al Jurf | Roads and Utilities | IMKAN | Nael & Bin Harmal Hydroexport | Award | 2019 | Fixed Price Lump Sum | Roads And Pavings | R162 | Geogrid | 23356 | m² | AED | 14
Orig | 1 | 1.0002 | United Arab Emirates | Abu Dhabi | Infrastructure | Al Jurf | Roads and Utilities | IMKAN | Nael & Bin Harmal Hydroexport | Award | 2019 | Fixed Price Lump Sum | Roads And Pavings | R163 | Geogrid | 699 | m² | AED | 14
Orig | 1 | 1.0002 | United Arab Emirates | Abu Dhabi | Infrastructure | Al Jurf | Roads and Utilities | IMKAN | Nael & Bin Harmal Hydroexport | Award | 2019 | Fixed Price Lump Sum | Roads And Pavings | R164 | Geogrid | 1072 | m² | AED | 14
Orig | 1 | 1.0002 | United Arab Emirates | Abu Dhabi | Infrastructure | Al Jurf | Roads and Utilities | IMKAN | Nael & Bin Harmal Hydroexport | Award | 2019 | Fixed Price Lump Sum | Roads And Pavings | R711 | Type B; 150 X 300 Mm Upstand Kerb | 8419 | m | AED | 64
Orig | 1 | 1.0002 | United Arab Emirates | Abu Dhabi | Infrastructure | Al Jurf | Roads and Utilities | IMKAN | Nael & Bin Harmal Hydroexport | Award | 2019 | Fixed Price Lump Sum | Roads And Pavings | R711 | Type D; 150 X 300 Mm Upstand Kerb | 3471 | m | AED | 65
Orig | 1 | 1.0002 | United Arab Emirates | Abu Dhabi | Infrastructure | Al Jurf | Roads and Utilities | IMKAN | Nael & Bin Harmal Hydroexport | Award | 2019 | Fixed Price Lump Sum | Roads And Pavings | R711 | Type F; 200 X 400 Mm Flush Kerb | 618 | m | AED | 81
Orig | 1 | 1.0002 | United Arab Emirates | Abu Dhabi | Infrastructure | Al Jurf | Roads and Utilities | IMKAN | Nael & Bin Harmal Hydroexport | Award | 2019 | Fixed Price Lump Sum | Roads And Pavings | R711 | Mountable Type; 150 X 305 Mm Upstand Kerb | 6692 | m | AED | 65
Orig | 1 | 1.0002 | United Arab Emirates | Abu Dhabi | Infrastructure | Al Jurf | Roads and Utilities | IMKAN | Nael & Bin Harmal Hydroexport | Award | 2019 | Fixed Price Lump Sum | Roads And Pavings | R711 | Transition Kerb; 150 Mm Width | 317 | m | AED | 81
Orig | 1 | 1.0002 | United Arab Emirates | Abu Dhabi | Infrastructure | Al Jurf | Roads and Utilities | IMKAN | Nael & Bin Harmal Hydroexport | Award | 2019 | Fixed Price Lump Sum | Roads And Pavings | R711 | Transition Kerb Between Type I And Type Ii Pavements; 200 X 400 Mm | 241 | m | AED | 81
Orig | 1 | 1.0003 | United Arab Emirates | Abu Dhabi | Infrastructure | Al Jurf | Roads and Utilities | IMKAN | Nael & Bin Harmal Hydroexport | Award | 2019 | Fixed Price Lump Sum | Roads And Pavings | R751 | Precast Concrete Paviours; 80Mm Thick | 10757 | m² | AED | 59
Orig | 1 | 1.0003 | United Arab Emirates | Abu Dhabi | Infrastructure | Al Jurf | Roads and Utilities | IMKAN | Nael & Bin Harmal Hydroexport | Award | 2019 | Fixed Price Lump Sum | Roads And Pavings | R751 | Precast Concrete Paviours; 80Mm Thick | 23356 | m² | AED | 59
Orig | 1 | 1.0003 | United Arab Emirates | Abu Dhabi | Infrastructure | Al Jurf | Roads and Utilities | IMKAN | Nael & Bin Harmal Hydroexport | Award | 2019 | Fixed Price Lump Sum | Roads And Pavings | R751 | Precast Concrete Paviours; 80Mm Thick | 699 | m² | AED | 59
Orig | 1 | 1.0003 | United Arab Emirates | Abu Dhabi | Infrastructure | Al Jurf | Roads and Utilities | IMKAN | Nael & Bin Harmal Hydroexport | Award | 2019 | Fixed Price Lump Sum | Roads And Pavings | R751 | Precast Concrete Paviours; 80Mm Thick | 1072 | m² | AED | 59
Orig | 1 | 1.0003 | United Arab Emirates | Abu Dhabi | Infrastructure | Al Jurf | Roads and Utilities | IMKAN | Nael & Bin Harmal Hydroexport | Award | 2019 | Fixed Price Lump Sum | Roads And Pavings | R192 | Sand Leveling Course; 50Mm Thick | 35884 | m² | AED | 6
Orig | 1 | 1.0003 | United Arab Emirates | Abu Dhabi | Infrastructure | Al Jurf | Roads and Utilities | IMKAN | Nael & Bin Harmal Hydroexport | Award | 2019 | Fixed Price Lump Sum | Roads And Pavings | R790 | Tactile Paving For Pedestrian Crossing | 673 | m² | AED | 233
Orig | 1 | 1.0003 | United Arab Emirates | Abu Dhabi | Infrastructure | Al Jurf | Roads and Utilities | IMKAN | Nael & Bin Harmal Hydroexport | Award | 2019 | Fixed Price Lump Sum | Roads And Pavings | R811 | Non Illuminated Octagonal Traffic Sign; Type: 301; 600Mm | 23 | Nr | AED | 843
Orig | 1 | 1.0003 | United Arab Emirates | Abu Dhabi | Infrastructure | Al Jurf | Roads and Utilities | IMKAN | Nael & Bin Harmal Hydroexport | Award | 2019 | Fixed Price Lump Sum | Roads And Pavings | R811 | Non Illuminated Circular Traffic Sign; Type: 326; 600Mm | 14 | Nr | AED | 843
Orig | 1 | 1.0003 | United Arab Emirates | Abu Dhabi | Infrastructure | Al Jurf | Roads and Utilities | IMKAN | Nael & Bin Harmal Hydroexport | Award | 2019 | Fixed Price Lump Sum | Roads And Pavings | R811 | Non Illuminated Circular Traffic Sign; Type: 327; 600Mm | 5 | Nr | AED | 843
Orig | 1 | 1.0003 | United Arab Emirates | Abu Dhabi | Infrastructure | Al Jurf | Roads and Utilities | IMKAN | Nael & Bin Harmal Hydroexport | Award | 2019 | Fixed Price Lump Sum | Roads And Pavings | R811 | Non Illuminated Circular Traffic Sign; Type: 339; 600Mm | 10 | Nr | AED | 843
Orig | 1 | 1.0004 | United Arab Emirates | Abu Dhabi | Infrastructure | Al Jurf | Roads and Utilities | IMKAN | Nael & Bin Harmal Hydroexport | Award | 2019 | Fixed Price Lump Sum | Roads And Pavings | R811 | Non Illuminated Triangular Traffic Sign; Type: 409; 750Mm | 2 | Nr | AED | 806
Orig | 1 | 1.0004 | United Arab Emirates | Abu Dhabi | Infrastructure | Al Jurf | Roads and Utilities | IMKAN | Nael & Bin Harmal Hydroexport | Award | 2019 | Fixed Price Lump Sum | Roads And Pavings | R811 | Non Illuminated Rectangular Traffic Sign; Type: 456; 400 X 400Mm | 12 | Nr | AED | 751
Orig | 1 | 1.0004 | United Arab Emirates | Abu Dhabi | Infrastructure | Al Jurf | Roads and Utilities | IMKAN | Nael & Bin Harmal Hydroexport | Award | 2019 | Fixed Price Lump Sum | Roads And Pavings | R811 | Non Illuminated Rectangular Traffic Sign; Type: 457; 400 X 400Mm | 1 | Nr | AED | 751
Orig | 1 | 1.0004 | United Arab Emirates | Abu Dhabi | Infrastructure | Al Jurf | Roads and Utilities | IMKAN | Nael & Bin Harmal Hydroexport | Award | 2019 | Fixed Price Lump Sum | Roads And Pavings | R811 | Non Illuminated Rectangular Traffic Sign; Type: 458; 400 X 1,200Mm | 16 | Nr | AED | 1220
Orig | 1 | 1.0004 | United Arab Emirates | Abu Dhabi | Infrastructure | Al Jurf | Roads and Utilities | IMKAN | Nael & Bin Harmal Hydroexport | Award | 2019 | Fixed Price Lump Sum | Roads And Pavings | R811 | Non Illuminated Rectangular Traffic Sign; Type: 7458; 400 X 1,200Mm | 1 | Nr | AED | 1220
Orig | 1 | 1.0004 | United Arab Emirates | Abu Dhabi | Infrastructure | Al Jurf | Roads and Utilities | IMKAN | Nael & Bin Harmal Hydroexport | Award | 2019 | Fixed Price Lump Sum | Roads And Pavings | R811 | Non Illuminated Multiple Traffic Signs; Type: 302 & 329; 750 & 600Mm | 19 | Nr | AED | 915
Orig | 1 | 1.0004 | United Arab Emirates | Abu Dhabi | Infrastructure | Al Jurf | Roads and Utilities | IMKAN | Nael & Bin Harmal Hydroexport | Award | 2019 | Fixed Price Lump Sum | Roads And Pavings | R811 | Non Illuminated Multiple Traffic Signs; Type: 302 & 303; 750Mm | 40 | Nr | AED | 1189
Orig | 1 | 1.0004 | United Arab Emirates | Abu Dhabi | Infrastructure | Al Jurf | Roads and Utilities | IMKAN | Nael & Bin Harmal Hydroexport | Award | 2019 | Fixed Price Lump Sum | Roads And Pavings | R823 | Surface Markings; Thermoplastic; Type: Straight 614 | 6 | Nr | AED | 80
Orig | 1 | 1.0004 | United Arab Emirates | Abu Dhabi | Infrastructure | Al Jurf | Roads and Utilities | IMKAN | Nael & Bin Harmal Hydroexport | Award | 2019 | Fixed Price Lump Sum | Roads And Pavings | R823 | Surface Markings; Thermoplastic; Type: Left Turn 616 | 5 | Nr | AED | 104
Orig | 1 | 1.0004 | United Arab Emirates | Abu Dhabi | Infrastructure | Al Jurf | Roads and Utilities | IMKAN | Nael & Bin Harmal Hydroexport | Award | 2019 | Fixed Price Lump Sum | Roads And Pavings | R823 | Surface Markings; Thermoplastic; Type: Straight And Right 617 | 8 | Nr | AED | 153
Orig | 1 | 1.0005 | United Arab Emirates | Abu Dhabi | Infrastructure | Al Jurf | Roads and Utilities | IMKAN | Nael & Bin Harmal Hydroexport | Award | 2019 | Fixed Price Lump Sum | Roads And Pavings | R823 | Surface Markings; Thermoplastic; Type: Straight And Left 618 | 12 | Nr | AED | 153
Orig | 1 | 1.0005 | United Arab Emirates | Abu Dhabi | Infrastructure | Al Jurf | Roads and Utilities | IMKAN | Nael & Bin Harmal Hydroexport | Award | 2019 | Fixed Price Lump Sum | Roads And Pavings | R823 | Surface Markings; Thermoplastic; Type: Right And Left Turn 619 | 4 | Nr | AED | 165
Orig | 1 | 1.0005 | United Arab Emirates | Abu Dhabi | Infrastructure | Al Jurf | Roads and Utilities | IMKAN | Nael & Bin Harmal Hydroexport | Award | 2019 | Fixed Price Lump Sum | Roads And Pavings | R823 | Surface Markings; Reflective Raised Solid Triangle | 95 | m² | AED | 119
Orig | 1 | 1.0005 | United Arab Emirates | Abu Dhabi | Infrastructure | Al Jurf | Roads and Utilities | IMKAN | Nael & Bin Harmal Hydroexport | Award | 2019 | Fixed Price Lump Sum | Roads And Pavings | R824 | Surface Markings; Thermoplastic; Type: White Continuous Lines; 300Mm Wide; Type 601 | 137 | m | AED | 17
Orig | 1 | 1.0005 | United Arab Emirates | Abu Dhabi | Infrastructure | Al Jurf | Roads and Utilities | IMKAN | Nael & Bin Harmal Hydroexport | Award | 2019 | Fixed Price Lump Sum | Roads And Pavings | R824 | Surface Markings; Thermoplastic; Type: Pedestrian Crossing; 500Mm Wide; Type 603 | 618 | m | AED | 31
Orig | 1 | 1.0005 | United Arab Emirates | Abu Dhabi | Infrastructure | Al Jurf | Roads and Utilities | IMKAN | Nael & Bin Harmal Hydroexport | Award | 2019 | Fixed Price Lump Sum | Roads And Pavings | R824 | Surface Markings; Thermoplastic; Type: White Continuous Lines; 100Mm Wide; Type 611 | 654 | m | AED | 3
Orig | 1 | 1.0005 | United Arab Emirates | Abu Dhabi | Infrastructure | Al Jurf | Roads and Utilities | IMKAN | Nael & Bin Harmal Hydroexport | Award | 2019 | Fixed Price Lump Sum | Roads And Pavings | R824 | Surface Markings; Thermoplastic; Type: White Continuous Lines; 100Mm Wide; Type 612 | 194 | m | AED | 3
Orig | 1 | 1.0005 | United Arab Emirates | Abu Dhabi | Infrastructure | Al Jurf | Roads and Utilities | IMKAN | Nael & Bin Harmal Hydroexport | Award | 2019 | Fixed Price Lump Sum | Roads And Pavings | R824 | Surface Markings; Thermoplastic; Type: White Parking Lines; 100Mm Wide; Type 621 | 480 | m | AED | 6
Orig | 1 | 1.0005 | United Arab Emirates | Abu Dhabi | Infrastructure | Al Jurf | Roads and Utilities | IMKAN | Nael & Bin Harmal Hydroexport | Award | 2019 | Fixed Price Lump Sum | Roads And Pavings | R825 | Surface Markings; Thermoplastic; Type: White Dashed Lines; 300Mm Wide; Type 602 | 128 | m | AED | 17
Orig | 1 | 1.0005 | United Arab Emirates | Abu Dhabi | Infrastructure | Al Jurf | Roads and Utilities | IMKAN | Nael & Bin Harmal Hydroexport | Award | 2019 | Fixed Price Lump Sum | Roads And Pavings | R825 | Surface Markings; Thermoplastic; Type: White Lines; 100Mm Wide; Type 613 | 498 | m | AED | 3
Orig | 1 | 1.0006 | United Arab Emirates | Abu Dhabi | Infrastructure | Al Jurf | Roads and Utilities | IMKAN | Nael & Bin Harmal Hydroexport | Award | 2019 | Fixed Price Lump Sum | Roads And Pavings | R825 | Surface Markings; Thermoplastic; Type: White Dashed Lines; 100Mm Wide; Type 620 | 1141 | m | AED | 6
Orig | 1 | 1.0006 | United Arab Emirates | Abu Dhabi | Infrastructure | Al Jurf | Roads and Utilities | IMKAN | Nael & Bin Harmal Hydroexport | Award | 2019 | Fixed Price Lump Sum | Roads And Pavings | R825 | Surface Markings; Thermoplastic; Type: White Lines; 100Mm Wide; Type 652 | 1263 | m | AED | 3
Orig | 1 | 1.0006 | United Arab Emirates | Abu Dhabi | Infrastructure | Al Jurf | Roads and Utilities | IMKAN | Nael & Bin Harmal Hydroexport | Award | 2019 | Fixed Price Lump Sum | Roads And Pavings | R825 | Surface Markings; Thermoplastic; Type: White Lines; 100Mm Wide; Type 654 | 819 | m | AED | 3
Orig | 1 | 1.0006 | United Arab Emirates | Abu Dhabi | Infrastructure | Al Jurf | Roads and Utilities | IMKAN | Nael & Bin Harmal Hydroexport | Award | 2019 | Fixed Price Lump Sum | Roads And Pavings | R825 | Surface Markings; Thermoplastic; Type: White Dashed Lines; 100Mm Wide; Type 680 | 479 | m | AED | 3
Orig | 1 | 1.0006 | United Arab Emirates | Abu Dhabi | Infrastructure | Al Jurf | Roads and Utilities | IMKAN | Nael & Bin Harmal Hydroexport | Award | 2019 | Fixed Price Lump Sum | Roads And Pavings | R825 | Surface Markings; Thermoplastic; Type: Visibility Lines; ; Type 691 | 1897 | m | AED | 22
Orig | 1 | 1.0006 | United Arab Emirates | Abu Dhabi | Infrastructure | Al Jurf | Roads and Utilities | IMKAN | Nael & Bin Harmal Hydroexport | Award | 2019 | Fixed Price Lump Sum | Roads And Pavings | R829 | Painting; Chlorinated Rubber Based Paint Applied In 2 Coats To Kerbs | 17122 | m | AED | 14
Orig | 1 | 1.0006 | United Arab Emirates | Abu Dhabi | Infrastructure | Al Jurf | Roads and Utilities | IMKAN | Nael & Bin Harmal Hydroexport | Award | 2019 | Fixed Price Lump Sum | Miscellaneous Work | X900 | Bollard; 900Mm High Fixed Stainless Steel Bollard Including Foundation | 18 | Nr | AED | 2008
Orig | 1 | 1.0006 | United Arab Emirates | Abu Dhabi | Infrastructure | Al Jurf | Roads and Utilities | IMKAN | Nael & Bin Harmal Hydroexport | Award | 2019 | Fixed Price Lump Sum | Pipework - Pipes | I512 | Perforated Pipe; 110Mm; In Trenches Depth Not Exceeding 0.5M | 3100 | m | AED | 91
Orig | 1 | 1.0006 | United Arab Emirates | Abu Dhabi | Infrastructure | Al Jurf | Roads and Utilities | IMKAN | Nael & Bin Harmal Hydroexport | Award | 2019 | Fixed Price Lump Sum | Pipework - Pipes | I512 | Upvc Perforated Pipe; 110Mm; In Trenches Depth Not Exceeding 1.5M | 8621 | m | AED | 112
Orig | 1 | 1.0006 | United Arab Emirates | Abu Dhabi | Infrastructure | Al Jurf | Roads and Utilities | IMKAN | Nael & Bin Harmal Hydroexport | Award | 2019 | Fixed Price Lump Sum | Pipework - Pipes | I522 | Upvc Pipe; 300Mm; In Trenches Not Exceeding 1.5M | 418 | m | AED | 204
Orig | 1 | 1.0007 | United Arab Emirates | Abu Dhabi | Infrastructure | Al Jurf | Roads and Utilities | IMKAN | Nael & Bin Harmal Hydroexport | Award | 2019 | Fixed Price Lump Sum | Pipework - Pipes | I523 | Upvc Pipe; 300Mm; Depth: 1.5 - 2M | 4309 | m | AED | 229
Orig | 1 | 1.0007 | United Arab Emirates | Abu Dhabi | Infrastructure | Al Jurf | Roads and Utilities | IMKAN | Nael & Bin Harmal Hydroexport | Award | 2019 | Fixed Price Lump Sum | Pipework - Pipes | I524 | Upvc Pipe; 300Mm; Depth: 2 - 2.5M | 865 | m | AED | 257 |  | 0.865
Orig | 1 | 1.0007 | United Arab Emirates | Abu Dhabi | Infrastructure | Al Jurf | Roads and Utilities | IMKAN | Nael & Bin Harmal Hydroexport | Award | 2019 | Fixed Price Lump Sum | Pipework - Pipes | I537 | Upvc Pipe; 400Mm; Depth: 3.5 - 4M | 25 | m | AED | 752 |  | 0.025
Orig | 1 | 1.0007 | United Arab Emirates | Abu Dhabi | Infrastructure | Al Jurf | Roads and Utilities | IMKAN | Nael & Bin Harmal Hydroexport | Award | 2019 | Fixed Price Lump Sum | Pipework - Pipes | I634 | Grp Pipe; 400Mm; Depth: 2 - 2.5M | 167 | m | AED | 415 |  | 0.167
Orig | 1 | 1.0007 | United Arab Emirates | Abu Dhabi | Infrastructure | Al Jurf | Roads and Utilities | IMKAN | Nael & Bin Harmal Hydroexport | Award | 2019 | Fixed Price Lump Sum | Pipework - Pipes | I635 | Grp Pipe; 400Mm; Depth: 2.5 - 3M | 16 | m | AED | 454 |  | 0.016
Orig | 1 | 1.0007 | United Arab Emirates | Abu Dhabi | Infrastructure | Al Jurf | Roads and Utilities | IMKAN | Nael & Bin Harmal Hydroexport | Award | 2019 | Fixed Price Lump Sum | Pipework - Pipes | I636 | Grp Pipe; 400Mm; Depth: 3 - 3.5M | 184 | m | AED | 549 |  | 0.184
Orig | 1 | 1.0007 | United Arab Emirates | Abu Dhabi | Infrastructure | Al Jurf | Roads and Utilities | IMKAN | Nael & Bin Harmal Hydroexport | Award | 2019 | Fixed Price Lump Sum | Pipework - Pipes | I638 | Grp Pipe; 400Mm; Depth: 4 - 4.5M | 29 | m | AED | 669 |  | 0.029
Orig | 1 | 1.0007 | United Arab Emirates | Abu Dhabi | Infrastructure | Al Jurf | Roads and Utilities | IMKAN | Nael & Bin Harmal Hydroexport | Award | 2019 | Fixed Price Lump Sum | Pipework - Pipes | I634 | Grp Pipe; 500Mm; Depth: 2 - 2.5M | 175 | m | AED | 473 |  | 0.175
Orig | 1 | 1.0007 | United Arab Emirates | Abu Dhabi | Infrastructure | Al Jurf | Roads and Utilities | IMKAN | Nael & Bin Harmal Hydroexport | Award | 2019 | Fixed Price Lump Sum | Pipework - Pipes | I635 | Grp Pipe; 500Mm; Depth: 2.5 - 3M | 212 | m | AED | 516 |  | 0.212
Orig | 1 | 1.0007 | United Arab Emirates | Abu Dhabi | Infrastructure | Al Jurf | Roads and Utilities | IMKAN | Nael & Bin Harmal Hydroexport | Award | 2019 | Fixed Price Lump Sum | Pipework - Pipes | I636 | Grp Pipe; 500Mm; Depth: 3 - 3.5M | 115 | m | AED | 624 |  | 0.115
Orig | 1 | 1.0008 | United Arab Emirates | Abu Dhabi | Infrastructure | Al Jurf | Roads and Utilities | IMKAN | Nael & Bin Harmal Hydroexport | Award | 2019 | Fixed Price Lump Sum | Pipework - Pipes | I637 | Grp Pipe; 500Mm; Depth: 3.5 - 4M | 246 | m | AED | 687 |  | 0.246
Orig | 1 | 1.0008 | United Arab Emirates | Abu Dhabi | Infrastructure | Al Jurf | Roads and Utilities | IMKAN | Nael & Bin Harmal Hydroexport | Award | 2019 | Fixed Price Lump Sum | Pipework - Pipes | I638 | Grp Pipe; 500Mm; Depth: 4 - 4.5M | 284 | m | AED | 755
Orig | 1 | 1.0008 | United Arab Emirates | Abu Dhabi | Infrastructure | Al Jurf | Roads and Utilities | IMKAN | Nael & Bin Harmal Hydroexport | Award | 2019 | Fixed Price Lump Sum | Pipework - Pipes | I638 | Grp Pipe; 500Mm; Depth: 4.5 - 5M | 89 | m | AED | 827
Orig | 1 | 1.0008 | United Arab Emirates | Abu Dhabi | Infrastructure | Al Jurf | Roads and Utilities | IMKAN | Nael & Bin Harmal Hydroexport | Award | 2019 | Fixed Price Lump Sum | Pipework - Pipes | I633 | Grp Pipe; 600Mm; Depth: 1.5 - 2M | 13 | m | AED | 577
Orig | 1 | 1.0008 | United Arab Emirates | Abu Dhabi | Infrastructure | Al Jurf | Roads and Utilities | IMKAN | Nael & Bin Harmal Hydroexport | Award | 2019 | Fixed Price Lump Sum | Pipework - Pipes | I646 | Grp Pipe; 700Mm; Depth: 3 - 3.5M | 138 | m | AED | 890
Orig | 1 | 1.0008 | United Arab Emirates | Abu Dhabi | Infrastructure | Al Jurf | Roads and Utilities | IMKAN | Nael & Bin Harmal Hydroexport | Award | 2019 | Fixed Price Lump Sum | Pipework - Pipes | I647 | Grp Pipe; 700Mm; Depth: 3.5 - 4M | 166 | m | AED | 964
Orig | 1 | 1.0008 | United Arab Emirates | Abu Dhabi | Infrastructure | Al Jurf | Roads and Utilities | IMKAN | Nael & Bin Harmal Hydroexport | Award | 2019 | Fixed Price Lump Sum | Pipework - Pipes | I648 | Grp Pipe; 700Mm; Depth: 4 - 4.5M | 181 | m | AED | 1043
Orig | 1 | 1.0008 | United Arab Emirates | Abu Dhabi | Infrastructure | Al Jurf | Roads and Utilities | IMKAN | Nael & Bin Harmal Hydroexport | Award | 2019 | Fixed Price Lump Sum | Pipework - Pipes | I648 | Grp Pipe; 700Mm; Depth: 4.5 - 5M | 219 | m | AED | 1127
Orig | 1 | 1.0008 | United Arab Emirates | Abu Dhabi | Infrastructure | Al Jurf | Roads and Utilities | IMKAN | Nael & Bin Harmal Hydroexport | Award | 2019 | Fixed Price Lump Sum | Pipework - Pipes | I646 | Grp Pipe; 800Mm; Depth: 3 - 3.5M | 109 | m | AED | 1034
Orig | 1 | 1.0008 | United Arab Emirates | Abu Dhabi | Infrastructure | Al Jurf | Roads and Utilities | IMKAN | Nael & Bin Harmal Hydroexport | Award | 2019 | Fixed Price Lump Sum | Pipework - Pipes | I647 | Grp Pipe; 800Mm; Depth: 3.5 - 4M | 112 | m | AED | 1115
Orig | 1 | 1.0009 | United Arab Emirates | Abu Dhabi | Infrastructure | Al Jurf | Roads and Utilities | IMKAN | Nael & Bin Harmal Hydroexport | Award | 2019 | Fixed Price Lump Sum | Pipework - Pipes | I648 | Grp Pipe; 800Mm; Depth: 4 - 4.5M | 112 | m | AED | 1200
Orig | 1 | 1.0009 | United Arab Emirates | Abu Dhabi | Infrastructure | Al Jurf | Roads and Utilities | IMKAN | Nael & Bin Harmal Hydroexport | Award | 2019 | Fixed Price Lump Sum | Pipework - Pipes | I646 | Grp Pipe; 900Mm; Depth: 3 - 3.5M | 27 | m | AED | 1186
Orig | 1 | 1.0009 | United Arab Emirates | Abu Dhabi | Infrastructure | Al Jurf | Roads and Utilities | IMKAN | Nael & Bin Harmal Hydroexport | Award | 2019 | Fixed Price Lump Sum | Pipework - Pipes | I647 | Grp Pipe; 900Mm; Depth: 3.5 - 4M | 20 | m | AED | 1272
Orig | 1 | 1.0009 | United Arab Emirates | Abu Dhabi | Infrastructure | Al Jurf | Roads and Utilities | IMKAN | Nael & Bin Harmal Hydroexport | Award | 2019 | Fixed Price Lump Sum | Pipework - Fittings And Valves | J491 | Upvc End Cap; 110Mm | 122 | Nr | AED | 70
Orig | 1 | 1.0009 | United Arab Emirates | Abu Dhabi | Infrastructure | Al Jurf | Roads and Utilities | IMKAN | Nael & Bin Harmal Hydroexport | Award | 2019 | Fixed Price Lump Sum | Pipework - Manholes And Pipework Ancillaries | K152 | Concrete Manhole; 1.1M Dia; Depth 1.5 - 2M | 1 | Nr | AED | 14135
Orig | 1 | 1.0009 | United Arab Emirates | Abu Dhabi | Infrastructure | Al Jurf | Roads and Utilities | IMKAN | Nael & Bin Harmal Hydroexport | Award | 2019 | Fixed Price Lump Sum | Pipework - Manholes And Pipework Ancillaries | K153 | Concrete Manhole; 1.1 Dia; Depth 2 - 2.5M | 5 | Nr | AED | 15903
Orig | 1 | 1.0009 | United Arab Emirates | Abu Dhabi | Infrastructure | Al Jurf | Roads and Utilities | IMKAN | Nael & Bin Harmal Hydroexport | Award | 2019 | Fixed Price Lump Sum | Pipework - Manholes And Pipework Ancillaries | K154 | Concrete Manhole; 1.1 Dia; Depth 2.5 - 3M | 8 | Nr | AED | 17780
Orig | 1 | 1.0009 | United Arab Emirates | Abu Dhabi | Infrastructure | Al Jurf | Roads and Utilities | IMKAN | Nael & Bin Harmal Hydroexport | Award | 2019 | Fixed Price Lump Sum | Pipework - Manholes And Pipework Ancillaries | K155 | Concrete Manhole; 1.1 Dia; Depth 3 - 3.5M | 2 | Nr | AED | 19604
Orig | 1 | 1.0009 | United Arab Emirates | Abu Dhabi | Infrastructure | Al Jurf | Roads and Utilities | IMKAN | Nael & Bin Harmal Hydroexport | Award | 2019 | Fixed Price Lump Sum | Pipework - Manholes And Pipework Ancillaries | K156 | Concrete Manhole; 1.1 Dia; Depth 3.5 - 4M | 5 | Nr | AED | 21481
Orig | 1 | 1.0009 | United Arab Emirates | Abu Dhabi | Infrastructure | Al Jurf | Roads and Utilities | IMKAN | Nael & Bin Harmal Hydroexport | Award | 2019 | Fixed Price Lump Sum | Pipework - Manholes And Pipework Ancillaries | K157 | Concrete Manhole; 1.1 Dia; Depth 4 - 4.5M | 5 | Nr | AED | 23286
Orig | 1 | 1.001 | United Arab Emirates | Abu Dhabi | Infrastructure | Al Jurf | Roads and Utilities | IMKAN | Nael & Bin Harmal Hydroexport | Award | 2019 | Fixed Price Lump Sum | Pipework - Manholes And Pipework Ancillaries | K157 | Concrete Manhole; 1.1 Dia; Depth 4.5 - 5M | 2 | Nr | AED | 25162
Orig | 1 | 1.001 | United Arab Emirates | Abu Dhabi | Infrastructure | Al Jurf | Roads and Utilities | IMKAN | Nael & Bin Harmal Hydroexport | Award | 2019 | Fixed Price Lump Sum | Pipework - Manholes And Pipework Ancillaries | K153 | Concrete Manhole; 1.2 Dia; Depth 2 - 2.5M | 1 | Nr | AED | 30076
Orig | 1 | 1.001 | United Arab Emirates | Abu Dhabi | Infrastructure | Al Jurf | Roads and Utilities | IMKAN | Nael & Bin Harmal Hydroexport | Award | 2019 | Fixed Price Lump Sum | Pipework - Manholes And Pipework Ancillaries | K155 | Concrete Manhole; 1.2 Dia; Depth 3 - 3.5M | 4 | Nr | AED | 38399
Orig | 1 | 1.001 | United Arab Emirates | Abu Dhabi | Infrastructure | Al Jurf | Roads and Utilities | IMKAN | Nael & Bin Harmal Hydroexport | Award | 2019 | Fixed Price Lump Sum | Pipework - Manholes And Pipework Ancillaries | K156 | Concrete Manhole; 1.2 Dia; Depth 3.5 - 4M | 4 | Nr | AED | 41919
Orig | 1 | 1.001 | United Arab Emirates | Abu Dhabi | Infrastructure | Al Jurf | Roads and Utilities | IMKAN | Nael & Bin Harmal Hydroexport | Award | 2019 | Fixed Price Lump Sum | Pipework - Manholes And Pipework Ancillaries | K157 | Concrete Manhole; 1.2 Dia; Depth 4 - 4.5M | 5 | Nr | AED | 45241
Orig | 1 | 1.001 | United Arab Emirates | Abu Dhabi | Infrastructure | Al Jurf | Roads and Utilities | IMKAN | Nael & Bin Harmal Hydroexport | Award | 2019 | Fixed Price Lump Sum | Pipework - Manholes And Pipework Ancillaries | K157 | Concrete Manhole; 1.2 Dia; Depth 4.5 - 5M | 2 | Nr | AED | 51320
Orig | 1 | 1.001 | United Arab Emirates | Abu Dhabi | Infrastructure | Al Jurf | Roads and Utilities | IMKAN | Nael & Bin Harmal Hydroexport | Award | 2019 | Fixed Price Lump Sum | Pipework - Manholes And Pipework Ancillaries | K231 | Concrete Manhole; 0.9M Dia; Depth Not Exceeding 1.5M | 200 | Nr | AED | 5153
Orig | 1 | 1.001 | United Arab Emirates | Abu Dhabi | Infrastructure | Al Jurf | Roads and Utilities | IMKAN | Nael & Bin Harmal Hydroexport | Award | 2019 | Fixed Price Lump Sum | Pipework - Manholes And Pipework Ancillaries | K232 | Concrete Catch Basin; Side Opening; Depth 1.5 - 2M | 7 | Nr | AED | 13017
Orig | 1 | 1.001 | United Arab Emirates | Abu Dhabi | Infrastructure | Al Jurf | Roads and Utilities | IMKAN | Nael & Bin Harmal Hydroexport | Award | 2019 | Fixed Price Lump Sum | Pipework - Manholes And Pipework Ancillaries | K231 | Concrete Catch Basin; Top Opening; Depth Not Exceeding 1.5M | 3 | Nr | AED | 11062
Orig | 1 | 1.001 | United Arab Emirates | Abu Dhabi | Infrastructure | Al Jurf | Roads and Utilities | IMKAN | Nael & Bin Harmal Hydroexport | Award | 2019 | Fixed Price Lump Sum | Pipework - Manholes And Pipework Ancillaries | K232 | Concrete Catch Basin; Top Opening; Depth 1.5 - 2M | 14 | Nr | AED | 12821
Orig | 1 | 1.001 | United Arab Emirates | Abu Dhabi | Infrastructure | Al Jurf | Roads and Utilities | IMKAN | Nael & Bin Harmal Hydroexport | Award | 2019 | Fixed Price Lump Sum | Pipework - Manholes And Pipework Ancillaries | K233 | Concrete Catch Basin; Top Opening; Depth 2 - 2.5M | 6 | Nr | AED | 14580
Orig | 1 | 1.0011 | United Arab Emirates | Abu Dhabi | Infrastructure | Al Jurf | Roads and Utilities | IMKAN | Nael & Bin Harmal Hydroexport | Award | 2019 | Fixed Price Lump Sum | Pipework - Manholes And Pipework Ancillaries | K234 | Concrete Catch Basin; Top Opening; Depth 2.5 - 3M | 9 | Nr | AED | 16339
Orig | 1 | 1.0011 | United Arab Emirates | Abu Dhabi | Infrastructure | Al Jurf | Roads and Utilities | IMKAN | Nael & Bin Harmal Hydroexport | Award | 2019 | Fixed Price Lump Sum | Pipework - Manholes And Pipework Ancillaries | K231 | Concrete Inlet; Side Entry; Depth Not Exceeding 1.5M | 5 | Nr | AED | 6207
Orig | 1 | 1.0011 | United Arab Emirates | Abu Dhabi | Infrastructure | Al Jurf | Roads and Utilities | IMKAN | Nael & Bin Harmal Hydroexport | Award | 2019 | Fixed Price Lump Sum | Pipework - Manholes And Pipework Ancillaries | K232 | Concrete Inlet; Side Entry; Depth 1.5 - 2M | 3 | Nr | AED | 7914
Orig | 1 | 1.0011 | United Arab Emirates | Abu Dhabi | Infrastructure | Al Jurf | Roads and Utilities | IMKAN | Nael & Bin Harmal Hydroexport | Award | 2019 | Fixed Price Lump Sum | Pipework - Manholes And Pipework Ancillaries | K231 | Concrete Inlet; Top Opening; Depth Not Exceeding 1.5M | 42 | Nr | AED | 6029
Orig | 1 | 1.0011 | United Arab Emirates | Abu Dhabi | Infrastructure | Al Jurf | Roads and Utilities | IMKAN | Nael & Bin Harmal Hydroexport | Award | 2019 | Fixed Price Lump Sum | Pipework - Manholes And Pipework Ancillaries | K232 | Concrete Inlet; Top Opening; Depth 1.5 - 2M | 111 | Nr | AED | 7016
Orig | 1 | 1.0011 | United Arab Emirates | Abu Dhabi | Infrastructure | Al Jurf | Roads and Utilities | IMKAN | Nael & Bin Harmal Hydroexport | Award | 2019 | Fixed Price Lump Sum | Pipework - Manholes And Pipework Ancillaries | K233 | Concrete Inlet; Top Opening; Depth 2 - 2.5M | 23 | Nr | AED | 12155
Orig | 1 | 1.0011 | United Arab Emirates | Abu Dhabi | Infrastructure | Al Jurf | Roads and Utilities | IMKAN | Nael & Bin Harmal Hydroexport | Award | 2019 | Fixed Price Lump Sum | Pipework - Manholes And Pipework Ancillaries | K234 | Concrete Inlet; Top Opening; Depth 2.5 - 3M | 8 | Nr | AED | 13784
Orig | 1 | 1.0011 | United Arab Emirates | Abu Dhabi | Infrastructure | Al Jurf | Roads and Utilities | IMKAN | Nael & Bin Harmal Hydroexport | Award | 2019 | Fixed Price Lump Sum | Pipework - Manholes And Pipework Ancillaries | K236 | Concrete Screen Chamber; Depth 3.5 - 4M | 1 | Nr | AED | 176908
Orig | 1 | 1.0011 | United Arab Emirates | Abu Dhabi | Infrastructure | Al Jurf | Roads and Utilities | IMKAN | Nael & Bin Harmal Hydroexport | Award | 2019 | Fixed Price Lump Sum | Pipework - Manholes And Pipework Ancillaries | K893 | Tie In Connection; 300Mm | 1 | Nr | AED | 5556
Orig | 1 | 1.0011 | United Arab Emirates | Abu Dhabi | Infrastructure | Al Jurf | Roads and Utilities | IMKAN | Nael & Bin Harmal Hydroexport | Award | 2019 | Fixed Price Lump Sum | Pipework - Manholes And Pipework Ancillaries | K893 | Tie In Connection; 400Mm | 1 | Nr | AED | 6070
Orig | 1 | 1.0012 | United Arab Emirates | Abu Dhabi | Infrastructure | Al Jurf | Roads and Utilities | IMKAN | Nael & Bin Harmal Hydroexport | Award | 2019 | Fixed Price Lump Sum | Pipework - Manholes And Pipework Ancillaries | K893 | Tie In Connection; 500Mm | 2 | Nr | AED | 8853
Orig | 1 | 1.0012 | United Arab Emirates | Abu Dhabi | Infrastructure | Al Jurf | Roads and Utilities | IMKAN | Nael & Bin Harmal Hydroexport | Award | 2019 | Fixed Price Lump Sum | Pipework - Manholes And Pipework Ancillaries | K893 | Tie In Connection; 300Mm | 16 | Nr | AED | 4309
Orig | 1 | 1.0012 | United Arab Emirates | Abu Dhabi | Infrastructure | Al Jurf | Roads and Utilities | IMKAN | Nael & Bin Harmal Hydroexport | Award | 2019 | Fixed Price Lump Sum | Pipework - Manholes And Pipework Ancillaries | K893 | Tie In Connection; 400Mm | 1 | Nr | AED | 7940
Orig | 1 | 1.0012 | United Arab Emirates | Abu Dhabi | Infrastructure | Al Jurf | Roads and Utilities | IMKAN | Nael & Bin Harmal Hydroexport | Award | 2019 | Fixed Price Lump Sum | Pipework - Supports And Protection | L522 | Beds And Surrounds; Granular Material; 300Mm | 5974 | m | AED | 62
Orig | 1 | 1.0012 | United Arab Emirates | Abu Dhabi | Infrastructure | Al Jurf | Roads and Utilities | IMKAN | Nael & Bin Harmal Hydroexport | Award | 2019 | Fixed Price Lump Sum | Pipework - Supports And Protection | L523 | Beds And Surrounds; Granular Material; 400Mm | 421 | m | AED | 111
Orig | 1 | 1.0012 | United Arab Emirates | Abu Dhabi | Infrastructure | Al Jurf | Roads and Utilities | IMKAN | Nael & Bin Harmal Hydroexport | Award | 2019 | Fixed Price Lump Sum | Pipework - Supports And Protection | L523 | Beds And Surrounds; Granular Material; 500Mm | 1121 | m | AED | 149
Orig | 1 | 1.0012 | United Arab Emirates | Abu Dhabi | Infrastructure | Al Jurf | Roads and Utilities | IMKAN | Nael & Bin Harmal Hydroexport | Award | 2019 | Fixed Price Lump Sum | Pipework - Supports And Protection | L523 | Beds And Surrounds; Granular Material; 600Mm | 13 | m | AED | 190
Orig | 1 | 1.0012 | United Arab Emirates | Abu Dhabi | Infrastructure | Al Jurf | Roads and Utilities | IMKAN | Nael & Bin Harmal Hydroexport | Award | 2019 | Fixed Price Lump Sum | Pipework - Supports And Protection | L524 | Beds And Surrounds; Granular Material; 700Mm | 704 | m | AED | 237
Orig | 1 | 1.0012 | United Arab Emirates | Abu Dhabi | Infrastructure | Al Jurf | Roads and Utilities | IMKAN | Nael & Bin Harmal Hydroexport | Award | 2019 | Fixed Price Lump Sum | Pipework - Supports And Protection | L524 | Beds And Surrounds; Granular Material; 800Mm | 333 | m | AED | 287
Orig | 1 | 1.0012 | United Arab Emirates | Abu Dhabi | Infrastructure | Al Jurf | Roads and Utilities | IMKAN | Nael & Bin Harmal Hydroexport | Award | 2019 | Fixed Price Lump Sum | Pipework - Supports And Protection | L524 | Beds And Surrounds; Granular Material; 900Mm | 47 | m | AED | 342
Orig | 1 | 1.0013 | United Arab Emirates | Abu Dhabi | Infrastructure | Al Jurf | Roads and Utilities | IMKAN | Nael & Bin Harmal Hydroexport | Award | 2019 | Fixed Price Lump Sum | Pipework - Supports And Protection | L591 | Beds And Surrounds; Subsoil; 110Mm | 11721 | m | AED | 56
Orig | 1 | 1.0013 | United Arab Emirates | Abu Dhabi | Infrastructure | Al Jurf | Roads and Utilities | IMKAN | Nael & Bin Harmal Hydroexport | Award | 2019 | Fixed Price Lump Sum | Pipework - Supports And Protection | L542 | Beds And Surrounds; Concrete; 300Mm | 122 | m | AED | 227
Orig | 1 | 1.0013 | United Arab Emirates | Abu Dhabi | Infrastructure | Al Jurf | Roads and Utilities | IMKAN | Nael & Bin Harmal Hydroexport | Award | 2019 | Fixed Price Lump Sum | Earthworks | E211 | Topsoil; Excavation For Cuttings; Depth Not Exceeding 0.25M | 1250 | m³ | AED | 5
Orig | 1 | 1.0013 | United Arab Emirates | Abu Dhabi | Infrastructure | Al Jurf | Roads and Utilities | IMKAN | Nael & Bin Harmal Hydroexport | Award | 2019 | Fixed Price Lump Sum | Earthworks | E222 | Material Other Than Topsoil, Rock Or Artificial Material; Excavation For Cuttings; Depth 0.25 - 0.5M | 1200 | m³ | AED | 5
Orig | 1 | 1.0013 | United Arab Emirates | Abu Dhabi | Infrastructure | Al Jurf | Roads and Utilities | IMKAN | Nael & Bin Harmal Hydroexport | Award | 2019 | Fixed Price Lump Sum | Earthworks | E223 | Material Other Than Topsoil, Rock Or Artificial Material; Excavation For Cuttings; Depth 0.5- 1M | 2260 | m³ | AED | 8
Orig | 1 | 1.0013 | United Arab Emirates | Abu Dhabi | Infrastructure | Al Jurf | Roads and Utilities | IMKAN | Nael & Bin Harmal Hydroexport | Award | 2019 | Fixed Price Lump Sum | Earthworks | E224 | Material Other Than Topsoil, Rock Or Artificial Material; Excavation For Cuttings; Depth 1- 2M | 3945 | m³ | AED | 11
Orig | 1 | 1.0013 | United Arab Emirates | Abu Dhabi | Infrastructure | Al Jurf | Roads and Utilities | IMKAN | Nael & Bin Harmal Hydroexport | Award | 2019 | Fixed Price Lump Sum | Earthworks | E225 | Material Other Than Topsoil, Rock Or Artificial Material; Excavation For Cuttings; Depth 2- 5M | 3725 | m³ | AED | 25
Orig | 1 | 1.0013 | United Arab Emirates | Abu Dhabi | Infrastructure | Al Jurf | Roads and Utilities | IMKAN | Nael & Bin Harmal Hydroexport | Award | 2019 | Fixed Price Lump Sum | Earthworks | E512 | Trimming Of Excavated Surfaces | 2650 | m² | AED | 8
Orig | 1 | 1.0013 | United Arab Emirates | Abu Dhabi | Infrastructure | Al Jurf | Roads and Utilities | IMKAN | Nael & Bin Harmal Hydroexport | Award | 2019 | Fixed Price Lump Sum | Earthworks | E512 | Trimming Of Excavated Surfaces; Angle Of 10 To 45 Degrees | 2580 | m² | AED | 9
Orig | 1 | 1.0013 | United Arab Emirates | Abu Dhabi | Infrastructure | Al Jurf | Roads and Utilities | IMKAN | Nael & Bin Harmal Hydroexport | Award | 2019 | Fixed Price Lump Sum | Earthworks | E522 | Preparation Of Existing Surfaces | 2650 | m² | AED | 8
Orig | 1 | 1.0014 | United Arab Emirates | Abu Dhabi | Infrastructure | Al Jurf | Roads and Utilities | IMKAN | Nael & Bin Harmal Hydroexport | Award | 2019 | Fixed Price Lump Sum | Earthworks | E522 | Preparation Of Existing Surfaces; Angle Of 10 To 45 Degrees | 2580 | m² | AED | 10
Orig | 1 | 1.0014 | United Arab Emirates | Abu Dhabi | Infrastructure | Al Jurf | Roads and Utilities | IMKAN | Nael & Bin Harmal Hydroexport | Award | 2019 | Fixed Price Lump Sum | Earthworks | E532 | Disposal Onsite Of Excavated Material Other Than Topsoil Or Rock | 12380 | m³ | AED | 15
Orig | 1 | 1.0014 | United Arab Emirates | Abu Dhabi | Infrastructure | Al Jurf | Roads and Utilities | IMKAN | Nael & Bin Harmal Hydroexport | Award | 2019 | Fixed Price Lump Sum | Earthworks | E624 | Filing To Embankment; Using Suitable Excavated Material And Completed To 95% Mdd | 660 | m³ | AED | 13
Orig | 1 | 1.0014 | United Arab Emirates | Abu Dhabi | Infrastructure | Al Jurf | Roads and Utilities | IMKAN | Nael & Bin Harmal Hydroexport | Award | 2019 | Fixed Price Lump Sum | Earthworks | E647 | Filling Of Imported Rock; 150Mm Thick Layer Of 5 Down Well Graded Crushed Rock Lightly Compacted; To Pond Bed Level | 2650 | m² | AED | 27
Orig | 1 | 1.0014 | United Arab Emirates | Abu Dhabi | Infrastructure | Al Jurf | Roads and Utilities | IMKAN | Nael & Bin Harmal Hydroexport | Award | 2019 | Fixed Price Lump Sum | Earthworks | E647 | Filling Of Imported Rock; 2 Layer Of 150Mm Thick Of 5 Down Well Graded Crushed Rock Compacted To 95% Mdd; Inclined At An Angle Of 10°- 45° To The Horizontal | 2650 | m² | AED | 27
Orig | 1 | 1.0014 | United Arab Emirates | Abu Dhabi | Infrastructure | Al Jurf | Roads and Utilities | IMKAN | Nael & Bin Harmal Hydroexport | Award | 2019 | Fixed Price Lump Sum | Earthworks | E647 | Filling Of Imported Rock; 2 Layer Of 150Mm Thick Of 5 Down Well Graded Crushed Rock Compacted To 95% Mdd; Inclined At An Angle Of 10°- 45° To The Horizontal | 2580 | m² | AED | 97
Orig | 1 | 1.0014 | United Arab Emirates | Abu Dhabi | Infrastructure | Al Jurf | Roads and Utilities | IMKAN | Nael & Bin Harmal Hydroexport | Award | 2019 | Fixed Price Lump Sum | Earthworks | E722 | Preparation Of Filled Surfaces To Receive Permanent Works; Material Other Than Top Soil, Rock Or Artificial Hard Material | 7125 | m² | AED | 6
Orig | 1 | 1.0014 | United Arab Emirates | Abu Dhabi | Infrastructure | Al Jurf | Roads and Utilities | IMKAN | Nael & Bin Harmal Hydroexport | Award | 2019 | Fixed Price Lump Sum | Earthworks | E733 | Filling Of Geotextile Membrane Below Riprap Rock | 4760 | m² | AED | 6
Orig | 1 | 1.0014 | United Arab Emirates | Abu Dhabi | Infrastructure | Al Jurf | Roads and Utilities | IMKAN | Nael & Bin Harmal Hydroexport | Award | 2019 | Fixed Price Lump Sum | In situ concrete | F722 | Reinforced Concrete. Grade C-40 Including Water Stop, Expansion & Construction Joints And Additives; Location: Staircase | 6 | m³ | AED | 1841
Orig | 1 | 1.0014 | United Arab Emirates | Abu Dhabi | Infrastructure | Al Jurf | Roads and Utilities | IMKAN | Nael & Bin Harmal Hydroexport | Award | 2019 | Fixed Price Lump Sum | In situ concrete | F243 | Formwork; Fair Finish To Plane Vertical Surfaces; Location: Staircase | 15 | m² | AED | 52
Orig | 1 | 1.0015 | United Arab Emirates | Abu Dhabi | Infrastructure | Al Jurf | Roads and Utilities | IMKAN | Nael & Bin Harmal Hydroexport | Award | 2019 | Fixed Price Lump Sum | In situ concrete | F520 | Reinforcement; Location: Staircase | 1 | t | AED | 4530
Orig | 1 | 1.0015 | United Arab Emirates | Abu Dhabi | Infrastructure | Al Jurf | Roads and Utilities | IMKAN | Nael & Bin Harmal Hydroexport | Award | 2019 | Fixed Price Lump Sum | Pipework - Manholes And Pipework Ancillaries | K900 | Outfall Structure | 1 | Nr | AED | 86592
Orig | 1 | 1.0015 | United Arab Emirates | Abu Dhabi | Infrastructure | Al Jurf | Roads and Utilities | IMKAN | Nael & Bin Harmal Hydroexport | Award | 2019 | Fixed Price Lump Sum | Miscellaneous Metalwork | N140 | Handrail With Vertical And Horizontal Rails; 900Mm High To Horizontal | 15 | m | AED | 1573
Orig | 1 | 1.0015 | United Arab Emirates | Abu Dhabi | Infrastructure | Al Jurf | Roads and Utilities | IMKAN | Nael & Bin Harmal Hydroexport | Award | 2019 | Fixed Price Lump Sum | Miscellaneous Metalwork | N140 | Handrail With Vertical And Horizontal Rails; 900Mm High To Vertical | 42 | m | AED | 1573
Orig | 1 | 1.0015 | United Arab Emirates | Abu Dhabi | Infrastructure | Al Jurf | Roads and Utilities | IMKAN | Nael & Bin Harmal Hydroexport | Award | 2019 | Fixed Price Lump Sum | Waterproofing | W653 | Waterproofing; 2Mm Thick Texture Hdpe Liner | 5290 | m² | AED | 65
Orig | 1 | 1.0015 | United Arab Emirates | Abu Dhabi | Infrastructure | Al Jurf | Roads and Utilities | IMKAN | Nael & Bin Harmal Hydroexport | Award | 2019 | Fixed Price Lump Sum | Miscellaneous Work | X144 | Chain Link Fence Including Posts And Foundation Including Mounting, Post Clip And Bolt Assembly, Tension Wire, Chain Link Fabric, Stretcher Bar, Brace Tube, Pit Excavation, Compaction, Backfilling And Disposal Of Surplus Excavated Material To Complete; As Detailed On Adm Standard Drawing No. N-261 And Specification | 357 | m | AED | 231
Orig | 1 | 1.0015 | United Arab Emirates | Abu Dhabi | Infrastructure | Al Jurf | Roads and Utilities | IMKAN | Nael & Bin Harmal Hydroexport | Award | 2019 | Fixed Price Lump Sum | Miscellaneous Work | X226 | Security Gate With Posts And Foundation Including Mounting, Post Clip And Bolt Assembly, Tension Wire, Chain Link Fabric, Stretcher Bar, Brace Tube, Ironmongery, Pit Excavation, Compaction, Backfilling And Disposal Of Surplus Excavated Material To Complete; As Detailed On Adm Standard Drawing No. N-261 And Specification | 1 | Nr | AED | 6188
Orig | 1 | 1.0015 | United Arab Emirates | Abu Dhabi | Infrastructure | Al Jurf | Roads and Utilities | IMKAN | Nael & Bin Harmal Hydroexport | Award | 2019 | Fixed Price Lump Sum | Miscellaneous Work | X420 | Rock Filled; 150Mm Thick Layer Of 75Mm Down Rock Uncompacted | 2650 | m² | AED | 27
Orig | 1 | 1.0015 | United Arab Emirates | Abu Dhabi | Infrastructure | Al Jurf | Roads and Utilities | IMKAN | Nael & Bin Harmal Hydroexport | Award | 2019 | Fixed Price Lump Sum | Miscellaneous Work | X420 | Rock Filled; 200Mm Thick Layer Of D50- 100 Rip Rap Rock | 1685 | m² | AED | 46
Orig | 1 | 1.0015 | United Arab Emirates | Abu Dhabi | Infrastructure | Al Jurf | Roads and Utilities | IMKAN | Nael & Bin Harmal Hydroexport | Award | 2019 | Fixed Price Lump Sum | Miscellaneous Work | X420 | Rock Filled; 300Mm Thick Layer Of D50- 200 Loose Rip Rap Rock | 1450 | m² | AED | 69
Orig | 1 | 1.0016 | United Arab Emirates | Abu Dhabi | Infrastructure | Al Jurf | Roads and Utilities | IMKAN | Nael & Bin Harmal Hydroexport | Award | 2019 | Fixed Price Lump Sum | Miscellaneous Work | X900 | Allow For All Necessary Works To Complete The Access Road And Ramp Including But Not Limited To Excavation, Surface Preparation, Formwork, Concrete And Reinforcement, Backfilling, Stone Pitching, Concrete Blinding, Approved Paving Material, Waterproofing, Protective Coating And All Other Related Works As Shown On Drawings And Specification; Width: 4 - 5M | 1 | Nr | AED | 91018
Orig | 1 | 1.0016 | United Arab Emirates | Abu Dhabi | Infrastructure | Al Jurf | Roads and Utilities | IMKAN | Nael & Bin Harmal Hydroexport | Award | 2019 | Fixed Price Lump Sum | Pipework - Pipes | I513 | Upvc Pipe; 150Mm; Depth: 1.5 - 2M | 567 | m | AED | 149
Orig | 1 | 1.0016 | United Arab Emirates | Abu Dhabi | Infrastructure | Al Jurf | Roads and Utilities | IMKAN | Nael & Bin Harmal Hydroexport | Award | 2019 | Fixed Price Lump Sum | Pipework - Pipes | I514 | Upvc Pipe; 150Mm; Depth: 2 - 2.5M | 466 | m | AED | 180
Orig | 1 | 1.0016 | United Arab Emirates | Abu Dhabi | Infrastructure | Al Jurf | Roads and Utilities | IMKAN | Nael & Bin Harmal Hydroexport | Award | 2019 | Fixed Price Lump Sum | Pipework - Pipes | I515 | Upvc Pipe; 150Mm; Depth: 2.5 - 3M | 491 | m | AED | 180
Orig | 1 | 1.0016 | United Arab Emirates | Abu Dhabi | Infrastructure | Al Jurf | Roads and Utilities | IMKAN | Nael & Bin Harmal Hydroexport | Award | 2019 | Fixed Price Lump Sum | Pipework - Pipes | I516 | Upvc Pipe; 150Mm; Depth: 3 - 3.5M | 384 | m | AED | 239
Orig | 1 | 1.0016 | United Arab Emirates | Abu Dhabi | Infrastructure | Al Jurf | Roads and Utilities | IMKAN | Nael & Bin Harmal Hydroexport | Award | 2019 | Fixed Price Lump Sum | Pipework - Pipes | I517 | Upvc Pipe; 150Mm; Depth: 3.5 - 4M | 350 | m | AED | 281
Orig | 1 | 1.0016 | United Arab Emirates | Abu Dhabi | Infrastructure | Al Jurf | Roads and Utilities | IMKAN | Nael & Bin Harmal Hydroexport | Award | 2019 | Fixed Price Lump Sum | Pipework - Pipes | I518 | Upvc Pipe; 150Mm; Depth: 4 - 4.5M | 457 | m | AED | 326
Orig | 1 | 1.0016 | United Arab Emirates | Abu Dhabi | Infrastructure | Al Jurf | Roads and Utilities | IMKAN | Nael & Bin Harmal Hydroexport | Award | 2019 | Fixed Price Lump Sum | Pipework - Pipes | I518 | Upvc Pipe; 150Mm; Depth: 4.5 - 5M | 202 | m | AED | 362
Orig | 1 | 1.0016 | United Arab Emirates | Abu Dhabi | Infrastructure | Al Jurf | Roads and Utilities | IMKAN | Nael & Bin Harmal Hydroexport | Award | 2019 | Fixed Price Lump Sum | Pipework - Pipes | I518 | Upvc Pipe; 150Mm; Depth: 5 - 5.5M | 192 | m | AED | 412
Orig | 1 | 1.0016 | United Arab Emirates | Abu Dhabi | Infrastructure | Al Jurf | Roads and Utilities | IMKAN | Nael & Bin Harmal Hydroexport | Award | 2019 | Fixed Price Lump Sum | Pipework - Pipes | I518 | Upvc Pipe; 150Mm; Depth: 6 - 6.5M | 51 | m | AED | 587
Orig | 1 | 1.0017 | United Arab Emirates | Abu Dhabi | Infrastructure | Al Jurf | Roads and Utilities | IMKAN | Nael & Bin Harmal Hydroexport | Award | 2019 | Fixed Price Lump Sum | Pipework - Pipes | I518 | Upvc Pipe; 150Mm; Depth: 7.5 - 8M | 15 | m | AED | 943
Orig | 1 | 1.0017 | United Arab Emirates | Abu Dhabi | Infrastructure | Al Jurf | Roads and Utilities | IMKAN | Nael & Bin Harmal Hydroexport | Award | 2019 | Fixed Price Lump Sum | Pipework - Pipes | I512 | Upvc Pipe; 160Mm; Depth: 1.5 - 2M | 917 | m | AED | 146
Orig | 1 | 1.0017 | United Arab Emirates | Abu Dhabi | Infrastructure | Al Jurf | Roads and Utilities | IMKAN | Nael & Bin Harmal Hydroexport | Award | 2019 | Fixed Price Lump Sum | Pipework - Pipes | I513 | Upvc Pipe; 160Mm; Depth: 1.5 - 2M | 514 | m | AED | 149
Orig | 1 | 1.0017 | United Arab Emirates | Abu Dhabi | Infrastructure | Al Jurf | Roads and Utilities | IMKAN | Nael & Bin Harmal Hydroexport | Award | 2019 | Fixed Price Lump Sum | Pipework - Pipes | I514 | Upvc Pipe; 156Mm; Depth: 2 - 2.5M | 195 | m | AED | 160
Orig | 1 | 1.0017 | United Arab Emirates | Abu Dhabi | Infrastructure | Al Jurf | Roads and Utilities | IMKAN | Nael & Bin Harmal Hydroexport | Award | 2019 | Fixed Price Lump Sum | Pipework - Pipes | I15 | Upvc Pipe; 160Mm; Depth: 2.5 - 3M | 8 | m | AED | 190
Orig | 1 | 1.0017 | United Arab Emirates | Abu Dhabi | Infrastructure | Al Jurf | Roads and Utilities | IMKAN | Nael & Bin Harmal Hydroexport | Award | 2019 | Fixed Price Lump Sum | Pipework - Pipes | I518 | Upvc Pipe; 160Mm; Depth: 4 - 4.5M | 17 | m | AED | 356
Orig | 1 | 1.0017 | United Arab Emirates | Abu Dhabi | Infrastructure | Al Jurf | Roads and Utilities | IMKAN | Nael & Bin Harmal Hydroexport | Award | 2019 | Fixed Price Lump Sum | Pipework - Pipes | I518 | Upvc Pipe; 160Mm; Depth: 4.5 - 5M | 17 | m | AED | 412
Orig | 1 | 1.0017 | United Arab Emirates | Abu Dhabi | Infrastructure | Al Jurf | Roads and Utilities | IMKAN | Nael & Bin Harmal Hydroexport | Award | 2019 | Fixed Price Lump Sum | Pipework - Pipes | I512 | Upvc Pipe; 200Mm; Depth: 2 - 2.5M | 22 | m | AED | 221
Orig | 1 | 1.0017 | United Arab Emirates | Abu Dhabi | Infrastructure | Al Jurf | Roads and Utilities | IMKAN | Nael & Bin Harmal Hydroexport | Award | 2019 | Fixed Price Lump Sum | Pipework - Pipes | I518 | Upvc Pipe; 200Mm; Depth: 7 - 7.5M | 63 | m | AED | 935
Orig | 1 | 1.0017 | United Arab Emirates | Abu Dhabi | Infrastructure | Al Jurf | Roads and Utilities | IMKAN | Nael & Bin Harmal Hydroexport | Award | 2019 | Fixed Price Lump Sum | Pipework - Pipes | I518 | Upvc Pipe; 200Mm; Depth: 7.5 - 8M | 202 | m | AED | 1059
Orig | 1 | 1.0018 | United Arab Emirates | Abu Dhabi | Infrastructure | Al Jurf | Roads and Utilities | IMKAN | Nael & Bin Harmal Hydroexport | Award | 2019 | Fixed Price Lump Sum | Pipework - Pipes | I518 | Upvc Pipe; 200Mm; Depth: 8 - 8.5M | 20 | m | AED | 1188
Orig | 1 | 1.0018 | United Arab Emirates | Abu Dhabi | Infrastructure | Al Jurf | Roads and Utilities | IMKAN | Nael & Bin Harmal Hydroexport | Award | 2019 | Fixed Price Lump Sum | Pipework - Pipes | I528 | Upvc Pipe; 300Mm; Depth: 5 - 5.5M | 48 | m | AED | 904
Orig | 1 | 1.0018 | United Arab Emirates | Abu Dhabi | Infrastructure | Al Jurf | Roads and Utilities | IMKAN | Nael & Bin Harmal Hydroexport | Award | 2019 | Fixed Price Lump Sum | Pipework - Pipes | I528 | Upvc Pipe; 300Mm; Depth: 7.5 - 8M | 201 | m | AED | 1202
Orig | 1 | 1.0018 | United Arab Emirates | Abu Dhabi | Infrastructure | Al Jurf | Roads and Utilities | IMKAN | Nael & Bin Harmal Hydroexport | Award | 2019 | Fixed Price Lump Sum | Pipework - Pipes | I528 | Upvc Pipe; 300Mm; Depth: 8 - 8.5M | 438 | m | AED | 1333
Orig | 1 | 1.0018 | United Arab Emirates | Abu Dhabi | Infrastructure | Al Jurf | Roads and Utilities | IMKAN | Nael & Bin Harmal Hydroexport | Award | 2019 | Fixed Price Lump Sum | Pipework - Pipes | I528 | Upvc Pipe; 300Mm; Depth: 8.5 - 9M | 126 | m | AED | 1469
Orig | 1 | 1.0018 | United Arab Emirates | Abu Dhabi | Infrastructure | Al Jurf | Roads and Utilities | IMKAN | Nael & Bin Harmal Hydroexport | Award | 2019 | Fixed Price Lump Sum | Pipework - Pipes | I528 | Upvc Pipe; 300Mm; Depth: 9 - 9.5M | 316 | m | AED | 1679
Orig | 1 | 1.0018 | United Arab Emirates | Abu Dhabi | Infrastructure | Al Jurf | Roads and Utilities | IMKAN | Nael & Bin Harmal Hydroexport | Award | 2019 | Fixed Price Lump Sum | Pipework - Pipes | I528 | Upvc Pipe; 300Mm; Depth: 9.5 - 10M | 35 | m | AED | 1895
Orig | 1 | 1.0018 | United Arab Emirates | Abu Dhabi | Infrastructure | Al Jurf | Roads and Utilities | IMKAN | Nael & Bin Harmal Hydroexport | Award | 2019 | Fixed Price Lump Sum | Pipework - Pipes | I638 | Upvc Pipe; 400Mm; Depth: 10.5 - 11M | 216 | m | AED | 2607
Orig | 1 | 1.0018 | United Arab Emirates | Abu Dhabi | Infrastructure | Al Jurf | Roads and Utilities | IMKAN | Nael & Bin Harmal Hydroexport | Award | 2019 | Fixed Price Lump Sum | Pipework - Pipes | I638 | Upvc Pipe; 500Mm; Depth: 9.5 - 10M | 22 | m | AED | 2292
Orig | 1 | 1.0018 | United Arab Emirates | Abu Dhabi | Infrastructure | Al Jurf | Roads and Utilities | IMKAN | Nael & Bin Harmal Hydroexport | Award | 2019 | Fixed Price Lump Sum | Pipework - Pipes | I638 | Upvc Pipe; 500Mm; Depth: 10 - 10.5M | 432 | m | AED | 2529
Orig | 1 | 1.0019 | United Arab Emirates | Abu Dhabi | Infrastructure | Al Jurf | Roads and Utilities | IMKAN | Nael & Bin Harmal Hydroexport | Award | 2019 | Fixed Price Lump Sum | Pipework - Pipes | I638 | Upvc Pipe; 500Mm; Depth: 10.5 - 11M | 93 | m | AED | 2771
Orig | 1 | 1.0019 | United Arab Emirates | Abu Dhabi | Infrastructure | Al Jurf | Roads and Utilities | IMKAN | Nael & Bin Harmal Hydroexport | Award | 2019 | Fixed Price Lump Sum | Pipework - Manholes And Pipework Ancillaries | K132 | Concrete Manhole; 1.1M Dia; Depth 1.5 - 2M | 19 | Nr | AED | 21088
Orig | 1 | 1.0019 | United Arab Emirates | Abu Dhabi | Infrastructure | Al Jurf | Roads and Utilities | IMKAN | Nael & Bin Harmal Hydroexport | Award | 2019 | Fixed Price Lump Sum | Pipework - Manholes And Pipework Ancillaries | K133 | Concrete Manhole; 1.1M Dia; Depth 2 - 2.5M | 1 | Nr | AED | 23778
Orig | 1 | 1.0019 | United Arab Emirates | Abu Dhabi | Infrastructure | Al Jurf | Roads and Utilities | IMKAN | Nael & Bin Harmal Hydroexport | Award | 2019 | Fixed Price Lump Sum | Pipework - Manholes And Pipework Ancillaries | K136 | Concrete Manhole; 1.1M Dia; Depth 3.5 - 4M | 2 | Nr | AED | 31849
Orig | 1 | 1.0019 | United Arab Emirates | Abu Dhabi | Infrastructure | Al Jurf | Roads and Utilities | IMKAN | Nael & Bin Harmal Hydroexport | Award | 2019 | Fixed Price Lump Sum | Pipework - Manholes And Pipework Ancillaries | K137 | Concrete Manhole; 1.1M Dia; Depth 4 - 4.5M | 1 | Nr | AED | 34539
Orig | 1 | 1.0019 | United Arab Emirates | Abu Dhabi | Infrastructure | Al Jurf | Roads and Utilities | IMKAN | Nael & Bin Harmal Hydroexport | Award | 2019 | Fixed Price Lump Sum | Pipework - Manholes And Pipework Ancillaries | K137 | Concrete Manhole; 1.1M Dia; Depth 7 - 7.5M | 1 | Nr | AED | 53264
Orig | 1 | 1.0019 | United Arab Emirates | Abu Dhabi | Infrastructure | Al Jurf | Roads and Utilities | IMKAN | Nael & Bin Harmal Hydroexport | Award | 2019 | Fixed Price Lump Sum | Pipework - Manholes And Pipework Ancillaries | K137 | Concrete Manhole; 1.1M Dia; Depth 7.5 - 8M | 2 | Nr | AED | 56113
Orig | 1 | 1.0019 | United Arab Emirates | Abu Dhabi | Infrastructure | Al Jurf | Roads and Utilities | IMKAN | Nael & Bin Harmal Hydroexport | Award | 2019 | Fixed Price Lump Sum | Pipework - Manholes And Pipework Ancillaries | K137 | Concrete Manhole; 1.1M Dia; Depth 8.5 - 9M | 1 | Nr | AED | 61813
Orig | 1 | 1.0019 | United Arab Emirates | Abu Dhabi | Infrastructure | Al Jurf | Roads and Utilities | IMKAN | Nael & Bin Harmal Hydroexport | Award | 2019 | Fixed Price Lump Sum | Pipework - Manholes And Pipework Ancillaries | K137 | Concrete Manhole; 1.1M Dia; Depth 9 - 9.5M | 1 | Nr | AED | 64662
Orig | 1 | 1.0019 | United Arab Emirates | Abu Dhabi | Infrastructure | Al Jurf | Roads and Utilities | IMKAN | Nael & Bin Harmal Hydroexport | Award | 2019 | Fixed Price Lump Sum | Pipework - Manholes And Pipework Ancillaries | K137 | Concrete Manhole; 1.1M Dia; Depth 10.5 - 11M | 1 | Nr | AED | 73211
Orig | 1 | 1.002 | United Arab Emirates | Abu Dhabi | Infrastructure | Al Jurf | Roads and Utilities | IMKAN | Nael & Bin Harmal Hydroexport | Award | 2019 | Fixed Price Lump Sum | Pipework - Manholes And Pipework Ancillaries | K137 | Concrete Manhole; 1.1M Dia; Depth 11 - 11.5M | 1 | Nr | AED | 76061
Orig | 1 | 1.002 | United Arab Emirates | Abu Dhabi | Infrastructure | Al Jurf | Roads and Utilities | IMKAN | Nael & Bin Harmal Hydroexport | Award | 2019 | Fixed Price Lump Sum | Pipework - Manholes And Pipework Ancillaries | K142 | Concrete Manhole With Double Backdrop; 1.1M Dia; Depth 1.5 - 2M | 1 | Nr | AED | 26775
Orig | 1 | 1.002 | United Arab Emirates | Abu Dhabi | Infrastructure | Al Jurf | Roads and Utilities | IMKAN | Nael & Bin Harmal Hydroexport | Award | 2019 | Fixed Price Lump Sum | Pipework - Manholes And Pipework Ancillaries | K143 | Concrete Manhole With Double Backdrop; 1.1M Dia; Depth 2 - 2.5M | 7 | Nr | AED | 30116
Orig | 1 | 1.002 | United Arab Emirates | Abu Dhabi | Infrastructure | Al Jurf | Roads and Utilities | IMKAN | Nael & Bin Harmal Hydroexport | Award | 2019 | Fixed Price Lump Sum | Pipework - Manholes And Pipework Ancillaries | K144 | Concrete Manhole With Double Backdrop; 1.1M Dia; Depth 2.5 - 3M | 6 | Nr | AED | 33456
Orig | 1 | 1.002 | United Arab Emirates | Abu Dhabi | Infrastructure | Al Jurf | Roads and Utilities | IMKAN | Nael & Bin Harmal Hydroexport | Award | 2019 | Fixed Price Lump Sum | Pipework - Manholes And Pipework Ancillaries | K145 | Concrete Manhole With Double Backdrop; 1.1M Dia; Depth 3 - 3.5M | 4 | Nr | AED | 36797
Orig | 1 | 1.002 | United Arab Emirates | Abu Dhabi | Infrastructure | Al Jurf | Roads and Utilities | IMKAN | Nael & Bin Harmal Hydroexport | Award | 2019 | Fixed Price Lump Sum | Pipework - Manholes And Pipework Ancillaries | K146 | Concrete Manhole With Double Backdrop; 1.1M Dia; Depth 3.5 - 4M | 6 | Nr | AED | 40138
Orig | 1 | 1.002 | United Arab Emirates | Abu Dhabi | Infrastructure | Al Jurf | Roads and Utilities | IMKAN | Nael & Bin Harmal Hydroexport | Award | 2019 | Fixed Price Lump Sum | Pipework - Manholes And Pipework Ancillaries | K147 | Concrete Manhole With Double Backdrop; 1.1M Dia; Depth 4 - 4.5M | 7 | Nr | AED | 43478
Orig | 1 | 1.002 | United Arab Emirates | Abu Dhabi | Infrastructure | Al Jurf | Roads and Utilities | IMKAN | Nael & Bin Harmal Hydroexport | Award | 2019 | Fixed Price Lump Sum | Pipework - Manholes And Pipework Ancillaries | K147 | Concrete Manhole With Double Backdrop; 1.1M Dia; Depth 5 - 5.5M | 1 | Nr | AED | 50160
Orig | 1 | 1.002 | United Arab Emirates | Abu Dhabi | Infrastructure | Al Jurf | Roads and Utilities | IMKAN | Nael & Bin Harmal Hydroexport | Award | 2019 | Fixed Price Lump Sum | Pipework - Manholes And Pipework Ancillaries | K147 | Concrete Manhole With Double Backdrop; 1.1M Dia; Depth 5.5 - 6M | 1 | Nr | AED | 53500
Orig | 1 | 1.0021 | United Arab Emirates | Abu Dhabi | Infrastructure | Al Jurf | Roads and Utilities | IMKAN | Nael & Bin Harmal Hydroexport | Award | 2019 | Fixed Price Lump Sum | Pipework - Manholes And Pipework Ancillaries | K147 | Concrete Manhole With Double Backdrop; 1.1M Dia; Depth 7.5 - 8M | 3 | Nr | AED | 73163
Orig | 1 | 1.0021 | United Arab Emirates | Abu Dhabi | Infrastructure | Al Jurf | Roads and Utilities | IMKAN | Nael & Bin Harmal Hydroexport | Award | 2019 | Fixed Price Lump Sum | Pipework - Manholes And Pipework Ancillaries | K147 | Concrete Manhole With Double Backdrop; 1.1M Dia; Depth 8 - 8.5M | 2 | Nr | AED | 76873
Orig | 1 | 1.0021 | United Arab Emirates | Abu Dhabi | Infrastructure | Al Jurf | Roads and Utilities | IMKAN | Nael & Bin Harmal Hydroexport | Award | 2019 | Fixed Price Lump Sum | Pipework - Manholes And Pipework Ancillaries | K147 | Concrete Manhole With Double Backdrop; 1.1M Dia; Depth 8.5 - 9M | 1 | Nr | AED | 80583
Orig | 1 | 1.0021 | United Arab Emirates | Abu Dhabi | Infrastructure | Al Jurf | Roads and Utilities | IMKAN | Nael & Bin Harmal Hydroexport | Award | 2019 | Fixed Price Lump Sum | Pipework - Manholes And Pipework Ancillaries | K147 | Concrete Manhole With Double Backdrop; 1.1M Dia; Depth 9 - 9.5M | 2 | Nr | AED | 84293
Orig | 1 | 1.0021 | United Arab Emirates | Abu Dhabi | Infrastructure | Al Jurf | Roads and Utilities | IMKAN | Nael & Bin Harmal Hydroexport | Award | 2019 | Fixed Price Lump Sum | Pipework - Manholes And Pipework Ancillaries | K147 | Concrete Manhole With Double Backdrop; 1.1M Dia; Depth 10.5 - 11M | 1 | Nr | AED | 95423
Orig | 1 | 1.0021 | United Arab Emirates | Abu Dhabi | Infrastructure | Al Jurf | Roads and Utilities | IMKAN | Nael & Bin Harmal Hydroexport | Award | 2019 | Fixed Price Lump Sum | Pipework - Manholes And Pipework Ancillaries | K142 | Concrete Manhole With Single Backdrop; 1.1M Dia; Depth 1.5 - 2M | 1 | Nr | AED | 23931
Orig | 1 | 1.0021 | United Arab Emirates | Abu Dhabi | Infrastructure | Al Jurf | Roads and Utilities | IMKAN | Nael & Bin Harmal Hydroexport | Award | 2019 | Fixed Price Lump Sum | Pipework - Manholes And Pipework Ancillaries | K143 | Concrete Manhole With Single Backdrop; 1.1M Dia; Depth 2 - 2.5M | 2 | Nr | AED | 26947
Orig | 1 | 1.0021 | United Arab Emirates | Abu Dhabi | Infrastructure | Al Jurf | Roads and Utilities | IMKAN | Nael & Bin Harmal Hydroexport | Award | 2019 | Fixed Price Lump Sum | Pipework - Manholes And Pipework Ancillaries | K144 | Concrete Manhole With Single Backdrop; 1.1M Dia; Depth 2.5 - 3M | 1 | Nr | AED | 29962
Orig | 1 | 1.0021 | United Arab Emirates | Abu Dhabi | Infrastructure | Al Jurf | Roads and Utilities | IMKAN | Nael & Bin Harmal Hydroexport | Award | 2019 | Fixed Price Lump Sum | Pipework - Manholes And Pipework Ancillaries | K145 | Concrete Manhole With Single Backdrop; 1.1M Dia; Depth 3 - 3.5M | 2 | Nr | AED | 32978
Orig | 1 | 1.0021 | United Arab Emirates | Abu Dhabi | Infrastructure | Al Jurf | Roads and Utilities | IMKAN | Nael & Bin Harmal Hydroexport | Award | 2019 | Fixed Price Lump Sum | Pipework - Manholes And Pipework Ancillaries | K147 | Concrete Manhole With Single Backdrop; 1.1M Dia; Depth 4 - 4.5M | 1 | Nr | AED | 39009
Orig | 1 | 1.0022 | United Arab Emirates | Abu Dhabi | Infrastructure | Al Jurf | Roads and Utilities | IMKAN | Nael & Bin Harmal Hydroexport | Award | 2019 | Fixed Price Lump Sum | Pipework - Manholes And Pipework Ancillaries | K147 | Concrete Manhole With Single Backdrop; 1.1M Dia; Depth 7 - 7.5M | 1 | Nr | AED | 61358
Orig | 1 | 1.0022 | United Arab Emirates | Abu Dhabi | Infrastructure | Al Jurf | Roads and Utilities | IMKAN | Nael & Bin Harmal Hydroexport | Award | 2019 | Fixed Price Lump Sum | Pipework - Manholes And Pipework Ancillaries | K147 | Concrete Manhole With Single Backdrop; 1.1M Dia; Depth 7.5 - 8M | 4 | Nr | AED | 64638
Orig | 1 | 1.0022 | United Arab Emirates | Abu Dhabi | Infrastructure | Al Jurf | Roads and Utilities | IMKAN | Nael & Bin Harmal Hydroexport | Award | 2019 | Fixed Price Lump Sum | Pipework - Manholes And Pipework Ancillaries | K147 | Concrete Manhole With Single Backdrop; 1.1M Dia; Depth 8.5 - 9M | 3 | Nr | AED | 71198
Orig | 1 | 1.0022 | United Arab Emirates | Abu Dhabi | Infrastructure | Al Jurf | Roads and Utilities | IMKAN | Nael & Bin Harmal Hydroexport | Award | 2019 | Fixed Price Lump Sum | Pipework - Manholes And Pipework Ancillaries | K147 | Concrete Manhole With Single Backdrop; 1.1M Dia; Depth 9 - 9.5M | 1 | Nr | AED | 74478
Orig | 1 | 1.0022 | United Arab Emirates | Abu Dhabi | Infrastructure | Al Jurf | Roads and Utilities | IMKAN | Nael & Bin Harmal Hydroexport | Award | 2019 | Fixed Price Lump Sum | Pipework - Manholes And Pipework Ancillaries | K147 | Concrete Manhole With Single Backdrop; 1.1M Dia; Depth 9.5 - 10M | 2 | Nr | AED | 77757
Orig | 1 | 1.0022 | United Arab Emirates | Abu Dhabi | Infrastructure | Al Jurf | Roads and Utilities | IMKAN | Nael & Bin Harmal Hydroexport | Award | 2019 | Fixed Price Lump Sum | Pipework - Manholes And Pipework Ancillaries | K147 | Concrete Manhole With Single Backdrop; 1.1M Dia; Depth 10 - 10.5M | 3 | Nr | AED | 81037
Orig | 1 | 1.0022 | United Arab Emirates | Abu Dhabi | Infrastructure | Al Jurf | Roads and Utilities | IMKAN | Nael & Bin Harmal Hydroexport | Award | 2019 | Fixed Price Lump Sum | Pipework - Manholes And Pipework Ancillaries | K147 | Concrete Manhole With Single Backdrop; 1.1M Dia; Depth 10.5 - 11M | 1 | Nr | AED | 84317
Orig | 1 | 1.0022 | United Arab Emirates | Abu Dhabi | Infrastructure | Al Jurf | Roads and Utilities | IMKAN | Nael & Bin Harmal Hydroexport | Award | 2019 | Fixed Price Lump Sum | Pipework - Manholes And Pipework Ancillaries | K231 | Concrete House Connection Type A1; 1-Way Plugged Port; Depth Not Exceeding 1.5M | 46 | Nr | AED | 5730
Orig | 1 | 1.0022 | United Arab Emirates | Abu Dhabi | Infrastructure | Al Jurf | Roads and Utilities | IMKAN | Nael & Bin Harmal Hydroexport | Award | 2019 | Fixed Price Lump Sum | Pipework - Manholes And Pipework Ancillaries | K232 | Concrete House Connection Type A1; 1-Way Plugged Port; Depth 1.5 - 2M | 17 | Nr | AED | 6675
Orig | 1 | 1.0022 | United Arab Emirates | Abu Dhabi | Infrastructure | Al Jurf | Roads and Utilities | IMKAN | Nael & Bin Harmal Hydroexport | Award | 2019 | Fixed Price Lump Sum | Pipework - Manholes And Pipework Ancillaries | K233 | Concrete House Connection Type A1; 1-Way Plugged Port; Depth 2 - 2.5M | 1 | Nr | AED | 7715
Orig | 1 | 1.0023 | United Arab Emirates | Abu Dhabi | Infrastructure | Al Jurf | Roads and Utilities | IMKAN | Nael & Bin Harmal Hydroexport | Award | 2019 | Fixed Price Lump Sum | Pipework - Manholes And Pipework Ancillaries | K234 | Concrete House Connection Type A1; 1-Way Plugged Port; Depth 2.5 - 3M | 1 | Nr | AED | 8754
Orig | 1 | 1.0023 | United Arab Emirates | Abu Dhabi | Infrastructure | Al Jurf | Roads and Utilities | IMKAN | Nael & Bin Harmal Hydroexport | Award | 2019 | Fixed Price Lump Sum | Pipework - Manholes And Pipework Ancillaries | K231 | Concrete House Connection Type A1; 2-Way Plugged Port; Depth Not Exceeding 1.5M | 39 | Nr | AED | 5964
Orig | 1 | 1.0023 | United Arab Emirates | Abu Dhabi | Infrastructure | Al Jurf | Roads and Utilities | IMKAN | Nael & Bin Harmal Hydroexport | Award | 2019 | Fixed Price Lump Sum | Pipework - Manholes And Pipework Ancillaries | K232 | Concrete House Connection Type A1; 2-Way Plugged Port; Depth 1.5 - 2M | 11 | Nr | AED | 6909
Orig | 1 | 1.0023 | United Arab Emirates | Abu Dhabi | Infrastructure | Al Jurf | Roads and Utilities | IMKAN | Nael & Bin Harmal Hydroexport | Award | 2019 | Fixed Price Lump Sum | Pipework - Manholes And Pipework Ancillaries | K233 | Concrete House Connection Type A1; 2-Way Plugged Port; Depth 2 - 2.5M | 7 | Nr | AED | 7949
Orig | 1 | 1.0023 | United Arab Emirates | Abu Dhabi | Infrastructure | Al Jurf | Roads and Utilities | IMKAN | Nael & Bin Harmal Hydroexport | Award | 2019 | Fixed Price Lump Sum | Pipework - Manholes And Pipework Ancillaries | K891 | Tie In Connection Between Phase 1.1 And Phase 1.2, Pipe Bore: 200 Mm | 1 | Nr | AED | 9318
Orig | 1 | 1.0023 | United Arab Emirates | Abu Dhabi | Infrastructure | Al Jurf | Roads and Utilities | IMKAN | Nael & Bin Harmal Hydroexport | Award | 2019 | Fixed Price Lump Sum | Pipework - Manholes And Pipework Ancillaries | K891 | Tie In Connection Between Phase 1.1 And Phase 1.2, Pipe Bore: 300 Mm | 1 | Nr | AED | 10757
Orig | 1 | 1.0023 | United Arab Emirates | Abu Dhabi | Infrastructure | Al Jurf | Roads and Utilities | IMKAN | Nael & Bin Harmal Hydroexport | Award | 2019 | Fixed Price Lump Sum | Pipework - Manholes And Pipework Ancillaries | K891 | Tie In Connection Between Phase 1.2 And Phase 1.3 | 3 | Nr | AED | 10757
Orig | 1 | 1.0023 | United Arab Emirates | Abu Dhabi | Infrastructure | Al Jurf | Roads and Utilities | IMKAN | Nael & Bin Harmal Hydroexport | Award | 2019 | Fixed Price Lump Sum | Pipework - Manholes And Pipework Ancillaries | K891 | Tie In Connection To Phase 1 | 1 | Nr | AED | 13915
Orig | 1 | 1.0023 | United Arab Emirates | Abu Dhabi | Infrastructure | Al Jurf | Roads and Utilities | IMKAN | Nael & Bin Harmal Hydroexport | Award | 2019 | Fixed Price Lump Sum | Pipework - Manholes And Pipework Ancillaries | K891 | Tie In Connection To Phase 2 | 3 | Nr | AED | 13915
Orig | 1 | 1.0023 | United Arab Emirates | Abu Dhabi | Infrastructure | Al Jurf | Roads and Utilities | IMKAN | Nael & Bin Harmal Hydroexport | Award | 2019 | Fixed Price Lump Sum | Pipework - Manholes And Pipework Ancillaries | K891 | Tie In Connection To Phase 4 | 6 | Nr | AED | 10757
Orig | 1 | 1.0024 | United Arab Emirates | Abu Dhabi | Infrastructure | Al Jurf | Roads and Utilities | IMKAN | Nael & Bin Harmal Hydroexport | Award | 2019 | Fixed Price Lump Sum | Pipework - Manholes And Pipework Ancillaries | K891 | Tie In Connection To Phase 5 | 2 | Nr | AED | 9318
Orig | 1 | 1.0024 | United Arab Emirates | Abu Dhabi | Infrastructure | Al Jurf | Roads and Utilities | IMKAN | Nael & Bin Harmal Hydroexport | Award | 2019 | Fixed Price Lump Sum | Pipework - Supports And Protection | L531 | Beds And Surrounds; Granular Material; 150Mm | 3175 | m | AED | 47
Orig | 1 | 1.0024 | United Arab Emirates | Abu Dhabi | Infrastructure | Al Jurf | Roads and Utilities | IMKAN | Nael & Bin Harmal Hydroexport | Award | 2019 | Fixed Price Lump Sum | Pipework - Supports And Protection | L531 | Beds And Surrounds; Granular Material; 160Mm | 1695 | m | AED | 47
Orig | 1 | 1.0024 | United Arab Emirates | Abu Dhabi | Infrastructure | Al Jurf | Roads and Utilities | IMKAN | Nael & Bin Harmal Hydroexport | Award | 2019 | Fixed Price Lump Sum | Pipework - Supports And Protection | L531 | Beds And Surrounds; Granular Material; 200Mm | 307 | m | AED | 56
Orig | 1 | 1.0024 | United Arab Emirates | Abu Dhabi | Infrastructure | Al Jurf | Roads and Utilities | IMKAN | Nael & Bin Harmal Hydroexport | Award | 2019 | Fixed Price Lump Sum | Pipework - Supports And Protection | L532 | Beds And Surrounds; Granular Material; 300Mm | 1164 | m | AED | 69
Orig | 1 | 1.0024 | United Arab Emirates | Abu Dhabi | Infrastructure | Al Jurf | Roads and Utilities | IMKAN | Nael & Bin Harmal Hydroexport | Award | 2019 | Fixed Price Lump Sum | Pipework - Supports And Protection | L532 | Beds And Surrounds; Granular Material; 400Mm | 216 | m | AED | 120
Orig | 1 | 1.0024 | United Arab Emirates | Abu Dhabi | Infrastructure | Al Jurf | Roads and Utilities | IMKAN | Nael & Bin Harmal Hydroexport | Award | 2019 | Fixed Price Lump Sum | Pipework - Supports And Protection | L532 | Beds And Surrounds; Granular Material; 500Mm | 547 | m | AED | 161
Orig | 1 | 1.0024 | United Arab Emirates | Abu Dhabi | Infrastructure | Al Jurf | Roads and Utilities | IMKAN | Nael & Bin Harmal Hydroexport | Award | 2019 | Fixed Price Lump Sum | Pipework - Pipes | I713 | Hdpe Pipe; 160Mm; Depth: 1.5 - 2M | 553 | m | AED | 186
Orig | 1 | 1.0024 | United Arab Emirates | Abu Dhabi | Infrastructure | Al Jurf | Roads and Utilities | IMKAN | Nael & Bin Harmal Hydroexport | Award | 2019 | Fixed Price Lump Sum | Pipework - Pipes | I713 | Hdpe Pipe; 200Mm; Depth: 1.5 - 2M | 5710 | m | AED | 231
Orig | 1 | 1.0024 | United Arab Emirates | Abu Dhabi | Infrastructure | Al Jurf | Roads and Utilities | IMKAN | Nael & Bin Harmal Hydroexport | Award | 2019 | Fixed Price Lump Sum | Pipework - Pipes | I733 | Hdpe Pipe; 400Mm; Depth: 1.5 - 2M | 9 | m | AED | 488
Orig | 1 | 1.0025 | United Arab Emirates | Abu Dhabi | Infrastructure | Al Jurf | Roads and Utilities | IMKAN | Nael & Bin Harmal Hydroexport | Award | 2019 | Fixed Price Lump Sum | Pipework - Pipes | I733 | Hdpe Pipe; 500Mm; Depth: 1.5 - 2M | 4269 | m | AED | 659
Orig | 1 | 1.0025 | United Arab Emirates | Abu Dhabi | Infrastructure | Al Jurf | Roads and Utilities | IMKAN | Nael & Bin Harmal Hydroexport | Award | 2019 | Fixed Price Lump Sum | Pipework - Pipes | I812 | Mdpe Pipe; 25Mm; Depth Not Exceeding 1.5M | 1612 | m | AED | 81
Orig | 1 | 1.0025 | United Arab Emirates | Abu Dhabi | Infrastructure | Al Jurf | Roads and Utilities | IMKAN | Nael & Bin Harmal Hydroexport | Award | 2019 | Fixed Price Lump Sum | Pipework - Pipes | I812 | Mdpe Pipe; 32Mm; Depth Not Exceeding 1.5M | 320 | m | AED | 82
Orig | 1 | 1.0025 | United Arab Emirates | Abu Dhabi | Infrastructure | Al Jurf | Roads and Utilities | IMKAN | Nael & Bin Harmal Hydroexport | Award | 2019 | Fixed Price Lump Sum | Pipework - Pipes | I812 | Mdpe Pipe; 20Mm; Depth Not Exceeding 1.5M | 8 | m | AED | 91
Orig | 1 | 1.0025 | United Arab Emirates | Abu Dhabi | Infrastructure | Al Jurf | Roads and Utilities | IMKAN | Nael & Bin Harmal Hydroexport | Award | 2019 | Fixed Price Lump Sum | Pipework - Fittings And Valves | J611 | Bend; Hdpe; 160Mm | 2 | Nr | AED | 291
Orig | 1 | 1.0025 | United Arab Emirates | Abu Dhabi | Infrastructure | Al Jurf | Roads and Utilities | IMKAN | Nael & Bin Harmal Hydroexport | Award | 2019 | Fixed Price Lump Sum | Pipework - Fittings And Valves | J611 | Bend; Hdpe; 200Mm | 70 | Nr | AED | 394
Orig | 1 | 1.0025 | United Arab Emirates | Abu Dhabi | Infrastructure | Al Jurf | Roads and Utilities | IMKAN | Nael & Bin Harmal Hydroexport | Award | 2019 | Fixed Price Lump Sum | Pipework - Fittings And Valves | J613 | Bend; Hdpe; 500Mm | 37 | Nr | AED | 5779
Orig | 1 | 1.0025 | United Arab Emirates | Abu Dhabi | Infrastructure | Al Jurf | Roads and Utilities | IMKAN | Nael & Bin Harmal Hydroexport | Award | 2019 | Fixed Price Lump Sum | Pipework - Fittings And Valves | J621 | Junction; Hdpe; 200Mm | 38 | Nr | AED | 687
Orig | 1 | 1.0025 | United Arab Emirates | Abu Dhabi | Infrastructure | Al Jurf | Roads and Utilities | IMKAN | Nael & Bin Harmal Hydroexport | Award | 2019 | Fixed Price Lump Sum | Pipework - Fittings And Valves | J623 | Junction; Hdpe; 500Mm | 9 | Nr | AED | 7158
Orig | 1 | 1.0025 | United Arab Emirates | Abu Dhabi | Infrastructure | Al Jurf | Roads and Utilities | IMKAN | Nael & Bin Harmal Hydroexport | Award | 2019 | Fixed Price Lump Sum | Pipework - Fittings And Valves | J633 | Tapers; Hdpe; 500Mm | 1 | Nr | AED | 4612
Orig | 1 | 1.0026 | United Arab Emirates | Abu Dhabi | Infrastructure | Al Jurf | Roads and Utilities | IMKAN | Nael & Bin Harmal Hydroexport | Award | 2019 | Fixed Price Lump Sum | Pipework - Fittings And Valves | J811 | Gate Valve; 160Mm | 1 | Nr | AED | 9813
Orig | 1 | 1.0026 | United Arab Emirates | Abu Dhabi | Infrastructure | Al Jurf | Roads and Utilities | IMKAN | Nael & Bin Harmal Hydroexport | Award | 2019 | Fixed Price Lump Sum | Pipework - Fittings And Valves | J811 | Gate Valve; 200Mm | 10 | Nr | AED | 11174
Orig | 1 | 1.0026 | United Arab Emirates | Abu Dhabi | Infrastructure | Al Jurf | Roads and Utilities | IMKAN | Nael & Bin Harmal Hydroexport | Award | 2019 | Fixed Price Lump Sum | Pipework - Fittings And Valves | J813 | Gate Valve; 400Mm | 1 | Nr | AED | 39811
Orig | 1 | 1.0026 | United Arab Emirates | Abu Dhabi | Infrastructure | Al Jurf | Roads and Utilities | IMKAN | Nael & Bin Harmal Hydroexport | Award | 2019 | Fixed Price Lump Sum | Pipework - Fittings And Valves | J813 | Gate Valve; 500Mm | 9 | Nr | AED | 52409
Orig | 1 | 1.0026 | United Arab Emirates | Abu Dhabi | Infrastructure | Al Jurf | Roads and Utilities | IMKAN | Nael & Bin Harmal Hydroexport | Award | 2019 | Fixed Price Lump Sum | Pipework - Fittings And Valves | J861 | Air Release Valve; 80 Mm, Fixed To 200 Mm Diameter Main Line | 2 | Nr | AED | 9907
Orig | 1 | 1.0026 | United Arab Emirates | Abu Dhabi | Infrastructure | Al Jurf | Roads and Utilities | IMKAN | Nael & Bin Harmal Hydroexport | Award | 2019 | Fixed Price Lump Sum | Pipework - Fittings And Valves | J861 | Air Release Valve; 80 Mm, Fixed To 500 Mm Diameter Main Line | 2 | Nr | AED | 18819
Orig | 1 | 1.0026 | United Arab Emirates | Abu Dhabi | Infrastructure | Al Jurf | Roads and Utilities | IMKAN | Nael & Bin Harmal Hydroexport | Award | 2019 | Fixed Price Lump Sum | Pipework - Fittings And Valves | J891 | Washout Valve; 80Mm, Fixed To 200Mm | 1 | Nr | AED | 11597
Orig | 1 | 1.0026 | United Arab Emirates | Abu Dhabi | Infrastructure | Al Jurf | Roads and Utilities | IMKAN | Nael & Bin Harmal Hydroexport | Award | 2019 | Fixed Price Lump Sum | Pipework - Fittings And Valves | J891 | Washout Valve; 150Mm, Fixed To 500Mm | 1 | Nr | AED | 20986
Orig | 1 | 1.0026 | United Arab Emirates | Abu Dhabi | Infrastructure | Al Jurf | Roads and Utilities | IMKAN | Nael & Bin Harmal Hydroexport | Award | 2019 | Fixed Price Lump Sum | Pipework - Fittings And Valves | J891 | Stop Valve; 25Mm | 12 | Nr | AED | 954
Orig | 1 | 1.0026 | United Arab Emirates | Abu Dhabi | Infrastructure | Al Jurf | Roads and Utilities | IMKAN | Nael & Bin Harmal Hydroexport | Award | 2019 | Fixed Price Lump Sum | Pipework - Fittings And Valves | J891 | Stop Valve; 32Mm | 25 | Nr | AED | 1165
Orig | 1 | 1.0027 | United Arab Emirates | Abu Dhabi | Infrastructure | Al Jurf | Roads and Utilities | IMKAN | Nael & Bin Harmal Hydroexport | Award | 2019 | Fixed Price Lump Sum | Pipework - Fittings And Valves | J891 | Ductile Iron Tee Including Gate Valve; 200Mm | 1 | Nr | AED | 25159
Orig | 1 | 1.0027 | United Arab Emirates | Abu Dhabi | Infrastructure | Al Jurf | Roads and Utilities | IMKAN | Nael & Bin Harmal Hydroexport | Award | 2019 | Fixed Price Lump Sum | Pipework - Fittings And Valves | J893 | Ductile Iron Tee Including Gate Valve; 500Mm | 3 | Nr | AED | 111432
Orig | 1 | 1.0027 | United Arab Emirates | Abu Dhabi | Infrastructure | Al Jurf | Roads and Utilities | IMKAN | Nael & Bin Harmal Hydroexport | Award | 2019 | Fixed Price Lump Sum | Pipework - Fittings And Valves | J891 | Surface Box Valve; 150Mm | 10 | Nr | AED | 3276
Orig | 1 | 1.0027 | United Arab Emirates | Abu Dhabi | Infrastructure | Al Jurf | Roads and Utilities | IMKAN | Nael & Bin Harmal Hydroexport | Award | 2019 | Fixed Price Lump Sum | Pipework - Fittings And Valves | J891 | Surface Box Valve; 200Mm | 100 | Nr | AED | 3681
Orig | 1 | 1.0027 | United Arab Emirates | Abu Dhabi | Infrastructure | Al Jurf | Roads and Utilities | IMKAN | Nael & Bin Harmal Hydroexport | Award | 2019 | Fixed Price Lump Sum | Pipework - Fittings And Valves | J893 | Surface Box Valve; 500Mm | 1 | Nr | AED | 7363
Orig | 1 | 1.0027 | United Arab Emirates | Abu Dhabi | Infrastructure | Al Jurf | Roads and Utilities | IMKAN | Nael & Bin Harmal Hydroexport | Award | 2019 | Fixed Price Lump Sum | Pipework - Fittings And Valves | J991 | Pilar Type Fire Hydrant; 200Mm | 36 | Nr | AED | 33621
Orig | 1 | 1.0027 | United Arab Emirates | Abu Dhabi | Infrastructure | Al Jurf | Roads and Utilities | IMKAN | Nael & Bin Harmal Hydroexport | Award | 2019 | Fixed Price Lump Sum | Pipework - Fittings And Valves | J993 | Pilar Type Fire Hydrant; 500Mm | 15 | Nr | AED | 53352
Orig | 1 | 1.0027 | United Arab Emirates | Abu Dhabi | Infrastructure | Al Jurf | Roads and Utilities | IMKAN | Nael & Bin Harmal Hydroexport | Award | 2019 | Fixed Price Lump Sum | Pipework - Manholes And Pipework Ancillaries | K232 | Gate Valve Chambers; Depth 1.5 - 2M; 1100 X 1200Mm Internal Size, 200 - 300Mm Thick Wall, 300Mm Thick Base | 11 | Nr | AED | 14657
Orig | 1 | 1.0027 | United Arab Emirates | Abu Dhabi | Infrastructure | Al Jurf | Roads and Utilities | IMKAN | Nael & Bin Harmal Hydroexport | Award | 2019 | Fixed Price Lump Sum | Pipework - Manholes And Pipework Ancillaries | K232 | Gate Valve Chambers; Depth 1.5 - 2M; 1500 X 1750Mm Internal Size, 250 - 500Mm Thick Wall, 350Mm Thick Base | 1 | Nr | AED | 20348
Orig | 1 | 1.0027 | United Arab Emirates | Abu Dhabi | Infrastructure | Al Jurf | Roads and Utilities | IMKAN | Nael & Bin Harmal Hydroexport | Award | 2019 | Fixed Price Lump Sum | Pipework - Manholes And Pipework Ancillaries | K232 | Gate Valve Chambers; Depth 1.5 - 2M; 1600 X 1950Mm Internal Size, 250 - 500Mm Thick Wall, 350Mm Thick Base | 9 | Nr | AED | 21894
Orig | 1 | 1.0028 | United Arab Emirates | Abu Dhabi | Infrastructure | Al Jurf | Roads and Utilities | IMKAN | Nael & Bin Harmal Hydroexport | Award | 2019 | Fixed Price Lump Sum | Pipework - Manholes And Pipework Ancillaries | K232 | Air Valve Chamber; 1.1 X 0.8M; Depth 1.5 - 2M | 4 | Nr | AED | 7115
Orig | 1 | 1.0028 | United Arab Emirates | Abu Dhabi | Infrastructure | Al Jurf | Roads and Utilities | IMKAN | Nael & Bin Harmal Hydroexport | Award | 2019 | Fixed Price Lump Sum | Pipework - Manholes And Pipework Ancillaries | K232 | Stop Valve Chamber Including Aluminum Surface Box; Depth 1.5 - 2M | 37 | Nr | AED | 2663
Orig | 1 | 1.0028 | United Arab Emirates | Abu Dhabi | Infrastructure | Al Jurf | Roads and Utilities | IMKAN | Nael & Bin Harmal Hydroexport | Award | 2019 | Fixed Price Lump Sum | Pipework - Manholes And Pipework Ancillaries | K232 | Washout Valve Chamber; 1.1 X 1.4M; Depth 1.5 - 2M | 2 | Nr | AED | 29064
Orig | 1 | 1.0028 | United Arab Emirates | Abu Dhabi | Infrastructure | Al Jurf | Roads and Utilities | IMKAN | Nael & Bin Harmal Hydroexport | Award | 2019 | Fixed Price Lump Sum | Pipework - Manholes And Pipework Ancillaries | K232 | Tee Valve Chamber; 1.3 X 1.3M; Depth 1.5 - 2M | 4 | Nr | AED | 17666
Orig | 1 | 1.0028 | United Arab Emirates | Abu Dhabi | Infrastructure | Al Jurf | Roads and Utilities | IMKAN | Nael & Bin Harmal Hydroexport | Award | 2019 | Fixed Price Lump Sum | Pipework - Manholes And Pipework Ancillaries | K232 | Pulling Box; 0.6 X 0.6M; Depth 1.5 - 2M | 81 | Nr | AED | 3079
Orig | 1 | 1.0028 | United Arab Emirates | Abu Dhabi | Infrastructure | Al Jurf | Roads and Utilities | IMKAN | Nael & Bin Harmal Hydroexport | Award | 2019 | Fixed Price Lump Sum | Pipework - Manholes And Pipework Ancillaries | K251 | Surface Box; 0.6 X 0.6M; Depth Not Exceeding 1.5M | 111 | Nr | AED | 1601
Orig | 1 | 1.0028 | United Arab Emirates | Abu Dhabi | Infrastructure | Al Jurf | Roads and Utilities | IMKAN | Nael & Bin Harmal Hydroexport | Award | 2019 | Fixed Price Lump Sum | Pipework - Manholes And Pipework Ancillaries | K593 | Grp Ducts; 160Mm; Depth 1.5 - 2M | 32 | m | AED | 394
Orig | 1 | 1.0028 | United Arab Emirates | Abu Dhabi | Infrastructure | Al Jurf | Roads and Utilities | IMKAN | Nael & Bin Harmal Hydroexport | Award | 2019 | Fixed Price Lump Sum | Pipework - Manholes And Pipework Ancillaries | K593 | Grp Ducts; 200Mm; Depth 1.5 - 2M | 928 | m | AED | 458
Orig | 1 | 1.0028 | United Arab Emirates | Abu Dhabi | Infrastructure | Al Jurf | Roads and Utilities | IMKAN | Nael & Bin Harmal Hydroexport | Award | 2019 | Fixed Price Lump Sum | Pipework - Manholes And Pipework Ancillaries | K593 | Grp Ducts; 500Mm; Depth 1.5 - 2M | 344 | m | AED | 1463
Orig | 1 | 1.0028 | United Arab Emirates | Abu Dhabi | Infrastructure | Al Jurf | Roads and Utilities | IMKAN | Nael & Bin Harmal Hydroexport | Award | 2019 | Fixed Price Lump Sum | Pipework - Manholes And Pipework Ancillaries | K891 | Tie In Connection Between Phase 1.1 And Phase 3, Pipe Bore: 200 Mm | 2 | Nr | AED | 4261
Orig | 1 | 1.0029 | United Arab Emirates | Abu Dhabi | Infrastructure | Al Jurf | Roads and Utilities | IMKAN | Nael & Bin Harmal Hydroexport | Award | 2019 | Fixed Price Lump Sum | Pipework - Manholes And Pipework Ancillaries | K893 | Tie In Connection Between Phase 1.1 And Phase 5, Pipe Bore: 400 Mm | 1 | Nr | AED | 6600
Orig | 1 | 1.0029 | United Arab Emirates | Abu Dhabi | Infrastructure | Al Jurf | Roads and Utilities | IMKAN | Nael & Bin Harmal Hydroexport | Award | 2019 | Fixed Price Lump Sum | Pipework - Manholes And Pipework Ancillaries | K893 | Tie In Connection Between Phase 1.1 And Phase 1.2, Pipe Bore: 500 Mm | 2 | Nr | AED | 7913
Orig | 1 | 1.0029 | United Arab Emirates | Abu Dhabi | Infrastructure | Al Jurf | Roads and Utilities | IMKAN | Nael & Bin Harmal Hydroexport | Award | 2019 | Fixed Price Lump Sum | Pipework - Manholes And Pipework Ancillaries | K893 | Tie In Connection Between Phase 1.1 And Phase 1.3, Pipe Bore: 500 Mm | 1 | Nr | AED | 7913
Orig | 1 | 1.0029 | United Arab Emirates | Abu Dhabi | Infrastructure | Al Jurf | Roads and Utilities | IMKAN | Nael & Bin Harmal Hydroexport | Award | 2019 | Fixed Price Lump Sum | Pipework - Manholes And Pipework Ancillaries | K893 | Tie In Connection Between Phase 1.3 And Phase 3, Pipe Bore: 500 Mm | 1 | Nr | AED | 7913
Orig | 1 | 1.0029 | United Arab Emirates | Abu Dhabi | Infrastructure | Al Jurf | Roads and Utilities | IMKAN | Nael & Bin Harmal Hydroexport | Award | 2019 | Fixed Price Lump Sum | Pipework - Manholes And Pipework Ancillaries | K893 | Tie In Connection Between Phase 1.1 And Phase 2C, Pipe Bore: 500 Mm | 1 | Nr | AED | 7913
Orig | 1 | 1.0029 | United Arab Emirates | Abu Dhabi | Infrastructure | Al Jurf | Roads and Utilities | IMKAN | Nael & Bin Harmal Hydroexport | Award | 2019 | Fixed Price Lump Sum | Pipework - Supports And Protection | L511 | Beds And Surrounds; Sand; 160Mm | 521 | m | AED | 30
Orig | 1 | 1.0029 | United Arab Emirates | Abu Dhabi | Infrastructure | Al Jurf | Roads and Utilities | IMKAN | Nael & Bin Harmal Hydroexport | Award | 2019 | Fixed Price Lump Sum | Pipework - Supports And Protection | L511 | Beds And Surrounds; Sand; 200Mm | 4782 | m | AED | 35
Orig | 1 | 1.0029 | United Arab Emirates | Abu Dhabi | Infrastructure | Al Jurf | Roads and Utilities | IMKAN | Nael & Bin Harmal Hydroexport | Award | 2019 | Fixed Price Lump Sum | Pipework - Supports And Protection | L513 | Beds And Surrounds; Sand; 400Mm | 9 | m | AED | 48
Orig | 1 | 1.0029 | United Arab Emirates | Abu Dhabi | Infrastructure | Al Jurf | Roads and Utilities | IMKAN | Nael & Bin Harmal Hydroexport | Award | 2019 | Fixed Price Lump Sum | Pipework - Supports And Protection | L513 | Beds And Surrounds; Sand; 500Mm | 3925 | m | AED | 56
Orig | 1 | 1.0029 | United Arab Emirates | Abu Dhabi | Infrastructure | Al Jurf | Roads and Utilities | IMKAN | Nael & Bin Harmal Hydroexport | Award | 2019 | Fixed Price Lump Sum | Pipework - Supports And Protection | L551 | Beds And Surrounds; Reinforced Concrete; 160Mm; Road Crossing Ducts | 32 | m | AED | 554
Orig | 1 | 1.003 | United Arab Emirates | Abu Dhabi | Infrastructure | Al Jurf | Roads and Utilities | IMKAN | Nael & Bin Harmal Hydroexport | Award | 2019 | Fixed Price Lump Sum | Pipework - Supports And Protection | L551 | Beds And Surrounds; Reinforced Concrete; 200Mm; Road Crossing Ducts | 928 | m | AED | 1055
Orig | 1 | 1.003 | United Arab Emirates | Abu Dhabi | Infrastructure | Al Jurf | Roads and Utilities | IMKAN | Nael & Bin Harmal Hydroexport | Award | 2019 | Fixed Price Lump Sum | Pipework - Supports And Protection | L552 | Beds And Surrounds; Reinforced Concrete; 500Mm; Road Crossing Ducts | 344 | m | AED | 1332
Orig | 1 | 1.003 | United Arab Emirates | Abu Dhabi | Infrastructure | Al Jurf | Roads and Utilities | IMKAN | Nael & Bin Harmal Hydroexport | Award | 2019 | Fixed Price Lump Sum | Pipework - Supports And Protection | L591 | Beds And Surrounds; Concrete; 25Mm | 1612 | m | AED | 426
Orig | 1 | 1.003 | United Arab Emirates | Abu Dhabi | Infrastructure | Al Jurf | Roads and Utilities | IMKAN | Nael & Bin Harmal Hydroexport | Award | 2019 | Fixed Price Lump Sum | Pipework - Supports And Protection | L591 | Beds And Surrounds; Concrete; 32Mm | 320 | m | AED | 426
Orig | 1 | 1.003 | United Arab Emirates | Abu Dhabi | Infrastructure | Al Jurf | Roads and Utilities | IMKAN | Nael & Bin Harmal Hydroexport | Award | 2019 | Fixed Price Lump Sum | Pipework - Supports And Protection | L591 | Beds And Surrounds; Concrete; 50Mm | 8 | m | AED | 426
Orig | 1 | 1.003 | United Arab Emirates | Abu Dhabi | Infrastructure | Al Jurf | Roads and Utilities | IMKAN | Nael & Bin Harmal Hydroexport | Award | 2019 | Fixed Price Lump Sum | Miscellaneous Work | X900 | Sector Measuring Point With Grp Kiosk | 2 | Nr | AED | 720979
Orig | 1 | 1.003 | United Arab Emirates | Abu Dhabi | Infrastructure | Al Jurf | Roads and Utilities | IMKAN | Nael & Bin Harmal Hydroexport | Award | 2019 | Fixed Price Lump Sum | Pipework - Pipes | I723 | Hdpe Pipe; 500Mm; Depth: 1.5 - 2M | 1735 | m | AED | 659
Orig | 1 | 1.003 | United Arab Emirates | Abu Dhabi | Infrastructure | Al Jurf | Roads and Utilities | IMKAN | Nael & Bin Harmal Hydroexport | Award | 2019 | Fixed Price Lump Sum | Pipework - Fittings And Valves | J613 | Bend; Hdpe; 500Mm | 2 | Nr | AED | 5779
Orig | 1 | 1.003 | United Arab Emirates | Abu Dhabi | Infrastructure | Al Jurf | Roads and Utilities | IMKAN | Nael & Bin Harmal Hydroexport | Award | 2019 | Fixed Price Lump Sum | Pipework - Supports And Protection | L513 | Beds And Surrounds; Sand; 500Mm | 1735 | m | AED | 56
Orig | 1 | 1.003 | United Arab Emirates | Abu Dhabi | Infrastructure | Al Jurf | Roads and Utilities | IMKAN | Nael & Bin Harmal Hydroexport | Award | 2019 | Fixed Price Lump Sum | Miscellaneous Work | X900 | To Existing 500Mm Diameter Addc Water Main Line | 1 | Nr | AED | 28193
Orig | 1 | 1.003 | United Arab Emirates | Abu Dhabi | Infrastructure | Al Jurf | Roads and Utilities | IMKAN | Nael & Bin Harmal Hydroexport | Award | 2019 | Fixed Price Lump Sum | Miscellaneous Work | X900 | To Existing 800Mm Diameter Addc Water Main Line | 1 | Nr | AED | 44735
Orig | 1 | 1.0031 | United Arab Emirates | Abu Dhabi | Infrastructure | Al Jurf | Roads and Utilities | IMKAN | Nael & Bin Harmal Hydroexport | Award | 2019 | Fixed Price Lump Sum | Pipework - Pipes | I713 | Hdpe Pipe; 110Mm; Depth: 1.5 - 2M | 3843 | m | AED | 130
Orig | 1 | 1.0031 | United Arab Emirates | Abu Dhabi | Infrastructure | Al Jurf | Roads and Utilities | IMKAN | Nael & Bin Harmal Hydroexport | Award | 2019 | Fixed Price Lump Sum | Pipework - Pipes | I713 | Hdpe Pipe; 160Mm; Depth: 1.5 - 2M | 8 | m | AED | 182
Orig | 1 | 1.0031 | United Arab Emirates | Abu Dhabi | Infrastructure | Al Jurf | Roads and Utilities | IMKAN | Nael & Bin Harmal Hydroexport | Award | 2019 | Fixed Price Lump Sum | Pipework - Pipes | I713 | Hdpe Pipe; 200Mm; Depth: 1.5 - 2M | 761 | m | AED | 238
Orig | 1 | 1.0031 | United Arab Emirates | Abu Dhabi | Infrastructure | Al Jurf | Roads and Utilities | IMKAN | Nael & Bin Harmal Hydroexport | Award | 2019 | Fixed Price Lump Sum | Pipework - Fittings And Valves | J411 | Bend; Hdpe; 110Mm | 19 | Nr | AED | 165
Orig | 1 | 1.0031 | United Arab Emirates | Abu Dhabi | Infrastructure | Al Jurf | Roads and Utilities | IMKAN | Nael & Bin Harmal Hydroexport | Award | 2019 | Fixed Price Lump Sum | Pipework - Fittings And Valves | J411 | Bend; Hdpe; 200Mm | 2 | Nr | AED | 393
Orig | 1 | 1.0031 | United Arab Emirates | Abu Dhabi | Infrastructure | Al Jurf | Roads and Utilities | IMKAN | Nael & Bin Harmal Hydroexport | Award | 2019 | Fixed Price Lump Sum | Pipework - Fittings And Valves | J421 | Junction; Hdpe; 110Mm | 18 | Nr | AED | 178
Orig | 1 | 1.0031 | United Arab Emirates | Abu Dhabi | Infrastructure | Al Jurf | Roads and Utilities | IMKAN | Nael & Bin Harmal Hydroexport | Award | 2019 | Fixed Price Lump Sum | Pipework - Fittings And Valves | J421 | Junction; Hdpe; 200Mm | 7 | Nr | AED | 687
Orig | 1 | 1.0031 | United Arab Emirates | Abu Dhabi | Infrastructure | Al Jurf | Roads and Utilities | IMKAN | Nael & Bin Harmal Hydroexport | Award | 2019 | Fixed Price Lump Sum | Pipework - Fittings And Valves | J491 | End Caps; 110Mm | 24 | Nr | AED | 161
Orig | 1 | 1.0031 | United Arab Emirates | Abu Dhabi | Infrastructure | Al Jurf | Roads and Utilities | IMKAN | Nael & Bin Harmal Hydroexport | Award | 2019 | Fixed Price Lump Sum | Pipework - Fittings And Valves | J491 | End Caps; 160Mm | 3 | Nr | AED | 351
Orig | 1 | 1.0031 | United Arab Emirates | Abu Dhabi | Infrastructure | Al Jurf | Roads and Utilities | IMKAN | Nael & Bin Harmal Hydroexport | Award | 2019 | Fixed Price Lump Sum | Pipework - Fittings And Valves | J861 | Air Release Valve; 80 Mm, Fixed To 110 Mm Diameter Main Line | 1 | Nr | AED | 9695
Orig | 1 | 1.0032 | United Arab Emirates | Abu Dhabi | Infrastructure | Al Jurf | Roads and Utilities | IMKAN | Nael & Bin Harmal Hydroexport | Award | 2019 | Fixed Price Lump Sum | Pipework - Fittings And Valves | J861 | Air Release Valve; 100 Mm, Fixed To 160 Mm Diameter Main Line | 1 | Nr | AED | 10582
Orig | 1 | 1.0032 | United Arab Emirates | Abu Dhabi | Infrastructure | Al Jurf | Roads and Utilities | IMKAN | Nael & Bin Harmal Hydroexport | Award | 2019 | Fixed Price Lump Sum | Pipework - Fittings And Valves | J861 | Air Release Valve; 100 Mm, Fixed To 200 Mm Diameter Main Line | 1 | Nr | AED | 11650
Orig | 1 | 1.0032 | United Arab Emirates | Abu Dhabi | Infrastructure | Al Jurf | Roads and Utilities | IMKAN | Nael & Bin Harmal Hydroexport | Award | 2019 | Fixed Price Lump Sum | Pipework - Fittings And Valves | J891 | Washout Valve; 100 Mm, Fixed To 160 Mm Diameter Main Line | 1 | Nr | AED | 5596
Orig | 1 | 1.0032 | United Arab Emirates | Abu Dhabi | Infrastructure | Al Jurf | Roads and Utilities | IMKAN | Nael & Bin Harmal Hydroexport | Award | 2019 | Fixed Price Lump Sum | Pipework - Fittings And Valves | J891 | Isolation Valve; 150 Mm, Fixed To 200 Mm Diameter Main Line | 5 | Nr | AED | 10367
Orig | 1 | 1.0032 | United Arab Emirates | Abu Dhabi | Infrastructure | Al Jurf | Roads and Utilities | IMKAN | Nael & Bin Harmal Hydroexport | Award | 2019 | Fixed Price Lump Sum | Pipework - Fittings And Valves | J891 | Flow Meter; 200Mm | 2 | Nr | AED | 60377
Orig | 1 | 1.0032 | United Arab Emirates | Abu Dhabi | Infrastructure | Al Jurf | Roads and Utilities | IMKAN | Nael & Bin Harmal Hydroexport | Award | 2019 | Fixed Price Lump Sum | Pipework - Manholes And Pipework Ancillaries | K232 | Air Valve Chamber; 1.2 X 1.2M; Depth 1.5 - 2M | 2 | Nr | AED | 12088
Orig | 1 | 1.0032 | United Arab Emirates | Abu Dhabi | Infrastructure | Al Jurf | Roads and Utilities | IMKAN | Nael & Bin Harmal Hydroexport | Award | 2019 | Fixed Price Lump Sum | Pipework - Manholes And Pipework Ancillaries | K232 | Air Valve Chamber; 1.3 X 1.3M; Depth 1.5 - 2M | 1 | Nr | AED | 12880
Orig | 1 | 1.0032 | United Arab Emirates | Abu Dhabi | Infrastructure | Al Jurf | Roads and Utilities | IMKAN | Nael & Bin Harmal Hydroexport | Award | 2019 | Fixed Price Lump Sum | Pipework - Manholes And Pipework Ancillaries | K232 | Flow Meter Chamber; 2.53 X 1.2M; Depth 1.5 - 2M | 2 | Nr | AED | 238885
Orig | 1 | 1.0032 | United Arab Emirates | Abu Dhabi | Infrastructure | Al Jurf | Roads and Utilities | IMKAN | Nael & Bin Harmal Hydroexport | Award | 2019 | Fixed Price Lump Sum | Pipework - Manholes And Pipework Ancillaries | K232 | Washout Valve Chamber; 1.6 X 1.6M | 1 | Nr | AED | 20284
Orig | 1 | 1.0032 | United Arab Emirates | Abu Dhabi | Infrastructure | Al Jurf | Roads and Utilities | IMKAN | Nael & Bin Harmal Hydroexport | Award | 2019 | Fixed Price Lump Sum | Pipework - Manholes And Pipework Ancillaries | K232 | Isolation Valve Chambers; Depth 1.5 - 2M | 5 | Nr | AED | 15473
Orig | 1 | 1.0033 | United Arab Emirates | Abu Dhabi | Infrastructure | Al Jurf | Roads and Utilities | IMKAN | Nael & Bin Harmal Hydroexport | Award | 2019 | Fixed Price Lump Sum | Pipework - Manholes And Pipework Ancillaries | K593 | Grp Ducts; Two Way: 350Mm; Depth 1.5 - 2M | 54 | m | AED | 674
Orig | 1 | 1.0033 | United Arab Emirates | Abu Dhabi | Infrastructure | Al Jurf | Roads and Utilities | IMKAN | Nael & Bin Harmal Hydroexport | Award | 2019 | Fixed Price Lump Sum | Pipework - Manholes And Pipework Ancillaries | K593 | Upvc Ducts; One Way: 250Mm; Depth 1.5 - 2M | 31 | m | AED | 197
Orig | 1 | 1.0033 | United Arab Emirates | Abu Dhabi | Infrastructure | Al Jurf | Roads and Utilities | IMKAN | Nael & Bin Harmal Hydroexport | Award | 2019 | Fixed Price Lump Sum | Pipework - Manholes And Pipework Ancillaries | K593 | Upvc Ducts; One Way: 350Mm; Depth 1.5 - 2M | 30 | m | AED | 280
Orig | 1 | 1.0033 | United Arab Emirates | Abu Dhabi | Infrastructure | Al Jurf | Roads and Utilities | IMKAN | Nael & Bin Harmal Hydroexport | Award | 2019 | Fixed Price Lump Sum | Pipework - Manholes And Pipework Ancillaries | K593 | Upvc Ducts; Two Way: 250Mm; Depth 1.5 - 2M | 248 | m | AED | 293
Orig | 1 | 1.0033 | United Arab Emirates | Abu Dhabi | Infrastructure | Al Jurf | Roads and Utilities | IMKAN | Nael & Bin Harmal Hydroexport | Award | 2019 | Fixed Price Lump Sum | Pipework - Manholes And Pipework Ancillaries | K891 | Tie In Connection Between Phase 1.1 And Phase 1.2, Pipe Bore: 160 Mm | 1 | Nr | AED | 7120
Orig | 1 | 1.0033 | United Arab Emirates | Abu Dhabi | Infrastructure | Al Jurf | Roads and Utilities | IMKAN | Nael & Bin Harmal Hydroexport | Award | 2019 | Fixed Price Lump Sum | Pipework - Manholes And Pipework Ancillaries | K891 | Tie In Connection Between Phase 1.1 And Phase 1.3, Pipe Bore: 200 Mm | 1 | Nr | AED | 7264
Orig | 1 | 1.0033 | United Arab Emirates | Abu Dhabi | Infrastructure | Al Jurf | Roads and Utilities | IMKAN | Nael & Bin Harmal Hydroexport | Award | 2019 | Fixed Price Lump Sum | Pipework - Manholes And Pipework Ancillaries | K891 | Tie In Connection To Existing Main Irrigation Line, Pipe Bore: 110 Mm | 10 | Nr | AED | 6316
Orig | 1 | 1.0033 | United Arab Emirates | Abu Dhabi | Infrastructure | Al Jurf | Roads and Utilities | IMKAN | Nael & Bin Harmal Hydroexport | Award | 2019 | Fixed Price Lump Sum | Pipework - Manholes And Pipework Ancillaries | K891 | Tie In Connection To Existing Main Irrigation Line, Pipe Bore: 160 Mm | 1 | Nr | AED | 6705
Orig | 1 | 1.0033 | United Arab Emirates | Abu Dhabi | Infrastructure | Al Jurf | Roads and Utilities | IMKAN | Nael & Bin Harmal Hydroexport | Award | 2019 | Fixed Price Lump Sum | Pipework - Manholes And Pipework Ancillaries | K891 | Tie In Connection To Existing Main Irrigation Line, Pipe Bore: 200 Mm | 1 | Nr | AED | 7264
Orig | 1 | 1.0033 | United Arab Emirates | Abu Dhabi | Infrastructure | Al Jurf | Roads and Utilities | IMKAN | Nael & Bin Harmal Hydroexport | Award | 2019 | Fixed Price Lump Sum | Pipework - Supports And Protection | L521 | Beds And Surrounds; Granular Material; 110Mm | 3590 | m | AED | 41
Orig | 1 | 1.0034 | United Arab Emirates | Abu Dhabi | Infrastructure | Al Jurf | Roads and Utilities | IMKAN | Nael & Bin Harmal Hydroexport | Award | 2019 | Fixed Price Lump Sum | Pipework - Supports And Protection | L521 | Beds And Surrounds; Granular Material; 160Mm | 8 | m | AED | 44
Orig | 1 | 1.0034 | United Arab Emirates | Abu Dhabi | Infrastructure | Al Jurf | Roads and Utilities | IMKAN | Nael & Bin Harmal Hydroexport | Award | 2019 | Fixed Price Lump Sum | Pipework - Supports And Protection | L521 | Beds And Surrounds; Granular Material; 200Mm | 707 | m | AED | 52
Orig | 1 | 1.0034 | United Arab Emirates | Abu Dhabi | Infrastructure | Al Jurf | Roads and Utilities | IMKAN | Nael & Bin Harmal Hydroexport | Award | 2019 | Fixed Price Lump Sum | Pipework - Supports And Protection | L552 | Beds And Surrounds; Reinforced Concrete; 250Mm; Road Crossing Ducts; One Way | 31 | m | AED | 382
Orig | 1 | 1.0034 | United Arab Emirates | Abu Dhabi | Infrastructure | Al Jurf | Roads and Utilities | IMKAN | Nael & Bin Harmal Hydroexport | Award | 2019 | Fixed Price Lump Sum | Pipework - Supports And Protection | L552 | Beds And Surrounds; Reinforced Concrete; 250Mm; Road Crossing Ducts; Two Way | 274 | m | AED | 30
Orig | 1 | 1.0034 | United Arab Emirates | Abu Dhabi | Infrastructure | Al Jurf | Roads and Utilities | IMKAN | Nael & Bin Harmal Hydroexport | Award | 2019 | Fixed Price Lump Sum | Pipework - Supports And Protection | L552 | Beds And Surrounds; Reinforced Concrete; 350Mm; Road Crossing Ducts; One Way | 30 | m | AED | 407
Orig | 1 | 1.0034 | United Arab Emirates | Abu Dhabi | Infrastructure | Al Jurf | Roads and Utilities | IMKAN | Nael & Bin Harmal Hydroexport | Award | 2019 | Fixed Price Lump Sum | Pipework - Supports And Protection | L552 | Beds And Surrounds; Reinforced Concrete; 350Mm; Road Crossing Ducts; Twp Way | 54 | m | AED | 448
Orig | 1 | 1.0034 | United Arab Emirates | Abu Dhabi | Infrastructure | Al Jurf | Roads and Utilities | IMKAN | Nael & Bin Harmal Hydroexport | Award | 2019 | Fixed Price Lump Sum | Pipework - Supports And Protection | L900 | Beds And Surrounds; Concrete; 110Mm | 729 | m | AED | 82
Orig | 1 | 1.0034 | United Arab Emirates | Abu Dhabi | Infrastructure | Al Jurf | Roads and Utilities | IMKAN | Nael & Bin Harmal Hydroexport | Award | 2019 | Fixed Price Lump Sum | Earthworks | E900 | Excavate And Compact Trenches For Multiple Power Cables Including Excavation In Rocks Or Any Material, Dispose Of Surplus Material On Approved Location Within Site Including Haulage And Backfill With Approved Backfilling Material To The Normal Level And Compacted In Layers; 1 X 1 No. 11Kv Cable; 500Mm Width; Depth 0.5 - 1M | 321 | m | AED | 56
Orig | 1 | 1.0034 | United Arab Emirates | Abu Dhabi | Infrastructure | Al Jurf | Roads and Utilities | IMKAN | Nael & Bin Harmal Hydroexport | Award | 2019 | Fixed Price Lump Sum | Earthworks | E900 | Excavate And Compact Trenches For Multiple Power Cables Including Excavation In Rocks Or Any Material, Dispose Of Surplus Material On Approved Location Within Site Including Haulage And Backfill With Approved Backfilling Material To The Normal Level And Compacted In Layers; 1 X 2 No. 11Kv Cable; 700Mm Width; Depth 0.5 - 1M | 390 | m | AED | 77
Orig | 1 | 1.0034 | United Arab Emirates | Abu Dhabi | Infrastructure | Al Jurf | Roads and Utilities | IMKAN | Nael & Bin Harmal Hydroexport | Award | 2019 | Fixed Price Lump Sum | Earthworks | E900 | Excavate And Compact Trenches For Multiple Power Cables Including Excavation In Rocks Or Any Material, Dispose Of Surplus Material On Approved Location Within Site Including Haulage And Backfill With Approved Backfilling Material To The Normal Level And Compacted In Layers; 1 X 2 Way Crossing Duct; 900Mm Width; Depth 1 - 2M | 36 | m | AED | 97
Orig | 1 | 1.0035 | United Arab Emirates | Abu Dhabi | Infrastructure | Al Jurf | Roads and Utilities | IMKAN | Nael & Bin Harmal Hydroexport | Award | 2019 | Fixed Price Lump Sum | Earthworks | E900 | Excavate And Compact Trenches For Multiple Power Cables Including Excavation In Rocks Or Any Material, Dispose Of Surplus Material On Approved Location Within Site Including Haulage And Backfill With Approved Backfilling Material To The Normal Level And Compacted In Layers; 1 X 4 Way Crossing Duct; 1500Mm Width; Depth 1 - 2M | 151 | m | AED | 144
Orig | 1 | 1.0035 | United Arab Emirates | Abu Dhabi | Infrastructure | Al Jurf | Roads and Utilities | IMKAN | Nael & Bin Harmal Hydroexport | Award | 2019 | Fixed Price Lump Sum | Earthworks | E900 | Excavate And Compact Trenches For Multiple Power Cables Including Excavation In Rocks Or Any Material, Dispose Of Surplus Material On Approved Location Within Site Including Haulage And Backfill With Approved Backfilling Material To The Normal Level And Compacted In Layers; Fiber Optic Cable Trenches; 1 X 1 No Duct; 500Mm Width; Depth 0.5 - 1M | 3708 | m | AED | 56
Orig | 1 | 1.0035 | United Arab Emirates | Abu Dhabi | Infrastructure | Al Jurf | Roads and Utilities | IMKAN | Nael & Bin Harmal Hydroexport | Award | 2019 | Fixed Price Lump Sum | Earthworks | E900 | Excavate And Compact Trenches For Multiple Power Cables Including Excavation In Rocks Or Any Material, Dispose Of Surplus Material On Approved Location Within Site Including Haulage And Backfill With Approved Backfilling Material To The Normal Level And Compacted In Layers; Fiber Optic Cable Trenches; 2 X 1 No Duct; 500Mm Width; Depth 0.5 - 1M | 808 | m | AED | 58
Orig | 1 | 1.0035 | United Arab Emirates | Abu Dhabi | Infrastructure | Al Jurf | Roads and Utilities | IMKAN | Nael & Bin Harmal Hydroexport | Award | 2019 | Fixed Price Lump Sum | Earthworks | E900 | Excavate And Compact Trenches For Multiple Power Cables Including Excavation In Rocks Or Any Material, Dispose Of Surplus Material On Approved Location Within Site Including Haulage And Backfill With Approved Backfilling Material To The Normal Level And Compacted In Layers; Lv Cable Trenches; 1 X 1 No.; 600Mm Width; Depth 0.5 - 1M | 3975 | m | AED | 45
Orig | 1 | 1.0035 | United Arab Emirates | Abu Dhabi | Infrastructure | Al Jurf | Roads and Utilities | IMKAN | Nael & Bin Harmal Hydroexport | Award | 2019 | Fixed Price Lump Sum | Earthworks | E900 | Excavate And Compact Trenches For Multiple Power Cables Including Excavation In Rocks Or Any Material, Dispose Of Surplus Material On Approved Location Within Site Including Haulage And Backfill With Approved Backfilling Material To The Normal Level And Compacted In Layers; Lv Cable Trenches; 1 X 2 No.; 600Mm Width; Depth 0.5 - 1M | 2207 | m | AED | 61
Orig | 1 | 1.0035 | United Arab Emirates | Abu Dhabi | Infrastructure | Al Jurf | Roads and Utilities | IMKAN | Nael & Bin Harmal Hydroexport | Award | 2019 | Fixed Price Lump Sum | Earthworks | E900 | Excavate And Compact Trenches For Multiple Power Cables Including Excavation In Rocks Or Any Material, Dispose Of Surplus Material On Approved Location Within Site Including Haulage And Backfill With Approved Backfilling Material To The Normal Level And Compacted In Layers; Lv Cable Trenches; 1 X 3 No.; 900Mm Width; Depth 0.5 - 1M | 930 | m | AED | 88
Orig | 1 | 1.0035 | United Arab Emirates | Abu Dhabi | Infrastructure | Al Jurf | Roads and Utilities | IMKAN | Nael & Bin Harmal Hydroexport | Award | 2019 | Fixed Price Lump Sum | Earthworks | E900 | Excavate And Compact Trenches For Multiple Power Cables Including Excavation In Rocks Or Any Material, Dispose Of Surplus Material On Approved Location Within Site Including Haulage And Backfill With Approved Backfilling Material To The Normal Level And Compacted In Layers; Lv Cable Trenches; 1 X 4 No.; 1200Mm Width; Depth 0.5 - 1M | 1587 | m | AED | 117
Orig | 1 | 1.0035 | United Arab Emirates | Abu Dhabi | Infrastructure | Al Jurf | Roads and Utilities | IMKAN | Nael & Bin Harmal Hydroexport | Award | 2019 | Fixed Price Lump Sum | Earthworks | E900 | Excavate And Compact Trenches For Multiple Power Cables Including Excavation In Rocks Or Any Material, Dispose Of Surplus Material On Approved Location Within Site Including Haulage And Backfill With Approved Backfilling Material To The Normal Level And Compacted In Layers; Lv Cable Trenches; 1 X 5 No.; 1500Mm Width; Depth 0.5 - 1M | 229 | m | AED | 143
Orig | 1 | 1.0035 | United Arab Emirates | Abu Dhabi | Infrastructure | Al Jurf | Roads and Utilities | IMKAN | Nael & Bin Harmal Hydroexport | Award | 2019 | Fixed Price Lump Sum | Earthworks | E900 | Excavate And Compact Trenches For Multiple Power Cables Including Excavation In Rocks Or Any Material, Dispose Of Surplus Material On Approved Location Within Site Including Haulage And Backfill With Approved Backfilling Material To The Normal Level And Compacted In Layers; Lv Duct Trenches; 1 X 2 Way; 750Mm Width; Depth 1 - 2M | 670 | m | AED | 86
Orig | 1 | 1.0035 | United Arab Emirates | Abu Dhabi | Infrastructure | Al Jurf | Roads and Utilities | IMKAN | Nael & Bin Harmal Hydroexport | Award | 2019 | Fixed Price Lump Sum | Earthworks | E900 | Excavate And Compact Trenches For Multiple Power Cables Including Excavation In Rocks Or Any Material, Dispose Of Surplus Material On Approved Location Within Site Including Haulage And Backfill With Approved Backfilling Material To The Normal Level And Compacted In Layers; Lv Duct Trenches; 1 X 3 Way; 1000Mm Width; Depth 1 - 2M | 662 | m | AED | 106
Orig | 1 | 1.0036 | United Arab Emirates | Abu Dhabi | Infrastructure | Al Jurf | Roads and Utilities | IMKAN | Nael & Bin Harmal Hydroexport | Award | 2019 | Fixed Price Lump Sum | Earthworks | E900 | Excavate And Compact Trenches For Multiple Power Cables Including Excavation In Rocks Or Any Material, Dispose Of Surplus Material On Approved Location Within Site Including Haulage And Backfill With Approved Backfilling Material To The Normal Level And Compacted In Layers; Lv Duct Trenches; 1 X 4 Way; 1250Mm Width; Depth 1 - 2M | 421 | m | AED | 126
Orig | 1 | 1.0036 | United Arab Emirates | Abu Dhabi | Infrastructure | Al Jurf | Roads and Utilities | IMKAN | Nael & Bin Harmal Hydroexport | Award | 2019 | Fixed Price Lump Sum | Earthworks | E900 | Excavate And Compact Trenches For Multiple Power Cables Including Excavation In Rocks Or Any Material, Dispose Of Surplus Material On Approved Location Within Site Including Haulage And Backfill With Approved Backfilling Material To The Normal Level And Compacted In Layers; Lv Duct Trenches; 2 X 3 Way; 1000Mm Width; Depth 1 - 2M | 169 | m | AED | 111
Orig | 1 | 1.0036 | United Arab Emirates | Abu Dhabi | Infrastructure | Al Jurf | Roads and Utilities | IMKAN | Nael & Bin Harmal Hydroexport | Award | 2019 | Fixed Price Lump Sum | Earthworks | E900 | Excavate And Compact Trenches For Multiple Power Cables Including Excavation In Rocks Or Any Material, Dispose Of Surplus Material On Approved Location Within Site Including Haulage And Backfill With Approved Backfilling Material To The Normal Level And Compacted In Layers; Lv Duct Trenches; 2 X 5 Way; 1500Mm Width; Depth 1 - 2M | 68 | m | AED | 154
Orig | 1 | 1.0036 | United Arab Emirates | Abu Dhabi | Infrastructure | Al Jurf | Roads and Utilities | IMKAN | Nael & Bin Harmal Hydroexport | Award | 2019 | Fixed Price Lump Sum | Earthworks | E900 | Excavate And Compact Trenches For Multiple Power Cables Including Excavation In Rocks Or Any Material, Dispose Of Surplus Material On Approved Location Within Site Including Haulage And Backfill With Approved Backfilling Material To The Normal Level And Compacted In Layers; Lv Cables Directly Buried; 6 No; Depth Not Exceeding 1.5M | 131 | m | AED | 148
Orig | 1 | 1.0036 | United Arab Emirates | Abu Dhabi | Infrastructure | Al Jurf | Roads and Utilities | IMKAN | Nael & Bin Harmal Hydroexport | Award | 2019 | Fixed Price Lump Sum | Earthworks | E900 | Excavate And Compact Trenches For Multiple Power Cables Including Excavation In Rocks Or Any Material, Dispose Of Surplus Material On Approved Location Within Site Including Haulage And Backfill With Approved Backfilling Material To The Normal Level And Compacted In Layers; Lv Cables Directly Buried; 8 No; Depth Not Exceeding 1.5M | 46 | m | AED | 197
Orig | 1 | 1.0036 | United Arab Emirates | Abu Dhabi | Infrastructure | Al Jurf | Roads and Utilities | IMKAN | Nael & Bin Harmal Hydroexport | Award | 2019 | Fixed Price Lump Sum | Earthworks | E900 | Excavate And Compact Trenches For Multiple Power Cables Including Excavation In Rocks Or Any Material, Dispose Of Surplus Material On Approved Location Within Site Including Haulage And Backfill With Approved Backfilling Material To The Normal Level And Compacted In Layers; Lv Cables Directly Buried; 9 No; Depth Not Exceeding 1.5M | 21 | m | AED | 221
Orig | 1 | 1.0036 | United Arab Emirates | Abu Dhabi | Infrastructure | Al Jurf | Roads and Utilities | IMKAN | Nael & Bin Harmal Hydroexport | Award | 2019 | Fixed Price Lump Sum | Earthworks | E900 | Excavate And Compact Trenches For Multiple Power Cables Including Excavation In Rocks Or Any Material, Dispose Of Surplus Material On Approved Location Within Site Including Haulage And Backfill With Approved Backfilling Material To The Normal Level And Compacted In Layers; Lv Cables Directly Buried; 10 No; Depth Not Exceeding 1.5M | 38 | m | AED | 245
Orig | 1 | 1.0036 | United Arab Emirates | Abu Dhabi | Infrastructure | Al Jurf | Roads and Utilities | IMKAN | Nael & Bin Harmal Hydroexport | Award | 2019 | Fixed Price Lump Sum | Earthworks | E900 | Excavate And Compact Trenches For Multiple Power Cables Including Excavation In Rocks Or Any Material, Dispose Of Surplus Material On Approved Location Within Site Including Haulage And Backfill With Approved Backfilling Material To The Normal Level And Compacted In Layers; Lv Cables Directly Buried; 11 No; Depth Not Exceeding 1.5M | 12 | m | AED | 269
Orig | 1 | 1.0036 | United Arab Emirates | Abu Dhabi | Infrastructure | Al Jurf | Roads and Utilities | IMKAN | Nael & Bin Harmal Hydroexport | Award | 2019 | Fixed Price Lump Sum | Earthworks | E900 | Excavate And Compact Trenches For Multiple Power Cables Including Excavation In Rocks Or Any Material, Dispose Of Surplus Material On Approved Location Within Site Including Haulage And Backfill With Approved Backfilling Material To The Normal Level And Compacted In Layers; Lv Cables Directly Buried; 12 No; Depth Not Exceeding 1.5M | 7 | m | AED | 293
Orig | 1 | 1.0036 | United Arab Emirates | Abu Dhabi | Infrastructure | Al Jurf | Roads and Utilities | IMKAN | Nael & Bin Harmal Hydroexport | Award | 2019 | Fixed Price Lump Sum | Earthworks | E900 | Excavate And Compact Trenches For Multiple Power Cables Including Excavation In Rocks Or Any Material, Dispose Of Surplus Material On Approved Location Within Site Including Haulage And Backfill With Approved Backfilling Material To The Normal Level And Compacted In Layers; Mcc Road Crossing Duct; 2 X 5 Way; Width 700M Depth 1 - 2M | 247 | m | AED | 50
Orig | 1 | 1.0037 | United Arab Emirates | Abu Dhabi | Infrastructure | Al Jurf | Roads and Utilities | IMKAN | Nael & Bin Harmal Hydroexport | Award | 2019 | Fixed Price Lump Sum | Earthworks | E900 | Excavate And Compact Trenches For Multiple Power Cables Including Excavation In Rocks Or Any Material, Dispose Of Surplus Material On Approved Location Within Site Including Haulage And Backfill With Approved Backfilling Material To The Normal Level And Compacted In Layers; Fiber Optic Duct; 1 X 1 No; Width 500M; Depth 0.5 - 1M | 3708 | m | AED | 56
Orig | 1 | 1.0037 | United Arab Emirates | Abu Dhabi | Infrastructure | Al Jurf | Roads and Utilities | IMKAN | Nael & Bin Harmal Hydroexport | Award | 2019 | Fixed Price Lump Sum | Earthworks | E900 | Excavate And Compact Trenches For Multiple Power Cables Including Excavation In Rocks Or Any Material, Dispose Of Surplus Material On Approved Location Within Site Including Haulage And Backfill With Approved Backfilling Material To The Normal Level And Compacted In Layers; Fiber Optic Duct; 2 X 1 No; Width 500M; Depth 0.5 - 1M | 808 | m | AED | 58
Orig | 1 | 1.0037 | United Arab Emirates | Abu Dhabi | Infrastructure | Al Jurf | Roads and Utilities | IMKAN | Nael & Bin Harmal Hydroexport | Award | 2019 | Fixed Price Lump Sum | Earthworks | E900 | Excavate And Compact Trenches For Multiple Power Cables Including Excavation In Rocks Or Any Material, Dispose Of Surplus Material On Approved Location Within Site Including Haulage And Backfill With Approved Backfilling Material To The Normal Level And Compacted In Layers; Lv Cables; 1 No; Width 600M; Depth 0.5 - 1M | 3975 | m | AED | 45
Orig | 1 | 1.0037 | United Arab Emirates | Abu Dhabi | Infrastructure | Al Jurf | Roads and Utilities | IMKAN | Nael & Bin Harmal Hydroexport | Award | 2019 | Fixed Price Lump Sum | Earthworks | E900 | Excavate And Compact Trenches For Multiple Power Cables Including Excavation In Rocks Or Any Material, Dispose Of Surplus Material On Approved Location Within Site Including Haulage And Backfill With Approved Backfilling Material To The Normal Level And Compacted In Layers; Lv Cables; 2 No; Width 600M; Depth 0.5 - 1M | 2207 | m | AED | 61
Orig | 1 | 1.0037 | United Arab Emirates | Abu Dhabi | Infrastructure | Al Jurf | Roads and Utilities | IMKAN | Nael & Bin Harmal Hydroexport | Award | 2019 | Fixed Price Lump Sum | Earthworks | E900 | Excavate And Compact Trenches For Multiple Power Cables Including Excavation In Rocks Or Any Material, Dispose Of Surplus Material On Approved Location Within Site Including Haulage And Backfill With Approved Backfilling Material To The Normal Level And Compacted In Layers; Lv Cables; 3 No; Width 900M; Depth 0.5 - 1M | 930 | m | AED | 88
Orig | 1 | 1.0037 | United Arab Emirates | Abu Dhabi | Infrastructure | Al Jurf | Roads and Utilities | IMKAN | Nael & Bin Harmal Hydroexport | Award | 2019 | Fixed Price Lump Sum | Earthworks | E900 | Excavate And Compact Trenches For Multiple Power Cables Including Excavation In Rocks Or Any Material, Dispose Of Surplus Material On Approved Location Within Site Including Haulage And Backfill With Approved Backfilling Material To The Normal Level And Compacted In Layers; Lv Cables; 4 No; Width 1200M; Depth 0.5 - 1M | 1587 | m | AED | 117
Orig | 1 | 1.0037 | United Arab Emirates | Abu Dhabi | Infrastructure | Al Jurf | Roads and Utilities | IMKAN | Nael & Bin Harmal Hydroexport | Award | 2019 | Fixed Price Lump Sum | Earthworks | E900 | Excavate And Compact Trenches For Multiple Power Cables Including Excavation In Rocks Or Any Material, Dispose Of Surplus Material On Approved Location Within Site Including Haulage And Backfill With Approved Backfilling Material To The Normal Level And Compacted In Layers; Lv Cables; 5 No; Width 1500M; Depth 0.5 - 1M | 229 | m | AED | 143
Orig | 1 | 1.0037 | United Arab Emirates | Abu Dhabi | Infrastructure | Al Jurf | Roads and Utilities | IMKAN | Nael & Bin Harmal Hydroexport | Award | 2019 | Fixed Price Lump Sum | Earthworks | E900 | Excavate And Compact Trenches For Multiple Power Cables Including Excavation In Rocks Or Any Material, Dispose Of Surplus Material On Approved Location Within Site Including Haulage And Backfill With Approved Backfilling Material To The Normal Level And Compacted In Layers; Lv Road Crossing Duct; 1 X 2 Way; Width 750Mm; Depth 1 - 2M | 670 | m | AED | 86
Orig | 1 | 1.0037 | United Arab Emirates | Abu Dhabi | Infrastructure | Al Jurf | Roads and Utilities | IMKAN | Nael & Bin Harmal Hydroexport | Award | 2019 | Fixed Price Lump Sum | Earthworks | E900 | Excavate And Compact Trenches For Multiple Power Cables Including Excavation In Rocks Or Any Material, Dispose Of Surplus Material On Approved Location Within Site Including Haulage And Backfill With Approved Backfilling Material To The Normal Level And Compacted In Layers; Lv Road Crossing Duct; 1 X 3 Way; Width 1000Mm; Depth 1 - 2M | 662 | m | AED | 106
Orig | 1 | 1.0037 | United Arab Emirates | Abu Dhabi | Infrastructure | Al Jurf | Roads and Utilities | IMKAN | Nael & Bin Harmal Hydroexport | Award | 2019 | Fixed Price Lump Sum | Earthworks | E900 | Excavate And Compact Trenches For Multiple Power Cables Including Excavation In Rocks Or Any Material, Dispose Of Surplus Material On Approved Location Within Site Including Haulage And Backfill With Approved Backfilling Material To The Normal Level And Compacted In Layers; Lv Road Crossing Duct; 1 X 4 Way; Width 1250Mm; Depth 1 - 2M | 421 | m | AED | 126
Orig | 1 | 1.0038 | United Arab Emirates | Abu Dhabi | Infrastructure | Al Jurf | Roads and Utilities | IMKAN | Nael & Bin Harmal Hydroexport | Award | 2019 | Fixed Price Lump Sum | Earthworks | E900 | Excavate And Compact Trenches For Multiple Power Cables Including Excavation In Rocks Or Any Material, Dispose Of Surplus Material On Approved Location Within Site Including Haulage And Backfill With Approved Backfilling Material To The Normal Level And Compacted In Layers; Lv Road Crossing Duct; 2 X 3 Way; Width 1000Mm; Depth 1 - 2M | 169 | m | AED | 111
Orig | 1 | 1.0038 | United Arab Emirates | Abu Dhabi | Infrastructure | Al Jurf | Roads and Utilities | IMKAN | Nael & Bin Harmal Hydroexport | Award | 2019 | Fixed Price Lump Sum | Earthworks | E900 | Excavate And Compact Trenches For Multiple Power Cables Including Excavation In Rocks Or Any Material, Dispose Of Surplus Material On Approved Location Within Site Including Haulage And Backfill With Approved Backfilling Material To The Normal Level And Compacted In Layers; Lv Road Crossing Duct; 2 X 5 Way; Width 1500Mm; Depth 1 - 2M | 68 | m | AED | 154
Orig | 1 | 1.0038 | United Arab Emirates | Abu Dhabi | Infrastructure | Al Jurf | Roads and Utilities | IMKAN | Nael & Bin Harmal Hydroexport | Award | 2019 | Fixed Price Lump Sum | Earthworks | E900 | Excavate And Compact Trenches For Multiple Power Cables Including Excavation In Rocks Or Any Material, Dispose Of Surplus Material On Approved Location Within Site Including Haulage And Backfill With Approved Backfilling Material To The Normal Level And Compacted In Layers; Lv Cables Direct Buried; 6 No; Depth Not Exceeding 1.5M | 131 | m | AED | 148
Orig | 1 | 1.0038 | United Arab Emirates | Abu Dhabi | Infrastructure | Al Jurf | Roads and Utilities | IMKAN | Nael & Bin Harmal Hydroexport | Award | 2019 | Fixed Price Lump Sum | Earthworks | E900 | Excavate And Compact Trenches For Multiple Power Cables Including Excavation In Rocks Or Any Material, Dispose Of Surplus Material On Approved Location Within Site Including Haulage And Backfill With Approved Backfilling Material To The Normal Level And Compacted In Layers; Lv Cables Direct Buried; 8 No; Depth Not Exceeding 1.5M | 46 | m | AED | 197
Orig | 1 | 1.0038 | United Arab Emirates | Abu Dhabi | Infrastructure | Al Jurf | Roads and Utilities | IMKAN | Nael & Bin Harmal Hydroexport | Award | 2019 | Fixed Price Lump Sum | Earthworks | E900 | Excavate And Compact Trenches For Multiple Power Cables Including Excavation In Rocks Or Any Material, Dispose Of Surplus Material On Approved Location Within Site Including Haulage And Backfill With Approved Backfilling Material To The Normal Level And Compacted In Layers; Lv Cables Direct Buried; 9 No; Depth Not Exceeding 1.5M | 21 | m | AED | 221
Orig | 1 | 1.0038 | United Arab Emirates | Abu Dhabi | Infrastructure | Al Jurf | Roads and Utilities | IMKAN | Nael & Bin Harmal Hydroexport | Award | 2019 | Fixed Price Lump Sum | Earthworks | E900 | Excavate And Compact Trenches For Multiple Power Cables Including Excavation In Rocks Or Any Material, Dispose Of Surplus Material On Approved Location Within Site Including Haulage And Backfill With Approved Backfilling Material To The Normal Level And Compacted In Layers; Lv Cables Direct Buried; 10 No; Depth Not Exceeding 1.5M | 38 | m | AED | 245
Orig | 1 | 1.0038 | United Arab Emirates | Abu Dhabi | Infrastructure | Al Jurf | Roads and Utilities | IMKAN | Nael & Bin Harmal Hydroexport | Award | 2019 | Fixed Price Lump Sum | Earthworks | E900 | Excavate And Compact Trenches For Multiple Power Cables Including Excavation In Rocks Or Any Material, Dispose Of Surplus Material On Approved Location Within Site Including Haulage And Backfill With Approved Backfilling Material To The Normal Level And Compacted In Layers; Lv Cables Direct Buried; 11 No; Depth Not Exceeding 1.5M | 12 | m | AED | 269
Orig | 1 | 1.0038 | United Arab Emirates | Abu Dhabi | Infrastructure | Al Jurf | Roads and Utilities | IMKAN | Nael & Bin Harmal Hydroexport | Award | 2019 | Fixed Price Lump Sum | Earthworks | E900 | Excavate And Compact Trenches For Multiple Power Cables Including Excavation In Rocks Or Any Material, Dispose Of Surplus Material On Approved Location Within Site Including Haulage And Backfill With Approved Backfilling Material To The Normal Level And Compacted In Layers; Lv Cables Direct Buried; 12 No; Depth Not Exceeding 1.5M | 7 | m | AED | 293
Orig | 1 | 1.0038 | United Arab Emirates | Abu Dhabi | Infrastructure | Al Jurf | Roads and Utilities | IMKAN | Nael & Bin Harmal Hydroexport | Award | 2019 | Fixed Price Lump Sum | Earthworks | E900 | Excavate And Compact Trenches For Multiple Power Cables Including Excavation In Rocks Or Any Material, Dispose Of Surplus Material On Approved Location Within Site Including Haulage And Backfill With Approved Backfilling Material To The Normal Level And Compacted In Layers; Mcc Road Crossing Duct; 2 X 5 Way; Width 700Mm; Depth 1 - 2M | 247 | m | AED | 50
Orig | 1 | 1.0038 | United Arab Emirates | Abu Dhabi | Infrastructure | Al Jurf | Roads and Utilities | IMKAN | Nael & Bin Harmal Hydroexport | Award | 2019 | Fixed Price Lump Sum | Pipework - Manholes And Pipework Ancillaries | K231 | Concrete Chamber; Pull Pit; 1000 X 1000Mm; Depth Not Exceeding 1.5M | 120 | Nr | AED | 3445
Orig | 1 | 1.0039 | United Arab Emirates | Abu Dhabi | Infrastructure | Al Jurf | Roads and Utilities | IMKAN | Nael & Bin Harmal Hydroexport | Award | 2019 | Fixed Price Lump Sum | Pipework - Manholes And Pipework Ancillaries | K512 | Ducts; Complete With Draw Cord, End Caps, All Necessary Fittings And Accessories And Suitable Duct Markers, Warning Tape; F.O Cable Ducts, 100Mm Diameter Upvc Duct, 1 Way; In Trenches; Depth: Not Exceeding 1.5M | 3708 | m | AED | 63
Orig | 1 | 1.0039 | United Arab Emirates | Abu Dhabi | Infrastructure | Al Jurf | Roads and Utilities | IMKAN | Nael & Bin Harmal Hydroexport | Award | 2019 | Fixed Price Lump Sum | Pipework - Manholes And Pipework Ancillaries | K522 | Ducts; Complete With Draw Cord, End Caps, All Necessary Fittings And Accessories And Suitable Duct Markers, Warning Tape; F.O Cable Ducts, 100Mm Diameter Upvc Duct, 2 Way; In Trenches; Depth: Not Exceeding 1.5M | 808 | m | AED | 99
Orig | 1 | 1.0039 | United Arab Emirates | Abu Dhabi | Infrastructure | Al Jurf | Roads and Utilities | IMKAN | Nael & Bin Harmal Hydroexport | Award | 2019 | Fixed Price Lump Sum | Pipework - Manholes And Pipework Ancillaries | K542 | Ducts; Complete With Draw Cord, End Caps, All Necessary Fittings And Accessories And Suitable Duct Markers, Warning Tape; Mcc Cable Ducts, 75Mm Diameter Upvc Duct, 10 Way; In Trenches; Depth: Not Exceeding 1.5M | 247 | m | AED | 261
Orig | 1 | 1.0039 | United Arab Emirates | Abu Dhabi | Infrastructure | Al Jurf | Roads and Utilities | IMKAN | Nael & Bin Harmal Hydroexport | Award | 2019 | Fixed Price Lump Sum | Pipework - Manholes And Pipework Ancillaries | K532 | Ducts; Complete With Draw Cord, End Caps, All Necessary Fittings And Accessories And Suitable Duct Markers, Warning Tape; 11Kv Cable Ducts, 200Mm Diameter Upvc Duct, 2 Way; Depth 1.5 - 2M | 36 | m | AED | 205
Orig | 1 | 1.0039 | United Arab Emirates | Abu Dhabi | Infrastructure | Al Jurf | Roads and Utilities | IMKAN | Nael & Bin Harmal Hydroexport | Award | 2019 | Fixed Price Lump Sum | Pipework - Manholes And Pipework Ancillaries | K523 | Ducts; Complete With Draw Cord, End Caps, All Necessary Fittings And Accessories And Suitable Duct Markers, Warning Tape; 11Kv Cable Ducts, 200Mm Diameter Upvc Duct, 3 Way; Depth 1.5 - 2M | 9 | m | AED | 293
Orig | 1 | 1.0039 | United Arab Emirates | Abu Dhabi | Infrastructure | Al Jurf | Roads and Utilities | IMKAN | Nael & Bin Harmal Hydroexport | Award | 2019 | Fixed Price Lump Sum | Pipework - Manholes And Pipework Ancillaries | K543 | Ducts; Complete With Draw Cord, End Caps, All Necessary Fittings And Accessories And Suitable Duct Markers, Warning Tape; 11Kv Cable Ducts, 200Mm Diameter Upvc Duct, 4 Way; Depth 1.5 - 2M | 151 | m | AED | 382
Orig | 1 | 1.0039 | United Arab Emirates | Abu Dhabi | Infrastructure | Al Jurf | Roads and Utilities | IMKAN | Nael & Bin Harmal Hydroexport | Award | 2019 | Fixed Price Lump Sum | Pipework - Manholes And Pipework Ancillaries | K523 | Ducts; Complete With Draw Cord, End Caps, All Necessary Fittings And Accessories And Suitable Duct Markers, Warning Tape; Lv Cable Ducts, 200Mm Diameter Upvc Duct, 2 Way; Depth 1.5 - 2M | 670 | m | AED | 205
Orig | 1 | 1.0039 | United Arab Emirates | Abu Dhabi | Infrastructure | Al Jurf | Roads and Utilities | IMKAN | Nael & Bin Harmal Hydroexport | Award | 2019 | Fixed Price Lump Sum | Pipework - Manholes And Pipework Ancillaries | K533 | Ducts; Complete With Draw Cord, End Caps, All Necessary Fittings And Accessories And Suitable Duct Markers, Warning Tape; Lv Cable Ducts, 200Mm Diameter Upvc Duct, 3 Way; Depth 1.5 - 2M | 662 | m | AED | 293
Orig | 1 | 1.0039 | United Arab Emirates | Abu Dhabi | Infrastructure | Al Jurf | Roads and Utilities | IMKAN | Nael & Bin Harmal Hydroexport | Award | 2019 | Fixed Price Lump Sum | Pipework - Manholes And Pipework Ancillaries | K543 | Ducts; Complete With Draw Cord, End Caps, All Necessary Fittings And Accessories And Suitable Duct Markers, Warning Tape; Lv Cable Ducts, 200Mm Diameter Upvc Duct, 4 Way; Depth 1.5 - 2M | 421 | m | AED | 382
Orig | 1 | 1.0039 | United Arab Emirates | Abu Dhabi | Infrastructure | Al Jurf | Roads and Utilities | IMKAN | Nael & Bin Harmal Hydroexport | Award | 2019 | Fixed Price Lump Sum | Pipework - Manholes And Pipework Ancillaries | K543 | Ducts; Complete With Draw Cord, End Caps, All Necessary Fittings And Accessories And Suitable Duct Markers, Warning Tape; Lv Cable Ducts, 200Mm Diameter Upvc Duct, 6 Way; Depth 1.5 - 2M | 169 | m | AED | 558
Orig | 1 | 1.004 | United Arab Emirates | Abu Dhabi | Infrastructure | Al Jurf | Roads and Utilities | IMKAN | Nael & Bin Harmal Hydroexport | Award | 2019 | Fixed Price Lump Sum | Pipework - Manholes And Pipework Ancillaries | K543 | Ducts; Complete With Draw Cord, End Caps, All Necessary Fittings And Accessories And Suitable Duct Markers, Warning Tape; Lv Cable Ducts, 200Mm Diameter Upvc Duct, 10 Way; Depth 1.5 - 2M | 68 | m | AED | 912
Orig | 1 | 1.004 | United Arab Emirates | Abu Dhabi | Infrastructure | Al Jurf | Roads and Utilities | IMKAN | Nael & Bin Harmal Hydroexport | Award | 2019 | Fixed Price Lump Sum | Pipework - Supports And Protection | L510 | Beds And Surrounds; Sand; 1 X 1 No. 11Kv Cable | 321 | m | AED | 21
Orig | 1 | 1.004 | United Arab Emirates | Abu Dhabi | Infrastructure | Al Jurf | Roads and Utilities | IMKAN | Nael & Bin Harmal Hydroexport | Award | 2019 | Fixed Price Lump Sum | Pipework - Supports And Protection | L510 | Beds And Surrounds; Sand; 1 X 2 No. 11Kv Cable | 390 | m | AED | 29
Orig | 1 | 1.004 | United Arab Emirates | Abu Dhabi | Infrastructure | Al Jurf | Roads and Utilities | IMKAN | Nael & Bin Harmal Hydroexport | Award | 2019 | Fixed Price Lump Sum | Pipework - Supports And Protection | L510 | Beds And Surrounds; Sand; 1 X 1 No. Fiber Optic Duct | 3708 | m | AED | 21
Orig | 1 | 1.004 | United Arab Emirates | Abu Dhabi | Infrastructure | Al Jurf | Roads and Utilities | IMKAN | Nael & Bin Harmal Hydroexport | Award | 2019 | Fixed Price Lump Sum | Pipework - Supports And Protection | L510 | Beds And Surrounds; Sand; 1 X 2 No. Fiber Optic Duct | 808 | m | AED | 29
Orig | 1 | 1.004 | United Arab Emirates | Abu Dhabi | Infrastructure | Al Jurf | Roads and Utilities | IMKAN | Nael & Bin Harmal Hydroexport | Award | 2019 | Fixed Price Lump Sum | Pipework - Supports And Protection | L510 | Beds And Surrounds; Sand; 1 X 1 Lv Cable | 3975 | m | AED | 17
Orig | 1 | 1.004 | United Arab Emirates | Abu Dhabi | Infrastructure | Al Jurf | Roads and Utilities | IMKAN | Nael & Bin Harmal Hydroexport | Award | 2019 | Fixed Price Lump Sum | Pipework - Supports And Protection | L510 | Beds And Surrounds; Sand; 1 X 2 Lv Cables | 2207 | m | AED | 17
Orig | 1 | 1.004 | United Arab Emirates | Abu Dhabi | Infrastructure | Al Jurf | Roads and Utilities | IMKAN | Nael & Bin Harmal Hydroexport | Award | 2019 | Fixed Price Lump Sum | Pipework - Supports And Protection | L510 | Beds And Surrounds; Sand; 1 X 3 Lv Cables | 930 | m | AED | 25
Orig | 1 | 1.004 | United Arab Emirates | Abu Dhabi | Infrastructure | Al Jurf | Roads and Utilities | IMKAN | Nael & Bin Harmal Hydroexport | Award | 2019 | Fixed Price Lump Sum | Pipework - Supports And Protection | L510 | Beds And Surrounds; Sand; 1 X 4 Lv Cables | 157 | m | AED | 35
Orig | 1 | 1.0041 | United Arab Emirates | Abu Dhabi | Infrastructure | Al Jurf | Roads and Utilities | IMKAN | Nael & Bin Harmal Hydroexport | Award | 2019 | Fixed Price Lump Sum | Pipework - Supports And Protection | L510 | Beds And Surrounds; Sand; 1 X 5 Lv Cables | 229 | m | AED | 12
Orig | 1 | 1.0041 | United Arab Emirates | Abu Dhabi | Infrastructure | Al Jurf | Roads and Utilities | IMKAN | Nael & Bin Harmal Hydroexport | Award | 2019 | Fixed Price Lump Sum | Pipework - Supports And Protection | L531 | Beds And Surrounds; Concrete: Class 20; 2 X 5 Way Mcc Ducts | 247 | m | AED | 242
Orig | 1 | 1.0041 | United Arab Emirates | Abu Dhabi | Infrastructure | Al Jurf | Roads and Utilities | IMKAN | Nael & Bin Harmal Hydroexport | Award | 2019 | Fixed Price Lump Sum | Pipework - Supports And Protection | L531 | Beds And Surrounds; Concrete: Class 30; 1 X 2 Way 11Kv Cable | 36 | m | AED | 259
Orig | 1 | 1.0041 | United Arab Emirates | Abu Dhabi | Infrastructure | Al Jurf | Roads and Utilities | IMKAN | Nael & Bin Harmal Hydroexport | Award | 2019 | Fixed Price Lump Sum | Pipework - Supports And Protection | L531 | Beds And Surrounds; Concrete: Class 30; 1 X 4 Way 11Kv Cable | 151 | m | AED | 411
Orig | 1 | 1.0041 | United Arab Emirates | Abu Dhabi | Infrastructure | Al Jurf | Roads and Utilities | IMKAN | Nael & Bin Harmal Hydroexport | Award | 2019 | Fixed Price Lump Sum | Pipework - Supports And Protection | L531 | Beds And Surrounds; Concrete: Class K140; 1 X 2 Way Lv Ducts | 670 | m | AED | 277
Orig | 1 | 1.0041 | United Arab Emirates | Abu Dhabi | Infrastructure | Al Jurf | Roads and Utilities | IMKAN | Nael & Bin Harmal Hydroexport | Award | 2019 | Fixed Price Lump Sum | Pipework - Manholes And Pipework Ancillaries | K531 | Beds And Surrounds; Concrete: Class K140; 1 X 3 Way Lv Ducts | 662 | m | AED | 342
Orig | 1 | 1.0041 | United Arab Emirates | Abu Dhabi | Infrastructure | Al Jurf | Roads and Utilities | IMKAN | Nael & Bin Harmal Hydroexport | Award | 2019 | Fixed Price Lump Sum | Pipework - Manholes And Pipework Ancillaries | K531 | Beds And Surrounds; Concrete: Class K140; 1 X 4 Way Lv Ducts | 421 | m | AED | 411
Orig | 1 | 1.0041 | United Arab Emirates | Abu Dhabi | Infrastructure | Al Jurf | Roads and Utilities | IMKAN | Nael & Bin Harmal Hydroexport | Award | 2019 | Fixed Price Lump Sum | Pipework - Manholes And Pipework Ancillaries | K531 | Beds And Surrounds; Concrete: Class K140; 2 X 3 Way Lv Ducts | 169 | m | AED | 517
Orig | 1 | 1.0041 | United Arab Emirates | Abu Dhabi | Infrastructure | Al Jurf | Roads and Utilities | IMKAN | Nael & Bin Harmal Hydroexport | Award | 2019 | Fixed Price Lump Sum | Pipework - Manholes And Pipework Ancillaries | K531 | Beds And Surrounds; Concrete: Class K140; 2 X 5 Way Lv Ducts | 67 | m | AED | 242
Orig | 1 | 1.0041 | United Arab Emirates | Abu Dhabi | Infrastructure | Al Jurf | Roads and Utilities | IMKAN | Nael & Bin Harmal Hydroexport | Award | 2019 | Fixed Price Lump Sum | Miscellaneous Work | X900 | 11Kv Cables; 3C X 300Mm² Xlpe/Swa/Pvc | 1445 | m | AED | 526
Orig | 1 | 1.0042 | United Arab Emirates | Abu Dhabi | Infrastructure | Al Jurf | Roads and Utilities | IMKAN | Nael & Bin Harmal Hydroexport | Award | 2019 | Fixed Price Lump Sum | Miscellaneous Work | X900 | Lv Cables; 4C X 25Mm² Cable (Aluminum) | 1221 | m | AED | 35
Orig | 1 | 1.0042 | United Arab Emirates | Abu Dhabi | Infrastructure | Al Jurf | Roads and Utilities | IMKAN | Nael & Bin Harmal Hydroexport | Award | 2019 | Fixed Price Lump Sum | Miscellaneous Work | X900 | Lv Cables; 4C X 50Mm² Cable (Aluminum) | 6761 | m | AED | 48
Orig | 1 | 1.0042 | United Arab Emirates | Abu Dhabi | Infrastructure | Al Jurf | Roads and Utilities | IMKAN | Nael & Bin Harmal Hydroexport | Award | 2019 | Fixed Price Lump Sum | Miscellaneous Work | X900 | Lv Cables; 4C X 70Mm² Cable (Aluminum) | 134 | m | AED | 122
Orig | 1 | 1.0042 | United Arab Emirates | Abu Dhabi | Infrastructure | Al Jurf | Roads and Utilities | IMKAN | Nael & Bin Harmal Hydroexport | Award | 2019 | Fixed Price Lump Sum | Miscellaneous Work | X900 | Lv Cables; 4C X 95Mm² Cable (Aluminum) | 1405 | m | AED | 64
Orig | 1 | 1.0042 | United Arab Emirates | Abu Dhabi | Infrastructure | Al Jurf | Roads and Utilities | IMKAN | Nael & Bin Harmal Hydroexport | Award | 2019 | Fixed Price Lump Sum | Miscellaneous Work | X900 | Lv Cables; 4C X 120Mm² Cable (Aluminum) | 1058 | m | AED | 81
Orig | 1 | 1.0042 | United Arab Emirates | Abu Dhabi | Infrastructure | Al Jurf | Roads and Utilities | IMKAN | Nael & Bin Harmal Hydroexport | Award | 2019 | Fixed Price Lump Sum | Miscellaneous Work | X900 | Lv Cables; 4C X 185Mm² Cable (Aluminum) | 3258 | m | AED | 111
Orig | 1 | 1.0042 | United Arab Emirates | Abu Dhabi | Infrastructure | Al Jurf | Roads and Utilities | IMKAN | Nael & Bin Harmal Hydroexport | Award | 2019 | Fixed Price Lump Sum | Miscellaneous Work | X900 | Lv Cables; 4C X 400Mm² Cable (Aluminum) | 11343 | m | AED | 162
Orig | 1 | 1.0042 | United Arab Emirates | Abu Dhabi | Infrastructure | Al Jurf | Roads and Utilities | IMKAN | Nael & Bin Harmal Hydroexport | Award | 2019 | Fixed Price Lump Sum | Miscellaneous Work | X900 | Fibre Optic Cable; 32 Cores | 4799 | m | AED | 93
Orig | 1 | 1.0042 | United Arab Emirates | Abu Dhabi | Infrastructure | Al Jurf | Roads and Utilities | IMKAN | Nael & Bin Harmal Hydroexport | Award | 2019 | Fixed Price Lump Sum | Miscellaneous Work | X900 | Feeder Pillar With Suitable Concrete Foundations Complete With Excavation, Backfilling, Disposal Of Surplus Material, Cable Termination, Cable Glands, Lugs, Ferrules, Anchor Bolts, Nuts, Washers And Weather Proof Cabinet | 35 | Nr | AED | 13502
Orig | 1 | 1.0042 | United Arab Emirates | Abu Dhabi | Infrastructure | Al Jurf | Roads and Utilities | IMKAN | Nael & Bin Harmal Hydroexport | Award | 2019 | Fixed Price Lump Sum | Miscellaneous Work | X900 | Service Turrets With Suitable Concrete Foundations Complete With Excavation, Backfilling, Disposal Of Surplus Material, Cable Termination, Cable Glands, Lugs, Ferrules, Anchor Bolts, Nuts, Washers And Weather Proof Cabinet | 41 | Nr | AED | 11061
Orig | 1 | 1.0043 | United Arab Emirates | Abu Dhabi | Infrastructure | Al Jurf | Roads and Utilities | IMKAN | Nael & Bin Harmal Hydroexport | Award | 2019 | Fixed Price Lump Sum | Miscellaneous Work | X900 | Earthing System; Earth Pit For Feeder Pillar | 68 | Nr | AED | 4991
Orig | 1 | 1.0043 | United Arab Emirates | Abu Dhabi | Infrastructure | Al Jurf | Roads and Utilities | IMKAN | Nael & Bin Harmal Hydroexport | Award | 2019 | Fixed Price Lump Sum | Miscellaneous Work | X900 | Earthing System; Earth Pit For Service Turret | 41 | Nr | AED | 2663
Orig | 1 | 1.0043 | United Arab Emirates | Abu Dhabi | Infrastructure | Al Jurf | Roads and Utilities | IMKAN | Nael & Bin Harmal Hydroexport | Award | 2019 | Fixed Price Lump Sum | Miscellaneous Work | X900 | 11Kv Offsite Connection Complete With Reinstatement; Length: 9Km | 9000 | m | AED | 1200.15
Orig | 1 | 1.0043 | United Arab Emirates | Abu Dhabi | Infrastructure | Al Jurf | Roads and Utilities | IMKAN | Nael & Bin Harmal Hydroexport | Award | 2019 | Fixed Price Lump Sum | Miscellaneous Work | X900 | Excavate And Compact Trenches For Multiple Street Lighting Cables Including Excavation In Rocks Or Any Material, Dispose Of Surplus Material On Approved Location Within Site Including Haulage And Backfill With Approved Backfilling Material To The Normal Level And Compacted In Layers, After Ducts Installation, Reinforcement Bar And Marker Tape; Streetlighting Ducts; Width 300 - 600Mm; 1 X 1 Way Duct, Maximum Depth: 0.5-1 M | 4591 | m | AED | 34
Orig | 1 | 1.0043 | United Arab Emirates | Abu Dhabi | Infrastructure | Al Jurf | Roads and Utilities | IMKAN | Nael & Bin Harmal Hydroexport | Award | 2019 | Fixed Price Lump Sum | Miscellaneous Work | X900 | Excavate And Compact Trenches For Multiple Street Lighting Cables Including Excavation In Rocks Or Any Material, Dispose Of Surplus Material On Approved Location Within Site Including Haulage And Backfill With Approved Backfilling Material To The Normal Level And Compacted In Layers, After Ducts Installation, Reinforcement Bar And Marker Tape; Streetlighting Ducts; Width 300 - 600Mm; 1 X 2 Way Ducts, Maximum Depth: 0.5-1 M | 492 | m | AED | 50
Orig | 1 | 1.0043 | United Arab Emirates | Abu Dhabi | Infrastructure | Al Jurf | Roads and Utilities | IMKAN | Nael & Bin Harmal Hydroexport | Award | 2019 | Fixed Price Lump Sum | Miscellaneous Work | X900 | Excavate And Compact Trenches For Multiple Street Lighting Cables Including Excavation In Rocks Or Any Material, Dispose Of Surplus Material On Approved Location Within Site Including Haulage And Backfill With Approved Backfilling Material To The Normal Level And Compacted In Layers, After Ducts Installation, Reinforcement Bar And Marker Tape; Street Lighting Ducts Width 300 - 600Mm; 1 X 3 Way Ducts, Maximum Depth: 0.5-1 M | 9 | m | AED | 70
Orig | 1 | 1.0043 | United Arab Emirates | Abu Dhabi | Infrastructure | Al Jurf | Roads and Utilities | IMKAN | Nael & Bin Harmal Hydroexport | Award | 2019 | Fixed Price Lump Sum | Miscellaneous Work | X900 | Excavate And Compact Trenches For Multiple Street Lighting Cables Including Excavation In Rocks Or Any Material, Dispose Of Surplus Material On Approved Location Within Site Including Haulage And Backfill With Approved Backfilling Material To The Normal Level And Compacted In Layers, After Ducts Installation, Reinforcement Bar And Marker Tape; Road Crossing Duct; Width 500Mm; 1 X 2 Way Ducts, Maximum Depth: 0.5-1 M | 716 | m | AED | 34
Orig | 1 | 1.0043 | United Arab Emirates | Abu Dhabi | Infrastructure | Al Jurf | Roads and Utilities | IMKAN | Nael & Bin Harmal Hydroexport | Award | 2019 | Fixed Price Lump Sum | Miscellaneous Work | X900 | Excavate And Compact Trenches For Multiple Street Lighting Cables Including Excavation In Rocks Or Any Material, Dispose Of Surplus Material On Approved Location Within Site Including Haulage And Backfill With Approved Backfilling Material To The Normal Level And Compacted In Layers, After Ducts Installation, Reinforcement Bar And Marker Tape; Road Crossing Duct; Width 500Mm; 2 X 2 Way Ducts (4 Way), Maximum Depth: 0.5-1 M | 78 | m | AED | 37
Orig | 1 | 1.0043 | United Arab Emirates | Abu Dhabi | Infrastructure | Al Jurf | Roads and Utilities | IMKAN | Nael & Bin Harmal Hydroexport | Award | 2019 | Fixed Price Lump Sum | Pipework - Manholes And Pipework Ancillaries | K231 | Concrete Pull Box Chamber; Overall Size 750 X 750Mm; Depth: Not Exceeding 1.5M | 140 | m | AED | 1888
Orig | 1 | 1.0043 | United Arab Emirates | Abu Dhabi | Infrastructure | Al Jurf | Roads and Utilities | IMKAN | Nael & Bin Harmal Hydroexport | Award | 2019 | Fixed Price Lump Sum | Pipework - Manholes And Pipework Ancillaries | K512 | Upvc Ducts; 100Mm Diameter; 1 Way; Depth Not Exceeding 1.5M | 4591 | m | AED | 33
Orig | 1 | 1.0044 | United Arab Emirates | Abu Dhabi | Infrastructure | Al Jurf | Roads and Utilities | IMKAN | Nael & Bin Harmal Hydroexport | Award | 2019 | Fixed Price Lump Sum | Pipework - Manholes And Pipework Ancillaries | K522 | Upvc Ducts; 100Mm Diameter; 2 Way; Depth Not Exceeding 1.5M | 492 | m | AED | 65
Orig | 1 | 1.0044 | United Arab Emirates | Abu Dhabi | Infrastructure | Al Jurf | Roads and Utilities | IMKAN | Nael & Bin Harmal Hydroexport | Award | 2019 | Fixed Price Lump Sum | Pipework - Manholes And Pipework Ancillaries | K532 | Upvc Ducts; 100Mm Diameter; 3 Way; Depth Not Exceeding 1.5M | 9 | m | AED | 98
Orig | 1 | 1.0044 | United Arab Emirates | Abu Dhabi | Infrastructure | Al Jurf | Roads and Utilities | IMKAN | Nael & Bin Harmal Hydroexport | Award | 2019 | Fixed Price Lump Sum | Pipework - Manholes And Pipework Ancillaries | K529 | Upvc Ducts; 100Mm Diameter; 2 Way; Depth Not Exceeding 1.5M | 716 | m | AED | 99
Orig | 1 | 1.0044 | United Arab Emirates | Abu Dhabi | Infrastructure | Al Jurf | Roads and Utilities | IMKAN | Nael & Bin Harmal Hydroexport | Award | 2019 | Fixed Price Lump Sum | Pipework - Manholes And Pipework Ancillaries | K549 | Upvc Ducts; 100Mm Diameter; 4 Way; Depth Not Exceeding 1.5M | 78 | m | AED | 169
Orig | 1 | 1.0044 | United Arab Emirates | Abu Dhabi | Infrastructure | Al Jurf | Roads and Utilities | IMKAN | Nael & Bin Harmal Hydroexport | Award | 2019 | Fixed Price Lump Sum | Pipework - Supports And Protection | L511 | Beds And Surrounds; Sand; 100Mm; 1 X 1 Way Duct | 4591 | m | AED | 8
Orig | 1 | 1.0044 | United Arab Emirates | Abu Dhabi | Infrastructure | Al Jurf | Roads and Utilities | IMKAN | Nael & Bin Harmal Hydroexport | Award | 2019 | Fixed Price Lump Sum | Pipework - Supports And Protection | L511 | Beds And Surrounds; Sand; 100Mm; 1 X 2 Way Duct | 492 | m | AED | 13
Orig | 1 | 1.0044 | United Arab Emirates | Abu Dhabi | Infrastructure | Al Jurf | Roads and Utilities | IMKAN | Nael & Bin Harmal Hydroexport | Award | 2019 | Fixed Price Lump Sum | Pipework - Supports And Protection | L511 | Beds And Surrounds; Sand; 100Mm; 1 X 3 Way Duct | 9 | m | AED | 17
Orig | 1 | 1.0044 | United Arab Emirates | Abu Dhabi | Infrastructure | Al Jurf | Roads and Utilities | IMKAN | Nael & Bin Harmal Hydroexport | Award | 2019 | Fixed Price Lump Sum | Pipework - Supports And Protection | L551 | Beds And Surrounds; Reinforced Concrete; 100Mm; 1 X 2 Way Duct | 716 | m | AED | 144
Orig | 1 | 1.0044 | United Arab Emirates | Abu Dhabi | Infrastructure | Al Jurf | Roads and Utilities | IMKAN | Nael & Bin Harmal Hydroexport | Award | 2019 | Fixed Price Lump Sum | Pipework - Supports And Protection | L551 | Beds And Surrounds; Reinforced Concrete; 100Mm; 2 X 2 Way Duct | 78 | m | AED | 203
Orig | 1 | 1.0044 | United Arab Emirates | Abu Dhabi | Infrastructure | Al Jurf | Roads and Utilities | IMKAN | Nael & Bin Harmal Hydroexport | Award | 2019 | Fixed Price Lump Sum | Miscellaneous Work | X900 | Cables; 4C X 10Mm² Cu/Xlpe + 1C X 10Mm² Cu/Pvc; Depth Not Exceeding 1.5M | 6626 | m | AED | 42
Orig | 1 | 1.0045 | United Arab Emirates | Abu Dhabi | Infrastructure | Al Jurf | Roads and Utilities | IMKAN | Nael & Bin Harmal Hydroexport | Award | 2019 | Fixed Price Lump Sum | Miscellaneous Work | X900 | Cables; 3C X 2.5 Mm², Plc. Insulated And Sheathed Cable; Depth Not Exceeding 1.5M | 1834 | m | AED | 8
Orig | 1 | 1.0045 | United Arab Emirates | Abu Dhabi | Infrastructure | Al Jurf | Roads and Utilities | IMKAN | Nael & Bin Harmal Hydroexport | Award | 2019 | Fixed Price Lump Sum | Miscellaneous Work | X900 | Control Cabinet With Suitable Concrete Foundations Complete With Excavation, Backfilling, Disposal Of Surplus Material, Cable Termination, Cable Glands, Lugs, Ferrules, Anchor Bolts, Nuts, Washers And Weather Proof Cabinet | 11 | Nr | AED | 18534
Orig | 1 | 1.0045 | United Arab Emirates | Abu Dhabi | Infrastructure | Al Jurf | Roads and Utilities | IMKAN | Nael & Bin Harmal Hydroexport | Award | 2019 | Fixed Price Lump Sum | Miscellaneous Work | X900 | Streetlight Pole Concrete Foundation For 10M High Pole | 105 | Nr | AED | 1968
Orig | 1 | 1.0045 | United Arab Emirates | Abu Dhabi | Infrastructure | Al Jurf | Roads and Utilities | IMKAN | Nael & Bin Harmal Hydroexport | Award | 2019 | Fixed Price Lump Sum | Miscellaneous Work | X900 | Streetlight Pole Concrete Foundation For 14M High Pole | 28 | Nr | AED | 3454
Orig | 1 | 1.0045 | United Arab Emirates | Abu Dhabi | Infrastructure | Al Jurf | Roads and Utilities | IMKAN | Nael & Bin Harmal Hydroexport | Award | 2019 | Fixed Price Lump Sum | Miscellaneous Work | X900 | Streetlights; 10M Street Lighting Pole With 1X50W Led Luminaire | 76 | Nr | AED | 17194
Orig | 1 | 1.0045 | United Arab Emirates | Abu Dhabi | Infrastructure | Al Jurf | Roads and Utilities | IMKAN | Nael & Bin Harmal Hydroexport | Award | 2019 | Fixed Price Lump Sum | Miscellaneous Work | X900 | Streetlights; 10M Street Lighting Pole With 1X70W Led Luminaire | 29 | Nr | AED | 17323
Orig | 1 | 1.0045 | United Arab Emirates | Abu Dhabi | Infrastructure | Al Jurf | Roads and Utilities | IMKAN | Nael & Bin Harmal Hydroexport | Award | 2019 | Fixed Price Lump Sum | Miscellaneous Work | X900 | Streetlights; 14M Street Lighting Pole With 2X110W Led Luminaire | 28 | Nr | AED | 25957
Orig | 1 | 1.0045 | United Arab Emirates | Abu Dhabi | Infrastructure | Al Jurf | Roads and Utilities | IMKAN | Nael & Bin Harmal Hydroexport | Award | 2019 | Fixed Price Lump Sum | Miscellaneous Work | X900 | Earthing System; Earth Pit For Control Cabinet | 11 | Nr | AED | 2597
Orig | 1 | 1.0045 | United Arab Emirates | Abu Dhabi | Infrastructure | Al Jurf | Roads and Utilities | IMKAN | Nael & Bin Harmal Hydroexport | Award | 2019 | Fixed Price Lump Sum | Miscellaneous Work | X900 | Earthing System; Earth Pit For Streetlight | 23 | Nr | AED | 2249
Orig | 1 | 1.0045 | United Arab Emirates | Abu Dhabi | Infrastructure | Al Jurf | Roads and Utilities | IMKAN | Nael & Bin Harmal Hydroexport | Award | 2019 | Fixed Price Lump Sum | Earthworks | E900 | Duct Trenches; Width 513Mm; 1 X 2 Way Ducts, Maximum Depth; 0.5-1 M | 4733 | m | AED | 23
Orig | 1 | 1.0046 | United Arab Emirates | Abu Dhabi | Infrastructure | Al Jurf | Roads and Utilities | IMKAN | Nael & Bin Harmal Hydroexport | Award | 2019 | Fixed Price Lump Sum | Earthworks | E900 | Duct Trenches; Width 513Mm;2 X 2 Way Ducts (4 Way), Maximum Depth; 0.5-1 M | 1348 | m | AED | 26
Orig | 1 | 1.0046 | United Arab Emirates | Abu Dhabi | Infrastructure | Al Jurf | Roads and Utilities | IMKAN | Nael & Bin Harmal Hydroexport | Award | 2019 | Fixed Price Lump Sum | Earthworks | E900 | Duct Trenches; Width 513Mm; 3 X 2 Way Ducts (6 Way), Maximum Depth; 1-2 M | 206 | m | AED | 30
Orig | 1 | 1.0046 | United Arab Emirates | Abu Dhabi | Infrastructure | Al Jurf | Roads and Utilities | IMKAN | Nael & Bin Harmal Hydroexport | Award | 2019 | Fixed Price Lump Sum | Earthworks | E900 | Road Crossing Trenches; Width 513Mm; 1 X 2 Way Ducts, Maximum Depth; 0.5-1 M | 904 | m | AED | 26
Orig | 1 | 1.0046 | United Arab Emirates | Abu Dhabi | Infrastructure | Al Jurf | Roads and Utilities | IMKAN | Nael & Bin Harmal Hydroexport | Award | 2019 | Fixed Price Lump Sum | Earthworks | E900 | Road Crossing Trenches; Width 513Mm; 2 X 2 Way Ducts (4 Way), Maximum Depth; 0.5-1 M | 89 | m | AED | 30
Orig | 1 | 1.0046 | United Arab Emirates | Abu Dhabi | Infrastructure | Al Jurf | Roads and Utilities | IMKAN | Nael & Bin Harmal Hydroexport | Award | 2019 | Fixed Price Lump Sum | Earthworks | E900 | Road Crossing Trenches; Width 513Mm; 3 X 2 Way Ducts (6 Way), Maximum Depth; 1-2 M | 117 | m | AED | 34
Orig | 1 | 1.0046 | United Arab Emirates | Abu Dhabi | Infrastructure | Al Jurf | Roads and Utilities | IMKAN | Nael & Bin Harmal Hydroexport | Award | 2019 | Fixed Price Lump Sum | Earthworks | E900 | Road Crossing Trenches With Concrete Protection; 1 X 2 Way Ducts, Maximum Depth; 1-2 M | 9476 | m | AED | 26
Orig | 1 | 1.0046 | United Arab Emirates | Abu Dhabi | Infrastructure | Al Jurf | Roads and Utilities | IMKAN | Nael & Bin Harmal Hydroexport | Award | 2019 | Fixed Price Lump Sum | Pipework - Manholes And Pipework Ancillaries | K251 | Pre-Cast Concrete Manholes; Jrc 12; Size 1245 X 1730Mm; Depth Not Exceeding 1.5M (Manhole Material Free Issued By Telecom Provider) | 82 | Nr | AED | 9026
Orig | 1 | 1.0046 | United Arab Emirates | Abu Dhabi | Infrastructure | Al Jurf | Roads and Utilities | IMKAN | Nael & Bin Harmal Hydroexport | Award | 2019 | Fixed Price Lump Sum | Pipework - Manholes And Pipework Ancillaries | K251 | Pre-Cast Concrete Manholes; Jrc 14; Size 1300 X 2585Mm Depth Not Exceeding 1.5M (Manhole Material Free Issued By Telecom Provider) | 3 | Nr | AED | 14174
Orig | 1 | 1.0046 | United Arab Emirates | Abu Dhabi | Infrastructure | Al Jurf | Roads and Utilities | IMKAN | Nael & Bin Harmal Hydroexport | Award | 2019 | Fixed Price Lump Sum | Pipework - Manholes And Pipework Ancillaries | K522 | Upvc Telecom Ducts; D56; 2 Way (Material Free Issued By Telecom Provider) | 1146 | m | AED | 27
Orig | 1 | 1.0046 | United Arab Emirates | Abu Dhabi | Infrastructure | Al Jurf | Roads and Utilities | IMKAN | Nael & Bin Harmal Hydroexport | Award | 2019 | Fixed Price Lump Sum | Pipework - Manholes And Pipework Ancillaries | K522 | Upvc Telecom Ducts; D54; 2 Way (Material Free Issued By Telecom Provider) | 3587 | m | AED | 32
Orig | 1 | 1.0047 | United Arab Emirates | Abu Dhabi | Infrastructure | Al Jurf | Roads and Utilities | IMKAN | Nael & Bin Harmal Hydroexport | Award | 2019 | Fixed Price Lump Sum | Pipework - Manholes And Pipework Ancillaries | K542 | Upvc Telecom Ducts; D54; 4 Way (Material Free Issued By Telecom Provider) | 1348 | m | AED | 64
Orig | 1 | 1.0047 | United Arab Emirates | Abu Dhabi | Infrastructure | Al Jurf | Roads and Utilities | IMKAN | Nael & Bin Harmal Hydroexport | Award | 2019 | Fixed Price Lump Sum | Pipework - Manholes And Pipework Ancillaries | K542 | Upvc Telecom Ducts; D54; 6 Way (Material Free Issued By Telecom Provider) | 206 | m | AED | 95
Orig | 1 | 1.0047 | United Arab Emirates | Abu Dhabi | Infrastructure | Al Jurf | Roads and Utilities | IMKAN | Nael & Bin Harmal Hydroexport | Award | 2019 | Fixed Price Lump Sum | Pipework - Manholes And Pipework Ancillaries | K522 | Upvc Road Crossing Ducts; D56; 2 Way (Material Free Issued By Telecom Provider) | 462 | m | AED | 65
Orig | 1 | 1.0047 | United Arab Emirates | Abu Dhabi | Infrastructure | Al Jurf | Roads and Utilities | IMKAN | Nael & Bin Harmal Hydroexport | Award | 2019 | Fixed Price Lump Sum | Pipework - Manholes And Pipework Ancillaries | K522 | Upvc Road Crossing Ducts; D54; 2 Way (Material Free Issued By Telecom Provider) | 442 | m | AED | 65
Orig | 1 | 1.0047 | United Arab Emirates | Abu Dhabi | Infrastructure | Al Jurf | Roads and Utilities | IMKAN | Nael & Bin Harmal Hydroexport | Award | 2019 | Fixed Price Lump Sum | Pipework - Manholes And Pipework Ancillaries | K542 | Upvc Road Crossing Ducts; D54; 4 Way (Material Free Issued By Telecom Provider) | 89 | m | AED | 103
Orig | 1 | 1.0047 | United Arab Emirates | Abu Dhabi | Infrastructure | Al Jurf | Roads and Utilities | IMKAN | Nael & Bin Harmal Hydroexport | Award | 2019 | Fixed Price Lump Sum | Pipework - Manholes And Pipework Ancillaries | K542 | Upvc Road Crossing Ducts; D54; 6 Way (Material Free Issued By Telecom Provider) | 117 | m | AED | 140
Orig | 1 | 1.0047 | United Arab Emirates | Abu Dhabi | Infrastructure | Al Jurf | Roads and Utilities | IMKAN | Nael & Bin Harmal Hydroexport | Award | 2019 | Fixed Price Lump Sum | Pipework - Manholes And Pipework Ancillaries | K522 | Upvc Road Crossing Ducts; D56; 2 Way (Material Free Issued By Telecom Provider) | 6215 | m | AED | 65
Orig | 1 | 1.0047 | United Arab Emirates | Abu Dhabi | Infrastructure | Al Jurf | Roads and Utilities | IMKAN | Nael & Bin Harmal Hydroexport | Award | 2019 | Fixed Price Lump Sum | Pipework - Manholes And Pipework Ancillaries | K522 | Upvc Road Crossing Ducts; D54; 2 Way (Material Free Issued By Telecom Provider) | 3261 | m | AED | 65
Orig | 1 | 1.0047 | United Arab Emirates | Abu Dhabi | Infrastructure | Al Jurf | Roads and Utilities | IMKAN | Nael & Bin Harmal Hydroexport | Award | 2019 | Fixed Price Lump Sum | Pipework - Supports And Protection | L541 | Beds And Surrounds; Concrete; 100Mm; 1 X 2 Way Ducts | 904 | m | AED | 101
Orig | 1 | 1.0047 | United Arab Emirates | Abu Dhabi | Infrastructure | Al Jurf | Roads and Utilities | IMKAN | Nael & Bin Harmal Hydroexport | Award | 2019 | Fixed Price Lump Sum | Pipework - Supports And Protection | L541 | Beds And Surrounds; Concrete; 100Mm; 2 X 2 Way Ducts | 89 | m | AED | 133
Orig | 1 | 1.0048 | United Arab Emirates | Abu Dhabi | Infrastructure | Al Jurf | Roads and Utilities | IMKAN | Nael & Bin Harmal Hydroexport | Award | 2019 | Fixed Price Lump Sum | Pipework - Supports And Protection | L541 | Beds And Surrounds; Concrete; 100Mm; 3 X 2 Way Ducts | 117 | m | AED | 164
Orig | 1 | 1.0048 | United Arab Emirates | Abu Dhabi | Infrastructure | Al Jurf | Roads and Utilities | IMKAN | Nael & Bin Harmal Hydroexport | Award | 2019 | Fixed Price Lump Sum | Pipework - Supports And Protection | L591 | Beds And Surrounds; Sand; 100Mm; 1 X 2 Way Ducts | 4733 | m | AED | 10
Orig | 1 | 1.0048 | United Arab Emirates | Abu Dhabi | Infrastructure | Al Jurf | Roads and Utilities | IMKAN | Nael & Bin Harmal Hydroexport | Award | 2019 | Fixed Price Lump Sum | Pipework - Supports And Protection | L591 | Beds And Surrounds; Sand; 100Mm; 2 X 2 Way Ducts | 1348 | m | AED | 13
Orig | 1 | 1.0048 | United Arab Emirates | Abu Dhabi | Infrastructure | Al Jurf | Roads and Utilities | IMKAN | Nael & Bin Harmal Hydroexport | Award | 2019 | Fixed Price Lump Sum | Pipework - Supports And Protection | L591 | Beds And Surrounds; Sand; 100Mm; 3 X 2 Way Ducts | 206 | m | AED | 17
Orig | 1 | 1.0048 | United Arab Emirates | Abu Dhabi | Infrastructure | Al Jurf | Roads and Utilities | IMKAN | Nael & Bin Harmal Hydroexport | Award | 2019 | Fixed Price Lump Sum | Pipework - Supports And Protection | L591 | Beds And Surrounds; Concrete; 100Mm; 1 X 2 Way Ducts | 9476 | m | AED | 101
Orig | 1 | 1.0048 | United Arab Emirates | Abu Dhabi | Infrastructure | Al Jurf | Roads and Utilities | IMKAN | Nael & Bin Harmal Hydroexport | Award | 2019 | Fixed Price Lump Sum | Earthworks | E321 | Excavation For Foundation; Maximum Depth: Not Exceeding < 0.25 M | 170 | m³ | AED | 5
Orig | 1 | 1.0048 | United Arab Emirates | Abu Dhabi | Infrastructure | Al Jurf | Roads and Utilities | IMKAN | Nael & Bin Harmal Hydroexport | Award | 2019 | Fixed Price Lump Sum | Earthworks | E322 | Excavation For Foundation; Maximum Depth: 0.25 - 0.5 M | 206 | m³ | AED | 5
Orig | 1 | 1.0048 | United Arab Emirates | Abu Dhabi | Infrastructure | Al Jurf | Roads and Utilities | IMKAN | Nael & Bin Harmal Hydroexport | Award | 2019 | Fixed Price Lump Sum | Earthworks | E323 | Excavation For Foundation; Maximum Depth: 0.5 - 1 M | 353 | m³ | AED | 8
Orig | 1 | 1.0048 | United Arab Emirates | Abu Dhabi | Infrastructure | Al Jurf | Roads and Utilities | IMKAN | Nael & Bin Harmal Hydroexport | Award | 2019 | Fixed Price Lump Sum | Earthworks | E324 | Excavation For Foundation; Maximum Depth: 1 - 2 M | 428 | m³ | AED | 11
Orig | 1 | 1.0048 | United Arab Emirates | Abu Dhabi | Infrastructure | Al Jurf | Roads and Utilities | IMKAN | Nael & Bin Harmal Hydroexport | Award | 2019 | Fixed Price Lump Sum | Earthworks | E520 | Preparation Of Excavated Surfaces To Receive Permanent Works | 682 | m² | AED | 5
Orig | 1 | 1.0049 | United Arab Emirates | Abu Dhabi | Infrastructure | Al Jurf | Roads and Utilities | IMKAN | Nael & Bin Harmal Hydroexport | Award | 2019 | Fixed Price Lump Sum | Earthworks | E530 | Disposal Of Surplus Excavated Materials From Site To Approved Location To Be Determined By The Employer / Or The Engineer | 734 | m³ | AED | 15
Orig | 1 | 1.0049 | United Arab Emirates | Abu Dhabi | Infrastructure | Al Jurf | Roads and Utilities | IMKAN | Nael & Bin Harmal Hydroexport | Award | 2019 | Fixed Price Lump Sum | Earthworks | E614 | Filling; To Structure; Selected Excavated Material Other Than Topsoil Or Rock | 422 | m³ | AED | 13
Orig | 1 | 1.0049 | United Arab Emirates | Abu Dhabi | Infrastructure | Al Jurf | Roads and Utilities | IMKAN | Nael & Bin Harmal Hydroexport | Award | 2019 | Fixed Price Lump Sum | Earthworks | E720 | Preparation Of Filled Surfaces To Receive Permanent Works | 328 | m² | AED | 26
Orig | 1 | 1.0049 | United Arab Emirates | Abu Dhabi | Infrastructure | Al Jurf | Roads and Utilities | IMKAN | Nael & Bin Harmal Hydroexport | Award | 2019 | Fixed Price Lump Sum | Waterproofing | W650 | Waterproofing; Polyethylene Sheet; 1000 Gauge; Horizontal | 682 | m² | AED | 3
Orig | 1 | 1.0049 | United Arab Emirates | Abu Dhabi | Infrastructure | Al Jurf | Roads and Utilities | IMKAN | Nael & Bin Harmal Hydroexport | Award | 2019 | Fixed Price Lump Sum | Waterproofing | W650 | Waterproofing; Polyethylene Sheet; 1000 Gauge; Sloping | 144 | m² | AED | 3
Orig | 1 | 1.0049 | United Arab Emirates | Abu Dhabi | Infrastructure | Al Jurf | Roads and Utilities | IMKAN | Nael & Bin Harmal Hydroexport | Award | 2019 | Fixed Price Lump Sum | Waterproofing | W131 | Waterproofing Membrane; To Horizontal Surfaces; Foundation | 826 | m² | AED | 54
Orig | 1 | 1.0049 | United Arab Emirates | Abu Dhabi | Infrastructure | Al Jurf | Roads and Utilities | IMKAN | Nael & Bin Harmal Hydroexport | Award | 2019 | Fixed Price Lump Sum | Waterproofing | W130 | Waterproofing Membrane; To Vertical Surfaces; Sides Of Retaining Walls | 748 | m² | AED | 59
Orig | 1 | 1.0049 | United Arab Emirates | Abu Dhabi | Infrastructure | Al Jurf | Roads and Utilities | IMKAN | Nael & Bin Harmal Hydroexport | Award | 2019 | Fixed Price Lump Sum | Waterproofing | W130 | Waterproofing Membrane; To Vertical Surfaces; Sides Of Raft Slab | 200 | m² | AED | 59
Orig | 1 | 1.0049 | United Arab Emirates | Abu Dhabi | Infrastructure | Al Jurf | Roads and Utilities | IMKAN | Nael & Bin Harmal Hydroexport | Award | 2019 | Fixed Price Lump Sum | Waterproofing | W600 | Roof Waterproofing Membrane | 458 | m² | AED | 84
Orig | 1 | 1.0049 | United Arab Emirates | Abu Dhabi | Infrastructure | Al Jurf | Roads and Utilities | IMKAN | Nael & Bin Harmal Hydroexport | Award | 2019 | Fixed Price Lump Sum | Waterproofing | W441 | Protection Screed; Sand And Cement Screed; 50Mm Thick | 826 | m² | AED | 21
Orig | 1 | 1.005 | United Arab Emirates | Abu Dhabi | Infrastructure | Al Jurf | Roads and Utilities | IMKAN | Nael & Bin Harmal Hydroexport | Award | 2019 | Fixed Price Lump Sum | Waterproofing | W400 | Protection Board; Vertical Sides Of Raft Slab | 200 | m² | AED | 38
Orig | 1 | 1.005 | United Arab Emirates | Abu Dhabi | Infrastructure | Al Jurf | Roads and Utilities | IMKAN | Nael & Bin Harmal Hydroexport | Award | 2019 | Fixed Price Lump Sum | Waterproofing | W400 | Protection Board; Vertical Sides Of Ramp Thickening | 26 | m² | AED | 38
Orig | 1 | 1.005 | United Arab Emirates | Abu Dhabi | Infrastructure | Al Jurf | Roads and Utilities | IMKAN | Nael & Bin Harmal Hydroexport | Award | 2019 | Fixed Price Lump Sum | Waterproofing | W400 | Protection Board; Vertical Sides Of Retaining Walls | 748 | m² | AED | 38
Orig | 1 | 1.005 | United Arab Emirates | Abu Dhabi | Infrastructure | Al Jurf | Roads and Utilities | IMKAN | Nael & Bin Harmal Hydroexport | Award | 2019 | Fixed Price Lump Sum | Waterproofing | W351 | Roofing System; To Horizontal Surfaces | 458 | m² | AED | 169
Orig | 1 | 1.005 | United Arab Emirates | Abu Dhabi | Infrastructure | Al Jurf | Roads and Utilities | IMKAN | Nael & Bin Harmal Hydroexport | Award | 2019 | Fixed Price Lump Sum | Waterproofing | W356 | Roofing System; To Vertical Surfaces; 150Mm High | 610 | m | AED | 25
Orig | 1 | 1.005 | United Arab Emirates | Abu Dhabi | Infrastructure | Al Jurf | Roads and Utilities | IMKAN | Nael & Bin Harmal Hydroexport | Award | 2019 | Fixed Price Lump Sum | In situ concrete | F611 | Placing Of Mass Concrete, Grade C-20; Ground Slab; 75Mm Thick | 54 | m³ | AED | 411
Orig | 1 | 1.005 | United Arab Emirates | Abu Dhabi | Infrastructure | Al Jurf | Roads and Utilities | IMKAN | Nael & Bin Harmal Hydroexport | Award | 2019 | Fixed Price Lump Sum | In situ concrete | F722 | Placing Of Reinforced Concrete, Grade C-40; Ground Slab; 200Mm Thick | 36 | m³ | AED | 501
Orig | 1 | 1.005 | United Arab Emirates | Abu Dhabi | Infrastructure | Al Jurf | Roads and Utilities | IMKAN | Nael & Bin Harmal Hydroexport | Award | 2019 | Fixed Price Lump Sum | In situ concrete | F722 | Placing Of Reinforced Concrete, Grade C-40; Ground Slab; Sloping; Ramp | 30 | m³ | AED | 520
Orig | 1 | 1.005 | United Arab Emirates | Abu Dhabi | Infrastructure | Al Jurf | Roads and Utilities | IMKAN | Nael & Bin Harmal Hydroexport | Award | 2019 | Fixed Price Lump Sum | In situ concrete | F723 | Placing Of Reinforced Concrete, Grade C-40; Raft Slab; 350Mm Thick | 176 | m³ | AED | 501
Orig | 1 | 1.005 | United Arab Emirates | Abu Dhabi | Infrastructure | Al Jurf | Roads and Utilities | IMKAN | Nael & Bin Harmal Hydroexport | Award | 2019 | Fixed Price Lump Sum | In situ concrete | F724 | Placing Of Reinforced Concrete, Grade C-40; Transformer Foundation; 1500Mm Thick | 40 | m³ | AED | 509
Orig | 1 | 1.005 | United Arab Emirates | Abu Dhabi | Infrastructure | Al Jurf | Roads and Utilities | IMKAN | Nael & Bin Harmal Hydroexport | Award | 2019 | Fixed Price Lump Sum | In situ concrete | F763 | Placing Of Reinforced Concrete, Grade C-40; Ground Beams; Ramp | 8 | m³ | AED | 511
Orig | 1 | 1.0051 | United Arab Emirates | Abu Dhabi | Infrastructure | Al Jurf | Roads and Utilities | IMKAN | Nael & Bin Harmal Hydroexport | Award | 2019 | Fixed Price Lump Sum | In situ concrete | F742 | Placing Of Reinforced Concrete, Grade C-40; Walls; Retaining; 200Mm Thick | 56 | m³ | AED | 621
Orig | 1 | 1.0051 | United Arab Emirates | Abu Dhabi | Infrastructure | Al Jurf | Roads and Utilities | IMKAN | Nael & Bin Harmal Hydroexport | Award | 2019 | Fixed Price Lump Sum | In situ concrete | F742 | Placing Of Reinforced Concrete, Grade C-40; Walls; Retaining; 450Mm Thick | 150 | m³ | AED | 621
Orig | 1 | 1.0051 | United Arab Emirates | Abu Dhabi | Infrastructure | Al Jurf | Roads and Utilities | IMKAN | Nael & Bin Harmal Hydroexport | Award | 2019 | Fixed Price Lump Sum | In situ concrete | F742 | Placing Of Reinforced Concrete, Grade C-40; Walls; 200Mm Thick | 4 | m³ | AED | 621
Orig | 1 | 1.0051 | United Arab Emirates | Abu Dhabi | Infrastructure | Al Jurf | Roads and Utilities | IMKAN | Nael & Bin Harmal Hydroexport | Award | 2019 | Fixed Price Lump Sum | In situ concrete | F742 | Placing Of Reinforced Concrete, Grade C-40; Walls; 250Mm Thick | 34 | m³ | AED | 621
Orig | 1 | 1.0051 | United Arab Emirates | Abu Dhabi | Infrastructure | Al Jurf | Roads and Utilities | IMKAN | Nael & Bin Harmal Hydroexport | Award | 2019 | Fixed Price Lump Sum | Concrete Ancillaries | G283 | Formwork; Fair Finish To Plane Vertical Surfaces; Sides Of Walls | 772 | m² | AED | 112
Orig | 1 | 1.0051 | United Arab Emirates | Abu Dhabi | Infrastructure | Al Jurf | Roads and Utilities | IMKAN | Nael & Bin Harmal Hydroexport | Award | 2019 | Fixed Price Lump Sum | Concrete Ancillaries | G250 | Deformed High Yield Steel Bar Reinforcement Of Characteristic Strength Fy=460N/Mm2, Including Bending, Hooks, Tying Wires, Distance Blocks And Spacers To Complete | 120 | t | AED | 3939
Orig | 1 | 1.0051 | United Arab Emirates | Abu Dhabi | Infrastructure | Al Jurf | Roads and Utilities | IMKAN | Nael & Bin Harmal Hydroexport | Award | 2019 | Fixed Price Lump Sum | Concrete Ancillaries | G600 | Construction Joints | 466 | m | AED | 61
Orig | 1 | 1.0051 | United Arab Emirates | Abu Dhabi | Infrastructure | Al Jurf | Roads and Utilities | IMKAN | Nael & Bin Harmal Hydroexport | Award | 2019 | Fixed Price Lump Sum | Concrete Ancillaries | G680 | Dowels | 270 | m | AED | 55
Orig | 1 | 1.0051 | United Arab Emirates | Abu Dhabi | Infrastructure | Al Jurf | Roads and Utilities | IMKAN | Nael & Bin Harmal Hydroexport | Award | 2019 | Fixed Price Lump Sum | Concrete Ancillaries | G800 | Lightweight Concrete Topping To Hollow Core Slab; 50Mm Thick | 508 | m² | AED | 24
Orig | 1 | 1.0051 | United Arab Emirates | Abu Dhabi | Infrastructure | Al Jurf | Roads and Utilities | IMKAN | Nael & Bin Harmal Hydroexport | Award | 2019 | Fixed Price Lump Sum | Precast Concrete | H812 | Finishing Of Top Surfaces; Steel Trowel Finish To Receive Waterproofing | 704 | m² | AED | 41
Orig | 1 | 1.0052 | United Arab Emirates | Abu Dhabi | Infrastructure | Al Jurf | Roads and Utilities | IMKAN | Nael & Bin Harmal Hydroexport | Award | 2019 | Fixed Price Lump Sum | Precast Concrete | H500 | Precast Cover Slab | 50 | m² | AED | 1308
Orig | 1 | 1.0052 | United Arab Emirates | Abu Dhabi | Infrastructure | Al Jurf | Roads and Utilities | IMKAN | Nael & Bin Harmal Hydroexport | Award | 2019 | Fixed Price Lump Sum | Precast Concrete | H500 | 200Mm Thick Hollow Core Slab | 508 | m² | AED | 212
Orig | 1 | 1.0052 | United Arab Emirates | Abu Dhabi | Infrastructure | Al Jurf | Roads and Utilities | IMKAN | Nael & Bin Harmal Hydroexport | Award | 2019 | Fixed Price Lump Sum | Precast Concrete | H900 | Precast Concrete Wall Panel; 200Mm Thick | 90 | m² | AED | 773
Orig | 1 | 1.0052 | United Arab Emirates | Abu Dhabi | Infrastructure | Al Jurf | Roads and Utilities | IMKAN | Nael & Bin Harmal Hydroexport | Award | 2019 | Fixed Price Lump Sum | Precast Concrete | H900 | Precast Concrete Wall Panel; 250Mm Thick; | 676 | m² | AED | 814
Orig | 1 | 1.0052 | United Arab Emirates | Abu Dhabi | Infrastructure | Al Jurf | Roads and Utilities | IMKAN | Nael & Bin Harmal Hydroexport | Award | 2019 | Fixed Price Lump Sum | Precast Concrete | H900 | Precast Parapet Wall Panel; 750Mm Thick; | 228 | m | AED | 728
Orig | 1 | 1.0052 | United Arab Emirates | Abu Dhabi | Infrastructure | Al Jurf | Roads and Utilities | IMKAN | Nael & Bin Harmal Hydroexport | Award | 2019 | Fixed Price Lump Sum | Structural Metalwork | M321 | Fabrication Of Members For Frames; I-Beam | 100 | m | AED | 473
Orig | 1 | 1.0052 | United Arab Emirates | Abu Dhabi | Infrastructure | Al Jurf | Roads and Utilities | IMKAN | Nael & Bin Harmal Hydroexport | Award | 2019 | Fixed Price Lump Sum | Miscellaneous Metalwork | N170 | Plate Flooring Including Support Beams, 10Mm Diameter Lug Angle 150 X 75Mm Half Cut Channel, M16 Hilti Bolts, Painting, Protective Coatings And Necessary Fixing Accessories; Steel Floor Grating | 214 | m | AED | 867
Orig | 1 | 1.0052 | United Arab Emirates | Abu Dhabi | Infrastructure | Al Jurf | Roads and Utilities | IMKAN | Nael & Bin Harmal Hydroexport | Award | 2019 | Fixed Price Lump Sum | Miscellaneous Metalwork | N130 | Ladder Including Painting, Protective Coatings And All Necessary Fixing Accessories, To Complete | 6 | Nr | AED | 1224
Orig | 1 | 1.0052 | United Arab Emirates | Abu Dhabi | Infrastructure | Al Jurf | Roads and Utilities | IMKAN | Nael & Bin Harmal Hydroexport | Award | 2019 | Fixed Price Lump Sum | Simple Building Works Incidental To Civil Engineering Works | Z212 | Insulation To Roof Slab | 458 | m² | AED | 67
Orig | 1 | 1.0052 | United Arab Emirates | Abu Dhabi | Infrastructure | Al Jurf | Roads and Utilities | IMKAN | Nael & Bin Harmal Hydroexport | Award | 2019 | Fixed Price Lump Sum | Simple Building Works Incidental To Civil Engineering Works | Z323 | Galvanized Steel Louvered Door With And Including Ironmongery, Finishes And All Necessary Fixing Accessories; Type D1; Double Leaf 3000 X 3000 Mm Overall Size | 12 | Nr | AED | 8451
Orig | 1 | 1.0053 | United Arab Emirates | Abu Dhabi | Infrastructure | Al Jurf | Roads and Utilities | IMKAN | Nael & Bin Harmal Hydroexport | Award | 2019 | Fixed Price Lump Sum | Simple Building Works Incidental To Civil Engineering Works | Z323 | Galvanized Steel Louvered Door With Aluminum Mesh And Including Ironmongery, Finishes, Sand Trap, Filters And All Necessary Fixing Accessories; Type D2; Double Leaf 2300 X 3000 Mm Overall Size | 12 | Nr | AED | 5639
Orig | 1 | 1.0053 | United Arab Emirates | Abu Dhabi | Infrastructure | Al Jurf | Roads and Utilities | IMKAN | Nael & Bin Harmal Hydroexport | Award | 2019 | Fixed Price Lump Sum | Simple Building Works Incidental To Civil Engineering Works | Z321 | Galvanized Steel Louvered Window With And Including Ironmongery, Finishes And All Necessary Fixing Accessories; 1500 X 2900 Mm Overall Size | 12 | Nr | AED | 4815
Orig | 1 | 1.0053 | United Arab Emirates | Abu Dhabi | Infrastructure | Al Jurf | Roads and Utilities | IMKAN | Nael & Bin Harmal Hydroexport | Award | 2019 | Fixed Price Lump Sum | Simple Building Works Incidental To Civil Engineering Works | Z411 | In Situ Finishes, Beds And Backing; Floors; 50Mm Thick | 286 | m² | AED | 21
Orig | 1 | 1.0053 | United Arab Emirates | Abu Dhabi | Infrastructure | Al Jurf | Roads and Utilities | IMKAN | Nael & Bin Harmal Hydroexport | Award | 2019 | Fixed Price Lump Sum | Simple Building Works Incidental To Civil Engineering Works | Z413 | In Situ Finishes, Beds And Backing; Walls Under Level 0.35M 15Mm Thick | 212 | m² | AED | 28
Orig | 1 | 1.0053 | United Arab Emirates | Abu Dhabi | Infrastructure | Al Jurf | Roads and Utilities | IMKAN | Nael & Bin Harmal Hydroexport | Award | 2019 | Fixed Price Lump Sum | Painting | V533 | Paint; Washable Emulsion Paint; To Wall | 880 | m² | AED | 38
Orig | 1 | 1.0053 | United Arab Emirates | Abu Dhabi | Infrastructure | Al Jurf | Roads and Utilities | IMKAN | Nael & Bin Harmal Hydroexport | Award | 2019 | Fixed Price Lump Sum | Painting | V533 | Paint; Washable Emulsion Paint; To Wall Under Level +0.35M | 572 | m² | AED | 38
Orig | 1 | 1.0053 | United Arab Emirates | Abu Dhabi | Infrastructure | Al Jurf | Roads and Utilities | IMKAN | Nael & Bin Harmal Hydroexport | Award | 2019 | Fixed Price Lump Sum | Painting | V334 | Paint; Oil Paint; To Ceiling | 468 | m² | AED | 50
Orig | 1 | 1.0053 | United Arab Emirates | Abu Dhabi | Infrastructure | Al Jurf | Roads and Utilities | IMKAN | Nael & Bin Harmal Hydroexport | Award | 2019 | Fixed Price Lump Sum | Painting | V731 | Paint; Nito Floor Epoxy Paint; To Floor | 254 | m² | AED | 106
Orig | 1 | 1.0053 | United Arab Emirates | Abu Dhabi | Infrastructure | Al Jurf | Roads and Utilities | IMKAN | Nael & Bin Harmal Hydroexport | Award | 2019 | Fixed Price Lump Sum | Painting | V733 | Paint; External; Full Epoxy Acrylic Paint To Wall | 874 | m² | AED | 106
Orig | 1 | 1.0053 | United Arab Emirates | Abu Dhabi | Infrastructure | Al Jurf | Roads and Utilities | IMKAN | Nael & Bin Harmal Hydroexport | Award | 2019 | Fixed Price Lump Sum | Roads And Pavings | R750 | Precast Concrete Pavers; Including 50 Mm Thick Sand Bed, Jointing; In Herringbone Pattern; 50 Mm Thick; Footpath | 174 | m² | AED | 56
Orig | 1 | 1.0054 | United Arab Emirates | Abu Dhabi | Infrastructure | Al Jurf | Roads and Utilities | IMKAN | Nael & Bin Harmal Hydroexport | Award | 2019 | Fixed Price Lump Sum | Roads And Pavings | R711 | Precast Concrete Kerbs; Including All Earthworks, Cement Mortar, Concrete Foundation And Haunching, Formwork, Compacted Sub-Base And Temporary Supports; Straight Or Curved To Radius Exceeding 12 M; Size 100 X 250 Mm | 204 | m² | AED | 69
Orig | 1 | 1.0054 | United Arab Emirates | Abu Dhabi | Infrastructure | Al Jurf | Roads and Utilities | IMKAN | Nael & Bin Harmal Hydroexport | Award | 2019 | Fixed Price Lump Sum | Simple Building Works Incidental To Civil Engineering Works | Z781 | Transformer; 2X1500 Kva (2.4 X 2.5M); Dss/03 | 1 | Nr | AED | 237438
Orig | 1 | 1.0054 | United Arab Emirates | Abu Dhabi | Infrastructure | Al Jurf | Roads and Utilities | IMKAN | Nael & Bin Harmal Hydroexport | Award | 2019 | Fixed Price Lump Sum | Simple Building Works Incidental To Civil Engineering Works | Z781 | Transformer; 2X1500 Kva (2.4 X 2.5M); Dss/04 | 1 | Nr | AED | 236497
Orig | 1 | 1.0054 | United Arab Emirates | Abu Dhabi | Infrastructure | Al Jurf | Roads and Utilities | IMKAN | Nael & Bin Harmal Hydroexport | Award | 2019 | Fixed Price Lump Sum | Simple Building Works Incidental To Civil Engineering Works | Z781 | Transformer; 2X1500 Kva (2.4 X 2.5M); Dss/05 | 1 | Nr | AED | 236497
Orig | 1 | 1.0054 | United Arab Emirates | Abu Dhabi | Infrastructure | Al Jurf | Roads and Utilities | IMKAN | Nael & Bin Harmal Hydroexport | Award | 2019 | Fixed Price Lump Sum | Simple Building Works Incidental To Civil Engineering Works | Z781 | Transformer; 2X1500 Kva (2.4 X 2.5M); Dss/06 | 1 | Nr | AED | 129193
Orig | 1 | 1.0054 | United Arab Emirates | Abu Dhabi | Infrastructure | Al Jurf | Roads and Utilities | IMKAN | Nael & Bin Harmal Hydroexport | Award | 2019 | Fixed Price Lump Sum | Simple Building Works Incidental To Civil Engineering Works | Z781 | Transformer; 2X1500 Kva (2.4 X 2.5M); Dss/07 | 1 | Nr | AED | 236497
Orig | 1 | 1.0054 | United Arab Emirates | Abu Dhabi | Infrastructure | Al Jurf | Roads and Utilities | IMKAN | Nael & Bin Harmal Hydroexport | Award | 2019 | Fixed Price Lump Sum | Simple Building Works Incidental To Civil Engineering Works | Z781 | Transformer; 2X1500 Kva (2.4 X 2.5M); Dss/09 | 1 | Nr | AED | 236497
Orig | 1 | 1.0054 | United Arab Emirates | Abu Dhabi | Infrastructure | Al Jurf | Roads and Utilities | IMKAN | Nael & Bin Harmal Hydroexport | Award | 2019 | Fixed Price Lump Sum | Simple Building Works Incidental To Civil Engineering Works | Z781 | 11Kva Switchgear (2.2 X 1M) Including Marshalling Box (11 Kva - Sf6 Type Rmu) | 6 | Nr | AED | 121349
Orig | 1 | 1.0054 | United Arab Emirates | Abu Dhabi | Infrastructure | Al Jurf | Roads and Utilities | IMKAN | Nael & Bin Harmal Hydroexport | Award | 2019 | Fixed Price Lump Sum | Simple Building Works Incidental To Civil Engineering Works | Z781 | Lv Switchboard (6.5 X 0.6M) | 6 | Nr | AED | 193441
Orig | 1 | 1.0054 | United Arab Emirates | Abu Dhabi | Infrastructure | Al Jurf | Roads and Utilities | IMKAN | Nael & Bin Harmal Hydroexport | Award | 2019 | Fixed Price Lump Sum | Simple Building Works Incidental To Civil Engineering Works | Z781 | Lv Metering Panel (0.6 X 0.8M) | 6 | Nr | AED | 10358
Orig | 1 | 1.0055 | United Arab Emirates | Abu Dhabi | Infrastructure | Al Jurf | Roads and Utilities | IMKAN | Nael & Bin Harmal Hydroexport | Award | 2019 | Fixed Price Lump Sum | Simple Building Works Incidental To Civil Engineering Works | Z781 | 48V Dc Supply (0.82 X 0.6M) | 6 | Nr | AED | 83679
Orig | 1 | 1.0055 | United Arab Emirates | Abu Dhabi | Infrastructure | Al Jurf | Roads and Utilities | IMKAN | Nael & Bin Harmal Hydroexport | Award | 2019 | Fixed Price Lump Sum | Simple Building Works Incidental To Civil Engineering Works | Z781 | Dms Rtu System | 6 | Nr | AED | 302828
Orig | 1 | 1.0055 | United Arab Emirates | Abu Dhabi | Infrastructure | Al Jurf | Roads and Utilities | IMKAN | Nael & Bin Harmal Hydroexport | Award | 2019 | Fixed Price Lump Sum | Simple Building Works Incidental To Civil Engineering Works | Z781 | Communication Cubicle | 6 | Nr | AED | 40462
Orig | 1 | 1.0055 | United Arab Emirates | Abu Dhabi | Infrastructure | Al Jurf | Roads and Utilities | IMKAN | Nael & Bin Harmal Hydroexport | Award | 2019 | Fixed Price Lump Sum | Simple Building Works Incidental To Civil Engineering Works | Z781 | Distribution Board (Db-Ss) | 6 | Nr | AED | 4628
Orig | 1 | 1.0055 | United Arab Emirates | Abu Dhabi | Infrastructure | Al Jurf | Roads and Utilities | IMKAN | Nael & Bin Harmal Hydroexport | Award | 2019 | Fixed Price Lump Sum | Simple Building Works Incidental To Civil Engineering Works | Z782 | Lights; One - Way Switch W/P | 6 | Nr | AED | 113
Orig | 1 | 1.0055 | United Arab Emirates | Abu Dhabi | Infrastructure | Al Jurf | Roads and Utilities | IMKAN | Nael & Bin Harmal Hydroexport | Award | 2019 | Fixed Price Lump Sum | Simple Building Works Incidental To Civil Engineering Works | Z782 | Lights; Two - Way Switch W/P | 12 | Nr | AED | 134
Orig | 1 | 1.0055 | United Arab Emirates | Abu Dhabi | Infrastructure | Al Jurf | Roads and Utilities | IMKAN | Nael & Bin Harmal Hydroexport | Award | 2019 | Fixed Price Lump Sum | Simple Building Works Incidental To Civil Engineering Works | Z783 | Lights; 2X36W, Ip-54 Rated Fluorescent Fitting With Corrosion Resistance Enclosure | 78 | Nr | AED | 825
Orig | 1 | 1.0055 | United Arab Emirates | Abu Dhabi | Infrastructure | Al Jurf | Roads and Utilities | IMKAN | Nael & Bin Harmal Hydroexport | Award | 2019 | Fixed Price Lump Sum | Simple Building Works Incidental To Civil Engineering Works | Z783 | Lights; Wall Mounted Luminaire Die Cast Corrosion Resistant With 1X150W Metal Halide Lamp, Ip-65 | 24 | Nr | AED | 310
Orig | 1 | 1.0055 | United Arab Emirates | Abu Dhabi | Infrastructure | Al Jurf | Roads and Utilities | IMKAN | Nael & Bin Harmal Hydroexport | Award | 2019 | Fixed Price Lump Sum | Simple Building Works Incidental To Civil Engineering Works | Z783 | Exit - Non Maintained, Self Contained Emergency Exit Light Fittings With 3 Hours Battery Back Up, Ip-65 | 24 | Nr | AED | 568
Orig | 1 | 1.0055 | United Arab Emirates | Abu Dhabi | Infrastructure | Al Jurf | Roads and Utilities | IMKAN | Nael & Bin Harmal Hydroexport | Award | 2019 | Fixed Price Lump Sum | Simple Building Works Incidental To Civil Engineering Works | Z784 | Lights; 13A Switched Socket Outlet W/P | 36 | Nr | AED | 170
Orig | 1 | 1.0056 | United Arab Emirates | Abu Dhabi | Infrastructure | Al Jurf | Roads and Utilities | IMKAN | Nael & Bin Harmal Hydroexport | Award | 2019 | Fixed Price Lump Sum | Simple Building Works Incidental To Civil Engineering Works | Z772 | Final Sub-Circuits Including Cabling; Switch Point | 18 | Nr | AED | 188
Orig | 1 | 1.0056 | United Arab Emirates | Abu Dhabi | Infrastructure | Al Jurf | Roads and Utilities | IMKAN | Nael & Bin Harmal Hydroexport | Award | 2019 | Fixed Price Lump Sum | Simple Building Works Incidental To Civil Engineering Works | Z772 | Final Sub-Circuits Including Cabling; Lighting Point | 102 | Nr | AED | 235
Orig | 1 | 1.0056 | United Arab Emirates | Abu Dhabi | Infrastructure | Al Jurf | Roads and Utilities | IMKAN | Nael & Bin Harmal Hydroexport | Award | 2019 | Fixed Price Lump Sum | Simple Building Works Incidental To Civil Engineering Works | Z772 | Final Sub-Circuits Including Cabling; Emergency Lighting Point | 24 | Nr | AED | 267
Orig | 1 | 1.0056 | United Arab Emirates | Abu Dhabi | Infrastructure | Al Jurf | Roads and Utilities | IMKAN | Nael & Bin Harmal Hydroexport | Award | 2019 | Fixed Price Lump Sum | Simple Building Works Incidental To Civil Engineering Works | Z772 | Final Sub-Circuits Including Cabling; Small Power Point | 36 | Nr | AED | 204
Orig | 1 | 1.0056 | United Arab Emirates | Abu Dhabi | Infrastructure | Al Jurf | Roads and Utilities | IMKAN | Nael & Bin Harmal Hydroexport | Award | 2019 | Fixed Price Lump Sum | Simple Building Works Incidental To Civil Engineering Works | Z761 | Earthing System; 1 X 240Mm² Bare Cable (Copper Clad Steel) | 252 | m | AED | 143
Orig | 1 | 1.0056 | United Arab Emirates | Abu Dhabi | Infrastructure | Al Jurf | Roads and Utilities | IMKAN | Nael & Bin Harmal Hydroexport | Award | 2019 | Fixed Price Lump Sum | Simple Building Works Incidental To Civil Engineering Works | Z761 | Earthing System; 1 X 240Mm² Insulated Cable (Copper Clad Steel) | 198 | m | AED | 143
Orig | 1 | 1.0056 | United Arab Emirates | Abu Dhabi | Infrastructure | Al Jurf | Roads and Utilities | IMKAN | Nael & Bin Harmal Hydroexport | Award | 2019 | Fixed Price Lump Sum | Simple Building Works Incidental To Civil Engineering Works | Z761 | Earthing System; 1 X 300Mm² Insulated Cable (Copper Clad Steel) | 126 | m | AED | 184
Orig | 1 | 1.0056 | United Arab Emirates | Abu Dhabi | Infrastructure | Al Jurf | Roads and Utilities | IMKAN | Nael & Bin Harmal Hydroexport | Award | 2019 | Fixed Price Lump Sum | Simple Building Works Incidental To Civil Engineering Works | Z761 | Earthing System; 2 X 240Mm² Insulated Cable (Copper Clad Steel) | 54 | m | AED | 235
Orig | 1 | 1.0056 | United Arab Emirates | Abu Dhabi | Infrastructure | Al Jurf | Roads and Utilities | IMKAN | Nael & Bin Harmal Hydroexport | Award | 2019 | Fixed Price Lump Sum | Simple Building Works Incidental To Civil Engineering Works | Z762 | Earthing System; Earth Pit | 42 | m | AED | 6061
Orig | 1 | 1.0056 | United Arab Emirates | Abu Dhabi | Infrastructure | Al Jurf | Roads and Utilities | IMKAN | Nael & Bin Harmal Hydroexport | Award | 2019 | Fixed Price Lump Sum | Simple Building Works Incidental To Civil Engineering Works | Z762 | Earthing System; Transformer Neutral Earth | 12 | m | AED | 5455
Orig | 1 | 1.0057 | United Arab Emirates | Abu Dhabi | Infrastructure | Al Jurf | Roads and Utilities | IMKAN | Nael & Bin Harmal Hydroexport | Award | 2019 | Fixed Price Lump Sum | Simple Building Works Incidental To Civil Engineering Works | Z762 | Earthing System; 8 Way Copper Earthing Bar | 30 | m | AED | 832
Orig | 1 | 1.0057 | United Arab Emirates | Abu Dhabi | Infrastructure | Al Jurf | Roads and Utilities | IMKAN | Nael & Bin Harmal Hydroexport | Award | 2019 | Fixed Price Lump Sum | Simple Building Works Incidental To Civil Engineering Works | Z762 | Earthing System; Joint | 48 | m | AED | 179
Orig | 1 | 1.0057 | United Arab Emirates | Abu Dhabi | Infrastructure | Al Jurf | Roads and Utilities | IMKAN | Nael & Bin Harmal Hydroexport | Award | 2019 | Fixed Price Lump Sum | Simple Building Works Incidental To Civil Engineering Works | Z762 | Earthing System: Bolted Joint | 84 | m | AED | 139
Orig | 1 | 1.0057 | United Arab Emirates | Dubai | Infrastructure | Dubai Hills Estate | Roads and Utilities | EMAAR | Al Nasr Contracting | Award | 2017 | Remeasure | Ground Investigation | B111 | Trial Trenches; Maximum Length 3M; In Material Other Than Rock; Depth Not Exceeding 1M | 12 | Nr | AED | 190
Orig | 1 | 1.0057 | United Arab Emirates | Dubai | Infrastructure | Dubai Hills Estate | Roads and Utilities | EMAAR | Al Nasr Contracting | Award | 2017 | Remeasure | Ground Investigation | B112 | Trial Trenches; Maximum Length 3M; In Material Other Than Rock; Depth 1 - 2M | 12 | Nr | AED | 285
Orig | 1 | 1.0057 | United Arab Emirates | Dubai | Infrastructure | Dubai Hills Estate | Roads and Utilities | EMAAR | Al Nasr Contracting | Award | 2017 | Remeasure | Ground Investigation | B114 | Trial Trenches; Maximum Length 3M; In Material Other Than Rock; Depth 3 - 4M | 12 | Nr | AED | 664
Orig | 1 | 1.0057 | United Arab Emirates | Dubai | Infrastructure | Dubai Hills Estate | Roads and Utilities | EMAAR | Al Nasr Contracting | Award | 2017 | Remeasure | Ground Investigation | B130 | Trian Trenches; Depth In Material Other Than Rock | 120 | m | AED | 95
Orig | 1 | 1.0057 | United Arab Emirates | Dubai | Infrastructure | Dubai Hills Estate | Roads and Utilities | EMAAR | Al Nasr Contracting | Award | 2017 | Remeasure | Ground Investigation | B150 | Trian Trenches; Depth Supported | 90 | m | AED | 71
Orig | 1 | 1.0057 | United Arab Emirates | Dubai | Infrastructure | Dubai Hills Estate | Roads and Utilities | EMAAR | Al Nasr Contracting | Award | 2017 | Remeasure | Ground Investigation | B160 | Trian Trenches; Depth Backfilled With Excavated Material For Reinstatement | 120 | m | AED | 13
Orig | 1 | 1.0057 | United Arab Emirates | Dubai | Infrastructure | Dubai Hills Estate | Roads and Utilities | EMAAR | Al Nasr Contracting | Award | 2017 | Remeasure | Ground Investigation | B112 | Trial Trenches; Maximum Length 3 - 6M; In Material Other Than Rock; Depth Not Exceeding 1M | 8 | Nr | AED | 285
Orig | 1 | 1.0058 | United Arab Emirates | Dubai | Infrastructure | Dubai Hills Estate | Roads and Utilities | EMAAR | Al Nasr Contracting | Award | 2017 | Remeasure | Ground Investigation | B112 | Trial Trenches; Maximum Length 3 - 6M; In Material Other Than Rock; Depth 1 - 2M | 10 | Nr | AED | 426
Orig | 1 | 1.0058 | United Arab Emirates | Dubai | Infrastructure | Dubai Hills Estate | Roads and Utilities | EMAAR | Al Nasr Contracting | Award | 2017 | Remeasure | Ground Investigation | B113 | Trial Trenches; Maximum Length 3 - 6M; In Material Other Than Rock; Depth 2 - 3M | 8 | Nr | AED | 711
Orig | 1 | 1.0058 | United Arab Emirates | Dubai | Infrastructure | Dubai Hills Estate | Roads and Utilities | EMAAR | Al Nasr Contracting | Award | 2017 | Remeasure | Ground Investigation | B130 | Trian Trenches; Depth In Material Other Than Rock | 48 | m | AED | 95
Orig | 1 | 1.0058 | United Arab Emirates | Dubai | Infrastructure | Dubai Hills Estate | Roads and Utilities | EMAAR | Al Nasr Contracting | Award | 2017 | Remeasure | Ground Investigation | B150 | Trian Trenches; Depth Supported | 22 | m | AED | 71
Orig | 1 | 1.0058 | United Arab Emirates | Dubai | Infrastructure | Dubai Hills Estate | Roads and Utilities | EMAAR | Al Nasr Contracting | Award | 2017 | Remeasure | Ground Investigation | B160 | Trian Trenches; Depth Backfilled With Excavated Material For Reinstatement | 48 | m | AED | 13
Orig | 1 | 1.0058 | United Arab Emirates | Dubai | Infrastructure | Dubai Hills Estate | Roads and Utilities | EMAAR | Al Nasr Contracting | Award | 2017 | Remeasure | Ground Investigation | B111 | Trial Trenches; Maximum Length 6 - 12M; In Material Other Than Rock; Depth Not Exceeding 1M | 8 | Nr | AED | 569
Orig | 1 | 1.0058 | United Arab Emirates | Dubai | Infrastructure | Dubai Hills Estate | Roads and Utilities | EMAAR | Al Nasr Contracting | Award | 2017 | Remeasure | Ground Investigation | B112 | Trial Trenches; Maximum Length 6 - 12M; In Material Other Than Rock; Depth 1 - 2M | 8 | Nr | AED | 854
Orig | 1 | 1.0058 | United Arab Emirates | Dubai | Infrastructure | Dubai Hills Estate | Roads and Utilities | EMAAR | Al Nasr Contracting | Award | 2017 | Remeasure | Ground Investigation | B130 | Trian Trenches; Depth In Material Other Than Rock | 22 | m | AED | 95
Orig | 1 | 1.0058 | United Arab Emirates | Dubai | Infrastructure | Dubai Hills Estate | Roads and Utilities | EMAAR | Al Nasr Contracting | Award | 2017 | Remeasure | Ground Investigation | B160 | Trian Trenches; Depth Supported | 22 | m | AED | 13
Orig | 1 | 1.0058 | United Arab Emirates | Dubai | Infrastructure | Dubai Hills Estate | Roads and Utilities | EMAAR | Al Nasr Contracting | Award | 2017 | Remeasure | Ground Investigation | B111 | Trial Trenches; Maximum Length 12 - 18M; In Material Other Than Rock; Depth Not Exceeding 1M | 8 | Nr | AED | 948
Orig | 1 | 1.0059 | United Arab Emirates | Dubai | Infrastructure | Dubai Hills Estate | Roads and Utilities | EMAAR | Al Nasr Contracting | Award | 2017 | Remeasure | Ground Investigation | B111 | Trial Trenches; Maximum Length 12 - 18M; In Material Other Than Rock; Depth 1 - 2M | 8 | Nr | AED | 1423
Orig | 1 | 1.0059 | United Arab Emirates | Dubai | Infrastructure | Dubai Hills Estate | Roads and Utilities | EMAAR | Al Nasr Contracting | Award | 2017 | Remeasure | Ground Investigation | B130 | Trian Trenches; Depth In Material Other Than Rock | 22 | m | AED | 95
Orig | 1 | 1.0059 | United Arab Emirates | Dubai | Infrastructure | Dubai Hills Estate | Roads and Utilities | EMAAR | Al Nasr Contracting | Award | 2017 | Remeasure | Ground Investigation | B160 | Trian Trenches; Depth Supported | 22 | m | AED | 13
Orig | 1 | 1.0059 | United Arab Emirates | Dubai | Infrastructure | Dubai Hills Estate | Roads and Utilities | EMAAR | Al Nasr Contracting | Award | 2017 | Remeasure | Ground Investigation | B412 | Samples; Disturbed Sample Of Soft Material From The Surface; Minimum 40Kg | 8 | Nr | AED | 227
Orig | 1 | 1.0059 | United Arab Emirates | Dubai | Infrastructure | Dubai Hills Estate | Roads and Utilities | EMAAR | Al Nasr Contracting | Award | 2017 | Remeasure | Ground Investigation | B512 | Site Test For Ground Water Level; As Directed By The Engineer | 12 | Nr | AED | 284
Orig | 1 | 1.0059 | United Arab Emirates | Dubai | Infrastructure | Dubai Hills Estate | Roads and Utilities | EMAAR | Al Nasr Contracting | Award | 2017 | Remeasure | Ground Investigation | B513 | Standard Penetration For Rotary Drilled Boreholes | 12 | Nr | AED | 29
Orig | 1 | 1.0059 | United Arab Emirates | Dubai | Infrastructure | Dubai Hills Estate | Roads and Utilities | EMAAR | Al Nasr Contracting | Award | 2017 | Remeasure | Ground Investigation | B711 | Laboratory Tests; Moisture Content | 12 | Nr | AED | 23
Orig | 1 | 1.0059 | United Arab Emirates | Dubai | Infrastructure | Dubai Hills Estate | Roads and Utilities | EMAAR | Al Nasr Contracting | Award | 2017 | Remeasure | Ground Investigation | B714 | Laboratory Tests; Particle Size Analysis By Sieve | 12 | Nr | AED | 46
Orig | 1 | 1.0059 | United Arab Emirates | Dubai | Infrastructure | Dubai Hills Estate | Roads and Utilities | EMAAR | Al Nasr Contracting | Award | 2017 | Remeasure | Ground Investigation | B771 | Laboratory Tests; Unconfined Compressive Strength Of Core Sample 1 -2M Height | 12 | Nr | AED | 102
Orig | 1 | 1.0059 | United Arab Emirates | Dubai | Infrastructure | Dubai Hills Estate | Roads and Utilities | EMAAR | Al Nasr Contracting | Award | 2017 | Remeasure | Demolition And Site Clearance | D100 | General Clearance | 90000 | m² | AED | 0.2707
Orig | 1 | 1.006 | United Arab Emirates | Dubai | Infrastructure | Dubai Hills Estate | Roads and Utilities | EMAAR | Al Nasr Contracting | Award | 2017 | Remeasure | Demolition And Site Clearance | D290 | Removal And Relocation Of Trees To Designated Nursery; 1M | 16 | Nr | AED | 3968
Orig | 1 | 1.006 | United Arab Emirates | Dubai | Infrastructure | Dubai Hills Estate | Roads and Utilities | EMAAR | Al Nasr Contracting | Award | 2017 | Remeasure | Demolition And Site Clearance | D290 | Removal And Relocation Of Trees To Designated Nursery; 2M | 16 | Nr | AED | 5102
Orig | 1 | 1.006 | United Arab Emirates | Dubai | Infrastructure | Dubai Hills Estate | Roads and Utilities | EMAAR | Al Nasr Contracting | Award | 2017 | Remeasure | Demolition And Site Clearance | D290 | Removal And Disposal Of Existing Trees | 16 | Nr | AED | 2268
Orig | 1 | 1.006 | United Arab Emirates | Dubai | Infrastructure | Dubai Hills Estate | Roads and Utilities | EMAAR | Al Nasr Contracting | Award | 2017 | Remeasure | Miscellaneous Work | X900 | Re-Planting Of Existing Trees At Designated Location In Accordance With The Specification And Agreed Method Of Working. This Shall Include But Not Be Limited To; Tree Repair, Tree Preparation, Excavation, Pit Preparation, Disposal Of Excavated Materials, Compost And Sweet Soil, Tanker Watering For 7 Days. | 32 | Nr | AED | 3402
Orig | 1 | 1.006 | United Arab Emirates | Dubai | Infrastructure | Dubai Hills Estate | Roads and Utilities | EMAAR | Al Nasr Contracting | Award | 2017 | Remeasure | Earthworks | E220 | Excavation; Soil | 25362 | m³ | AED | 7
Orig | 1 | 1.006 | United Arab Emirates | Dubai | Infrastructure | Dubai Hills Estate | Roads and Utilities | EMAAR | Al Nasr Contracting | Award | 2017 | Remeasure | Earthworks | E230 | Excavation; For Cuttings; Rock | 254 | m³ | AED | 34
Orig | 1 | 1.006 | United Arab Emirates | Dubai | Infrastructure | Dubai Hills Estate | Roads and Utilities | EMAAR | Al Nasr Contracting | Award | 2017 | Remeasure | Earthworks | E512 | Trimming Of Excavated Surfaces Not To Receive Permanent Works; Material Other Than Topsoil Rock Or Artificial Hard Material | 254 | m² | AED | 7
Orig | 1 | 1.006 | United Arab Emirates | Dubai | Infrastructure | Dubai Hills Estate | Roads and Utilities | EMAAR | Al Nasr Contracting | Award | 2017 | Remeasure | Earthworks | E522 | Preparation Of Excavated Surfaces To Receive Permanent Works; Material Other Than Topsoil, Rock Or Artificial Hard Material | 389871 | m² | AED | 3
Orig | 1 | 1.006 | United Arab Emirates | Dubai | Infrastructure | Dubai Hills Estate | Roads and Utilities | EMAAR | Al Nasr Contracting | Award | 2017 | Remeasure | Earthworks | E523 | Preparation Of Excavated Surfaces To Receive Permanent Works ; Rock | 3 | m² | AED | 20
Orig | 1 | 1.0061 | United Arab Emirates | Dubai | Infrastructure | Dubai Hills Estate | Roads and Utilities | EMAAR | Al Nasr Contracting | Award | 2017 | Remeasure | Earthworks | E532 | Disposal Of Surplus Excavated Material; Material Other Than Top Soil, Rock Or Artificial Hard Material | 22 | m³ | AED | 66
Orig | 1 | 1.0061 | United Arab Emirates | Dubai | Infrastructure | Dubai Hills Estate | Roads and Utilities | EMAAR | Al Nasr Contracting | Award | 2017 | Remeasure | Earthworks | E533 | Disposal Of Excavated Material, Rock To Tip. | 3 | m³ | AED | 34
Orig | 1 | 1.0061 | United Arab Emirates | Dubai | Infrastructure | Dubai Hills Estate | Roads and Utilities | EMAAR | Al Nasr Contracting | Award | 2017 | Remeasure | Earthworks | E542 | Double-Handling Of Excavated Material Other Than Top Soil, Rock Or Artificial Hard Material | 100 | m³ | AED | 17
Orig | 1 | 1.0061 | United Arab Emirates | Dubai | Infrastructure | Dubai Hills Estate | Roads and Utilities | EMAAR | Al Nasr Contracting | Award | 2017 | Remeasure | Earthworks | E560 | Excavation Of Material Below The Final Surface And Replacement With Stabilizing Crushed Materials, Including Disposal Of Excavated Material To Tip | 25 | m³ | AED | 117
Orig | 1 | 1.0061 | United Arab Emirates | Dubai | Infrastructure | Dubai Hills Estate | Roads and Utilities | EMAAR | Al Nasr Contracting | Award | 2017 | Remeasure | Earthworks | E624 | Filling To Embankments, Suitable Excavated Material Other Than Top Soil Or Rock @ 250Mm Each Layer | 25362 | m³ | AED | 10.5
Orig | 1 | 1.0061 | United Arab Emirates | Dubai | Infrastructure | Dubai Hills Estate | Roads and Utilities | EMAAR | Al Nasr Contracting | Award | 2017 | Remeasure | Earthworks | E625 | Filling To Embankments; Imported Material Other Than Top Soil Or Rock @ 250Mm Each Layer (Within The Project Development Boundary) | 509979 | m³ | AED | 11
Orig | 1 | 1.0061 | United Arab Emirates | Dubai | Infrastructure | Dubai Hills Estate | Roads and Utilities | EMAAR | Al Nasr Contracting | Award | 2017 | Remeasure | Earthworks | E625 | Filling To Embankments; Imported Material Other Than Top Soil Or Rock @ 250Mm Each Layer (Outside The Project Development Boundary) | 50998 | m³ | AED | 19
Orig | 1 | 1.0061 | United Arab Emirates | Dubai | Infrastructure | Dubai Hills Estate | Roads and Utilities | EMAAR | Al Nasr Contracting | Award | 2017 | Remeasure | Earthworks | E625 | Filling Below Subgrade With Imported Natural Material(Improved Subgrade, Material Other Than Top Soil Or Rock) In Areas Where Cbr Is Less Than 10% | 25 | m³ | AED | 52
Orig | 1 | 1.0061 | United Arab Emirates | Dubai | Infrastructure | Dubai Hills Estate | Roads and Utilities | EMAAR | Al Nasr Contracting | Award | 2017 | Remeasure | Earthworks | E645 | Filling 50Mm Thick Sand Layer Over Geotextile | 40 | m³ | AED | 42
Orig | 1 | 1.0061 | United Arab Emirates | Dubai | Infrastructure | Dubai Hills Estate | Roads and Utilities | EMAAR | Al Nasr Contracting | Award | 2017 | Remeasure | Earthworks | E649 | Filling General, Thickness 150Mm, Crushed Aggregate Material As Particular Specification Section Ps 2/216 | 40 | m³ | AED | 96
Orig | 1 | 1.0062 | United Arab Emirates | Dubai | Infrastructure | Dubai Hills Estate | Roads and Utilities | EMAAR | Al Nasr Contracting | Award | 2017 | Remeasure | Earthworks | E712 | Trimming Of Filled Surfaces Not To Receive Permanent Works. | 254 | m² | AED | 8
Orig | 1 | 1.0062 | United Arab Emirates | Dubai | Infrastructure | Dubai Hills Estate | Roads and Utilities | EMAAR | Al Nasr Contracting | Award | 2017 | Remeasure | Earthworks | E722 | Preparation Of Filled Surfaces To Receive Permanent Work | 389871 | m² | AED | 3
Orig | 1 | 1.0062 | United Arab Emirates | Dubai | Infrastructure | Dubai Hills Estate | Roads and Utilities | EMAAR | Al Nasr Contracting | Award | 2017 | Remeasure | Earthworks | E730 | Geotextile Filter Fabric As Specified In Specification Clause 2/22 Laid Upon Surfaces Inclined At An Angle 100-450 To The Horizontal | 6 | m² | AED | 4
Orig | 1 | 1.0062 | United Arab Emirates | Dubai | Infrastructure | Dubai Hills Estate | Roads and Utilities | EMAAR | Al Nasr Contracting | Award | 2017 | Remeasure | Roads And Pavings | R194 | Granular Sub-Base; 30% Cbr; Depth 130Mm | 165182 | m² | AED | 19
Orig | 1 | 1.0062 | United Arab Emirates | Dubai | Infrastructure | Dubai Hills Estate | Roads and Utilities | EMAAR | Al Nasr Contracting | Award | 2017 | Remeasure | Roads And Pavings | R216 | Wet Mix Macadam Road Base; Depth 180Mm, Cbr > 80% | 165182 | m² | AED | 47
Orig | 1 | 1.0062 | United Arab Emirates | Dubai | Infrastructure | Dubai Hills Estate | Roads and Utilities | EMAAR | Al Nasr Contracting | Award | 2017 | Remeasure | Roads And Pavings | R322 | Bituminous Asphaltic Concrete Base Course Depth 60Mm | 165182 | m² | AED | 39
Orig | 1 | 1.0062 | United Arab Emirates | Dubai | Infrastructure | Dubai Hills Estate | Roads and Utilities | EMAAR | Al Nasr Contracting | Award | 2017 | Remeasure | Roads And Pavings | R322 | Bituminous Asphaltic Concrete Wearing Course Depth 40Mm | 165182 | m² | AED | 25
Orig | 1 | 1.0062 | United Arab Emirates | Dubai | Infrastructure | Dubai Hills Estate | Roads and Utilities | EMAAR | Al Nasr Contracting | Award | 2017 | Remeasure | Roads And Pavings | R359 | Prime Coat - Mc 70 | 165182 | m² | AED | 4
Orig | 1 | 1.0062 | United Arab Emirates | Dubai | Infrastructure | Dubai Hills Estate | Roads and Utilities | EMAAR | Al Nasr Contracting | Award | 2017 | Remeasure | Roads And Pavings | R359 | Tack Coat - Ss-1H | 165182 | m² | AED | 2
Orig | 1 | 1.0062 | United Arab Emirates | Dubai | Infrastructure | Dubai Hills Estate | Roads and Utilities | EMAAR | Al Nasr Contracting | Award | 2017 | Remeasure | Roads And Pavings | R390 | Adjustment For 0.1% Binder Content | 165182 | m² | AED | 1
Orig | 1 | 1.0063 | United Arab Emirates | Dubai | Infrastructure | Dubai Hills Estate | Roads and Utilities | EMAAR | Al Nasr Contracting | Award | 2017 | Remeasure | Roads And Pavings | R690 | Cast-In-Situ Concrete Rollover Kerb; 225 X 150 Mm | 64 | m | AED | 90
Orig | 1 | 1.0063 | United Arab Emirates | Dubai | Infrastructure | Dubai Hills Estate | Roads and Utilities | EMAAR | Al Nasr Contracting | Award | 2017 | Remeasure | Roads And Pavings | R690 | Precast Concrete Up Stand Kerb; 150 Mm Height | 23380 | m | AED | 102
Orig | 1 | 1.0063 | United Arab Emirates | Dubai | Infrastructure | Dubai Hills Estate | Roads and Utilities | EMAAR | Al Nasr Contracting | Award | 2017 | Remeasure | Roads And Pavings | R690 | Precast Concrete Transition Kerbs | 163 | m | AED | 196
Orig | 1 | 1.0063 | United Arab Emirates | Dubai | Infrastructure | Dubai Hills Estate | Roads and Utilities | EMAAR | Al Nasr Contracting | Award | 2017 | Remeasure | Roads And Pavings | R690 | Cast-In-Situ Concrete Rollover Kerb; 450X200Mm | 4153 | m | AED | 158
Orig | 1 | 1.0063 | United Arab Emirates | Dubai | Infrastructure | Dubai Hills Estate | Roads and Utilities | EMAAR | Al Nasr Contracting | Award | 2017 | Remeasure | Roads And Pavings | R194 | Granular Subbase; 30% Cbr; Depth 130Mm. | 10325 | m² | AED | 19
Orig | 1 | 1.0063 | United Arab Emirates | Dubai | Infrastructure | Dubai Hills Estate | Roads and Utilities | EMAAR | Al Nasr Contracting | Award | 2017 | Remeasure | Roads And Pavings | R196 | Wet Mix Macadam Road Base; Depth 170Mm, Cbr > 80% | 10031 | m² | AED | 45
Orig | 1 | 1.0063 | United Arab Emirates | Dubai | Infrastructure | Dubai Hills Estate | Roads and Utilities | EMAAR | Al Nasr Contracting | Award | 2017 | Remeasure | Roads And Pavings | R900 | Parking Bays Including Earthworks, Precast Concrete ,Flush Kerb, Concrete Bed And Backing And Light Duty Pavement As Per Dwg.Upstand Kerb Measured Elsewhere; Single Car Parking Bay | 4 | Nr | AED | 3547
Orig | 1 | 1.0063 | United Arab Emirates | Dubai | Infrastructure | Dubai Hills Estate | Roads and Utilities | EMAAR | Al Nasr Contracting | Award | 2017 | Remeasure | Roads And Pavings | R900 | Parking Bays Including Earthworks, Precast Concrete ,Flush Kerb, Concrete Bed And Backing And Light Duty Pavement As Per Dwg.Upstand Kerb Measured Elsewhere; Two Car Parking Bay | 16 | Nr | AED | 5892
Orig | 1 | 1.0063 | United Arab Emirates | Dubai | Infrastructure | Dubai Hills Estate | Roads and Utilities | EMAAR | Al Nasr Contracting | Award | 2017 | Remeasure | Roads And Pavings | R900 | Parking Bays Including Earthworks, Precast Concrete ,Flush Kerb, Concrete Bed And Backing And Light Duty Pavement As Per Dwg.Upstand Kerb Measured Elsewhere; Three Car Parking Bay | 16 | Nr | AED | 8238
Orig | 1 | 1.0063 | United Arab Emirates | Dubai | Infrastructure | Dubai Hills Estate | Roads and Utilities | EMAAR | Al Nasr Contracting | Award | 2017 | Remeasure | Roads And Pavings | R900 | Parking Bays Including Earthworks, Precast Concrete ,Flush Kerb, Concrete Bed And Backing And Light Duty Pavement As Per Dwg.Upstand Kerb Measured Elsewhere; Four Car Parking Bay | 16 | Nr | AED | 10612
Orig | 1 | 1.0064 | United Arab Emirates | Dubai | Infrastructure | Dubai Hills Estate | Roads and Utilities | EMAAR | Al Nasr Contracting | Award | 2017 | Remeasure | Roads And Pavings | R900 | Parking Bays Including Earthworks, Precast Concrete ,Flush Kerb, Concrete Bed And Backing And Light Duty Pavement As Per Dwg.Upstand Kerb Measured Elsewhere; Five Car Parking Bay | 16 | Nr | AED | 12928
Orig | 1 | 1.0064 | United Arab Emirates | Dubai | Infrastructure | Dubai Hills Estate | Roads and Utilities | EMAAR | Al Nasr Contracting | Award | 2017 | Remeasure | Roads And Pavings | R811 | Traffic Signs; Non Illuminated; Circular Sign Panel; Diameter = 0.7M (Keep Right Arrow 327, Round About 329, Speed Limit 340) | 80 | Nr | AED | 737
Orig | 1 | 1.0064 | United Arab Emirates | Dubai | Infrastructure | Dubai Hills Estate | Roads and Utilities | EMAAR | Al Nasr Contracting | Award | 2017 | Remeasure | Roads And Pavings | R811 | Traffic Signs; Non Illuminated; Triangle Sign Panel; Size = 0.9 M (Triangle 302, Ahead Round About 420, Two Way 416,Bend 413) | 254 | Nr | AED | 772
Orig | 1 | 1.0064 | United Arab Emirates | Dubai | Infrastructure | Dubai Hills Estate | Roads and Utilities | EMAAR | Al Nasr Contracting | Award | 2017 | Remeasure | Roads And Pavings | R811 | Traffic Signs; Non Illuminated; Rectangular Sign Panel; Size = 350 X 600 Mm (453.1) | 33 | Nr | AED | 777
Orig | 1 | 1.0064 | United Arab Emirates | Dubai | Infrastructure | Dubai Hills Estate | Roads and Utilities | EMAAR | Al Nasr Contracting | Award | 2017 | Remeasure | Roads And Pavings | R811 | Traffic Signs; Non Illuminated; Rectangular Sign Panel; Dwgs Code 456, 457 & 458 | 24 | Nr | AED | 898
Orig | 1 | 1.0064 | United Arab Emirates | Dubai | Infrastructure | Dubai Hills Estate | Roads and Utilities | EMAAR | Al Nasr Contracting | Award | 2017 | Remeasure | Roads And Pavings | R811 | Traffic Signs; Non Illuminated; Triangular Sign Panel; Size 750Mm | 103 | Nr | AED | 726
Orig | 1 | 1.0064 | United Arab Emirates | Dubai | Infrastructure | Dubai Hills Estate | Roads and Utilities | EMAAR | Al Nasr Contracting | Award | 2017 | Remeasure | Roads And Pavings | R811 | Traffic Signs; Non Illuminated; Rectangular Panel; Size 750X472 5Mm On Shared Post | 99 | Nr | AED | 760
Orig | 1 | 1.0064 | United Arab Emirates | Dubai | Infrastructure | Dubai Hills Estate | Roads and Utilities | EMAAR | Al Nasr Contracting | Award | 2017 | Remeasure | Roads And Pavings | R811 | Traffic Signs; Non Illuminated; Rectangular Sign Panel; Size 281X375Mm On Shared Post | 67 | Nr | AED | 692
Orig | 1 | 1.0064 | United Arab Emirates | Dubai | Infrastructure | Dubai Hills Estate | Roads and Utilities | EMAAR | Al Nasr Contracting | Award | 2017 | Remeasure | Roads And Pavings | R824 | Surface Markings; Thermoplastic; White Continuous Lines; 100 Mm Wide. (611) | 4371 | m | AED | 5
Orig | 1 | 1.0064 | United Arab Emirates | Dubai | Infrastructure | Dubai Hills Estate | Roads and Utilities | EMAAR | Al Nasr Contracting | Award | 2017 | Remeasure | Roads And Pavings | R825 | Surface Markings; Thermoplastic; White Lane Marking; 100 Mm Wide. (652) | 6379 | m | AED | 5
Orig | 1 | 1.0065 | United Arab Emirates | Dubai | Infrastructure | Dubai Hills Estate | Roads and Utilities | EMAAR | Al Nasr Contracting | Award | 2017 | Remeasure | Roads And Pavings | R824 | Surface Markings; Thermoplastic; White Stop Line Marking; 300 Mm Wide. (602) | 538 | m | AED | 9
Orig | 1 | 1.0065 | United Arab Emirates | Dubai | Infrastructure | Dubai Hills Estate | Roads and Utilities | EMAAR | Al Nasr Contracting | Award | 2017 | Remeasure | Roads And Pavings | R829 | Surface Markings; Thermoplastic; Yellow 1500 X 1000 Mm Triangle Marking On Speed Hump/Table; B = 1000 X P = 1500 Mm | 182 | m | AED | 74
Orig | 1 | 1.0065 | United Arab Emirates | Dubai | Infrastructure | Dubai Hills Estate | Roads and Utilities | EMAAR | Al Nasr Contracting | Award | 2017 | Remeasure | Roads And Pavings | R829 | Surface Markings; Thermoplastic; Hite Chevron And Hatch Marking. | 1751 | m | AED | 74
Orig | 1 | 1.0065 | Kingdom of Saudi Arabia | Riyadh | Infrastructure | Sports Boulevard | BP1B Wadi Hanifah (Zones 2-5) | SBF | Al Bawani | Award | 2021 | Remeasure | Other Utility Buildings (Cycle Station) | CSI | 100Mm Thick Blinding (Plain) With Minimum Concrete Grade Of Cyclinder Strength 15Mpa; C15/18 | 10912 | m² | SAR | 53
Orig | 1 | 1.0065 | Kingdom of Saudi Arabia | Riyadh | Infrastructure | Sports Boulevard | BP1B Wadi Hanifah (Zones 2-5) | SBF | Al Bawani | Award | 2021 | Remeasure | Other Utility Buildings (Cycle Station) | CSI | Cyclopean Concrete With Minimum Concrete Grade Of Cyclinder Strength 15Mpa; C15/18 | 1643 | m³ | SAR | 395
Orig | 1 | 1.0065 | Kingdom of Saudi Arabia | Riyadh | Infrastructure | Sports Boulevard | BP1B Wadi Hanifah (Zones 2-5) | SBF | Al Bawani | Award | 2021 | Remeasure | Other Utility Buildings (Cycle Station) | CSI | Reinforced Concrete Including Reinforcement, Formworks, Scaffolding, Construction Joints, Control Joints And Finishing Of Exposed Concrete Exposed Surfaces;Isolated Footing (Concrete Grade C35/45) | 205 | m³ | SAR | 1239
Orig | 1 | 1.0065 | Kingdom of Saudi Arabia | Riyadh | Infrastructure | Sports Boulevard | BP1B Wadi Hanifah (Zones 2-5) | SBF | Al Bawani | Award | 2021 | Remeasure | Other Utility Buildings (Cycle Station) | CSI | Reinforced Concrete Including Reinforcement, Formworks, Scaffolding, Construction Joints, Control Joints And Finishing Of Exposed Concrete Exposed Surfaces; Tie Beam (Concrete Grade C35/45) | 69 | m³ | SAR | 1977
Orig | 1 | 1.0065 | Kingdom of Saudi Arabia | Riyadh | Infrastructure | Sports Boulevard | BP1B Wadi Hanifah (Zones 2-5) | SBF | Al Bawani | Award | 2021 | Remeasure | Other Utility Buildings (Cycle Pavilion) | CSI | Reinforced Concrete Including Reinforcement, Formworks, Scaffolding, Construction Joints, Control Joints And Finishing Of Exposed Concrete Exposed Surfaces; Mat Foundation (Concrete Grade C35/45) | 1657 | m³ | SAR | 1260
Orig | 1 | 1.0065 | Kingdom of Saudi Arabia | Riyadh | Infrastructure | Sports Boulevard | BP1B Wadi Hanifah (Zones 2-5) | SBF | Al Bawani | Award | 2021 | Remeasure | Other Utility Buildings (Cycle Pavilion) | CSI | Reinforced Concrete Including Reinforcement, Formworks, Scaffolding, Construction Joints, Control Joints And Finishing Of Exposed Concrete Exposed Surfaces; Triangular Pile Cap (Concrete Grade C35/45) | 74 | m³ | SAR | 1432
Orig | 1 | 1.0065 | Kingdom of Saudi Arabia | Riyadh | Infrastructure | Sports Boulevard | BP1B Wadi Hanifah (Zones 2-5) | SBF | Al Bawani | Award | 2021 | Remeasure | Other Utility Buildings (Cycle Pavilion) | CSI | Reinforced Concrete Including Reinforcement, Formworks, Scaffolding, Construction Joints, Control Joints And Finishing Of Exposed Concrete Exposed Surfaces; Pad Footing (Concrete Grade C35/45) | 585 | m³ | SAR | 1390
Orig | 1 | 1.0066 | Kingdom of Saudi Arabia | Riyadh | Infrastructure | Sports Boulevard | BP1B Wadi Hanifah (Zones 2-5) | SBF | Al Bawani | Award | 2021 | Remeasure | Other Utility Buildings (Cycle Station) | CSI | Internal Blockworks With Block Characteristic Strength Of Not Less Than 10.0 Mpa At 28 Days Including Head Restraints, Lintel, Joint Reinforcement And All Necessary Accessories; '200Mm Thk Block | 925 | m² | SAR | 103
Orig | 1 | 1.0066 | Kingdom of Saudi Arabia | Riyadh | Infrastructure | Sports Boulevard | BP1B Wadi Hanifah (Zones 2-5) | SBF | Al Bawani | Award | 2021 | Remeasure | Other Utility Buildings (Cycle Station) | CSI | Internal Blockworks With Block Characteristic Strength Of Not Less Than 10.0 Mpa At 28 Days Including Head Restraints, Lintel, Joint Reinforcement And All Necessary Accessories; '150Mm Thk Block | 365 | m² | SAR | 100
Orig | 1 | 1.0066 | Kingdom of Saudi Arabia | Riyadh | Infrastructure | Sports Boulevard | BP1B Wadi Hanifah (Zones 2-5) | SBF | Al Bawani | Award | 2021 | Remeasure | Other Utility Buildings (Cycle Station) | CSI | Exterior Stone Cladding System, Set With Individual Anchors And Backup Structure, Metal Rectangular Mullion, Insulation And Damproofing Treatment Including Necessary Fixing Accessories; Canopy Screen: Vertical Stone Louvers System "Locally Sourced Riyadh Stone Louver Fin, Size 40 X 80Mm" | 3083 | m² | SAR | 527
Orig | 1 | 1.0066 | Kingdom of Saudi Arabia | Riyadh | Infrastructure | Sports Boulevard | BP1B Wadi Hanifah (Zones 2-5) | SBF | Al Bawani | Award | 2021 | Remeasure | Other Utility Buildings (Cycle Station) | CSI | Exterior Stone Cladding System, Locally Sourced Riyadh Channelling Stone Dry Stacked, Set With Individual Anchors And Backup Structure, Including Rock Wool Insulation And Necessary Accessories; Type F01; 60Mm Thick Fins | 447 | m² | SAR | 621
Orig | 1 | 1.0066 | Kingdom of Saudi Arabia | Riyadh | Infrastructure | Sports Boulevard | BP1B Wadi Hanifah (Zones 2-5) | SBF | Al Bawani | Award | 2021 | Remeasure | Other Utility Buildings (Cycle Station) | CSI | Exterior Stone Cladding System, Locally Sourced Riyadh Channelling Stone Dry Stacked, Set With Individual Anchors And Backup Structure, Including Rock Wool Insulation And Necessary Accessories; Type F15; 60Mm Thick Fins | 288 | m² | SAR | 621
Orig | 1 | 1.0066 | Kingdom of Saudi Arabia | Riyadh | Infrastructure | Sports Boulevard | BP1B Wadi Hanifah (Zones 2-5) | SBF | Al Bawani | Award | 2021 | Remeasure | Other Utility Buildings (Cycle Station) | CSI | Exterior Stone Cladding System, Locally Sourced Riyadh Channelling Stone Dry Stacked, Set With Individual Anchors And Backup Structure, Including Rock Wool Insulation And Necessary Accessories; Type F02; 60Mm Thick Fins | 92 | m² | SAR | 621
Orig | 1 | 1.0066 | Kingdom of Saudi Arabia | Riyadh | Infrastructure | Sports Boulevard | BP1B Wadi Hanifah (Zones 2-5) | SBF | Al Bawani | Award | 2021 | Remeasure | Other Utility Buildings (Cycle Station) | CSI | Exterior Stone Cladding System, Locally Sourced Riyadh Channelling Stone Dry Stacked, Set With Individual Anchors And Backup Structure, Including Rock Wool Insulation And Necessary Accessories; Type F22; 60Mm Thick Fins | 26 | m² | SAR | 621
Orig | 1 | 1.0066 | Kingdom of Saudi Arabia | Riyadh | Infrastructure | Sports Boulevard | BP1B Wadi Hanifah (Zones 2-5) | SBF | Al Bawani | Award | 2021 | Remeasure | Other Utility Buildings (Cycle Station) | CSI | Exterior Riyadh Stone Coping, Set With Cement Mortar, Including Mortar Scratch & Bond, Cement Board Seathing And All Necessary Accessories; 360Mm Wide X 50Mm Thick; Once Weathered | 811 | m | SAR | 524
Orig | 1 | 1.0066 | Kingdom of Saudi Arabia | Riyadh | Infrastructure | Sports Boulevard | BP1B Wadi Hanifah (Zones 2-5) | SBF | Al Bawani | Award | 2021 | Remeasure | Other Utility Buildings (Cycle Station) | CSI | Exterior Window Granite Serving Counter 750Mm Wide Including 40.5Mm Thick Counter Support (L Shape Plate) Painted To Match Including All Necessary Accessories | 7 | m² | SAR | 1266
Orig | 1 | 1.0066 | Kingdom of Saudi Arabia | Riyadh | Infrastructure | Sports Boulevard | BP1B Wadi Hanifah (Zones 2-5) | SBF | Al Bawani | Award | 2021 | Remeasure | Other Utility Buildings (Cycle Station) | CSI | Structural Steel Works Including Corrosion Protection, Fireproofing, Prime & Finish Coating, Embedded Plates, Bolts, Brackets, Flanges And All Necessary Accessories And Support, Welded And Bolted In Position, Supply And Erect Structural Steel Frame For The Structures; | 520 | t | SAR | 12420
Orig | 1 | 1.0067 | Kingdom of Saudi Arabia | Riyadh | Infrastructure | Sports Boulevard | BP1B Wadi Hanifah (Zones 2-5) | SBF | Al Bawani | Award | 2021 | Remeasure | Other Utility Buildings (Cycle Station) | CSI | Structural Steel Works Including Corrosion Protection, Fireproofing, Prime & Finish Coating, Embedded Plates, Bolts, Brackets, Flanges And All Necessary Accessories And Support, Welded And Bolted In Position, Supply And Erect Structural Steel Frame For The Structures; Roof Frames To Kiosk | 590 | m² | SAR | 1418
Orig | 1 | 1.0067 | Kingdom of Saudi Arabia | Riyadh | Infrastructure | Sports Boulevard | BP1B Wadi Hanifah (Zones 2-5) | SBF | Al Bawani | Award | 2021 | Remeasure | Other Utility Buildings (Cycle Station) | CSI | Supply And Install Metal Decking Including Secondary Support Structure And Necessary Accessories | 3685 | m² | SAR | 204
Orig | 1 | 1.0067 | Kingdom of Saudi Arabia | Riyadh | Infrastructure | Sports Boulevard | BP1B Wadi Hanifah (Zones 2-5) | SBF | Al Bawani | Award | 2021 | Remeasure | Other Utility Buildings (Cycle Station) | CSI | Supply And Install Metal Gutter, Aluminium Plates, 90 Mm Length Development, Including Supporting Structure And Necessary Accessories; Aluminium Perimeter Gutter | 813 | m | SAR | 506
Orig | 1 | 1.0067 | Kingdom of Saudi Arabia | Riyadh | Infrastructure | Sports Boulevard | BP1B Wadi Hanifah (Zones 2-5) | SBF | Al Bawani | Award | 2021 | Remeasure | Other Utility Buildings (Cycle Station) | CSI | Supply And Install 6Mm Thick Aluminium Skylight Cone Including Round Tube/Cap, Aluminium Brackets & Tabs, Break Metal Flashings, Slip Connection And Lighting Including Supporting Structure And All Necessary Accessories; 450 Mm Top And Bottom Diameter | 90 | Nr | SAR | 5380
Orig | 1 | 1.0067 | Kingdom of Saudi Arabia | Riyadh | Infrastructure | Sports Boulevard | BP1B Wadi Hanifah (Zones 2-5) | SBF | Al Bawani | Award | 2021 | Remeasure | Other Utility Buildings (Cycle Station) | CSI | Supply And Install 6Mm Thick Aluminium Skylight Cone Including Round Tube/Cap, Aluminium Brackets & Tabs, Break Metal Flashings, Slip Connection And Lighting Including Supporting Structure And All Necessary Accessories; 450 Mm Top Diameter & 750Mm Bottom Diameter | 40 | Nr | SAR | 9187
Orig | 1 | 1.0067 | Kingdom of Saudi Arabia | Riyadh | Infrastructure | Sports Boulevard | BP1B Wadi Hanifah (Zones 2-5) | SBF | Al Bawani | Award | 2021 | Remeasure | Other Utility Buildings (Cycle Station) | CSI | Supply And Install 6Mm Thick Aluminium Skylight Cone Including Round Tube/Cap, Aluminium Brackets & Tabs, Break Metal Flashings, Slip Connection And Lighting Including Supporting Structure And All Necessary Accessories; 600 Mm Top Diameter & 1050Mm Diameter Bottom | 23 | Nr | SAR | 13811
Orig | 1 | 1.0067 | Kingdom of Saudi Arabia | Riyadh | Infrastructure | Sports Boulevard | BP1B Wadi Hanifah (Zones 2-5) | SBF | Al Bawani | Award | 2021 | Remeasure | Other Utility Buildings (Cycle Station) | CSI | Supply And Install 6Mm Thick Aluminium Skylight Cone Including Round Tube/Cap, Aluminium Brackets & Tabs, Break Metal Flashings, Slip Connection And Lighting Including Supporting Structure And All Necessary Accessories; 600 Mm Top Diameter & 1400Mm Bottom Diameter | 14 | Nr | SAR | 17431
Orig | 1 | 1.0067 | Kingdom of Saudi Arabia | Riyadh | Infrastructure | Sports Boulevard | BP1B Wadi Hanifah (Zones 2-5) | SBF | Al Bawani | Award | 2021 | Remeasure | Other Utility Buildings (Cycle Station) | CSI | Supply And Install 6Mm Thick Aluminium Skylight Cone Including Round Tube/Cap, Aluminium Brackets & Tabs, Break Metal Flashings, Slip Connection And Lighting Including Supporting Structure And All Necessary Accessories; 900 Mm Top Diameter & 2000Mm Bottom Diameter | 11 | Nr | SAR | 24282
Orig | 1 | 1.0067 | Kingdom of Saudi Arabia | Riyadh | Infrastructure | Sports Boulevard | BP1B Wadi Hanifah (Zones 2-5) | SBF | Al Bawani | Award | 2021 | Remeasure | Other Utility Buildings (Cycle Station) | CSI | Supply And Install Tramex Catwalk Galvanize Steel Grating With Tubular Framework Supports And Accessories; 30X100X5Mm Size | 11 | Nr | SAR | 867
Orig | 1 | 1.0067 | Kingdom of Saudi Arabia | Riyadh | Infrastructure | Sports Boulevard | BP1B Wadi Hanifah (Zones 2-5) | SBF | Al Bawani | Award | 2021 | Remeasure | Other Utility Buildings (Cycle Station) | CSI | Ladder; To Pavilion'S Canopy | 11 | Nr | SAR | 5063
Orig | 1 | 1.0068 | Kingdom of Saudi Arabia | Riyadh | Infrastructure | Sports Boulevard | BP1B Wadi Hanifah (Zones 2-5) | SBF | Al Bawani | Award | 2021 | Remeasure | Other Utility Buildings (Cycle Station) | CSI | Waterproofing System; Application Of Solvent-Free Bituminous Paste (Water-Emulsified Bitumen, Special Fine-Graded Aggregates And Admixtures; Foundation; Horizontal Surface | 1558 | m² | SAR | 15
Orig | 1 | 1.0068 | Kingdom of Saudi Arabia | Riyadh | Infrastructure | Sports Boulevard | BP1B Wadi Hanifah (Zones 2-5) | SBF | Al Bawani | Award | 2021 | Remeasure | Other Utility Buildings (Cycle Station) | CSI | Waterproofing System; Application Of Solvent-Free Bituminous Paste (Water-Emulsified Bitumen, Special Fine-Graded Aggregates And Admixtures; Foundation; Vertical Surface | 1175 | m² | SAR | 15
Orig | 1 | 1.0068 | Kingdom of Saudi Arabia | Riyadh | Infrastructure | Sports Boulevard | BP1B Wadi Hanifah (Zones 2-5) | SBF | Al Bawani | Award | 2021 | Remeasure | Other Utility Buildings (Cycle Station) | CSI | Waterproofing System; Application Of Solvent-Free Bituminous Paste (Water-Emulsified Bitumen, Special Fine-Graded Aggregates And Admixtures; Protection Board; Type Pb1 | 492 | m² | SAR | 18
Orig | 1 | 1.0068 | Kingdom of Saudi Arabia | Riyadh | Infrastructure | Sports Boulevard | BP1B Wadi Hanifah (Zones 2-5) | SBF | Al Bawani | Award | 2021 | Remeasure | Other Utility Buildings (Cycle Station) | CSI | Waterproofing System; Application Of Solvent-Free Bituminous Paste (Water-Emulsified Bitumen, Special Fine-Graded Aggregates And Admixtures; Protection Board; Type Pb2 | 1175 | m² | SAR | 18
Orig | 1 | 1.0068 | Kingdom of Saudi Arabia | Riyadh | Infrastructure | Sports Boulevard | BP1B Wadi Hanifah (Zones 2-5) | SBF | Al Bawani | Award | 2021 | Remeasure | Other Utility Buildings (Cycle Station) | CSI | Lightweight Cement Board Exterior Cladding Comprising Of Metal Studs Frame With 60Mm Thick Rigid Extruded Polystyrene, With 1 Layer Of 8Mm Thick Moisture Resistant Cement Board External Side And 1 Layer Of 8Mm Thick Moisture Resistant Gypsum Board Dry Panel Internal Side, Mudded At Joints / Transitions; Complete With All L-Angles, Flashing And Including Necessary Fixing Accessories; Raised Roof Ventilation | 593 | m² | SAR | 128
Orig | 1 | 1.0068 | Kingdom of Saudi Arabia | Riyadh | Infrastructure | Sports Boulevard | BP1B Wadi Hanifah (Zones 2-5) | SBF | Al Bawani | Award | 2021 | Remeasure | Other Utility Buildings (Cycle Station) | CSI | Supply And Install 150 Mm Thick Rigid Extruded Polystyrene Reinforced On Metal Decking Including All Necessary Accessories | 3590 | m² | SAR | 81
Orig | 1 | 1.0068 | Kingdom of Saudi Arabia | Riyadh | Infrastructure | Sports Boulevard | BP1B Wadi Hanifah (Zones 2-5) | SBF | Al Bawani | Award | 2021 | Remeasure | Other Utility Buildings (Cycle Station) | CSI | Supply And Install 1.80 Mm Thick Polyvinyl-Chloride Roofing Membrane With Special Treatment For Weather Conditions And Ultraviolet Radiation, On Metal Decking, Including All Necessary Accessories | 3590 | m² | SAR | 95
Orig | 1 | 1.0068 | Kingdom of Saudi Arabia | Riyadh | Infrastructure | Sports Boulevard | BP1B Wadi Hanifah (Zones 2-5) | SBF | Al Bawani | Award | 2021 | Remeasure | Other Utility Buildings (Cycle Station) | CSI | Supply And Fix Complete Metal Door Secure Set Comprising Of Galvanized Steel Door Insulated, With Galvanized Steel Frame, Including Supply And Fixing Of Ironmongery, Hinges, Painting, Fire Rating, Fixings, Hardware Including All Necessary Accessories; Single Steel Door Complete With 1.6 Mm Thick Flush Galvanized Steel Plates With A Mineral Wool Core And Cold Rolled Steel Profile Frame With Mineral Wool Core Including Pre-Painted Finished, Ventilation Louvers And Kickplate; Single Steel Door Complete With 1.6 Mm Thick Flush Galvanized Steel Plates With A Mineral Wool Core And Cold Rolled Steel Profile Frame With Mineral Wool Core Including Pre-Painted Finished, Ventilation Louvers And Kickplate; Dss01; 900X2100Mm | 12 | Nr | SAR | 2863
Orig | 1 | 1.0068 | Kingdom of Saudi Arabia | Riyadh | Infrastructure | Sports Boulevard | BP1B Wadi Hanifah (Zones 2-5) | SBF | Al Bawani | Award | 2021 | Remeasure | Other Utility Buildings (Cycle Station) | CSI | Supply And Fix Complete Metal Door Secure Set Comprising Of Galvanized Steel Door Insulated, With Galvanized Steel Frame, Including Supply And Fixing Of Ironmongery, Hinges, Painting, Fire Rating, Fixings, Hardware Including All Necessary Accessories; Single Steel Door Complete With 1.6 Mm Thick Flush Galvanized Steel Plates With A Mineral Wool Core And Cold Rolled Steel Profile Frame With Mineral Wool Core Including Pre-Painted Finished, Ventilation Louvers And Kickplate; Single Steel Door Complete With 1.6 Mm Thick Flush Galvanized Steel Plates With A Mineral Wool Core And Cold Rolled Steel Profile Frame With Mineral Wool Core Including Pre-Painted Finished, Ventilation Louvers And Kickplate; Dss01; 800X2100Mm | 16 | Nr | SAR | 2678
Orig | 1 | 1.0068 | Kingdom of Saudi Arabia | Riyadh | Infrastructure | Sports Boulevard | BP1B Wadi Hanifah (Zones 2-5) | SBF | Al Bawani | Award | 2021 | Remeasure | Other Utility Buildings (Cycle Station) | CSI | Supply And Fix Curtain Wall System; Including Frames, Gaskets, Ironmongery, Fire Stop, All Necessary Fixings And Fittings ; Smw01; 1000X2550Mm Overall Size | 2 | Nr | SAR | 5337
Orig | 1 | 1.0069 | Kingdom of Saudi Arabia | Riyadh | Infrastructure | Sports Boulevard | BP1B Wadi Hanifah (Zones 2-5) | SBF | Al Bawani | Award | 2021 | Remeasure | Other Utility Buildings (Cycle Station) | CSI | Supply And Fix Curtain Wall System; Including Frames, Gaskets, Ironmongery, Fire Stop, All Necessary Fixings And Fittings ; Smw02; 590X2550Mm Overall Size Frameless Curved | 2 | Nr | SAR | 7871
Orig | 1 | 1.0069 | Kingdom of Saudi Arabia | Riyadh | Infrastructure | Sports Boulevard | BP1B Wadi Hanifah (Zones 2-5) | SBF | Al Bawani | Award | 2021 | Remeasure | Other Utility Buildings (Cycle Station) | CSI | Supply And Fix Curtain Wall System; Including Frames, Gaskets, Ironmongery, Fire Stop, All Necessary Fixings And Fittings ; Smw03; 6000X2550 Overall Size Including 2000X2550Mm Glass Double Door | 2 | Nr | SAR | 48024
Orig | 1 | 1.0069 | Kingdom of Saudi Arabia | Riyadh | Infrastructure | Sports Boulevard | BP1B Wadi Hanifah (Zones 2-5) | SBF | Al Bawani | Award | 2021 | Remeasure | Other Utility Buildings (Cycle Station) | CSI | Supply And Fix Curtain Wall System; Including Frames, Gaskets, Ironmongery, Fire Stop, All Necessary Fixings And Fittings ; Smw04; 4000X2550Mm Overall Size | 1 | Nr | SAR | 21344
Orig | 1 | 1.0069 | Kingdom of Saudi Arabia | Riyadh | Infrastructure | Sports Boulevard | BP1B Wadi Hanifah (Zones 2-5) | SBF | Al Bawani | Award | 2021 | Remeasure | Other Utility Buildings (Cycle Station) | CSI | Supply And Fix Curtain Wall System; Including Frames, Gaskets, Ironmongery, Fire Stop, All Necessary Fixings And Fittings ; Smw05; 940X2550Mm Overall Size Frameless Curved | 1 | Nr | SAR | 12539
Orig | 1 | 1.0069 | Kingdom of Saudi Arabia | Riyadh | Infrastructure | Sports Boulevard | BP1B Wadi Hanifah (Zones 2-5) | SBF | Al Bawani | Award | 2021 | Remeasure | Other Utility Buildings (Cycle Station) | CSI | Supply And Fix Curtain Wall System; Including Frames, Gaskets, Ironmongery, Fire Stop, All Necessary Fixings And Fittings ; Smw06; 4000X2550 Overall Size Including 2000X2550Mm Glass Double Door | 1 | Nr | SAR | 32015
Orig | 1 | 1.0069 | Kingdom of Saudi Arabia | Riyadh | Infrastructure | Sports Boulevard | BP1B Wadi Hanifah (Zones 2-5) | SBF | Al Bawani | Award | 2021 | Remeasure | Other Utility Buildings (Cycle Station) | CSI | Supply And Fix Curtain Wall System; Including Frames, Gaskets, Ironmongery, Fire Stop, All Necessary Fixings And Fittings ;Wmw01; 2000X1650 Ovearll Size Including Sliding Panel | 2 | Nr | SAR | 27621
Orig | 1 | 1.0069 | Kingdom of Saudi Arabia | Riyadh | Infrastructure | Sports Boulevard | BP1B Wadi Hanifah (Zones 2-5) | SBF | Al Bawani | Award | 2021 | Remeasure | Other Utility Buildings (Cycle Station) | CSI | Supply And Fix Curtain Wall System; Including Frames, Gaskets, Ironmongery, Fire Stop, All Necessary Fixings And Fittings ; Wmw02; 730X1650 Mm Overall Size Frameless Curved | 3 | Nr | SAR | 6300
Orig | 1 | 1.0069 | Kingdom of Saudi Arabia | Riyadh | Infrastructure | Sports Boulevard | BP1B Wadi Hanifah (Zones 2-5) | SBF | Al Bawani | Award | 2021 | Remeasure | Other Utility Buildings (Cycle Station) | CSI | Supply And Fix Curtain Wall System; Including Frames, Gaskets, Ironmongery, Fire Stop, All Necessary Fixings And Fittings ; Wmw03; 4460X1650 Mm Overall Size Including Sliding Panels | 1 | Nr | SAR | 46196
Orig | 1 | 1.0069 | Kingdom of Saudi Arabia | Riyadh | Infrastructure | Sports Boulevard | BP1B Wadi Hanifah (Zones 2-5) | SBF | Al Bawani | Award | 2021 | Remeasure | Other Utility Buildings (Cycle Station) | CSI | Supply And Fix Curtain Wall System; Including Frames, Gaskets, Ironmongery, Fire Stop, All Necessary Fixings And Fittings ; Wmw04; 1000X1650 Mm Overall Size | 2 | Nr | SAR | 3453
Orig | 1 | 1.0069 | Kingdom of Saudi Arabia | Riyadh | Infrastructure | Sports Boulevard | BP1B Wadi Hanifah (Zones 2-5) | SBF | Al Bawani | Award | 2021 | Remeasure | Other Utility Buildings (Cycle Station) | CSI | Supply And Fix Curtain Wall System; Including Frames, Gaskets, Ironmongery, Fire Stop, All Necessary Fixings And Fittings ; Wmw05; 570X1650 Mm Overall Size Frameless Curved | 2 | Nr | SAR | 4919
Orig | 1 | 1.007 | Kingdom of Saudi Arabia | Riyadh | Infrastructure | Sports Boulevard | BP1B Wadi Hanifah (Zones 2-5) | SBF | Al Bawani | Award | 2021 | Remeasure | Other Utility Buildings (Cycle Station) | CSI | Supply And Fix Curtain Wall System; Including Frames, Gaskets, Ironmongery, Fire Stop, All Necessary Fixings And Fittings ; Wmw06; 7180X1650 Mm Overall Size Including Sliding Panels | 2 | Nr | SAR | 74730
Orig | 1 | 1.007 | Kingdom of Saudi Arabia | Riyadh | Infrastructure | Sports Boulevard | BP1B Wadi Hanifah (Zones 2-5) | SBF | Al Bawani | Award | 2021 | Remeasure | Other Utility Buildings (Cycle Station) | CSI | Supply And Install 1.5Mm Thick Fixed & Painted Vantilation Aluminium Louver Including All Necessary Accessories | 187 | m² | SAR | 1667
Orig | 1 | 1.007 | Kingdom of Saudi Arabia | Riyadh | Infrastructure | Sports Boulevard | BP1B Wadi Hanifah (Zones 2-5) | SBF | Al Bawani | Award | 2021 | Remeasure | Other Utility Buildings (Cycle Station) | CSI | Supply And Application Of Approved Tiling Finishes, Including All Grouting, Filler, Sealer, Adhesive And Waterproofing, Butt Joints, Transition Strip, Expansion / Movement Joints And All Necessary Installing Accessories; Floors; Terrazzo Tiles | 23 | m² | SAR | 124
Orig | 1 | 1.007 | Kingdom of Saudi Arabia | Riyadh | Infrastructure | Sports Boulevard | BP1B Wadi Hanifah (Zones 2-5) | SBF | Al Bawani | Award | 2021 | Remeasure | Other Utility Buildings (Cycle Station) | CSI | Supply And Application Of Approved Tiling Finishes, Including All Grouting, Filler, Sealer, Adhesive And Waterproofing, Butt Joints, Transition Strip, Expansion / Movement Joints And All Necessary Installing Accessories; Floors; Granite Tile Including Additional Leveling Concrete Screed | 7 | m² | SAR | 389
Orig | 1 | 1.007 | Kingdom of Saudi Arabia | Riyadh | Infrastructure | Sports Boulevard | BP1B Wadi Hanifah (Zones 2-5) | SBF | Al Bawani | Award | 2021 | Remeasure | Other Utility Buildings (Cycle Station) | CSI | Supply And Application Of Approved Tiling Finishes, Including All Grouting, Filler, Sealer, Adhesive And Waterproofing, Butt Joints, Transition Strip, Expansion / Movement Joints And All Necessary Installing Accessories; Walls; Terrazzo Tiles | 440 | m² | SAR | 124
Orig | 1 | 1.007 | Kingdom of Saudi Arabia | Riyadh | Infrastructure | Sports Boulevard | BP1B Wadi Hanifah (Zones 2-5) | SBF | Al Bawani | Award | 2021 | Remeasure | Other Utility Buildings (Cycle Station) | CSI | Supply And Installation Of Approved Ceiling Finishes Including Framing, Supports, Access Panels, And All Necessary Fixing Accessories; Ceiling; Approved Moisture Resistant Gypsum Board With Metal Furring | 10 | m² | SAR | 185
Orig | 1 | 1.007 | Kingdom of Saudi Arabia | Riyadh | Infrastructure | Sports Boulevard | BP1B Wadi Hanifah (Zones 2-5) | SBF | Al Bawani | Award | 2021 | Remeasure | Other Utility Buildings (Cycle Station) | CSI | Supply And Installation Of Approved Ceiling Finishes Including Framing, Supports, Access Panels, And All Necessary Fixing Accessories; Ceiling; Gypsum Board Ceiling With Metal Furring | 103 | m² | SAR | 165
Orig | 1 | 1.007 | Kingdom of Saudi Arabia | Riyadh | Infrastructure | Sports Boulevard | BP1B Wadi Hanifah (Zones 2-5) | SBF | Al Bawani | Award | 2021 | Remeasure | Other Utility Buildings (Cycle Station) | CSI | Supply And Application Of Approved Floor Finishes Including Necessary Fixing Accessories; Floor; Stained And Sealed Floor Concrete | 145 | m² | SAR | 186
Orig | 1 | 1.007 | Kingdom of Saudi Arabia | Riyadh | Infrastructure | Sports Boulevard | BP1B Wadi Hanifah (Zones 2-5) | SBF | Al Bawani | Award | 2021 | Remeasure | Other Utility Buildings (Cycle Station) | CSI | Supply And Application Of Approved Floor Finishes Including Necessary Fixing Accessories; Walls; Stone Wall Tiles | 117 | m² | SAR | 363
Orig | 1 | 1.007 | Kingdom of Saudi Arabia | Riyadh | Infrastructure | Sports Boulevard | BP1B Wadi Hanifah (Zones 2-5) | SBF | Al Bawani | Award | 2021 | Remeasure | Other Utility Buildings (Cycle Station) | CSI | Supply And Application Of Approved Wall Finishes Including Necessary Fixing Accessories; Walls; Plaster And Paint | 162 | m² | SAR | 92
Orig | 1 | 1.0071 | Kingdom of Saudi Arabia | Riyadh | Infrastructure | Sports Boulevard | BP1B Wadi Hanifah (Zones 2-5) | SBF | Al Bawani | Award | 2021 | Remeasure | Other Utility Buildings (Cycle Station) | CSI | Supply And Application Of Approved Wall Finishes Including Necessary Fixing Accessories; Walls; 30Mm Thick Riyadh Stone Flat Finish | 242 | m² | SAR | 250
Orig | 1 | 1.0071 | Kingdom of Saudi Arabia | Riyadh | Infrastructure | Sports Boulevard | BP1B Wadi Hanifah (Zones 2-5) | SBF | Al Bawani | Award | 2021 | Remeasure | Other Utility Buildings (Cycle Station) | CSI | Supply And Application Of Approved Wall Finishes Including Necessary Fixing Accessories; Walls; Granite Panel; Complete With Moisture Resistant Dry Wall Panel And Water Proof Adhesive Mortar | 3 | m² | SAR | 365
Orig | 1 | 1.0071 | Kingdom of Saudi Arabia | Riyadh | Infrastructure | Sports Boulevard | BP1B Wadi Hanifah (Zones 2-5) | SBF | Al Bawani | Award | 2021 | Remeasure | Other Utility Buildings (Cycle Station) | CSI | Supply And Application Of Approved Wall Finishes Including Necessary Fixing Accessories; Walls; Daltile; Socity Monument White So45 Polished; Complete With Moisture Resistant Dry Wall Panels And Water Proof Adhesive Mortar | 25 | m² | SAR | 473
Orig | 1 | 1.0071 | Kingdom of Saudi Arabia | Riyadh | Infrastructure | Sports Boulevard | BP1B Wadi Hanifah (Zones 2-5) | SBF | Al Bawani | Award | 2021 | Remeasure | Other Utility Buildings (Cycle Station) | CSI | Granite Ledge With Drip Groove; Foot Rest; 145 X 20Mm Thick; Bedded And Pointed | 7 | m | SAR | 257
Orig | 1 | 1.0071 | Kingdom of Saudi Arabia | Riyadh | Infrastructure | Sports Boulevard | BP1B Wadi Hanifah (Zones 2-5) | SBF | Al Bawani | Award | 2021 | Remeasure | Other Utility Buildings (Cycle Station) | CSI | Supply And Install Architectural Stretched-Fabric Mesh (Light Grey) Monolithically In Continuous Run Over Area Without Joints Or Reveals, Stretch-Fabric System Complete With Joints, Corner And Frame, Framing Around Penetrations And Including All Necessary Accessories; Suspension System, Fixed Horizontally | 3000 | m² | SAR | 385
Orig | 1 | 1.0071 | Kingdom of Saudi Arabia | Riyadh | Infrastructure | Sports Boulevard | BP1B Wadi Hanifah (Zones 2-5) | SBF | Al Bawani | Award | 2021 | Remeasure | Other Utility Buildings (Cycle Station) | CSI | Supply And Install Architectural Stretched-Fabric Mesh (Light Grey) Monolithically In Continuous Run Over Area Without Joints Or Reveals, Stretch-Fabric System Complete With Joints, Corner And Frame, Framing Around Penetrations And Including All Necessary Accessories; Suspension System, Fixed Vertically | 1822 | m² | SAR | 385
Orig | 1 | 1.0071 | Kingdom of Saudi Arabia | Riyadh | Infrastructure | Sports Boulevard | BP1B Wadi Hanifah (Zones 2-5) | SBF | Al Bawani | Award | 2021 | Remeasure | Other Utility Buildings (Cycle Station) | CSI | Monolithic Granite Stool; Including All Necessary Fixing Accessories; Monolithic Granite Stool; 400 X 400 X 340Mm High | 10 | Nr | SAR | 506
Orig | 1 | 1.0071 | Kingdom of Saudi Arabia | Riyadh | Infrastructure | Sports Boulevard | BP1B Wadi Hanifah (Zones 2-5) | SBF | Al Bawani | Award | 2021 | Remeasure | Other Utility Buildings (Cycle Station) | CSI | Stainless Steel Linear Floor Drain; Ablution; | 6 | m | SAR | 635
Orig | 1 | 1.0071 | Kingdom of Saudi Arabia | Riyadh | Infrastructure | Sports Boulevard | BP1B Wadi Hanifah (Zones 2-5) | SBF | Al Bawani | Award | 2021 | Remeasure | Roads And Pavings | CSI | Supply And Installation Of Custom Wayfinding Sign Elements Including Necessary Fixing And Accessories; C1 - Cycling Floor Based Identification; Bronze Inlay Path Identity And Directional Marker At One-Way Path | 10 | Nr | SAR | 2430
Orig | 1 | 1.0071 | Kingdom of Saudi Arabia | Riyadh | Infrastructure | Sports Boulevard | BP1B Wadi Hanifah (Zones 2-5) | SBF | Al Bawani | Award | 2021 | Remeasure | Roads And Pavings | CSI | Supply And Installation Of Custom Wayfinding Sign Elements Including Necessary Fixing And Accessories;Cd1 - Cycling Floor Based Identification; Bronze Inlay Path Identity And Directional Marker | 20 | Nr | SAR | 2430
Orig | 1 | 1.0071 | Kingdom of Saudi Arabia | Riyadh | Infrastructure | Sports Boulevard | BP1B Wadi Hanifah (Zones 2-5) | SBF | Al Bawani | Award | 2021 | Remeasure | Roads And Pavings | CSI | Supply And Installation Of Custom Wayfinding Sign Elements Including Necessary Fixing And Accessories;Cd2 - Cycling Floor Based Identification; Bronze Inlay Path Identity And Directional Marker | 1 | Nr | SAR | 2430
Orig | 1 | 1.0072 | Kingdom of Saudi Arabia | Riyadh | Infrastructure | Sports Boulevard | BP1B Wadi Hanifah (Zones 2-5) | SBF | Al Bawani | Award | 2021 | Remeasure | Roads And Pavings | CSI | Supply And Installation Of Custom Wayfinding Sign Elements Including Necessary Fixing And Accessories;Cd3 - Cycling Floor Based Identification; Bronze Inlay At Equestrian Crossing | 3 | Nr | SAR | 2430
Orig | 1 | 1.0072 | Kingdom of Saudi Arabia | Riyadh | Infrastructure | Sports Boulevard | BP1B Wadi Hanifah (Zones 2-5) | SBF | Al Bawani | Award | 2021 | Remeasure | Roads And Pavings | CSI | Supply And Installation Of Custom Wayfinding Sign Elements Including Necessary Fixing And Accessories;Cd4 - Cycling Floor Based Identification; Bronze Inlay At Pedestrian Crossing | 9 | Nr | SAR | 2430
Orig | 1 | 1.0072 | Kingdom of Saudi Arabia | Riyadh | Infrastructure | Sports Boulevard | BP1B Wadi Hanifah (Zones 2-5) | SBF | Al Bawani | Award | 2021 | Remeasure | Roads And Pavings | CSI | Supply And Installation Of Custom Wayfinding Sign Elements Including Necessary Fixing And Accessories;Cd7 - Cycling Floor Based Identification; Bronze Inlay At Pedestrian Crossing | 11 | Nr | SAR | 2430
Orig | 1 | 1.0072 | Kingdom of Saudi Arabia | Riyadh | Infrastructure | Sports Boulevard | BP1B Wadi Hanifah (Zones 2-5) | SBF | Al Bawani | Award | 2021 | Remeasure | Roads And Pavings | CSI | Supply And Installation Of Custom Wayfinding Sign Elements Including Necessary Fixing And Accessories;Df-1 - Floor Based Directional Marker; Ped Directional Floor | 10 | Nr | SAR | 2430
Orig | 1 | 1.0072 | Kingdom of Saudi Arabia | Riyadh | Infrastructure | Sports Boulevard | BP1B Wadi Hanifah (Zones 2-5) | SBF | Al Bawani | Award | 2021 | Remeasure | Roads And Pavings | CSI | Supply And Installation Of Custom Wayfinding Sign Elements Including Necessary Fixing And Accessories;Cl1 - Cycle Direction | 119 | Nr | SAR | 2430
Orig | 1 | 1.0072 | Kingdom of Saudi Arabia | Riyadh | Infrastructure | Sports Boulevard | BP1B Wadi Hanifah (Zones 2-5) | SBF | Al Bawani | Award | 2021 | Remeasure | Roads And Pavings | CSI | Supply And Installation Of Custom Wayfinding Sign Elements Including Necessary Fixing And Accessories;Cl5 - Crosswalk At Cycle Path | 8 | Nr | SAR | 2430
Orig | 1 | 1.0072 | Kingdom of Saudi Arabia | Riyadh | Infrastructure | Sports Boulevard | BP1B Wadi Hanifah (Zones 2-5) | SBF | Al Bawani | Award | 2021 | Remeasure | Roads And Pavings | CSI | Supply And Installation Of Custom Wayfinding Sign Elements Including Necessary Fixing And Accessories;Cl6 - Cycle Marker | 31 | Nr | SAR | 2430
Orig | 1 | 1.0072 | Kingdom of Saudi Arabia | Riyadh | Infrastructure | Sports Boulevard | BP1B Wadi Hanifah (Zones 2-5) | SBF | Al Bawani | Award | 2021 | Remeasure | Roads And Pavings | CSI | Supply And Installation Of Custom Wayfinding Sign Elements Including Necessary Fixing And Accessories;Cl7 - Pedestrian Marker | 46 | Nr | SAR | 2430
Orig | 1 | 1.0072 | Kingdom of Saudi Arabia | Riyadh | Infrastructure | Sports Boulevard | BP1B Wadi Hanifah (Zones 2-5) | SBF | Al Bawani | Award | 2021 | Remeasure | Roads And Pavings | CSI | Supply And Installation Of Custom Wayfinding Sign Elements Including Necessary Fixing And Accessories;Di-2 - Directional Banner; Cycling Directional Hanging | 7 | Nr | SAR | 20250
Orig | 1 | 1.0072 | Kingdom of Saudi Arabia | Riyadh | Infrastructure | Sports Boulevard | BP1B Wadi Hanifah (Zones 2-5) | SBF | Al Bawani | Award | 2021 | Remeasure | Roads And Pavings | CSI | Supply And Installation Of Custom Wayfinding Sign Elements Including Necessary Fixing And Accessories;Dt1 - Directional Totem | 1 | Nr | SAR | 37800
Orig | 1 | 1.0073 | Kingdom of Saudi Arabia | Riyadh | Infrastructure | Sports Boulevard | BP1B Wadi Hanifah (Zones 2-5) | SBF | Al Bawani | Award | 2021 | Remeasure | Roads And Pavings | CSI | Supply And Installation Of Custom Wayfinding Sign Elements Including Necessary Fixing And Accessories;Ef-1 - Educational Signage Floor Based; Bronze Inlay With Etched Granite, Solar System Graphic | 5 | Nr | SAR | 20250
Orig | 1 | 1.0073 | Kingdom of Saudi Arabia | Riyadh | Infrastructure | Sports Boulevard | BP1B Wadi Hanifah (Zones 2-5) | SBF | Al Bawani | Award | 2021 | Remeasure | Roads And Pavings | CSI | Supply And Installation Of Custom Wayfinding Sign Elements Including Necessary Fixing And Accessories;Ef-2 - Educational Signage Floor Based; Bronze Inlay With Etched Granite, Geologic Timeline Graphic | 14 | Nr | SAR | 20250
Orig | 1 | 1.0073 | Kingdom of Saudi Arabia | Riyadh | Infrastructure | Sports Boulevard | BP1B Wadi Hanifah (Zones 2-5) | SBF | Al Bawani | Award | 2021 | Remeasure | Roads And Pavings | CSI | Supply And Installation Of Custom Wayfinding Sign Elements Including Necessary Fixing And Accessories;Ef-3 - Educational Signage Floor Based; Bronze Inlay With Etched Granite, Plant Cycle Graphic | 6 | Nr | SAR | 20250
Orig | 1 | 1.0073 | Kingdom of Saudi Arabia | Riyadh | Infrastructure | Sports Boulevard | BP1B Wadi Hanifah (Zones 2-5) | SBF | Al Bawani | Award | 2021 | Remeasure | Roads And Pavings | CSI | Supply And Installation Of Custom Wayfinding Sign Elements Including Necessary Fixing And Accessories;Fb - Floor Based Directional Marker; Bronze Inlay With Precast Panel, Precinct Identification | 7 | Nr | SAR | 20250
Orig | 1 | 1.0073 | Kingdom of Saudi Arabia | Riyadh | Infrastructure | Sports Boulevard | BP1B Wadi Hanifah (Zones 2-5) | SBF | Al Bawani | Award | 2021 | Remeasure | Roads And Pavings | CSI | Supply And Installation Of Custom Wayfinding Sign Elements Including Necessary Fixing And Accessories;If-3 - Cycle Marker | 50 | Nr | SAR | 1553
Orig | 1 | 1.0073 | Kingdom of Saudi Arabia | Riyadh | Infrastructure | Sports Boulevard | BP1B Wadi Hanifah (Zones 2-5) | SBF | Al Bawani | Award | 2021 | Remeasure | Roads And Pavings | CSI | Supply And Installation Of Custom Wayfinding Sign Elements Including Necessary Fixing And Accessories;If-4 - Cycle Marker | 21 | Nr | SAR | 1553
Orig | 1 | 1.0073 | Kingdom of Saudi Arabia | Riyadh | Infrastructure | Sports Boulevard | BP1B Wadi Hanifah (Zones 2-5) | SBF | Al Bawani | Award | 2021 | Remeasure | Roads And Pavings | CSI | Supply And Installation Of Custom Wayfinding Sign Elements Including Necessary Fixing And Accessories;Ic-1 - Interpretive Ceiling; Laser Cut Metal With Integrated Light | 10 | Nr | SAR | 20250
Orig | 1 | 1.0073 | Kingdom of Saudi Arabia | Riyadh | Infrastructure | Sports Boulevard | BP1B Wadi Hanifah (Zones 2-5) | SBF | Al Bawani | Award | 2021 | Remeasure | Roads And Pavings | CSI | Supply And Installation Of Custom Wayfinding Sign Elements Including Necessary Fixing And Accessories;Iw-1 - Interpretive Wall; Wall Graphic At Cycle Pavillions | 10 | Nr | SAR | 20250
Orig | 1 | 1.0073 | Kingdom of Saudi Arabia | Riyadh | Infrastructure | Sports Boulevard | BP1B Wadi Hanifah (Zones 2-5) | SBF | Al Bawani | Award | 2021 | Remeasure | Roads And Pavings | CSI | Supply And Installation Of Custom Wayfinding Sign Elements Including Necessary Fixing And Accessories;Pa - Path Identification Totem; Limestone Indicating Type Of Path | 2 | Nr | SAR | 37800
Orig | 1 | 1.0073 | Kingdom of Saudi Arabia | Riyadh | Infrastructure | Sports Boulevard | BP1B Wadi Hanifah (Zones 2-5) | SBF | Al Bawani | Award | 2021 | Remeasure | Roads And Pavings | CSI | Supply And Installation Of Custom Wayfinding Sign Elements Including Necessary Fixing And Accessories;Td / Dt-1 - Directional Totem; Directional Totem With Integrated Ligh | 6 | Nr | SAR | 37800
Orig | 1 | 1.0074 | Kingdom of Saudi Arabia | Riyadh | Infrastructure | Sports Boulevard | BP1B Wadi Hanifah (Zones 2-5) | SBF | Al Bawani | Award | 2021 | Remeasure | Roads And Pavings | CSI | Supply And Installation Of Custom Wayfinding Sign Elements Including Necessary Fixing And Accessories;Tm - Map Totem; Map Totem With Integrated Light | 1 | Nr | SAR | 37800
Orig | 1 | 1.0074 | Kingdom of Saudi Arabia | Riyadh | Infrastructure | Sports Boulevard | BP1B Wadi Hanifah (Zones 2-5) | SBF | Al Bawani | Award | 2021 | Remeasure | Roads And Pavings | CSI | Supply And Installation Of Custom Wayfinding Sign Elements Including Necessary Fixing And Accessories;Tn - Interpretive Totem; Interpretive Limestone Totem With Viewfinder Cut Out | 29 | Nr | SAR | 30375
Orig | 1 | 1.0074 | Kingdom of Saudi Arabia | Riyadh | Infrastructure | Sports Boulevard | BP1B Wadi Hanifah (Zones 2-5) | SBF | Al Bawani | Award | 2021 | Remeasure | Roads And Pavings | CSI | White Thermoplastic Lane Marker; 150 X 150 Mm; Including All Necessary Fixing Accessories; To Grade Cycle Path; Spaced At 1000 Mm On Centres | 21833 | m | SAR | 12
Orig | 1 | 1.0074 | Kingdom of Saudi Arabia | Riyadh | Infrastructure | Sports Boulevard | BP1B Wadi Hanifah (Zones 2-5) | SBF | Al Bawani | Award | 2021 | Remeasure | Roads And Pavings | CSI | White Thermoplastic Lane Marker; 150 X 150 Mm; Including All Necessary Fixing Accessories; To Elevated Cycle Path; Spaced At 1750 Mm On Centres | 896 | m | SAR | 16
Orig | 1 | 1.0074 | Kingdom of Saudi Arabia | Riyadh | Infrastructure | Sports Boulevard | BP1B Wadi Hanifah (Zones 2-5) | SBF | Al Bawani | Award | 2021 | Remeasure | Roads And Pavings | CSI | Supply And Installation Of Emergency Sign Elements Including Necessary Fixing And Accessories; Door Exit Signage | 3 | Nr | SAR | 203
Orig | 1 | 1.0074 | Kingdom of Saudi Arabia | Riyadh | Infrastructure | Sports Boulevard | BP1B Wadi Hanifah (Zones 2-5) | SBF | Al Bawani | Award | 2021 | Remeasure | Roads And Pavings | CSI | Supply And Installation Of Emergency Sign Elements Including Necessary Fixing And Accessories; Directional Exit Signage (Various Type) | 11 | Nr | SAR | 203
Orig | 1 | 1.0074 | Kingdom of Saudi Arabia | Riyadh | Infrastructure | Sports Boulevard | BP1B Wadi Hanifah (Zones 2-5) | SBF | Al Bawani | Award | 2021 | Remeasure | Roads And Pavings | CSI | Supply And Installation Of Emergency Sign Elements Including Necessary Fixing And Accessories; "Exit" Sign | 8 | Nr | SAR | 203
Orig | 1 | 1.0074 | Kingdom of Saudi Arabia | Riyadh | Infrastructure | Sports Boulevard | BP1B Wadi Hanifah (Zones 2-5) | SBF | Al Bawani | Award | 2021 | Remeasure | Roads And Pavings | CSI | Supply And Installation Of Emergency Sign Elements Including Necessary Fixing And Accessories; Fireman Access/ Fireman Access Panel | 8 | Nr | SAR | 203
Orig | 1 | 1.0074 | Kingdom of Saudi Arabia | Riyadh | Infrastructure | Sports Boulevard | BP1B Wadi Hanifah (Zones 2-5) | SBF | Al Bawani | Award | 2021 | Remeasure | Roads And Pavings | CSI | Supply And Installation Of Emergency Sign Elements Including Necessary Fixing And Accessories; Meeting Point/Assembly Point Signage | 4 | Nr | SAR | 1215
Orig | 1 | 1.0074 | Kingdom of Saudi Arabia | Riyadh | Infrastructure | Sports Boulevard | BP1B Wadi Hanifah (Zones 2-5) | SBF | Al Bawani | Award | 2021 | Remeasure | Roads And Pavings | CSI | Supply And Installation Of Emergency Sign Elements Including Necessary Fixing And Accessories; "No Exit" Sign | 1 | Nr | SAR | 203
Orig | 1 | 1.0075 | Kingdom of Saudi Arabia | Riyadh | Infrastructure | Sports Boulevard | BP1B Wadi Hanifah (Zones 2-5) | SBF | Al Bawani | Award | 2021 | Remeasure | Other Utility Buildings (Cycle Station) | CSI | Supply And Installation Of Sanitary Fixtures And Toilet Accessories, Including All Fittings, Short Pipe Connections, Supports, Joints, Fixings And All Required Accessories; Squatting Pan | 4 | Nr | SAR | 2396
Orig | 1 | 1.0075 | Kingdom of Saudi Arabia | Riyadh | Infrastructure | Sports Boulevard | BP1B Wadi Hanifah (Zones 2-5) | SBF | Al Bawani | Award | 2021 | Remeasure | Other Utility Buildings (Cycle Station) | CSI | Supply And Installation Of Sanitary Fixtures And Toilet Accessories, Including All Fittings, Short Pipe Connections, Supports, Joints, Fixings And All Required Accessories; Hand Spray | 10 | Nr | SAR | 176
Orig | 1 | 1.0075 | Kingdom of Saudi Arabia | Riyadh | Infrastructure | Sports Boulevard | BP1B Wadi Hanifah (Zones 2-5) | SBF | Al Bawani | Award | 2021 | Remeasure | Other Utility Buildings (Cycle Station) | CSI | Supply And Installation Of Sanitary Fixtures And Toilet Accessories, Including All Fittings, Short Pipe Connections, Supports, Joints, Fixings And All Required Accessories; Roll Holder | 10 | Nr | SAR | 437
Orig | 1 | 1.0075 | Kingdom of Saudi Arabia | Riyadh | Infrastructure | Sports Boulevard | BP1B Wadi Hanifah (Zones 2-5) | SBF | Al Bawani | Award | 2021 | Remeasure | Other Utility Buildings (Cycle Station) | CSI | Supply And Installation Of Sanitary Fixtures And Toilet Accessories, Including All Fittings, Short Pipe Connections, Supports, Joints, Fixings And All Required Accessories; Wall Mounted Wash Basin With Hand Free Activation Faucet | 6 | Nr | SAR | 3127
Orig | 1 | 1.0075 | Kingdom of Saudi Arabia | Riyadh | Infrastructure | Sports Boulevard | BP1B Wadi Hanifah (Zones 2-5) | SBF | Al Bawani | Award | 2021 | Remeasure | Other Utility Buildings (Cycle Station) | CSI | Supply And Installation Of Sanitary Fixtures And Toilet Accessories, Including All Fittings, Short Pipe Connections, Supports, Joints, Fixings And All Required Accessories; Soap Dispenser | 6 | Nr | SAR | 277
Orig | 1 | 1.0075 | Kingdom of Saudi Arabia | Riyadh | Infrastructure | Sports Boulevard | BP1B Wadi Hanifah (Zones 2-5) | SBF | Al Bawani | Award | 2021 | Remeasure | Other Utility Buildings (Cycle Station) | CSI | Supply And Installation Of Sanitary Fixtures And Toilet Accessories, Including All Fittings, Short Pipe Connections, Supports, Joints, Fixings And All Required Accessories; Automatic Electric Hand Dryer With Connections | 4 | Nr | SAR | 2811
Orig | 1 | 1.0075 | Kingdom of Saudi Arabia | Riyadh | Infrastructure | Sports Boulevard | BP1B Wadi Hanifah (Zones 2-5) | SBF | Al Bawani | Award | 2021 | Remeasure | Other Utility Buildings (Cycle Station) | CSI | Supply And Installation Of Sanitary Fixtures And Toilet Accessories, Including All Fittings, Short Pipe Connections, Supports, Joints, Fixings And All Required Accessories; Mirror; 1400X600Mm Size | 6 | Nr | SAR | 1237
Orig | 1 | 1.0075 | Kingdom of Saudi Arabia | Riyadh | Infrastructure | Sports Boulevard | BP1B Wadi Hanifah (Zones 2-5) | SBF | Al Bawani | Award | 2021 | Remeasure | Other Utility Buildings (Cycle Station) | CSI | Supply And Installation Of Sanitary Fixtures And Toilet Accessories, Including All Fittings, Short Pipe Connections, Supports, Joints, Fixings And All Required Accessories; Garbage Bin | 8 | Nr | SAR | 262
Orig | 1 | 1.0075 | Kingdom of Saudi Arabia | Riyadh | Infrastructure | Sports Boulevard | BP1B Wadi Hanifah (Zones 2-5) | SBF | Al Bawani | Award | 2021 | Remeasure | Other Utility Buildings (Cycle Station) | CSI | Supply And Installation Of Sanitary Fixtures And Toilet Accessories, Including All Fittings, Short Pipe Connections, Supports, Joints, Fixings And All Required Accessories; Wall Mounted Water Closet, With Seat Cover | 6 | Nr | SAR | 3079
Orig | 1 | 1.0075 | Kingdom of Saudi Arabia | Riyadh | Infrastructure | Sports Boulevard | BP1B Wadi Hanifah (Zones 2-5) | SBF | Al Bawani | Award | 2021 | Remeasure | Other Utility Buildings (Cycle Station) | CSI | Supply And Installation Of Sanitary Fixtures And Toilet Accessories, Including All Fittings, Short Pipe Connections, Supports, Joints, Fixings And All Required Accessories; Grab Bars | 8 | Nr | SAR | 243
Orig | 1 | 1.0076 | Kingdom of Saudi Arabia | Riyadh | Infrastructure | Sports Boulevard | BP1B Wadi Hanifah (Zones 2-5) | SBF | Al Bawani | Award | 2021 | Remeasure | Other Utility Buildings (Cycle Station) | CSI | Supply And Installation Of Sanitary Fixtures And Toilet Accessories, Including All Fittings, Short Pipe Connections, Supports, Joints, Fixings And All Required Accessories; Fold Down Grab Bars | 4 | Nr | SAR | 1351
Orig | 1 | 1.0076 | Kingdom of Saudi Arabia | Riyadh | Infrastructure | Sports Boulevard | BP1B Wadi Hanifah (Zones 2-5) | SBF | Al Bawani | Award | 2021 | Remeasure | Other Utility Buildings (Cycle Station) | CSI | Supply And Installation Of Sanitary Fixtures And Toilet Accessories, Including All Fittings, Short Pipe Connections, Supports, Joints, Fixings And All Required Accessories; Ablution Tap/Water Faucet; Freehand Motion Sensor Operated | 10 | Nr | SAR | 7023
Orig | 1 | 1.0076 | Kingdom of Saudi Arabia | Riyadh | Infrastructure | Sports Boulevard | BP1B Wadi Hanifah (Zones 2-5) | SBF | Al Bawani | Award | 2021 | Remeasure | Other Utility Buildings (Cycle Station) | CSI | Motorised Inceiling Compact Projector Lift Equipment With Scissor Lifts And Mounts, Coated And Painted Aluminium Platform Lift For Projector, Complete With All Suspension Components, Including Fittings And Accessories; Motorised Inceiling Compact Projector Lift Equipment; Pavilion | 2 | Nr | SAR | 29244
Orig | 1 | 1.0076 | Kingdom of Saudi Arabia | Riyadh | Infrastructure | Sports Boulevard | BP1B Wadi Hanifah (Zones 2-5) | SBF | Al Bawani | Award | 2021 | Remeasure | Other Utility Buildings (Cycle Station) | CSI | Motorised Inceiling Electric Projection Screen Equipment Comprising Of Polyester/Cotton 70/30 Blend Blackout Cloth Matte White Screen 3 X 3M And Mounts, Complete With All Suspension Components, Including Fittings And Accessories | 2 | Nr | SAR | 13500
Orig | 1 | 1.0076 | Kingdom of Saudi Arabia | Riyadh | Infrastructure | Sports Boulevard | BP1B Wadi Hanifah (Zones 2-5) | SBF | Al Bawani | Award | 2021 | Remeasure | Other Utility Buildings (Cycle Station) | CSI | Supply And Installation Of Portable Fire Extinguisher With Fixings, Carbon Dioxide Extinguisher | 7 | Nr | SAR | 1848
Orig | 1 | 1.0076 | Kingdom of Saudi Arabia | Riyadh | Infrastructure | Sports Boulevard | BP1B Wadi Hanifah (Zones 2-5) | SBF | Al Bawani | Award | 2021 | Remeasure | Other Utility Buildings (Cycle Station) | CSI | Supply And Installation Of Portable Fire Extinguisher With Fixings, Dry Chemical Abc Extinguisher | 17 | Nr | SAR | 903
Orig | 1 | 1.0076 | Kingdom of Saudi Arabia | Riyadh | Infrastructure | Sports Boulevard | BP1B Wadi Hanifah (Zones 2-5) | SBF | Al Bawani | Award | 2021 | Remeasure | Other Utility Buildings (Cycle Station) | CSI | Supply And Installation Of Portable Fire Extinguisher With Fixings, Dry Chemical Abc Extinguisher In Cabinet | 4 | Nr | SAR | 1385
Orig | 1 | 1.0076 | Kingdom of Saudi Arabia | Riyadh | Infrastructure | Sports Boulevard | BP1B Wadi Hanifah (Zones 2-5) | SBF | Al Bawani | Award | 2021 | Remeasure | Other Utility Buildings (Cycle Station) | CSI | Supply And Installation Of Cpvc Sch 80 Pipes Including Insulation, Fittings, Supports, Hangers And All Required Accessories; 20Mm Diameter Pipe | 221 | m | SAR | 105
Orig | 1 | 1.0076 | Kingdom of Saudi Arabia | Riyadh | Infrastructure | Sports Boulevard | BP1B Wadi Hanifah (Zones 2-5) | SBF | Al Bawani | Award | 2021 | Remeasure | Other Utility Buildings (Cycle Station) | CSI | Supply And Installation Of Cpvc Sch 80 Pipes Including Insulation, Fittings, Supports, Hangers And All Required Accessories; 25Mm Diameter Pipe | 21 | m | SAR | 119
Orig | 1 | 1.0076 | Kingdom of Saudi Arabia | Riyadh | Infrastructure | Sports Boulevard | BP1B Wadi Hanifah (Zones 2-5) | SBF | Al Bawani | Award | 2021 | Remeasure | Other Utility Buildings (Cycle Station) | CSI | Supply And Installation Of Cpvc Sch 80 Pipes Including Insulation, Fittings, Supports, Hangers And All Required Accessories; 32Mm Diameter Pipe | 38 | m | SAR | 132
Orig | 1 | 1.0077 | Kingdom of Saudi Arabia | Riyadh | Infrastructure | Sports Boulevard | BP1B Wadi Hanifah (Zones 2-5) | SBF | Al Bawani | Award | 2021 | Remeasure | Other Utility Buildings (Cycle Station) | CSI | Supply And Installation Of Cpvc Sch 80 Pipes Including Insulation, Fittings, Supports, Hangers And All Required Accessories; 40Mm Diameter Pipe | 67 | m | SAR | 151
Orig | 1 | 1.0077 | Kingdom of Saudi Arabia | Riyadh | Infrastructure | Sports Boulevard | BP1B Wadi Hanifah (Zones 2-5) | SBF | Al Bawani | Award | 2021 | Remeasure | Other Utility Buildings (Cycle Station) | CSI | Supply And Installation Of Cpvc Sch 80 Pipes Including Insulation, Fittings, Supports, Hangers And All Required Accessories; 50Mm Diameter Pipe | 9 | m | SAR | 184
Orig | 1 | 1.0077 | Kingdom of Saudi Arabia | Riyadh | Infrastructure | Sports Boulevard | BP1B Wadi Hanifah (Zones 2-5) | SBF | Al Bawani | Award | 2021 | Remeasure | Other Utility Buildings (Cycle Station) | CSI | Supply And Installation Of Cpvc Sch 80 Pipes Including Insulation, Fittings, Supports, Hangers And All Required Accessories; 63Mm Diameter Pipe | 21 | m | SAR | 244
Orig | 1 | 1.0077 | Kingdom of Saudi Arabia | Riyadh | Infrastructure | Sports Boulevard | BP1B Wadi Hanifah (Zones 2-5) | SBF | Al Bawani | Award | 2021 | Remeasure | Other Utility Buildings (Cycle Station) | CSI | Supply And Installation Of Cpvc Sch 80 Pipes Including Insulation, Fittings, Supports, Hangers And All Required Accessories; 20Mm Diameter Osmotic Pipe | 134 | m | SAR | 105
Orig | 1 | 1.0077 | Kingdom of Saudi Arabia | Riyadh | Infrastructure | Sports Boulevard | BP1B Wadi Hanifah (Zones 2-5) | SBF | Al Bawani | Award | 2021 | Remeasure | Other Utility Buildings (Cycle Station) | CSI | Supply And Installation Of Hdpe Pipes Including Fittings, Supports, Hangers, Excavation, Backfilling, Bedding, Thrust Block And All Required Accessories; 20Mm Diameter Pipe | 117 | m | SAR | 85
Orig | 1 | 1.0077 | Kingdom of Saudi Arabia | Riyadh | Infrastructure | Sports Boulevard | BP1B Wadi Hanifah (Zones 2-5) | SBF | Al Bawani | Award | 2021 | Remeasure | Other Utility Buildings (Cycle Station) | CSI | Supply And Installation Of Hdpe Pipes Including Fittings, Supports, Hangers, Excavation, Backfilling, Bedding, Thrust Block And All Required Accessories; 32Mm Diameter Pipe | 60 | m | SAR | 84
Orig | 1 | 1.0077 | Kingdom of Saudi Arabia | Riyadh | Infrastructure | Sports Boulevard | BP1B Wadi Hanifah (Zones 2-5) | SBF | Al Bawani | Award | 2021 | Remeasure | Other Utility Buildings (Cycle Station) | CSI | Supply And Installation Of Hdpe Pipes Including Fittings, Supports, Hangers, Excavation, Backfilling, Bedding, Thrust Block And All Required Accessories; 63Mm Diameter Pipe | 53 | m | SAR | 123
Orig | 1 | 1.0077 | Kingdom of Saudi Arabia | Riyadh | Infrastructure | Sports Boulevard | BP1B Wadi Hanifah (Zones 2-5) | SBF | Al Bawani | Award | 2021 | Remeasure | Other Utility Buildings (Cycle Station) | CSI | Supply And Installation Of Hdpe Pipes Including Fittings, Supports, Hangers, Excavation, Backfilling, Bedding, Thrust Block And All Required Accessories; 32Mm Osmotic Pipe | 139 | m | SAR | 84
Orig | 1 | 1.0077 | Kingdom of Saudi Arabia | Riyadh | Infrastructure | Sports Boulevard | BP1B Wadi Hanifah (Zones 2-5) | SBF | Al Bawani | Award | 2021 | Remeasure | Other Utility Buildings (Cycle Station) | CSI | Supply And Installation Of Cast Iron Pipes Including Fittings, Supports, Hangers, Bedding, Thrust Block And All Required Accessories In Accordance; 32Mm Diameter Pipe | 2 | m | SAR | 162
Orig | 1 | 1.0077 | Kingdom of Saudi Arabia | Riyadh | Infrastructure | Sports Boulevard | BP1B Wadi Hanifah (Zones 2-5) | SBF | Al Bawani | Award | 2021 | Remeasure | Other Utility Buildings (Cycle Station) | CSI | Supply And Installation Of Cast Iron Pipes Including Fittings, Supports, Hangers, Bedding, Thrust Block And All Required Accessories In Accordance; 63Mm Diameter Pipe | 19 | m | SAR | 290
Orig | 1 | 1.0078 | Kingdom of Saudi Arabia | Riyadh | Infrastructure | Sports Boulevard | BP1B Wadi Hanifah (Zones 2-5) | SBF | Al Bawani | Award | 2021 | Remeasure | Other Utility Buildings (Cycle Station) | CSI | Supply And Installation Of Cast Iron Pipes Including Fittings, Supports, Hangers, Bedding, Thrust Block And All Required Accessories In Accordance; 20Mm Diameter Pipe | 6 | m | SAR | 290
Orig | 1 | 1.0078 | Kingdom of Saudi Arabia | Riyadh | Infrastructure | Sports Boulevard | BP1B Wadi Hanifah (Zones 2-5) | SBF | Al Bawani | Award | 2021 | Remeasure | Other Utility Buildings (Cycle Station) | CSI | Supply And Installation Of Filling Station With All Required Mountings, Base, Connections, Controls And Accessories Complete | 2 | Nr | SAR | 7023
Orig | 1 | 1.0078 | Kingdom of Saudi Arabia | Riyadh | Infrastructure | Sports Boulevard | BP1B Wadi Hanifah (Zones 2-5) | SBF | Al Bawani | Award | 2021 | Remeasure | Other Utility Buildings (Cycle Station) | CSI | Supply And Installation Of Gate Valve (Gv) With Fittings, Fixings, Supports And All Required Accessories Complete; 63Mm Diameter Gv | 3 | Nr | SAR | 1238
Orig | 1 | 1.0078 | Kingdom of Saudi Arabia | Riyadh | Infrastructure | Sports Boulevard | BP1B Wadi Hanifah (Zones 2-5) | SBF | Al Bawani | Award | 2021 | Remeasure | Other Utility Buildings (Cycle Station) | CSI | Supply And Installation Of Pressure Reducing Valve (Prv) /Backflow Preventer (Bfp) With Fittings, Fixings, Supports And All Required Accessories Complete; 32Mm Diameter Bfp | 2 | Nr | SAR | 1040
Orig | 1 | 1.0078 | Kingdom of Saudi Arabia | Riyadh | Infrastructure | Sports Boulevard | BP1B Wadi Hanifah (Zones 2-5) | SBF | Al Bawani | Award | 2021 | Remeasure | Other Utility Buildings (Cycle Station) | CSI | Supply And Installation Of Pressure Reducing Valve (Prv) /Backflow Preventer (Bfp) With Fittings, Fixings, Supports And All Required Accessories Complete; 63Mm Diameter Bfp | 2 | Nr | SAR | 8217
Orig | 1 | 1.0078 | Kingdom of Saudi Arabia | Riyadh | Infrastructure | Sports Boulevard | BP1B Wadi Hanifah (Zones 2-5) | SBF | Al Bawani | Award | 2021 | Remeasure | Other Utility Buildings (Cycle Station) | CSI | Supply And Installation Of Pressure Reducing Valve (Prv) /Backflow Preventer (Bfp) With Fittings, Fixings, Supports And All Required Accessories Complete; 32Mm Diameter Prv | 6 | Nr | SAR | 1061
Orig | 1 | 1.0078 | Kingdom of Saudi Arabia | Riyadh | Infrastructure | Sports Boulevard | BP1B Wadi Hanifah (Zones 2-5) | SBF | Al Bawani | Award | 2021 | Remeasure | Other Utility Buildings (Cycle Station) | CSI | Supply And Installation Of Water Meter (Wm) With Fittings, Fixings, Supports And All Required Accessories Complete; 32Mm Diameter Wm | 5 | Nr | SAR | 3389
Orig | 1 | 1.0078 | Kingdom of Saudi Arabia | Riyadh | Infrastructure | Sports Boulevard | BP1B Wadi Hanifah (Zones 2-5) | SBF | Al Bawani | Award | 2021 | Remeasure | Other Utility Buildings (Cycle Station) | CSI | Supply And Installation Of Water Meter (Wm) With Fittings, Fixings, Supports And All Required Accessories Complete; 63Mm Diameter Wm | 3 | Nr | SAR | 8018
Orig | 1 | 1.0078 | Kingdom of Saudi Arabia | Riyadh | Infrastructure | Sports Boulevard | BP1B Wadi Hanifah (Zones 2-5) | SBF | Al Bawani | Award | 2021 | Remeasure | Other Utility Buildings (Cycle Station) | CSI | Supply And Installation Of Water Meter (Wm) With Fittings, Fixings, Supports And All Required Accessories Complete; 20Mm Diameter Wm | 1 | Nr | SAR | 8018
Orig | 1 | 1.0078 | Kingdom of Saudi Arabia | Riyadh | Infrastructure | Sports Boulevard | BP1B Wadi Hanifah (Zones 2-5) | SBF | Al Bawani | Award | 2021 | Remeasure | Other Utility Buildings (Cycle Station) | CSI | Supply And Installation Of Butterfly Valve (Buv) With Fittings, Fixings, Supports And All Required Accessories Complete; 32Mm Diameter Buv | 2 | Nr | SAR | 269
Orig | 1 | 1.0079 | Kingdom of Saudi Arabia | Riyadh | Infrastructure | Sports Boulevard | BP1B Wadi Hanifah (Zones 2-5) | SBF | Al Bawani | Award | 2021 | Remeasure | Other Utility Buildings (Cycle Station) | CSI | Supply And Installation Of Butterfly Valve (Buv) With Fittings, Fixings, Supports And All Required Accessories Complete; 63Mm Diameter Buv | 7 | Nr | SAR | 544
Orig | 1 | 1.0079 | Kingdom of Saudi Arabia | Riyadh | Infrastructure | Sports Boulevard | BP1B Wadi Hanifah (Zones 2-5) | SBF | Al Bawani | Award | 2021 | Remeasure | Other Utility Buildings (Cycle Station) | CSI | Supply And Installation Of Motorized Butterfly Valve (Mbuv) With Fittings, Fixings, Supports And All Required Accessories Complete; 63Mm Diameter Mbuv | 1 | Nr | SAR | 3532
Orig | 1 | 1.0079 | Kingdom of Saudi Arabia | Riyadh | Infrastructure | Sports Boulevard | BP1B Wadi Hanifah (Zones 2-5) | SBF | Al Bawani | Award | 2021 | Remeasure | Other Utility Buildings (Cycle Station) | CSI | Supply And Installation Of Angle Valve (Anv) With Fittings, Fixings, Supports And All Required Accessories Complete; 20Mm Diameter Anv | 12 | Nr | SAR | 69
Orig | 1 | 1.0079 | Kingdom of Saudi Arabia | Riyadh | Infrastructure | Sports Boulevard | BP1B Wadi Hanifah (Zones 2-5) | SBF | Al Bawani | Award | 2021 | Remeasure | Other Utility Buildings (Cycle Station) | CSI | Supply And Installation Of Ball Valve (Bav) With Fittings, Fixings, Supports And All Required Accessories Complete; 20Mm Diameter Bav | 11 | Nr | SAR | 100
Orig | 1 | 1.0079 | Kingdom of Saudi Arabia | Riyadh | Infrastructure | Sports Boulevard | BP1B Wadi Hanifah (Zones 2-5) | SBF | Al Bawani | Award | 2021 | Remeasure | Other Utility Buildings (Cycle Station) | CSI | Supply And Installation Of Ball Valve (Bav) With Fittings, Fixings, Supports And All Required Accessories Complete; 25Mm Diameter Bav | 3 | Nr | SAR | 147
Orig | 1 | 1.0079 | Kingdom of Saudi Arabia | Riyadh | Infrastructure | Sports Boulevard | BP1B Wadi Hanifah (Zones 2-5) | SBF | Al Bawani | Award | 2021 | Remeasure | Other Utility Buildings (Cycle Station) | CSI | Supply And Installation Of Ball Valve (Bav) With Fittings, Fixings, Supports And All Required Accessories Complete; 32Mm Diameter Bav | 16 | Nr | SAR | 227
Orig | 1 | 1.0079 | Kingdom of Saudi Arabia | Riyadh | Infrastructure | Sports Boulevard | BP1B Wadi Hanifah (Zones 2-5) | SBF | Al Bawani | Award | 2021 | Remeasure | Other Utility Buildings (Cycle Station) | CSI | Supply And Installation Of Ball Valve (Bav) With Fittings, Fixings, Supports And All Required Accessories Complete; 40Mm Diameter Bav | 1 | Nr | SAR | 301
Orig | 1 | 1.0079 | Kingdom of Saudi Arabia | Riyadh | Infrastructure | Sports Boulevard | BP1B Wadi Hanifah (Zones 2-5) | SBF | Al Bawani | Award | 2021 | Remeasure | Other Utility Buildings (Cycle Station) | CSI | Supply And Installation Of Ball Valve (Bav) With Fittings, Fixings, Supports And All Required Accessories Complete; 50Mm Diameter Bav | 3 | Nr | SAR | 436
Orig | 1 | 1.0079 | Kingdom of Saudi Arabia | Riyadh | Infrastructure | Sports Boulevard | BP1B Wadi Hanifah (Zones 2-5) | SBF | Al Bawani | Award | 2021 | Remeasure | Other Utility Buildings (Cycle Station) | CSI | Supply And Installation Of Ball Valve (Bav) With Fittings, Fixings, Supports And All Required Accessories Complete; 63Mm Diameter Bav | 3 | Nr | SAR | 2134
Orig | 1 | 1.0079 | Kingdom of Saudi Arabia | Riyadh | Infrastructure | Sports Boulevard | BP1B Wadi Hanifah (Zones 2-5) | SBF | Al Bawani | Award | 2021 | Remeasure | Other Utility Buildings (Cycle Station) | CSI | Supply And Installation Of Motorized Ball Valve (Mbav) With Fittings, Fixings, Supports And All Required Accessories Complete; 20Mm Diameter Mbav | 2 | Nr | SAR | 3532
Orig | 1 | 1.008 | Kingdom of Saudi Arabia | Riyadh | Infrastructure | Sports Boulevard | BP1B Wadi Hanifah (Zones 2-5) | SBF | Al Bawani | Award | 2021 | Remeasure | Other Utility Buildings (Cycle Station) | CSI | Supply And Installation Of Water Hammer Arrestor (Wha) With Fittings, Fixings, Supports And All Required Accessories Complete; 40Mm Diameter | 6 | Nr | SAR | 436
Orig | 1 | 1.008 | Kingdom of Saudi Arabia | Riyadh | Infrastructure | Sports Boulevard | BP1B Wadi Hanifah (Zones 2-5) | SBF | Al Bawani | Award | 2021 | Remeasure | Other Utility Buildings (Cycle Station) | CSI | Supply And Installation Of Strainer (Str) With Fittings, Fixings, Supports And All Required Accessories Complete; 63Mm Diameter Str | 2 | Nr | SAR | 616
Orig | 1 | 1.008 | Kingdom of Saudi Arabia | Riyadh | Infrastructure | Sports Boulevard | BP1B Wadi Hanifah (Zones 2-5) | SBF | Al Bawani | Award | 2021 | Remeasure | Other Utility Buildings (Cycle Station) | CSI | Supply And Installation Of Hose Bib (Hb) With Fittings, Fixings, Supports And All Required Accessories Complete; 20Mm Diameter | 2 | Nr | SAR | 181
Orig | 1 | 1.008 | Kingdom of Saudi Arabia | Riyadh | Infrastructure | Sports Boulevard | BP1B Wadi Hanifah (Zones 2-5) | SBF | Al Bawani | Award | 2021 | Remeasure | Other Utility Buildings (Cycle Station) | CSI | Supply And Installation Of Automatic Air Vent (Av) With Fittings, Fixings, Supports And All Required Accessories Complete; 32Mm Diameter Av | 4 | Nr | SAR | 672
Orig | 1 | 1.008 | Kingdom of Saudi Arabia | Riyadh | Infrastructure | Sports Boulevard | BP1B Wadi Hanifah (Zones 2-5) | SBF | Al Bawani | Award | 2021 | Remeasure | Other Utility Buildings (Cycle Station) | CSI | Supply And Installation Of Automatic Air Vent (Av) With Fittings, Fixings, Supports And All Required Accessories Complete; 63Mm Diameter Av | 2 | Nr | SAR | 873
Orig | 1 | 1.008 | Kingdom of Saudi Arabia | Riyadh | Infrastructure | Sports Boulevard | BP1B Wadi Hanifah (Zones 2-5) | SBF | Al Bawani | Award | 2021 | Remeasure | Other Utility Buildings (Cycle Station) | CSI | Supply And Installation Of Automatic Air Vent (Av) With Fittings, Fixings, Supports And All Required Accessories Complete; 20Mm Diameter Av | 2 | Nr | SAR | 463
Orig | 1 | 1.008 | Kingdom of Saudi Arabia | Riyadh | Infrastructure | Sports Boulevard | BP1B Wadi Hanifah (Zones 2-5) | SBF | Al Bawani | Award | 2021 | Remeasure | Other Utility Buildings (Cycle Station) | CSI | Supply And Installation Of Service Incoming Chamber For Water Meter Station Including Cover, Solid Bricks, Water Proofing, Drainage Point, Connections, Concrete Works, Civil Works, Excavation And All Required Accessories Complete; | 4 | Nr | SAR | 4955
Orig | 1 | 1.008 | Kingdom of Saudi Arabia | Riyadh | Infrastructure | Sports Boulevard | BP1B Wadi Hanifah (Zones 2-5) | SBF | Al Bawani | Award | 2021 | Remeasure | Other Utility Buildings (Cycle Station) | CSI | Supply And Installation Of Valve Chamber Including Cover, Solid Bricks, Water Proofing, Drainage Point, Connections, Concrete Works, Civil Works, Excavation And All Required Accessories Complete; | 4 | Nr | SAR | 4955
Orig | 1 | 1.008 | Kingdom of Saudi Arabia | Riyadh | Infrastructure | Sports Boulevard | BP1B Wadi Hanifah (Zones 2-5) | SBF | Al Bawani | Award | 2021 | Remeasure | Other Utility Buildings (Cycle Station) | CSI | Supply And Installation Of Inspection Chamber Including Cover, Solid Bricks, Water Proofing, Drainage Point, Connections, Concrete Works, Civil Works, Excavation And All Required Accessories To Complete; | 3 | Nr | SAR | 4955
Orig | 1 | 1.008 | Kingdom of Saudi Arabia | Riyadh | Infrastructure | Sports Boulevard | BP1B Wadi Hanifah (Zones 2-5) | SBF | Al Bawani | Award | 2021 | Remeasure | Other Utility Buildings (Cycle Station) | CSI | Supply And Installation Of Valve Chamber For Osmotic Water Connection To External Network Including Cover, Solid Bricks, Water Proofing, Drainage Point, Connections, Concrete Works, Civil Works, Excavation And All Required Accessories To Complete | 2 | Nr | SAR | 4955
Orig | 1 | 1.0081 | Kingdom of Saudi Arabia | Riyadh | Infrastructure | Sports Boulevard | BP1B Wadi Hanifah (Zones 2-5) | SBF | Al Bawani | Award | 2021 | Remeasure | Other Utility Buildings (Cycle Station) | CSI | Connection To The External Water Supply Network; 63Mm Diameter Hdpe | 2 | Nr | SAR | 123
Orig | 1 | 1.0081 | Kingdom of Saudi Arabia | Riyadh | Infrastructure | Sports Boulevard | BP1B Wadi Hanifah (Zones 2-5) | SBF | Al Bawani | Award | 2021 | Remeasure | Other Utility Buildings (Cycle Station) | CSI | Connection To The External Water Supply Network; 32Mm Diameter Hdpe (Osmotic Pipe) | 2 | Nr | SAR | 84
Orig | 1 | 1.0081 | Kingdom of Saudi Arabia | Riyadh | Infrastructure | Sports Boulevard | BP1B Wadi Hanifah (Zones 2-5) | SBF | Al Bawani | Award | 2021 | Remeasure | Other Utility Buildings (Cycle Station) | CSI | Supply And Installation Of Upvc Sch 40 Pipes Including Fittings, Support, Hangers, Joints And All Required Accessories Complete; 40Mm Diameter -Above Ground | 6 | m | SAR | 57
Orig | 1 | 1.0081 | Kingdom of Saudi Arabia | Riyadh | Infrastructure | Sports Boulevard | BP1B Wadi Hanifah (Zones 2-5) | SBF | Al Bawani | Award | 2021 | Remeasure | Other Utility Buildings (Cycle Station) | CSI | Supply And Installation Of Upvc Sch 40 Pipes Including Fittings, Support, Hangers, Joints And All Required Accessories Complete; 50Mm Diameter - Above Ground | 15 | m | SAR | 76
Orig | 1 | 1.0081 | Kingdom of Saudi Arabia | Riyadh | Infrastructure | Sports Boulevard | BP1B Wadi Hanifah (Zones 2-5) | SBF | Al Bawani | Award | 2021 | Remeasure | Other Utility Buildings (Cycle Station) | CSI | Supply And Installation Of Upvc Sch 40 Pipes Including Fittings, Support, Hangers, Joints And All Required Accessories Complete; 40Mm Diameter -Below Ground | 9 | m | SAR | 103
Orig | 1 | 1.0081 | Kingdom of Saudi Arabia | Riyadh | Infrastructure | Sports Boulevard | BP1B Wadi Hanifah (Zones 2-5) | SBF | Al Bawani | Award | 2021 | Remeasure | Other Utility Buildings (Cycle Station) | CSI | Supply And Installation Of Upvc Sch 40 Pipes Including Fittings, Support, Hangers, Joints And All Required Accessories Complete; 50Mm Diameter -Below Ground | 37 | m | SAR | 117
Orig | 1 | 1.0081 | Kingdom of Saudi Arabia | Riyadh | Infrastructure | Sports Boulevard | BP1B Wadi Hanifah (Zones 2-5) | SBF | Al Bawani | Award | 2021 | Remeasure | Other Utility Buildings (Cycle Station) | CSI | Supply And Installation Of Upvc Sch 40 Pipes Including Fittings, Support, Hangers, Joints And All Required Accessories Complete; 100Mm Diameter -Below Ground | 44 | m | SAR | 236
Orig | 1 | 1.0081 | Kingdom of Saudi Arabia | Riyadh | Infrastructure | Sports Boulevard | BP1B Wadi Hanifah (Zones 2-5) | SBF | Al Bawani | Award | 2021 | Remeasure | Other Utility Buildings (Cycle Station) | CSI | Supply And Installation Of Upvc Sch 40 Pipes Including Fittings, Support, Hangers, Joints And All Required Accessories Complete; 110Mm Diameter -Below Ground | 114 | m | SAR | 236
Orig | 1 | 1.0081 | Kingdom of Saudi Arabia | Riyadh | Infrastructure | Sports Boulevard | BP1B Wadi Hanifah (Zones 2-5) | SBF | Al Bawani | Award | 2021 | Remeasure | Other Utility Buildings (Cycle Station) | CSI | Supply And Installation Of Upvc Sch 40 Pipes Including Fittings, Support, Hangers, Joints And All Required Accessories Complete; 125Mm Diameter -Below Ground | 10 | m | SAR | 238
Orig | 1 | 1.0082 | Kingdom of Saudi Arabia | Riyadh | Infrastructure | Sports Boulevard | BP1B Wadi Hanifah (Zones 2-5) | SBF | Al Bawani | Award | 2021 | Remeasure | Other Utility Buildings (Cycle Station) | CSI | Supply And Installation Of Upvc Sch 40 Pipes Including Fittings, Support, Hangers, Joints And All Required Accessories Complete; 200Mm Diameter -Below Ground | 128 | m | SAR | 404
Orig | 1 | 1.0082 | Kingdom of Saudi Arabia | Riyadh | Infrastructure | Sports Boulevard | BP1B Wadi Hanifah (Zones 2-5) | SBF | Al Bawani | Award | 2021 | Remeasure | Other Utility Buildings (Cycle Station) | CSI | Supply And Installation Of Upvc Sch 40 Pipes Including Fittings, Support, Hangers, Joints And All Required Accessories - 25Mm Diameter - Above Ground | 31 | m | SAR | 31
Orig | 1 | 1.0082 | Kingdom of Saudi Arabia | Riyadh | Infrastructure | Sports Boulevard | BP1B Wadi Hanifah (Zones 2-5) | SBF | Al Bawani | Award | 2021 | Remeasure | Other Utility Buildings (Cycle Station) | CSI | Supply And Installation Of Upvc Sch 40 Pipes Including Fittings, Support, Hangers, Joints And All Required Accessories - 100Mm Diameter - Above Ground | 208 | m | SAR | 131
Orig | 1 | 1.0082 | Kingdom of Saudi Arabia | Riyadh | Infrastructure | Sports Boulevard | BP1B Wadi Hanifah (Zones 2-5) | SBF | Al Bawani | Award | 2021 | Remeasure | Other Utility Buildings (Cycle Station) | CSI | Supply And Installation Of Upvc Sch 40 Pipes Including Fittings, Support, Hangers, Joints And All Required Accessories - 125Mm Diameter - Above Ground | 31 | m | SAR | 151
Orig | 1 | 1.0082 | Kingdom of Saudi Arabia | Riyadh | Infrastructure | Sports Boulevard | BP1B Wadi Hanifah (Zones 2-5) | SBF | Al Bawani | Award | 2021 | Remeasure | Other Utility Buildings (Cycle Station) | CSI | Supply And Installation Of Manholes Including Manhole Covers; All Associated Civil Works, Fittings And Accessories Complete; Manhole 500X500 | 3 | Nr | SAR | 1620
Orig | 1 | 1.0082 | Kingdom of Saudi Arabia | Riyadh | Infrastructure | Sports Boulevard | BP1B Wadi Hanifah (Zones 2-5) | SBF | Al Bawani | Award | 2021 | Remeasure | Other Utility Buildings (Cycle Station) | CSI | Supply And Installation Of Manholes Including Manhole Covers; All Associated Civil Works, Fittings And Accessories Complete; Manhole 600X600 | 17 | Nr | SAR | 1620
Orig | 1 | 1.0082 | Kingdom of Saudi Arabia | Riyadh | Infrastructure | Sports Boulevard | BP1B Wadi Hanifah (Zones 2-5) | SBF | Al Bawani | Award | 2021 | Remeasure | Other Utility Buildings (Cycle Station) | CSI | Supply And Installation Of Manholes Including Manhole Covers; All Associated Civil Works, Fittings And Accessories Complete; Control Cabling Register Manhole 400X400 | 5 | Nr | SAR | 1350
Orig | 1 | 1.0082 | Kingdom of Saudi Arabia | Riyadh | Infrastructure | Sports Boulevard | BP1B Wadi Hanifah (Zones 2-5) | SBF | Al Bawani | Award | 2021 | Remeasure | Other Utility Buildings (Cycle Station) | CSI | Supply And Installation Of Manholes Including Manhole Covers; All Associated Civil Works, Fittings And Accessories Complete; Control Cabling Register Manhole 600X600 | 4 | Nr | SAR | 1620
Orig | 1 | 1.0082 | Kingdom of Saudi Arabia | Riyadh | Infrastructure | Sports Boulevard | BP1B Wadi Hanifah (Zones 2-5) | SBF | Al Bawani | Award | 2021 | Remeasure | Other Utility Buildings (Cycle Station) | CSI | Supply And Installation Of Holding Tank Cs4-Ht-01: 7570 Litre Capacity With All Required Mountings, Base, Fittings, Connections, Overflow Controls, Ring, Cover And Accessories. | 1 | Nr | SAR | 48951
Orig | 1 | 1.0082 | Kingdom of Saudi Arabia | Riyadh | Infrastructure | Sports Boulevard | BP1B Wadi Hanifah (Zones 2-5) | SBF | Al Bawani | Award | 2021 | Remeasure | Other Utility Buildings (Cycle Station) | CSI | Supply And Installation Of Holding Tank Cs7-Ht-01: 11360 Litre Capacity With All Required Mountings, Base, Fittings, Connections, Overflow Controls, Ring, Cover And Accessories | 1 | Nr | SAR | 48951
Orig | 1 | 1.0083 | Kingdom of Saudi Arabia | Riyadh | Infrastructure | Sports Boulevard | BP1B Wadi Hanifah (Zones 2-5) | SBF | Al Bawani | Award | 2021 | Remeasure | Other Utility Buildings (Cycle Station) | CSI | Supply And Installation Of Drain Accessories Including Fittings, Fixings And All Required Accessories Complete; 50Mm Floor Drain | 7 | Nr | SAR | 541
Orig | 1 | 1.0083 | Kingdom of Saudi Arabia | Riyadh | Infrastructure | Sports Boulevard | BP1B Wadi Hanifah (Zones 2-5) | SBF | Al Bawani | Award | 2021 | Remeasure | Other Utility Buildings (Cycle Station) | CSI | Supply And Installation Of Drain Accessories Including Fittings, Fixings And All Required Accessories Complete; 100Mm Floor Drain | 1 | Nr | SAR | 555
Orig | 1 | 1.0083 | Kingdom of Saudi Arabia | Riyadh | Infrastructure | Sports Boulevard | BP1B Wadi Hanifah (Zones 2-5) | SBF | Al Bawani | Award | 2021 | Remeasure | Other Utility Buildings (Cycle Station) | CSI | Supply And Installation Of Drain Accessories Including Fittings, Fixings And All Required Accessories Complete; 50Mm Clean Out Drain | 2 | Nr | SAR | 535
Orig | 1 | 1.0083 | Kingdom of Saudi Arabia | Riyadh | Infrastructure | Sports Boulevard | BP1B Wadi Hanifah (Zones 2-5) | SBF | Al Bawani | Award | 2021 | Remeasure | Other Utility Buildings (Cycle Station) | CSI | Supply And Installation Of Drain Accessories Including Fittings, Fixings And All Required Accessories Complete; 100Mm Clean Out Drain | 10 | Nr | SAR | 548
Orig | 1 | 1.0083 | Kingdom of Saudi Arabia | Riyadh | Infrastructure | Sports Boulevard | BP1B Wadi Hanifah (Zones 2-5) | SBF | Al Bawani | Award | 2021 | Remeasure | Other Utility Buildings (Cycle Station) | CSI | Supply And Installation Of Drain Accessories Including Fittings, Fixings And All Required Accessories Complete; 110Mm Clean Out Drain | 9 | Nr | SAR | 548
Orig | 1 | 1.0083 | Kingdom of Saudi Arabia | Riyadh | Infrastructure | Sports Boulevard | BP1B Wadi Hanifah (Zones 2-5) | SBF | Al Bawani | Award | 2021 | Remeasure | Other Utility Buildings (Cycle Station) | CSI | Supply And Installation Of Drain Accessories Including Fittings, Fixings And All Required Accessories Complete; 125Mm Clean Out Drain | 8 | Nr | SAR | 548
Orig | 1 | 1.0083 | Kingdom of Saudi Arabia | Riyadh | Infrastructure | Sports Boulevard | BP1B Wadi Hanifah (Zones 2-5) | SBF | Al Bawani | Award | 2021 | Remeasure | Other Utility Buildings (Cycle Station) | CSI | Supply And Installation Of Drain Accessories Including Fittings, Fixings And All Required Accessories Complete; Air Admittance Valve (Aav) 40Mm Diameter | 1 | Nr | SAR | 2102
Orig | 1 | 1.0083 | Kingdom of Saudi Arabia | Riyadh | Infrastructure | Sports Boulevard | BP1B Wadi Hanifah (Zones 2-5) | SBF | Al Bawani | Award | 2021 | Remeasure | Other Utility Buildings (Cycle Station) | CSI | Supply And Installation Of Drain Accessories Including Fittings, Fixings And All Required Accessories Complete; Air Admittance Valve (Aav) 50Mm Diameter | 3 | Nr | SAR | 1089
Orig | 1 | 1.0083 | Kingdom of Saudi Arabia | Riyadh | Infrastructure | Sports Boulevard | BP1B Wadi Hanifah (Zones 2-5) | SBF | Al Bawani | Award | 2021 | Remeasure | Other Utility Buildings (Cycle Station) | CSI | Supply And Installation Of Drain Accessories Including Fittings, Fixings And All Required Accessories Complete; Sewage Check Valve (Scv) 200Mm Diameter | 2 | Nr | SAR | 414
Orig | 1 | 1.0083 | Kingdom of Saudi Arabia | Riyadh | Infrastructure | Sports Boulevard | BP1B Wadi Hanifah (Zones 2-5) | SBF | Al Bawani | Award | 2021 | Remeasure | Other Utility Buildings (Cycle Station) | CSI | Supply And Installation Of Drain Accessories Including Fittings, Fixings And All Required Accessories Complete; Downspout Nozzle, 40Mm Diameter | 13 | Nr | SAR | 639
Orig | 1 | 1.0084 | Kingdom of Saudi Arabia | Riyadh | Infrastructure | Sports Boulevard | BP1B Wadi Hanifah (Zones 2-5) | SBF | Al Bawani | Award | 2021 | Remeasure | Other Utility Buildings (Cycle Station) | CSI | Supply And Installation Of Drain Accessories Including Fittings, Fixings And All Required Accessories Complete; Roof Gutter Outlet | 22 | Nr | SAR | 656
Orig | 1 | 1.0084 | Kingdom of Saudi Arabia | Riyadh | Infrastructure | Sports Boulevard | BP1B Wadi Hanifah (Zones 2-5) | SBF | Al Bawani | Award | 2021 | Remeasure | Other Utility Buildings (Cycle Station) | CSI | Under Ground Conduits For The Control Cabling Of The Holding Tank Over Flow System; Pvc 50Mm Diameter | 36 | m | SAR | 117
Orig | 1 | 1.0084 | Kingdom of Saudi Arabia | Riyadh | Infrastructure | Sports Boulevard | BP1B Wadi Hanifah (Zones 2-5) | SBF | Al Bawani | Award | 2021 | Remeasure | Other Utility Buildings (Cycle Station) | CSI | Supply And Installation Of Duct Insulation Including Overlapping Excess, Fixings, Tape, Sealants And All Required Accessories To Complete; Mineral Fibre Blanket Insulation 25Mm Thick | 126 | m² | SAR | 59
Orig | 1 | 1.0084 | Kingdom of Saudi Arabia | Riyadh | Infrastructure | Sports Boulevard | BP1B Wadi Hanifah (Zones 2-5) | SBF | Al Bawani | Award | 2021 | Remeasure | Other Utility Buildings (Cycle Station) | CSI | Supply And Installation Of Mist Cooling Station With Controls, Sensors, Supports, Hangers And All Required Accessories, Fittings To Complete | 5 | Nr | SAR | 10800
Orig | 1 | 1.0084 | Kingdom of Saudi Arabia | Riyadh | Infrastructure | Sports Boulevard | BP1B Wadi Hanifah (Zones 2-5) | SBF | Al Bawani | Award | 2021 | Remeasure | Other Utility Buildings (Cycle Station) | CSI | Supply And Installation Of Nylon 9.4Mm Diameter, Distribution Pipes For Mist Cooling With Fittings, Supports, Hangers, Connections And All Required Accessories To Complete | 779 | m | SAR | 54
Orig | 1 | 1.0084 | Kingdom of Saudi Arabia | Riyadh | Infrastructure | Sports Boulevard | BP1B Wadi Hanifah (Zones 2-5) | SBF | Al Bawani | Award | 2021 | Remeasure | Other Utility Buildings (Cycle Station) | CSI | Supply And Installation Of Nozzles 0.15Mm Diameter, With Supports, Hangers And All Required Accessories To Complete | 251 | Nr | SAR | 162
Orig | 1 | 1.0084 | Kingdom of Saudi Arabia | Riyadh | Infrastructure | Sports Boulevard | BP1B Wadi Hanifah (Zones 2-5) | SBF | Al Bawani | Award | 2021 | Remeasure | Other Utility Buildings (Cycle Station) | CSI | Supply And Installation Of Nozzles 0.20Mm Diameter, With Supports, Hangers And All Required Accessories To Complete; | 114 | Nr | SAR | 162
Orig | 1 | 1.0084 | Kingdom of Saudi Arabia | Riyadh | Infrastructure | Sports Boulevard | BP1B Wadi Hanifah (Zones 2-5) | SBF | Al Bawani | Award | 2021 | Remeasure | Other Utility Buildings (Cycle Station) | CSI | Supply And Installation Of Mist Cooling Underground Pipe(Nylon), Including Backfilling, Excavation Connections And All Required Accessories To Complete; | 6 | m | SAR | 270
Orig | 1 | 1.0084 | Kingdom of Saudi Arabia | Riyadh | Infrastructure | Sports Boulevard | BP1B Wadi Hanifah (Zones 2-5) | SBF | Al Bawani | Award | 2021 | Remeasure | Other Utility Buildings (Cycle Station) | CSI | Handhole For Mist Cooling Pipe 400X400Mm, Height 0.5M | 2 | Nr | SAR | 1350
Orig | 1 | 1.0084 | Kingdom of Saudi Arabia | Riyadh | Infrastructure | Sports Boulevard | BP1B Wadi Hanifah (Zones 2-5) | SBF | Al Bawani | Award | 2021 | Remeasure | Other Utility Buildings (Cycle Station) | CSI | Supply And Installation Of Copper Pipe Including Insulation, Control Cables, Refrigerant And All Required Accessories To Complete; Ref G - 12Mm Diameter | 13 | m | SAR | 57
Orig | 1 | 1.0085 | Kingdom of Saudi Arabia | Riyadh | Infrastructure | Sports Boulevard | BP1B Wadi Hanifah (Zones 2-5) | SBF | Al Bawani | Award | 2021 | Remeasure | Other Utility Buildings (Cycle Station) | CSI | Supply And Installation Of Copper Pipe Including Insulation, Control Cables, Refrigerant And All Required Accessories To Complete; Ref G - 15Mm Diameter | 42 | m | SAR | 81
Orig | 1 | 1.0085 | Kingdom of Saudi Arabia | Riyadh | Infrastructure | Sports Boulevard | BP1B Wadi Hanifah (Zones 2-5) | SBF | Al Bawani | Award | 2021 | Remeasure | Other Utility Buildings (Cycle Station) | CSI | Supply And Installation Of Copper Pipe Including Insulation, Control Cables, Refrigerant And All Required Accessories To Complete; Ref G - 6Mm Diameter | 33 | m | SAR | 49
Orig | 1 | 1.0085 | Kingdom of Saudi Arabia | Riyadh | Infrastructure | Sports Boulevard | BP1B Wadi Hanifah (Zones 2-5) | SBF | Al Bawani | Award | 2021 | Remeasure | Other Utility Buildings (Cycle Station) | CSI | Supply And Installation Of Copper Pipe Including Insulation, Control Cables, Refrigerant And All Required Accessories To Complete; Ref G - 10Mm Diameter | 22 | m | SAR | 57
Orig | 1 | 1.0085 | Kingdom of Saudi Arabia | Riyadh | Infrastructure | Sports Boulevard | BP1B Wadi Hanifah (Zones 2-5) | SBF | Al Bawani | Award | 2021 | Remeasure | Other Utility Buildings (Cycle Station) | CSI | Supply And Installation Of Galvanized Steel Ductwork Including Fittings, Supports, Hangers, Fixings, Threaded Rods, Joints, Access Doors, Sealants And All Required Accessories To Complete; Supply Air Duct - Sad | 56 | m² | SAR | 312
Orig | 1 | 1.0085 | Kingdom of Saudi Arabia | Riyadh | Infrastructure | Sports Boulevard | BP1B Wadi Hanifah (Zones 2-5) | SBF | Al Bawani | Award | 2021 | Remeasure | Other Utility Buildings (Cycle Station) | CSI | Supply And Installation Of Galvanized Steel Ductwork Including Fittings, Supports, Hangers, Fixings, Threaded Rods, Joints, Access Doors, Sealants And All Required Accessories To Complete; Return Air Duct - Sad | 43 | m² | SAR | 312
Orig | 1 | 1.0085 | Kingdom of Saudi Arabia | Riyadh | Infrastructure | Sports Boulevard | BP1B Wadi Hanifah (Zones 2-5) | SBF | Al Bawani | Award | 2021 | Remeasure | Other Utility Buildings (Cycle Station) | CSI | Supply And Installation Of Galvanized Steel Ductwork Including Fittings, Supports, Hangers, Fixings, Threaded Rods, Joints, Access Doors, Sealants And All Required Accessories To Complete; Exhaust Air Duct - Sad | 24 | m² | SAR | 312
Orig | 1 | 1.0085 | Kingdom of Saudi Arabia | Riyadh | Infrastructure | Sports Boulevard | BP1B Wadi Hanifah (Zones 2-5) | SBF | Al Bawani | Award | 2021 | Remeasure | Other Utility Buildings (Cycle Station) | CSI | Supply And Installation Of Galvanized Steel Ductwork Including Fittings, Supports, Hangers, Fixings, Threaded Rods, Joints, Access Doors, Sealants And All Required Accessories To Complete; Discharged Air Duct - Sad | 3 | m² | SAR | 312
Orig | 1 | 1.0085 | Kingdom of Saudi Arabia | Riyadh | Infrastructure | Sports Boulevard | BP1B Wadi Hanifah (Zones 2-5) | SBF | Al Bawani | Award | 2021 | Remeasure | Other Utility Buildings (Cycle Station) | CSI | Supply And Installation Of Kitchen Hood Exhaust And Exhaust Fan Ductwork Including Fittings, Supports, Hangers, Insulation Fixings, Threaded Rods, Joints, Access Doors, Sealants And All Required Accessories To Complete;300Mm Diameter Provision Duct - Future Hood Exhaust To Roof | 2 | Item | SAR | 5103
Orig | 1 | 1.0085 | Kingdom of Saudi Arabia | Riyadh | Infrastructure | Sports Boulevard | BP1B Wadi Hanifah (Zones 2-5) | SBF | Al Bawani | Award | 2021 | Remeasure | Other Utility Buildings (Cycle Station) | CSI | Supply And Installation Of Inline Fan Including Filters, Supports, Hangers, Controls, Control Cabling And All Required Accessories To Complete; Efu - 03, Air Flow:63 L/S, Motor:26W, Dimension:505X215X237; 98, Manufacturer: Sodeca, Model: Neosilent 100 | 2 | Nr | SAR | 1935
Orig | 1 | 1.0085 | Kingdom of Saudi Arabia | Riyadh | Infrastructure | Sports Boulevard | BP1B Wadi Hanifah (Zones 2-5) | SBF | Al Bawani | Award | 2021 | Remeasure | Other Utility Buildings (Cycle Station) | CSI | Supply And Installation Of Inline Fan Including Filters, Supports, Hangers, Controls, Control Cabling And All Required Accessories To Complete; Efu - 08, Air Flow:155 L/S, Motor:78W, Dimension:550X293X295; 198, Manufacturer: Sodeca, Model: Neosilent 200 | 1 | Nr | SAR | 2534
Orig | 1 | 1.0086 | Kingdom of Saudi Arabia | Riyadh | Infrastructure | Sports Boulevard | BP1B Wadi Hanifah (Zones 2-5) | SBF | Al Bawani | Award | 2021 | Remeasure | Other Utility Buildings (Cycle Station) | CSI | Supply And Installation Of Inline Fan Including Filters, Supports, Hangers, Controls, Control Cabling And All Required Accessories To Complete; Efu - 09, Air Flow:227 L/S, Motor:78W, Dimension:550X293X295;198, Manufacturer: Sodeca, Model: Neosilent 200 | 1 | Nr | SAR | 3348
Orig | 1 | 1.0086 | Kingdom of Saudi Arabia | Riyadh | Infrastructure | Sports Boulevard | BP1B Wadi Hanifah (Zones 2-5) | SBF | Al Bawani | Award | 2021 | Remeasure | Other Utility Buildings (Cycle Station) | CSI | Supply And Installation Of Inline Fan Including Filters, Supports, Hangers, Controls, Control Cabling And All Required Accessories To Complete; Efu - 07, Wall Axial Fan, Air Flow:265 L/S, Motor: 80W, Dimension: 153X400X400; 348, Manufacturer: Sodeca, Model: Hcd 30-4M 60Hz | 18 | Nr | SAR | 2959
Orig | 1 | 1.0086 | Kingdom of Saudi Arabia | Riyadh | Infrastructure | Sports Boulevard | BP1B Wadi Hanifah (Zones 2-5) | SBF | Al Bawani | Award | 2021 | Remeasure | Other Utility Buildings (Cycle Station) | CSI | Supply And Installation Of Air Outlets Including Plenum Box, Volume Damper, Supports, Hangers, Dampers And All Required Accessories Complete; ; Supply Duct Grill; Sg-01 \ 225 X 125 Mm | 2 | Nr | SAR | 236
Orig | 1 | 1.0086 | Kingdom of Saudi Arabia | Riyadh | Infrastructure | Sports Boulevard | BP1B Wadi Hanifah (Zones 2-5) | SBF | Al Bawani | Award | 2021 | Remeasure | Other Utility Buildings (Cycle Station) | CSI | Supply And Installation Of Air Outlets Including Plenum Box, Volume Damper, Supports, Hangers, Dampers And All Required Accessories Complete; ; Supply Duct Grill; Sg-02 \ 425 X 125 Mm | 4 | Nr | SAR | 286
Orig | 1 | 1.0086 | Kingdom of Saudi Arabia | Riyadh | Infrastructure | Sports Boulevard | BP1B Wadi Hanifah (Zones 2-5) | SBF | Al Bawani | Award | 2021 | Remeasure | Other Utility Buildings (Cycle Station) | CSI | Supply And Installation Of Air Outlets Including Plenum Box, Volume Damper, Supports, Hangers, Dampers And All Required Accessories Complete; ; Supply Duct Grill; Sg-03 \ 325 X 225 Mm | 6 | Nr | SAR | 306
Orig | 1 | 1.0086 | Kingdom of Saudi Arabia | Riyadh | Infrastructure | Sports Boulevard | BP1B Wadi Hanifah (Zones 2-5) | SBF | Al Bawani | Award | 2021 | Remeasure | Other Utility Buildings (Cycle Station) | CSI | Supply And Installation Of Air Outlets Including Plenum Box, Volume Damper, Supports, Hangers, Dampers And All Required Accessories Complete; Return Duct Grill; Rg-01 \ 225 X 125 Mm | 12 | Nr | SAR | 105
Orig | 1 | 1.0086 | Kingdom of Saudi Arabia | Riyadh | Infrastructure | Sports Boulevard | BP1B Wadi Hanifah (Zones 2-5) | SBF | Al Bawani | Award | 2021 | Remeasure | Other Utility Buildings (Cycle Station) | CSI | Supply And Installation Of Air Outlets Including Plenum Box, Volume Damper, Supports, Hangers, Dampers And All Required Accessories Complete; Return Duct Grill; Rg-03 \ 325 X 225 Mm | 2 | Nr | SAR | 138
Orig | 1 | 1.0086 | Kingdom of Saudi Arabia | Riyadh | Infrastructure | Sports Boulevard | BP1B Wadi Hanifah (Zones 2-5) | SBF | Al Bawani | Award | 2021 | Remeasure | Other Utility Buildings (Cycle Station) | CSI | Supply And Installation Of Air Outlets Including Plenum Box, Volume Damper, Supports, Hangers, Dampers And All Required Accessories Complete; Return Duct Grill; Rg-04 \ 525 X 225 Mm | 2 | Nr | SAR | 167
Orig | 1 | 1.0086 | Kingdom of Saudi Arabia | Riyadh | Infrastructure | Sports Boulevard | BP1B Wadi Hanifah (Zones 2-5) | SBF | Al Bawani | Award | 2021 | Remeasure | Other Utility Buildings (Cycle Station) | CSI | Supply And Installation Of Air Outlets Including Plenum Box, Volume Damper, Supports, Hangers, Dampers And All Required Accessories Complete; Return Duct Grill; Rg-05 \ 625 X 325 Mm | 2 | Nr | SAR | 230
Orig | 1 | 1.0086 | Kingdom of Saudi Arabia | Riyadh | Infrastructure | Sports Boulevard | BP1B Wadi Hanifah (Zones 2-5) | SBF | Al Bawani | Award | 2021 | Remeasure | Other Utility Buildings (Cycle Station) | CSI | Supply And Installation Of Ducted Split Air Conditioning Unit Including Internal & External Unit, Drain Pane, Supports, Hangers, Control Panel, Controls, Control Cabling, Thermostat, Refrigerant And All Required Accessories Complete;Iu - 01; Total Cooling Capacity: 3.6Kw, Heating Capacity:3.6Kw, Refrigerant: R410A, Fan Type: Sirocco Fan, Manufacturer: Samsung, Model: Am036Fnldch/Mg | 3 | Nr | SAR | 7430
Orig | 1 | 1.0087 | Kingdom of Saudi Arabia | Riyadh | Infrastructure | Sports Boulevard | BP1B Wadi Hanifah (Zones 2-5) | SBF | Al Bawani | Award | 2021 | Remeasure | Other Utility Buildings (Cycle Station) | CSI | Supply And Installation Of Ducted Split Air Conditioning Unit Including Internal & External Unit, Drain Pane, Supports, Hangers, Control Panel, Controls, Control Cabling, Thermostat, Refrigerant And All Required Accessories Complete;Iu - 03 ; Total Cooling Capacity: 2.2Kw, Heating Capacity:2.3Kw, Refrigerant: R410A, Fan Type: Sirocco Fan, Manufacturer: Samsung, Model: Am022Fnldch/Mg | 1 | Nr | SAR | 6878
Orig | 1 | 1.0087 | Kingdom of Saudi Arabia | Riyadh | Infrastructure | Sports Boulevard | BP1B Wadi Hanifah (Zones 2-5) | SBF | Al Bawani | Award | 2021 | Remeasure | Other Utility Buildings (Cycle Station) | CSI | Supply And Installation Of Ducted Split Air Conditioning Unit Including Internal & External Unit, Drain Pane, Supports, Hangers, Control Panel, Controls, Control Cabling, Thermostat, Refrigerant And All Required Accessories Complete;Iu - 04 ; Total Cooling Capacity: 6.6Kw, Heating Capacity:7.8Kw, Refrigerant: R22, Fan Type: Propeller Fan, Manufacturer: Samsung, Model: Ac024Hbmdke/Mg | 2 | Nr | SAR | 6769
Orig | 1 | 1.0087 | Kingdom of Saudi Arabia | Riyadh | Infrastructure | Sports Boulevard | BP1B Wadi Hanifah (Zones 2-5) | SBF | Al Bawani | Award | 2021 | Remeasure | Other Utility Buildings (Cycle Station) | CSI | Supply And Installation Of Ducted Split Air Conditioning Unit Including Internal & External Unit, Drain Pane, Supports, Hangers, Control Panel, Controls, Control Cabling, Thermostat, Refrigerant And All Required Accessories Complete; Iu - 05 ; Total Cooling Capacity: 7.1Kw, Heating Capacity:8Kw, Refrigerant: R410A, Fan Type: Sirocco Fan, Manufacturer: Samsung, Model: Am071Fnldch/Mg | 1 | Nr | SAR | 8203
Orig | 1 | 1.0087 | Kingdom of Saudi Arabia | Riyadh | Infrastructure | Sports Boulevard | BP1B Wadi Hanifah (Zones 2-5) | SBF | Al Bawani | Award | 2021 | Remeasure | Other Utility Buildings (Cycle Station) | CSI | Supply And Installation Of Ducted Split Air Conditioning Unit Including Internal & External Unit, Drain Pane, Supports, Hangers, Control Panel, Controls, Control Cabling, Thermostat, Refrigerant And All Required Accessories Complete;Iu - 07 ; Total Cooling Capacity: 6.6Kw, Heating Capacity:7.8Kw, Refrigerant: R22, Fan Type: Propeller Fan, Manufacturer: Samsung, Model: Ac024Hbmdke/Mg | 2 | Nr | SAR | 8006
Orig | 1 | 1.0087 | Kingdom of Saudi Arabia | Riyadh | Infrastructure | Sports Boulevard | BP1B Wadi Hanifah (Zones 2-5) | SBF | Al Bawani | Award | 2021 | Remeasure | Other Utility Buildings (Cycle Station) | CSI | Supply And Installation Of Ducted Split Air Conditioning Unit Including Internal & External Unit, Drain Pane, Supports, Hangers, Control Panel, Controls, Control Cabling, Thermostat, Refrigerant And All Required Accessories Complete;Ou - 01 Total Cooling Capacity: 12.5Kw, Heating Capacity : 13.5Kw, Refrigerant: R410A, Fan Type: Propeller/Blcd, Supply Air Flow:1667 L/S Manufacturer: Samsung, Model: Am040Hxmfhh/Mg | 2 | Nr | SAR | 43427
Orig | 1 | 1.0087 | Kingdom of Saudi Arabia | Riyadh | Infrastructure | Sports Boulevard | BP1B Wadi Hanifah (Zones 2-5) | SBF | Al Bawani | Award | 2021 | Remeasure | Other Utility Buildings (Cycle Station) | CSI | Supply And Installation Of Ducted Split Air Conditioning Unit Including Internal & External Unit, Drain Pane, Supports, Hangers, Control Panel, Controls, Control Cabling, Thermostat, Refrigerant And All Required Accessories Complete;Ou - 02 ; Total Cooling Capacity: 5.3Kw, Heating Capacity: 7.5Kw, Refrigerant: R22, Fan Type: Propeller, Supply Air Flow:933 L/S Manufacturer: Samsung, Model: Ac024Hcrtce/Mg | 2 | Nr | SAR | 8810
Orig | 1 | 1.0087 | Kingdom of Saudi Arabia | Riyadh | Infrastructure | Sports Boulevard | BP1B Wadi Hanifah (Zones 2-5) | SBF | Al Bawani | Award | 2021 | Remeasure | Other Utility Buildings (Cycle Station) | CSI | Supply And Installation Of Cables, Laid In Ducts, Cable Tray Or 'Trunking (Measured Elsewhere) Including Fixing, Accessories And 'Connections To Equipment; Complete; '4Cx35Mm² Cu/Xlpe/Pvc/Swa +1Cx25Mm² Cu/Pvc (E) | 5 | m | SAR | 108
Orig | 1 | 1.0087 | Kingdom of Saudi Arabia | Riyadh | Infrastructure | Sports Boulevard | BP1B Wadi Hanifah (Zones 2-5) | SBF | Al Bawani | Award | 2021 | Remeasure | Other Utility Buildings (Cycle Station) | CSI | Supply And Installation Of Cables, Laid In Ducts, Cable Tray Or 'Trunking (Measured Elsewhere) Including Fixing, Accessories And 'Connections To Equipment; Complete; '4Cx16Mm² Cu/Xlpe/Pvc/Swa +1Cx16Mm² Cu/Pvc (E) | 88 | m | SAR | 81
Orig | 1 | 1.0087 | Kingdom of Saudi Arabia | Riyadh | Infrastructure | Sports Boulevard | BP1B Wadi Hanifah (Zones 2-5) | SBF | Al Bawani | Award | 2021 | Remeasure | Other Utility Buildings (Cycle Station) | CSI | Supply And Installation Of Cables, Laid In Ducts, Cable Tray Or 'Trunking (Measured Elsewhere) Including Fixing, Accessories And 'Connections To Equipment; Complete; '4Cx50Mm² Cu/Xlpe/Pvc/Swa +1Cx25Mm² Cu/Pvc (E) | 5 | m | SAR | 135
Orig | 1 | 1.0087 | Kingdom of Saudi Arabia | Riyadh | Infrastructure | Sports Boulevard | BP1B Wadi Hanifah (Zones 2-5) | SBF | Al Bawani | Award | 2021 | Remeasure | Other Utility Buildings (Cycle Station) | CSI | Supply And Installation Of Cables, Laid In Ducts, Cable Tray Or 'Trunking (Measured Elsewhere) Including Fixing, Accessories And 'Connections To Equipment; Complete; '4Cx25Mm² Cu/Xlpe/Pvc/Swa +1Cx16Mm² Cu/Pvc (E) | 48 | m | SAR | 95
Orig | 1 | 1.0088 | Kingdom of Saudi Arabia | Riyadh | Infrastructure | Sports Boulevard | BP1B Wadi Hanifah (Zones 2-5) | SBF | Al Bawani | Award | 2021 | Remeasure | Other Utility Buildings (Cycle Station) | CSI | Supply And Installation Of Earthing And Bonding Including All Required Accessories And Fittings; '70Mm2 Bare Copper Cable | 430 | m | SAR | 101
Orig | 1 | 1.0088 | Kingdom of Saudi Arabia | Riyadh | Infrastructure | Sports Boulevard | BP1B Wadi Hanifah (Zones 2-5) | SBF | Al Bawani | Award | 2021 | Remeasure | Other Utility Buildings (Cycle Station) | CSI | Supply And Installation Of Earthing And Bonding Including All Required Accessories And Fittings; ''Earthing Bar & Connection Point And Measurement Between Pv Earthing And Building Earthing | 4 | Nr | SAR | 1755
Orig | 1 | 1.0088 | Kingdom of Saudi Arabia | Riyadh | Infrastructure | Sports Boulevard | BP1B Wadi Hanifah (Zones 2-5) | SBF | Al Bawani | Award | 2021 | Remeasure | Other Utility Buildings (Cycle Station) | CSI | Supply And Installation Of Earthing And Bonding Including All Required Accessories And Fittings; Copper Aluminothermic Welding | 64 | Nr | SAR | 540
Orig | 1 | 1.0088 | Kingdom of Saudi Arabia | Riyadh | Infrastructure | Sports Boulevard | BP1B Wadi Hanifah (Zones 2-5) | SBF | Al Bawani | Award | 2021 | Remeasure | Other Utility Buildings (Cycle Station) | CSI | Supply And Installation Of Earthing And Bonding Including All Required Accessories And Fittings; Earthing Welded Connections | 76 | Nr | SAR | 203
Orig | 1 | 1.0088 | Kingdom of Saudi Arabia | Riyadh | Infrastructure | Sports Boulevard | BP1B Wadi Hanifah (Zones 2-5) | SBF | Al Bawani | Award | 2021 | Remeasure | Other Utility Buildings (Cycle Station) | CSI | Supply And Installation Of Earthing And Bonding Including All Required Accessories And Fittings; Manhole With Earthing Rod | 22 | Nr | SAR | 1755
Orig | 1 | 1.0088 | Kingdom of Saudi Arabia | Riyadh | Infrastructure | Sports Boulevard | BP1B Wadi Hanifah (Zones 2-5) | SBF | Al Bawani | Award | 2021 | Remeasure | Other Utility Buildings (Cycle Station) | CSI | Supply And Installation Of Manhole Including All Required Accessories And Fittings; Manhole | 10 | Nr | SAR | 5400
Orig | 1 | 1.0088 | Kingdom of Saudi Arabia | Riyadh | Infrastructure | Sports Boulevard | BP1B Wadi Hanifah (Zones 2-5) | SBF | Al Bawani | Award | 2021 | Remeasure | Other Utility Buildings (Cycle Station) | CSI | Supply And Installation Of Conduits, Cable Tray Or Trunking (Measured Elsewhere) Including Fixing, Accessories And Connections To Equipment; 75Mm Diameter Conduit | 100 | m | SAR | 101
Orig | 1 | 1.0088 | Kingdom of Saudi Arabia | Riyadh | Infrastructure | Sports Boulevard | BP1B Wadi Hanifah (Zones 2-5) | SBF | Al Bawani | Award | 2021 | Remeasure | Other Utility Buildings (Cycle Station) | CSI | Supply And Installation Of Conduits, Cable Tray Or Trunking (Measured Elsewhere) Including Fixing, Accessories And Connections To Equipment; 2X75Mm Diameter Conduit | 122 | m | SAR | 162
Orig | 1 | 1.0088 | Kingdom of Saudi Arabia | Riyadh | Infrastructure | Sports Boulevard | BP1B Wadi Hanifah (Zones 2-5) | SBF | Al Bawani | Award | 2021 | Remeasure | Other Utility Buildings (Cycle Station) | CSI | Supply And Installation Of Conduits, Cable Tray Or Trunking (Measured Elsewhere) Including Fixing, Accessories And Connections To Equipment; 2X150Mm Diameter Conduit | 89 | m | SAR | 284
Orig | 1 | 1.0088 | Kingdom of Saudi Arabia | Riyadh | Infrastructure | Sports Boulevard | BP1B Wadi Hanifah (Zones 2-5) | SBF | Al Bawani | Award | 2021 | Remeasure | Other Utility Buildings (Cycle Station) | CSI | Supply And Installation Of Conduits, Cable Tray Or Trunking (Measured Elsewhere) Including Fixing, Accessories And Connections To Equipment; 50Mm Diameter Conduit Embedded In Concrete | 487 | m | SAR | 88
Orig | 1 | 1.0089 | Kingdom of Saudi Arabia | Riyadh | Infrastructure | Sports Boulevard | BP1B Wadi Hanifah (Zones 2-5) | SBF | Al Bawani | Award | 2021 | Remeasure | Other Utility Buildings (Cycle Station) | CSI | Supply And Installation Of Conduits, Cable Tray Or Trunking (Measured Elsewhere) Including Fixing, Accessories And Connections To Equipment; 60X60Mm Cable Tray | 65 | m | SAR | 108
Orig | 1 | 1.0089 | Kingdom of Saudi Arabia | Riyadh | Infrastructure | Sports Boulevard | BP1B Wadi Hanifah (Zones 2-5) | SBF | Al Bawani | Award | 2021 | Remeasure | Other Utility Buildings (Cycle Station) | CSI | Supply And Installation Of Conduits, Cable Tray Or Trunking (Measured Elsewhere) Including Fixing, Accessories And Connections To Equipment; 100X60Mm Cable Tray | 26 | m | SAR | 162
Orig | 1 | 1.0089 | Kingdom of Saudi Arabia | Riyadh | Infrastructure | Sports Boulevard | BP1B Wadi Hanifah (Zones 2-5) | SBF | Al Bawani | Award | 2021 | Remeasure | Other Utility Buildings (Cycle Station) | CSI | Supply And Installation Of Conduits, Cable Tray Or Trunking (Measured Elsewhere) Including Fixing, Accessories And Connections To Equipment; 150X60Mm Cable Tray | 13 | m | SAR | 155
Orig | 1 | 1.0089 | Kingdom of Saudi Arabia | Riyadh | Infrastructure | Sports Boulevard | BP1B Wadi Hanifah (Zones 2-5) | SBF | Al Bawani | Award | 2021 | Remeasure | Other Utility Buildings (Cycle Station) | CSI | Supply And Installation Of Conduits, Cable Tray Or Trunking (Measured Elsewhere) Including Fixing, Accessories And Connections To Equipment; 100X60Mm Metallic Cable Tray | 10 | m | SAR | 162
Orig | 1 | 1.0089 | Kingdom of Saudi Arabia | Riyadh | Infrastructure | Sports Boulevard | BP1B Wadi Hanifah (Zones 2-5) | SBF | Al Bawani | Award | 2021 | Remeasure | Other Utility Buildings (Cycle Station) | CSI | Supply And Installation Of Lighting Control Accessories Including All Necessary Fittings, Fixing And Supports Complete, Central Automation Controller | 4 | Nr | SAR | 67500
Orig | 1 | 1.0089 | Kingdom of Saudi Arabia | Riyadh | Infrastructure | Sports Boulevard | BP1B Wadi Hanifah (Zones 2-5) | SBF | Al Bawani | Award | 2021 | Remeasure | Other Utility Buildings (Cycle Station) | CSI | Supply And Installation Of Lighting Control Accessories Including All Necessary Fittings, Fixing And Supports Complete, Touch Panel | 4 | Nr | SAR | 6075
Orig | 1 | 1.0089 | Kingdom of Saudi Arabia | Riyadh | Infrastructure | Sports Boulevard | BP1B Wadi Hanifah (Zones 2-5) | SBF | Al Bawani | Award | 2021 | Remeasure | Other Utility Buildings (Cycle Station) | CSI | Supply And Installation Of Lighting Control Accessories Including All Necessary Fittings, Fixing And Supports Complete, Sensor Input Device | 4 | Nr | SAR | 1013
Orig | 1 | 1.0089 | Kingdom of Saudi Arabia | Riyadh | Infrastructure | Sports Boulevard | BP1B Wadi Hanifah (Zones 2-5) | SBF | Al Bawani | Award | 2021 | Remeasure | Other Utility Buildings (Cycle Station) | CSI | Supply And Installation Of Lighting Control Accessories Including All Necessary Fittings, Fixing And Supports Complete, Input Module | 4 | Nr | SAR | 1013
Orig | 1 | 1.0089 | Kingdom of Saudi Arabia | Riyadh | Infrastructure | Sports Boulevard | BP1B Wadi Hanifah (Zones 2-5) | SBF | Al Bawani | Award | 2021 | Remeasure | Other Utility Buildings (Cycle Station) | CSI | Supply And Installation Of Lighting Control Accessories Including All Necessary Fittings, Fixing And Supports Complete, Control Unit | 4 | Nr | SAR | 1080
Orig | 1 | 1.0089 | Kingdom of Saudi Arabia | Riyadh | Infrastructure | Sports Boulevard | BP1B Wadi Hanifah (Zones 2-5) | SBF | Al Bawani | Award | 2021 | Remeasure | Other Utility Buildings (Cycle Station) | CSI | Supply And Installation Of Lighting Control Accessories Including All Necessary Fittings, Fixing And Supports Complete, Universal Input 4X Switch Cabinet | 4 | Nr | SAR | 3375
Orig | 1 | 1.009 | Kingdom of Saudi Arabia | Riyadh | Infrastructure | Sports Boulevard | BP1B Wadi Hanifah (Zones 2-5) | SBF | Al Bawani | Award | 2021 | Remeasure | Other Utility Buildings (Cycle Station) | CSI | Supply And Installation Of Lighting Control Accessories Including All Necessary Fittings, Fixing And Supports Complete, Controller For Circuits | 4 | Nr | SAR | 6750
Orig | 1 | 1.009 | Kingdom of Saudi Arabia | Riyadh | Infrastructure | Sports Boulevard | BP1B Wadi Hanifah (Zones 2-5) | SBF | Al Bawani | Award | 2021 | Remeasure | Other Utility Buildings (Cycle Station) | CSI | Supply And Installation Of Lighting Control Accessories Including All Necessary Fittings, Fixing And Supports Complete, Ceiling Sensor For Detecting Day Light | 7 | Nr | SAR | 1013
Orig | 1 | 1.009 | Kingdom of Saudi Arabia | Riyadh | Infrastructure | Sports Boulevard | BP1B Wadi Hanifah (Zones 2-5) | SBF | Al Bawani | Award | 2021 | Remeasure | Other Utility Buildings (Cycle Station) | CSI | Supply And Installation Of Lighting Control Accessories Including All Necessary Fittings, Fixing And Supports Complete, Twighlight Switch | 6 | Nr | SAR | 1755
Orig | 1 | 1.009 | Kingdom of Saudi Arabia | Riyadh | Infrastructure | Sports Boulevard | BP1B Wadi Hanifah (Zones 2-5) | SBF | Al Bawani | Award | 2021 | Remeasure | Other Utility Buildings (Cycle Station) | CSI | Supply And Installation Of Lighting Control Accessories Including All Necessary Fittings, Fixing And Supports Complete, Push Button For 3 Scene Controlled Lighting | 6 | Nr | SAR | 3375
Orig | 1 | 1.009 | Kingdom of Saudi Arabia | Riyadh | Infrastructure | Sports Boulevard | BP1B Wadi Hanifah (Zones 2-5) | SBF | Al Bawani | Award | 2021 | Remeasure | Other Utility Buildings (Cycle Station) | CSI | Supply And Installation Of Lighting Control Accessories Including All Necessary Fittings, Fixing And Supports Complete, Management Pc | 1 | Nr | SAR | 20250
Orig | 1 | 1.009 | Kingdom of Saudi Arabia | Riyadh | Infrastructure | Sports Boulevard | BP1B Wadi Hanifah (Zones 2-5) | SBF | Al Bawani | Award | 2021 | Remeasure | Other Utility Buildings (Cycle Station) | CSI | Conduit And Wiring To Lighting Control Accessories From Distribution Boards; Including Wires, Conduits, Terminations, Fixings, Fittings And The Like Complete, 'Central Automation Controller | 4 | Nr | SAR | 6750
Orig | 1 | 1.009 | Kingdom of Saudi Arabia | Riyadh | Infrastructure | Sports Boulevard | BP1B Wadi Hanifah (Zones 2-5) | SBF | Al Bawani | Award | 2021 | Remeasure | Other Utility Buildings (Cycle Station) | CSI | Conduit And Wiring To Lighting Control Accessories From Distribution Boards; Including Wires, Conduits, Terminations, Fixings, Fittings And The Like Complete, 'Touch Panel | 4 | Nr | SAR | 338
Orig | 1 | 1.009 | Kingdom of Saudi Arabia | Riyadh | Infrastructure | Sports Boulevard | BP1B Wadi Hanifah (Zones 2-5) | SBF | Al Bawani | Award | 2021 | Remeasure | Other Utility Buildings (Cycle Station) | CSI | Conduit And Wiring To Lighting Control Accessories From Distribution Boards; Including Wires, Conduits, Terminations, Fixings, Fittings And The Like Complete, Sensor Input Device | 4 | Nr | SAR | 338
Orig | 1 | 1.009 | Kingdom of Saudi Arabia | Riyadh | Infrastructure | Sports Boulevard | BP1B Wadi Hanifah (Zones 2-5) | SBF | Al Bawani | Award | 2021 | Remeasure | Other Utility Buildings (Cycle Station) | CSI | Conduit And Wiring To Lighting Control Accessories From Distribution Boards; Including Wires, Conduits, Terminations, Fixings, Fittings And The Like Complete, Input Panel | 4 | Nr | SAR | 338
Orig | 1 | 1.009 | Kingdom of Saudi Arabia | Riyadh | Infrastructure | Sports Boulevard | BP1B Wadi Hanifah (Zones 2-5) | SBF | Al Bawani | Award | 2021 | Remeasure | Other Utility Buildings (Cycle Station) | CSI | Conduit And Wiring To Lighting Control Accessories From Distribution Boards; Including Wires, Conduits, Terminations, Fixings, Fittings And The Like Complete,Input Module | 4 | Nr | SAR | 338
Orig | 1 | 1.0091 | Kingdom of Saudi Arabia | Riyadh | Infrastructure | Sports Boulevard | BP1B Wadi Hanifah (Zones 2-5) | SBF | Al Bawani | Award | 2021 | Remeasure | Other Utility Buildings (Cycle Station) | CSI | Conduit And Wiring To Lighting Control Accessories From Distribution Boards; Including Wires, Conduits, Terminations, Fixings, Fittings And The Like Complete, Control Unit | 4 | Nr | SAR | 338
Orig | 1 | 1.0091 | Kingdom of Saudi Arabia | Riyadh | Infrastructure | Sports Boulevard | BP1B Wadi Hanifah (Zones 2-5) | SBF | Al Bawani | Award | 2021 | Remeasure | Other Utility Buildings (Cycle Station) | CSI | Conduit And Wiring To Lighting Control Accessories From Distribution Boards; Including Wires, Conduits, Terminations, Fixings, Fittings And The Like Complete, Universal Input 4X Switch Cabinet | 4 | Nr | SAR | 338
Orig | 1 | 1.0091 | Kingdom of Saudi Arabia | Riyadh | Infrastructure | Sports Boulevard | BP1B Wadi Hanifah (Zones 2-5) | SBF | Al Bawani | Award | 2021 | Remeasure | Other Utility Buildings (Cycle Station) | CSI | Conduit And Wiring To Lighting Control Accessories From Distribution Boards; Including Wires, Conduits, Terminations, Fixings, Fittings And The Like Complete, Controller For Circuits | 4 | Nr | SAR | 338
Orig | 1 | 1.0091 | Kingdom of Saudi Arabia | Riyadh | Infrastructure | Sports Boulevard | BP1B Wadi Hanifah (Zones 2-5) | SBF | Al Bawani | Award | 2021 | Remeasure | Other Utility Buildings (Cycle Station) | CSI | Conduit And Wiring To Lighting Control Accessories From Distribution Boards; Including Wires, Conduits, Terminations, Fixings, Fittings And The Like Complete, Ceiling Sensor For Detecting Day Light | 6 | Nr | SAR | 338
Orig | 1 | 1.0091 | Kingdom of Saudi Arabia | Riyadh | Infrastructure | Sports Boulevard | BP1B Wadi Hanifah (Zones 2-5) | SBF | Al Bawani | Award | 2021 | Remeasure | Other Utility Buildings (Cycle Station) | CSI | Conduit And Wiring To Lighting Control Accessories From Distribution Boards; Including Wires, Conduits, Terminations, Fixings, Fittings And The Like Complete, Twighlight Switch | 4 | Nr | SAR | 338
Orig | 1 | 1.0091 | Kingdom of Saudi Arabia | Riyadh | Infrastructure | Sports Boulevard | BP1B Wadi Hanifah (Zones 2-5) | SBF | Al Bawani | Award | 2021 | Remeasure | Other Utility Buildings (Cycle Station) | CSI | Conduit And Wiring To Lighting Control Accessories From Distribution Boards; Including Wires, Conduits, Terminations, Fixings, Fittings And The Like Complete, Push Button For 3 Scene Controleed Lighting | 6 | Nr | SAR | 338
Orig | 1 | 1.0091 | Kingdom of Saudi Arabia | Riyadh | Infrastructure | Sports Boulevard | BP1B Wadi Hanifah (Zones 2-5) | SBF | Al Bawani | Award | 2021 | Remeasure | Other Utility Buildings (Cycle Station) | CSI | Supply And Installation Of Lighting Control Panel Board Including Circuit Breakers And All Necessary Accessories To Complete; | 5 | Nr | SAR | 29700
Orig | 1 | 1.0091 | Kingdom of Saudi Arabia | Riyadh | Infrastructure | Sports Boulevard | BP1B Wadi Hanifah (Zones 2-5) | SBF | Al Bawani | Award | 2021 | Remeasure | Other Utility Buildings (Cycle Station) | CSI | Supply And Installation Of Main Distribution Board Including Circuit Breakers And All Necessary Accessories To Complete | 4 | Nr | SAR | 27000
Orig | 1 | 1.0091 | Kingdom of Saudi Arabia | Riyadh | Infrastructure | Sports Boulevard | BP1B Wadi Hanifah (Zones 2-5) | SBF | Al Bawani | Award | 2021 | Remeasure | Other Utility Buildings (Cycle Station) | CSI | Supply And Installation Of Secondary Panel Board Including Circuit Breakers And All Necessary Accessories To Complete; | 11 | Nr | SAR | 24300
Orig | 1 | 1.0091 | Kingdom of Saudi Arabia | Riyadh | Infrastructure | Sports Boulevard | BP1B Wadi Hanifah (Zones 2-5) | SBF | Al Bawani | Award | 2021 | Remeasure | Other Utility Buildings (Cycle Station) | CSI | Supply And Installation Of Power Meter Panel Including All Required Accessories And Fittings; Bidirectional | 4 | Nr | SAR | 12150
Orig | 1 | 1.0091 | Kingdom of Saudi Arabia | Riyadh | Infrastructure | Sports Boulevard | BP1B Wadi Hanifah (Zones 2-5) | SBF | Al Bawani | Award | 2021 | Remeasure | Other Utility Buildings (Cycle Station) | CSI | Supply And Installation Of Phv Meter Panel Including All Required Accessories And Fittings; Bidirectional | 2 | Nr | SAR | 12150
Orig | 1 | 1.0092 | Kingdom of Saudi Arabia | Riyadh | Infrastructure | Sports Boulevard | BP1B Wadi Hanifah (Zones 2-5) | SBF | Al Bawani | Award | 2021 | Remeasure | Other Utility Buildings (Cycle Station) | CSI | Conduit And Wiring To Small Power Accessories From Distribution Boards; Including Wires, Conduits, Terminations, Fixings, Fittings And The Like Complete; 'Socket Outlet (230V/16A) | 43 | Nr | SAR | 338
Orig | 1 | 1.0092 | Kingdom of Saudi Arabia | Riyadh | Infrastructure | Sports Boulevard | BP1B Wadi Hanifah (Zones 2-5) | SBF | Al Bawani | Award | 2021 | Remeasure | Other Utility Buildings (Cycle Station) | CSI | Conduit And Wiring To Small Power Accessories From Distribution Boards; Including Wires, Conduits, Terminations, Fixings, Fittings And The Like Complete; Direct Supply | 21 | Nr | SAR | 338
Orig | 1 | 1.0092 | Kingdom of Saudi Arabia | Riyadh | Infrastructure | Sports Boulevard | BP1B Wadi Hanifah (Zones 2-5) | SBF | Al Bawani | Award | 2021 | Remeasure | Other Utility Buildings (Cycle Station) | CSI | Conduit And Wiring To Small Power Accessories From Distribution Boards; Including Wires, Conduits, Terminations, Fixings, Fittings And The Like Complete; 'Socket Outlet Waterproof (230V/16A) | 2 | Nr | SAR | 338
Orig | 1 | 1.0092 | Kingdom of Saudi Arabia | Riyadh | Infrastructure | Sports Boulevard | BP1B Wadi Hanifah (Zones 2-5) | SBF | Al Bawani | Award | 2021 | Remeasure | Other Utility Buildings (Cycle Station) | CSI | Conduit And Wiring To Small Power Accessories From Distribution Boards; Including Wires, Conduits, Terminations, Fixings, Fittings And The Like Complete; Presence Detector | 47 | Nr | SAR | 338
Orig | 1 | 1.0092 | Kingdom of Saudi Arabia | Riyadh | Infrastructure | Sports Boulevard | BP1B Wadi Hanifah (Zones 2-5) | SBF | Al Bawani | Award | 2021 | Remeasure | Other Utility Buildings (Cycle Station) | CSI | Conduit And Wiring To Small Power Accessories From Distribution Boards; Including Wires, Conduits, Terminations, Fixings, Fittings And The Like Complete; Embedded Metalic Derivation Box | 93 | Nr | SAR | 338
Orig | 1 | 1.0092 | Kingdom of Saudi Arabia | Riyadh | Infrastructure | Sports Boulevard | BP1B Wadi Hanifah (Zones 2-5) | SBF | Al Bawani | Award | 2021 | Remeasure | Other Utility Buildings (Cycle Station) | CSI | Conduit And Wiring To Small Power Accessories From Distribution Boards; Including Wires, Conduits, Terminations, Fixings, Fittings And The Like Complete; Socket Outlet With Usb | 10 | Nr | SAR | 338
Orig | 1 | 1.0092 | Kingdom of Saudi Arabia | Riyadh | Infrastructure | Sports Boulevard | BP1B Wadi Hanifah (Zones 2-5) | SBF | Al Bawani | Award | 2021 | Remeasure | Other Utility Buildings (Cycle Station) | CSI | Conduit And Wiring To Small Power Accessories From Distribution Boards; Including Wires, Conduits, Terminations, Fixings, Fittings And The Like Complete; Socket Outlet (230V/25A) | 1 | Nr | SAR | 338
Orig | 1 | 1.0092 | Kingdom of Saudi Arabia | Riyadh | Infrastructure | Sports Boulevard | BP1B Wadi Hanifah (Zones 2-5) | SBF | Al Bawani | Award | 2021 | Remeasure | Other Utility Buildings (Cycle Station) | CSI | Conduit And Wiring To Small Power Accessories From Distribution Boards; Including Wires, Conduits, Terminations, Fixings, Fittings And The Like Complete; Push Button | 1 | Nr | SAR | 338
Orig | 1 | 1.0092 | Kingdom of Saudi Arabia | Riyadh | Infrastructure | Sports Boulevard | BP1B Wadi Hanifah (Zones 2-5) | SBF | Al Bawani | Award | 2021 | Remeasure | Other Utility Buildings (Cycle Station) | CSI | Supply And Installation Of Photovoltaic Solar Modules/Panels (330W) Including Supporting Structure, Raised Roof Ventilation Structure (Aluminium Louver Priced Separately) Supports, Fixings, Connections, Cablings And All Required Accessories Complete;Photovoltaic Module | 73 | Nr | SAR | 2025
Orig | 1 | 1.0092 | Kingdom of Saudi Arabia | Riyadh | Infrastructure | Sports Boulevard | BP1B Wadi Hanifah (Zones 2-5) | SBF | Al Bawani | Award | 2021 | Remeasure | Other Utility Buildings (Cycle Station) | CSI | Supply And Installation Of Cables, Laid In Ducts, Cable Tray Or 'Trunking (Measured Elsewhere) Including Fixing, Accessories And Connections To Equipment; Complete; 4Mm² Solar Cable For Photovoltaic System | 260 | m | SAR | 16
Orig | 1 | 1.0093 | Kingdom of Saudi Arabia | Riyadh | Infrastructure | Sports Boulevard | BP1B Wadi Hanifah (Zones 2-5) | SBF | Al Bawani | Award | 2021 | Remeasure | Other Utility Buildings (Cycle Station) | CSI | Supply And Installation Of Cables, Laid In Ducts, Cable Tray Or 'Trunking (Measured Elsewhere) Including Fixing, Accessories And Connections To Equipment; Complete; '4Cx6Mm² Cu/Xlpe/Pvc/Swa Cable | 42 | m | SAR | 88
Orig | 1 | 1.0093 | Kingdom of Saudi Arabia | Riyadh | Infrastructure | Sports Boulevard | BP1B Wadi Hanifah (Zones 2-5) | SBF | Al Bawani | Award | 2021 | Remeasure | Other Utility Buildings (Cycle Station) | CSI | Supply And Installation Of Cables, Laid In Ducts, Cable Tray Or 'Trunking (Measured Elsewhere) Including Fixing, Accessories And Connections To Equipment; Complete; 'Earthing Cable For Photovoltaic System | 243 | m | SAR | 34
Orig | 1 | 1.0093 | Kingdom of Saudi Arabia | Riyadh | Infrastructure | Sports Boulevard | BP1B Wadi Hanifah (Zones 2-5) | SBF | Al Bawani | Award | 2021 | Remeasure | Other Utility Buildings (Cycle Station) | CSI | Supply And Installation Of Cables, Laid In Ducts, Cable Tray Or 'Trunking (Measured Elsewhere) Including Fixing, Accessories And Connections To Equipment; Complete; '4Mm2 Earth Cable For Photovoltaic System | 32 | m | SAR | 5
Orig | 1 | 1.0093 | Kingdom of Saudi Arabia | Riyadh | Infrastructure | Sports Boulevard | BP1B Wadi Hanifah (Zones 2-5) | SBF | Al Bawani | Award | 2021 | Remeasure | Other Utility Buildings (Cycle Station) | CSI | Supply And Installation Of Cables, Laid In Ducts, Cable Tray Or 'Trunking (Measured Elsewhere) Including Fixing, Accessories And Connections To Equipment; Complete; '6Mm2 Earth Cable For Photovoltaic System | 40 | m | SAR | 7
Orig | 1 | 1.0093 | Kingdom of Saudi Arabia | Riyadh | Infrastructure | Sports Boulevard | BP1B Wadi Hanifah (Zones 2-5) | SBF | Al Bawani | Award | 2021 | Remeasure | Other Utility Buildings (Cycle Station) | CSI | Supply And Installation Of Cable Tray And Conduit Including Fixings, Fittings, Supports, Complete; 50Mm Diameter Conduit | 18 | m | SAR | 88
Orig | 1 | 1.0093 | Kingdom of Saudi Arabia | Riyadh | Infrastructure | Sports Boulevard | BP1B Wadi Hanifah (Zones 2-5) | SBF | Al Bawani | Award | 2021 | Remeasure | Other Utility Buildings (Cycle Station) | CSI | Supply And Installation Of Cable Tray And Conduit Including Fixings, Fittings, Supports, Complete; 2X50Mm Diameter Conduit | 125 | m | SAR | 149
Orig | 1 | 1.0093 | Kingdom of Saudi Arabia | Riyadh | Infrastructure | Sports Boulevard | BP1B Wadi Hanifah (Zones 2-5) | SBF | Al Bawani | Award | 2021 | Remeasure | Other Utility Buildings (Cycle Station) | CSI | Supply And Installation Of Cable Tray And Conduit Including Fixings, Fittings, Supports, Complete; Photovolatic Cable Containment | 232 | m | SAR | 88
Orig | 1 | 1.0093 | Kingdom of Saudi Arabia | Riyadh | Infrastructure | Sports Boulevard | BP1B Wadi Hanifah (Zones 2-5) | SBF | Al Bawani | Award | 2021 | Remeasure | Other Utility Buildings (Cycle Station) | CSI | Supply And Installation Of Inverter Including Fixings, Fittings, Supports, Complete; Inverter 3Kw | 1 | Nr | SAR | 6750
Orig | 1 | 1.0093 | Kingdom of Saudi Arabia | Riyadh | Infrastructure | Sports Boulevard | BP1B Wadi Hanifah (Zones 2-5) | SBF | Al Bawani | Award | 2021 | Remeasure | Other Utility Buildings (Cycle Station) | CSI | Supply And Installation Of Inverter Including Fixings, Fittings, Supports, Complete; Inverter 8Kw | 1 | Nr | SAR | 9450
Orig | 1 | 1.0093 | Kingdom of Saudi Arabia | Riyadh | Infrastructure | Sports Boulevard | BP1B Wadi Hanifah (Zones 2-5) | SBF | Al Bawani | Award | 2021 | Remeasure | Other Utility Buildings (Cycle Station) | CSI | Supply And Installation Of Inverter Including Fixings, Fittings, Supports, Complete; Inverter 15Kw | 1 | Nr | SAR | 6750
Orig | 1 | 1.0094 | Kingdom of Saudi Arabia | Riyadh | Infrastructure | Sports Boulevard | BP1B Wadi Hanifah (Zones 2-5) | SBF | Al Bawani | Award | 2021 | Remeasure | Other Utility Buildings (Cycle Station) | CSI | Supply And Installation Of Light Fixtures Including Conduits, Wiring, Supports, Fittings And Accessories; L01 - 43W/M, 230V, Ceiling Recessed Mounted | 7 | Nr | SAR | 1269
Orig | 1 | 1.0094 | Kingdom of Saudi Arabia | Riyadh | Infrastructure | Sports Boulevard | BP1B Wadi Hanifah (Zones 2-5) | SBF | Al Bawani | Award | 2021 | Remeasure | Other Utility Buildings (Cycle Station) | CSI | Supply And Installation Of Light Fixtures Including Conduits, Wiring, Supports, Fittings And Accessories; 'L02 - 43W, 230V, Ip54, Ceiling Recessed Mounted | 23 | Nr | SAR | 8748
Orig | 1 | 1.0094 | Kingdom of Saudi Arabia | Riyadh | Infrastructure | Sports Boulevard | BP1B Wadi Hanifah (Zones 2-5) | SBF | Al Bawani | Award | 2021 | Remeasure | Other Utility Buildings (Cycle Station) | CSI | Supply And Installation Of Light Fixtures Including Conduits, Wiring, Supports, Fittings And Accessories; L03 - 25 W/M, 230V, Ip65, Ceiling Recessed Mounted Light | 7 | Nr | SAR | 1296
Orig | 1 | 1.0094 | Kingdom of Saudi Arabia | Riyadh | Infrastructure | Sports Boulevard | BP1B Wadi Hanifah (Zones 2-5) | SBF | Al Bawani | Award | 2021 | Remeasure | Other Utility Buildings (Cycle Station) | CSI | Supply And Installation Of Light Fixtures Including Conduits, Wiring, Supports, Fittings And Accessories; 'L04 - 17W, 230V, Ceiling Suspended Mounted | 46 | Nr | SAR | 1512
Orig | 1 | 1.0094 | Kingdom of Saudi Arabia | Riyadh | Infrastructure | Sports Boulevard | BP1B Wadi Hanifah (Zones 2-5) | SBF | Al Bawani | Award | 2021 | Remeasure | Other Utility Buildings (Cycle Station) | CSI | Supply And Installation Of Light Fixtures Including Conduits, Wiring, Supports, Fittings And Accessories; Em01- 10W, 230V, Ip42, Ceiling Mounted, Emergency Light | 13 | Nr | SAR | 2295
Orig | 1 | 1.0094 | Kingdom of Saudi Arabia | Riyadh | Infrastructure | Sports Boulevard | BP1B Wadi Hanifah (Zones 2-5) | SBF | Al Bawani | Award | 2021 | Remeasure | Other Utility Buildings (Cycle Station) | CSI | Supply And Installation Of Light Fixtures Including Conduits, Wiring, Supports, Fittings And Accessories; Em02- 10W, 230V, Ip42, Wall Mounted, Emergency Light | 9 | Nr | SAR | 2295
Orig | 1 | 1.0094 | Kingdom of Saudi Arabia | Riyadh | Infrastructure | Sports Boulevard | BP1B Wadi Hanifah (Zones 2-5) | SBF | Al Bawani | Award | 2021 | Remeasure | Other Utility Buildings (Cycle Station) | CSI | Supply And Installation Of Light Fixtures Including Conduits, Wiring, Supports, Fittings And Accessories; 'Ex01 - 2.86W, 230V, Ip67, Exterior, Mounted On Roof Railing | 7131 | Nr | SAR | 1094
Orig | 1 | 1.0094 | Kingdom of Saudi Arabia | Riyadh | Infrastructure | Sports Boulevard | BP1B Wadi Hanifah (Zones 2-5) | SBF | Al Bawani | Award | 2021 | Remeasure | Other Utility Buildings (Cycle Station) | CSI | Supply And Installation Of Light Fixtures Including Conduits, Wiring, Supports, Fittings And Accessories; 'Ex02 - 16W/M, 24V-Dc, Exterior, Wall Mounted, Linear Led | 798 | m | SAR | 1863
Orig | 1 | 1.0094 | Kingdom of Saudi Arabia | Riyadh | Infrastructure | Sports Boulevard | BP1B Wadi Hanifah (Zones 2-5) | SBF | Al Bawani | Award | 2021 | Remeasure | Other Utility Buildings (Cycle Station) | CSI | Supply And Installation Of Light Fixtures Including Conduits, Wiring, Supports, Fittings And Accessories; 'Ex03 - 9W, 230V, Ip68, Exterior, Floor Recessed Mounted Lumiinare | 252 | Nr | SAR | 3686
Orig | 1 | 1.0094 | Kingdom of Saudi Arabia | Riyadh | Infrastructure | Sports Boulevard | BP1B Wadi Hanifah (Zones 2-5) | SBF | Al Bawani | Award | 2021 | Remeasure | Other Utility Buildings (Cycle Station) | CSI | Supply And Installation Of Light Fixtures Including Conduits, Wiring, Supports, Fittings And Accessories; 'Ex04 - 10W/M, 230V, Encapsulated Flexible Linear Light Fixture | 178 | Nr | SAR | 3375
Orig | 1 | 1.0095 | Kingdom of Saudi Arabia | Riyadh | Infrastructure | Sports Boulevard | BP1B Wadi Hanifah (Zones 2-5) | SBF | Al Bawani | Award | 2021 | Remeasure | Streetlighting | CSI | Supply And Installation Of Street Light Fittings And Fixtures Including Containment, Wiring Supports, Fittings And Accessories; Pole Mounted 6M High, Led Luminaire 28.2W, Ip66, Ref. Type Xsp1/L11 | 21 | Nr | SAR | 11381
Orig | 1 | 1.0095 | Kingdom of Saudi Arabia | Riyadh | Infrastructure | Sports Boulevard | BP1B Wadi Hanifah (Zones 2-5) | SBF | Al Bawani | Award | 2021 | Remeasure | Streetlighting | CSI | Supply And Installation Of Street Light Fittings And Fixtures Including Containment, Wiring Supports, Fittings And Accessories; Column Mounted Projector Luminaire, Led Luminaire 28.2W, Ip66, Ref. Type Xsp2/L8 | 36 | Nr | SAR | 9464
Orig | 1 | 1.0095 | Kingdom of Saudi Arabia | Riyadh | Infrastructure | Sports Boulevard | BP1B Wadi Hanifah (Zones 2-5) | SBF | Al Bawani | Award | 2021 | Remeasure | Streetlighting | CSI | Supply And Installation Of Street Light Fittings And Fixtures Including Containment, Wiring Supports, Fittings And Accessories; Ground Recessed Led Uplighter Medium Beam, 30W, Ip68, Ref. Type Xu1/L4 | 4 | Nr | SAR | 4361
Orig | 1 | 1.0095 | Kingdom of Saudi Arabia | Riyadh | Infrastructure | Sports Boulevard | BP1B Wadi Hanifah (Zones 2-5) | SBF | Al Bawani | Award | 2021 | Remeasure | Streetlighting | CSI | Supply And Installation Of Street Light Fittings And Fixtures Including Containment, Wiring Supports, Fittings And Accessories; Ground Recessed Led Uplighter Medium Beam, 30W, Ip68, Ref. Type Xu1/L5 | 4 | Nr | SAR | 4361
Orig | 1 | 1.0095 | Kingdom of Saudi Arabia | Riyadh | Infrastructure | Sports Boulevard | BP1B Wadi Hanifah (Zones 2-5) | SBF | Al Bawani | Award | 2021 | Remeasure | Streetlighting | CSI | Supply And Installation Of Street Light Fittings And Fixtures Including Containment, Wiring Supports, Fittings And Accessories; Ground Recessed Led Uplighter Medium Beam, 30W, Ip68, Ref. Type Xu1/L6 | 43 | Nr | SAR | 4361
Orig | 1 | 1.0095 | Kingdom of Saudi Arabia | Riyadh | Infrastructure | Sports Boulevard | BP1B Wadi Hanifah (Zones 2-5) | SBF | Al Bawani | Award | 2021 | Remeasure | Streetlighting | CSI | Supply And Installation Of Street Light Fittings And Fixtures Including Containment, Wiring Supports, Fittings And Accessories; Ground Recessed Led Uplighter Medium Beam, 30W, Ip68, Ref. Type Xu1/L7 | 40 | Nr | SAR | 4361
Orig | 1 | 1.0095 | Kingdom of Saudi Arabia | Riyadh | Infrastructure | Sports Boulevard | BP1B Wadi Hanifah (Zones 2-5) | SBF | Al Bawani | Award | 2021 | Remeasure | Streetlighting | CSI | Supply And Installation Of Street Light Fittings And Fixtures Including Containment, Wiring Supports, Fittings And Accessories; Ground Recessed Led Uplighter Medium Beam, 30W, Ip68, Ref. Type Xu1/L8 | 30 | Nr | SAR | 4361
Orig | 1 | 1.0095 | Kingdom of Saudi Arabia | Riyadh | Infrastructure | Sports Boulevard | BP1B Wadi Hanifah (Zones 2-5) | SBF | Al Bawani | Award | 2021 | Remeasure | Streetlighting | CSI | Supply And Installation Of Street Light Fittings And Fixtures Including Containment, Wiring Supports, Fittings And Accessories; Ground Recessed Led Uplighter Medium Beam, 30W, Ip68, Ref. Type Xu1/L9 | 56 | Nr | SAR | 4361
Orig | 1 | 1.0095 | Kingdom of Saudi Arabia | Riyadh | Infrastructure | Sports Boulevard | BP1B Wadi Hanifah (Zones 2-5) | SBF | Al Bawani | Award | 2021 | Remeasure | Streetlighting | CSI | Supply And Installation Of Street Light Fittings And Fixtures Including Containment, Wiring Supports, Fittings And Accessories; Ground Recessed Led Uplighter Medium Beam, 30W, Ip68, Ref. Type Xu1/L11 | 50 | Nr | SAR | 4361
Orig | 1 | 1.0095 | Kingdom of Saudi Arabia | Riyadh | Infrastructure | Sports Boulevard | BP1B Wadi Hanifah (Zones 2-5) | SBF | Al Bawani | Award | 2021 | Remeasure | Streetlighting | CSI | Supply And Installation Of Street Light Fittings And Fixtures Including Containment, Wiring Supports, Fittings And Accessories; Ground Recessed Led Uplighter Medium Beam, 30W, Ip68, Ref. Type Xu1/L14 | 28 | Nr | SAR | 4361
Orig | 1 | 1.0096 | Kingdom of Saudi Arabia | Riyadh | Infrastructure | Sports Boulevard | BP1B Wadi Hanifah (Zones 2-5) | SBF | Al Bawani | Award | 2021 | Remeasure | Streetlighting | CSI | Supply And Installation Of Street Light Fittings And Fixtures Including Containment, Wiring Supports, Fittings And Accessories; Ground Recessed Led Uplighter Medium Beam, 30W, Ip68, Ref. Type Xu1/L17 | 33 | Nr | SAR | 4361
Orig | 1 | 1.0096 | Kingdom of Saudi Arabia | Riyadh | Infrastructure | Sports Boulevard | BP1B Wadi Hanifah (Zones 2-5) | SBF | Al Bawani | Award | 2021 | Remeasure | Streetlighting | CSI | Supply And Installation Of Street Light Fittings And Fixtures Including Containment, Wiring Supports, Fittings And Accessories; Ground Recessed Led Uplighter Medium Beam, 30W, Ip68, Ref. Type Xu1/L20 | 26 | Nr | SAR | 4361
Orig | 1 | 1.0096 | Kingdom of Saudi Arabia | Riyadh | Infrastructure | Sports Boulevard | BP1B Wadi Hanifah (Zones 2-5) | SBF | Al Bawani | Award | 2021 | Remeasure | Streetlighting | CSI | Supply And Installation Of Street Light Fittings And Fixtures Including Containment, Wiring Supports, Fittings And Accessories; Ground Recessed Led Uplighter Medium Beam, 30W, Ip68, Ref. Type Xu1/L24 | 32 | Nr | SAR | 4361
Orig | 1 | 1.0096 | Kingdom of Saudi Arabia | Riyadh | Infrastructure | Sports Boulevard | BP1B Wadi Hanifah (Zones 2-5) | SBF | Al Bawani | Award | 2021 | Remeasure | Streetlighting | CSI | Supply And Installation Of Street Light Fittings And Fixtures Including Containment, Wiring Supports, Fittings And Accessories; Ground Recessed Led Uplighter Medium Beam, 16W, Ip68, Ref. Type Xu2/L6 | 3 | Nr | SAR | 6885
Orig | 1 | 1.0096 | Kingdom of Saudi Arabia | Riyadh | Infrastructure | Sports Boulevard | BP1B Wadi Hanifah (Zones 2-5) | SBF | Al Bawani | Award | 2021 | Remeasure | Streetlighting | CSI | Supply And Installation Of Street Light Fittings And Fixtures Including Containment, Wiring Supports, Fittings And Accessories; Ground Recessed Led Uplighter Medium Beam, 30W, Ip68, Ref. Type Xu6/L11 | 54 | Nr | SAR | 7344
Orig | 1 | 1.0096 | Kingdom of Saudi Arabia | Riyadh | Infrastructure | Sports Boulevard | BP1B Wadi Hanifah (Zones 2-5) | SBF | Al Bawani | Award | 2021 | Remeasure | Streetlighting | CSI | Supply And Installation Of Street Light Fittings And Fixtures Including Containment, Wiring Supports, Fittings And Accessories; Ground Recessed Led Uplighter, Medium Beam, 30W, Ip68, Ref. Type Xu6/L27 | 62 | Nr | SAR | 7344
Orig | 1 | 1.0096 | Kingdom of Saudi Arabia | Riyadh | Infrastructure | Sports Boulevard | BP1B Wadi Hanifah (Zones 2-5) | SBF | Al Bawani | Award | 2021 | Remeasure | Streetlighting | CSI | Supply And Installation Of Street Light Fittings And Fixtures Including Containment, Wiring Supports, Fittings And Accessories; Ground Recessed Led Uplighter, Medium Beam, 30W, Ip68, Ref. Type Xu7/14 | 21 | Nr | SAR | 7344
Orig | 1 | 1.0096 | Kingdom of Saudi Arabia | Riyadh | Infrastructure | Sports Boulevard | BP1B Wadi Hanifah (Zones 2-5) | SBF | Al Bawani | Award | 2021 | Remeasure | Streetlighting | CSI | Supply And Installation Of Street Light Fittings And Fixtures Including Containment, Wiring Supports, Fittings And Accessories; Ground Recessed Led Uplighter, Medium Beam, 30W, Ip68, Ref. Type Xu7/15 | 57 | Nr | SAR | 7344
Orig | 1 | 1.0096 | Kingdom of Saudi Arabia | Riyadh | Infrastructure | Sports Boulevard | BP1B Wadi Hanifah (Zones 2-5) | SBF | Al Bawani | Award | 2021 | Remeasure | Streetlighting | CSI | Supply And Installation Of Street Light Fittings And Fixtures Including Containment, Wiring Supports, Fittings And Accessories; Ground Recessed Led Uplighter, Medium Beam, 30W, Ip68, Ref. Type Xu7/18 | 55 | Nr | SAR | 7344
Orig | 1 | 1.0096 | Kingdom of Saudi Arabia | Riyadh | Infrastructure | Sports Boulevard | BP1B Wadi Hanifah (Zones 2-5) | SBF | Al Bawani | Award | 2021 | Remeasure | Streetlighting | CSI | Supply And Installation Of Street Light Fittings And Fixtures Including Containment, Wiring Supports, Fittings And Accessories; Ground Recessed Led Uplighter, Medium Beam, 30W, Ip68, Ref. Type Xu7/20 | 14 | Nr | SAR | 7344
Orig | 1 | 1.0097 | Kingdom of Saudi Arabia | Riyadh | Infrastructure | Sports Boulevard | BP1B Wadi Hanifah (Zones 2-5) | SBF | Al Bawani | Award | 2021 | Remeasure | Streetlighting | CSI | Supply And Installation Of Street Light Fittings And Fixtures Including Containment, Wiring Supports, Fittings And Accessories; Artist Lighting Fixture, Ref. Type L7 | 6 | Nr | SAR | 6548
Orig | 1 | 1.0097 | Kingdom of Saudi Arabia | Riyadh | Infrastructure | Sports Boulevard | BP1B Wadi Hanifah (Zones 2-5) | SBF | Al Bawani | Award | 2021 | Remeasure | Streetlighting | CSI | Supply And Installation Of Street Light Fittings And Fixtures Including Containment, Wiring Supports, Fittings And Accessories; Artist Lighting Fixture, Ref. Type L8 | 16 | Nr | SAR | 6548
Orig | 1 | 1.0097 | Kingdom of Saudi Arabia | Riyadh | Infrastructure | Sports Boulevard | BP1B Wadi Hanifah (Zones 2-5) | SBF | Al Bawani | Award | 2021 | Remeasure | Streetlighting | CSI | Supply And Installation Of Street Light Fittings And Fixtures Including Containment, Wiring Supports, Fittings And Accessories; Illuminated Feature Swing, 50W, Ref. Type Fsl1/L4 | 9 | m | SAR | 2700
Orig | 1 | 1.0097 | Kingdom of Saudi Arabia | Riyadh | Infrastructure | Sports Boulevard | BP1B Wadi Hanifah (Zones 2-5) | SBF | Al Bawani | Award | 2021 | Remeasure | Streetlighting | CSI | Supply And Installation Of Street Light Fittings And Fixtures Including Containment, Wiring Supports, Fittings And Accessories; Flexible Linear Led Strip, 12W/M, Ip68, Ref. Type Xl1/L3 | 51 | m | SAR | 527
Orig | 1 | 1.0097 | Kingdom of Saudi Arabia | Riyadh | Infrastructure | Sports Boulevard | BP1B Wadi Hanifah (Zones 2-5) | SBF | Al Bawani | Award | 2021 | Remeasure | Streetlighting | CSI | Supply And Installation Of Street Light Fittings And Fixtures Including Containment, Wiring Supports, Fittings And Accessories; Flexible Linear Led Strip, 12W/M, Ip68, Ref. Type Xl1/L4 | 261 | m | SAR | 513
Orig | 1 | 1.0097 | Kingdom of Saudi Arabia | Riyadh | Infrastructure | Sports Boulevard | BP1B Wadi Hanifah (Zones 2-5) | SBF | Al Bawani | Award | 2021 | Remeasure | Streetlighting | CSI | Supply And Installation Of Street Light Fittings And Fixtures Including Containment, Wiring Supports, Fittings And Accessories; Flexible Linear Led Strip, 12W/M, Ip68, Ref. Type Xl1/L5 | 329 | m | SAR | 527
Orig | 1 | 1.0097 | Kingdom of Saudi Arabia | Riyadh | Infrastructure | Sports Boulevard | BP1B Wadi Hanifah (Zones 2-5) | SBF | Al Bawani | Award | 2021 | Remeasure | Streetlighting | CSI | Supply And Installation Of Street Light Fittings And Fixtures Including Containment, Wiring Supports, Fittings And Accessories; Flexible Linear Led Strip, 12W/M, Ip68, Ref. Type Xl1/L6 | 90 | m | SAR | 513
Orig | 1 | 1.0097 | Kingdom of Saudi Arabia | Riyadh | Infrastructure | Sports Boulevard | BP1B Wadi Hanifah (Zones 2-5) | SBF | Al Bawani | Award | 2021 | Remeasure | Streetlighting | CSI | Supply And Installation Of Street Light Fittings And Fixtures Including Containment, Wiring Supports, Fittings And Accessories; Flexible Linear Led Strip, 12W/M, Ip68, Ref. Type Xl1/L7 | 52 | m | SAR | 513
Orig | 1 | 1.0097 | Kingdom of Saudi Arabia | Riyadh | Infrastructure | Sports Boulevard | BP1B Wadi Hanifah (Zones 2-5) | SBF | Al Bawani | Award | 2021 | Remeasure | Streetlighting | CSI | Supply And Installation Of Street Light Fittings And Fixtures Including Containment, Wiring Supports, Fittings And Accessories; Flexible Linear Led Strip, 12W/M, Ip68, Ref. Type Xl1/L9 | 150 | m | SAR | 513
Orig | 1 | 1.0097 | Kingdom of Saudi Arabia | Riyadh | Infrastructure | Sports Boulevard | BP1B Wadi Hanifah (Zones 2-5) | SBF | Al Bawani | Award | 2021 | Remeasure | Streetlighting | CSI | Supply And Installation Of Street Light Fittings And Fixtures Including Containment, Wiring Supports, Fittings And Accessories; Flexible Linear Led Strip, 12W/M, Ip68, Ref. Type Xl1/L10 | 437 | m | SAR | 513
Orig | 1 | 1.0098 | Kingdom of Saudi Arabia | Riyadh | Infrastructure | Sports Boulevard | BP1B Wadi Hanifah (Zones 2-5) | SBF | Al Bawani | Award | 2021 | Remeasure | Streetlighting | CSI | Supply And Installation Of Street Light Fittings And Fixtures Including Containment, Wiring Supports, Fittings And Accessories; Flexible Linear Led Strip, 12W/M, Ip68, Ref. Type Xl1/L11 | 213 | m | SAR | 513
Orig | 1 | 1.0098 | Kingdom of Saudi Arabia | Riyadh | Infrastructure | Sports Boulevard | BP1B Wadi Hanifah (Zones 2-5) | SBF | Al Bawani | Award | 2021 | Remeasure | Streetlighting | CSI | Supply And Installation Of Street Light Fittings And Fixtures Including Containment, Wiring Supports, Fittings And Accessories; Flexible Linear Led Strip, 12W/M, Ip68, Ref. Type Xl1/L12 | 350 | m | SAR | 513
Orig | 1 | 1.0098 | Kingdom of Saudi Arabia | Riyadh | Infrastructure | Sports Boulevard | BP1B Wadi Hanifah (Zones 2-5) | SBF | Al Bawani | Award | 2021 | Remeasure | Streetlighting | CSI | Supply And Installation Of Street Light Fittings And Fixtures Including Containment, Wiring Supports, Fittings And Accessories; Flexible Linear Led Strip, 12W/M, Ip68, Ref. Type Xl1/L13 | 355 | m | SAR | 513
Orig | 1 | 1.0098 | Kingdom of Saudi Arabia | Riyadh | Infrastructure | Sports Boulevard | BP1B Wadi Hanifah (Zones 2-5) | SBF | Al Bawani | Award | 2021 | Remeasure | Streetlighting | CSI | Supply And Installation Of Street Light Fittings And Fixtures Including Containment, Wiring Supports, Fittings And Accessories; Flexible Linear Led Strip, 12W/M, Ip68, Ref. Type Xl1/L14 | 24 | m | SAR | 540
Orig | 1 | 1.0098 | Kingdom of Saudi Arabia | Riyadh | Infrastructure | Sports Boulevard | BP1B Wadi Hanifah (Zones 2-5) | SBF | Al Bawani | Award | 2021 | Remeasure | Streetlighting | CSI | Supply And Installation Of Street Light Fittings And Fixtures Including Containment, Wiring Supports, Fittings And Accessories; Flexible Linear Led Strip, 12W/M, Ip68, Ref. Type Xl1/L16 | 206 | m | SAR | 513
Orig | 1 | 1.0098 | Kingdom of Saudi Arabia | Riyadh | Infrastructure | Sports Boulevard | BP1B Wadi Hanifah (Zones 2-5) | SBF | Al Bawani | Award | 2021 | Remeasure | Streetlighting | CSI | Supply And Installation Of Street Light Fittings And Fixtures Including Containment, Wiring Supports, Fittings And Accessories; Flexible Linear Led Strip, 12W/M, Ip68, Ref. Type Xl1/L21 | 762 | m | SAR | 513
Orig | 1 | 1.0098 | Kingdom of Saudi Arabia | Riyadh | Infrastructure | Sports Boulevard | BP1B Wadi Hanifah (Zones 2-5) | SBF | Al Bawani | Award | 2021 | Remeasure | Streetlighting | CSI | Supply And Installation Of Street Light Fittings And Fixtures Including Containment, Wiring Supports, Fittings And Accessories; Flexible Linear Led Strip, 12W/M, Ip68, Ref. Type Xl1/L22 | 811 | m | SAR | 513
Orig | 1 | 1.0098 | Kingdom of Saudi Arabia | Riyadh | Infrastructure | Sports Boulevard | BP1B Wadi Hanifah (Zones 2-5) | SBF | Al Bawani | Award | 2021 | Remeasure | Streetlighting | CSI | Supply And Installation Of Street Light Fittings And Fixtures Including Containment, Wiring Supports, Fittings And Accessories; Flexible Linear Led Strip, 12W/M, Ip68, Ref. Type Xl1/L23 | 773 | m | SAR | 513
Orig | 1 | 1.0098 | Kingdom of Saudi Arabia | Riyadh | Infrastructure | Sports Boulevard | BP1B Wadi Hanifah (Zones 2-5) | SBF | Al Bawani | Award | 2021 | Remeasure | Streetlighting | CSI | Supply And Installation Of Street Light Fittings And Fixtures Including Containment, Wiring Supports, Fittings And Accessories; Flexible Linear Led Strip, 12W/M, Ip68, Ref. Type Xl1/L24 | 64 | m | SAR | 527
Orig | 1 | 1.0098 | Kingdom of Saudi Arabia | Riyadh | Infrastructure | Sports Boulevard | BP1B Wadi Hanifah (Zones 2-5) | SBF | Al Bawani | Award | 2021 | Remeasure | Streetlighting | CSI | Supply And Installation Of Street Light Fittings And Fixtures Including Containment, Wiring Supports, Fittings And Accessories; Flexible Linear Led Strip, 12W/M, Ip68, Ref. Type Xl1/L25 | 318 | m | SAR | 513
Orig | 1 | 1.0099 | Kingdom of Saudi Arabia | Riyadh | Infrastructure | Sports Boulevard | BP1B Wadi Hanifah (Zones 2-5) | SBF | Al Bawani | Award | 2021 | Remeasure | Streetlighting | CSI | Supply And Installation Of Street Light Fittings And Fixtures Including Containment, Wiring Supports, Fittings And Accessories; Flexible Linear Led Strip, 12W/M, Ip68, Ref. Type Xl1/L26 | 554 | m | SAR | 513
Orig | 1 | 1.0099 | Kingdom of Saudi Arabia | Riyadh | Infrastructure | Sports Boulevard | BP1B Wadi Hanifah (Zones 2-5) | SBF | Al Bawani | Award | 2021 | Remeasure | Streetlighting | CSI | Supply And Installation Of Street Light Fittings And Fixtures Including Containment, Wiring Supports, Fittings And Accessories; Flexible Linear Led Strip, 8.3W/M, Ip67, Ref. Type Xl3/L3 | 114 | m | SAR | 513
Orig | 1 | 1.0099 | Kingdom of Saudi Arabia | Riyadh | Infrastructure | Sports Boulevard | BP1B Wadi Hanifah (Zones 2-5) | SBF | Al Bawani | Award | 2021 | Remeasure | Streetlighting | CSI | Supply And Installation Of Street Light Fittings And Fixtures Including Containment, Wiring Supports, Fittings And Accessories; Flexible Linear Led Strip, 8.3W/M, Ip67, Ref. Type Xl3/L5 | 635 | m | SAR | 513
Orig | 1 | 1.0099 | Kingdom of Saudi Arabia | Riyadh | Infrastructure | Sports Boulevard | BP1B Wadi Hanifah (Zones 2-5) | SBF | Al Bawani | Award | 2021 | Remeasure | Streetlighting | CSI | Supply And Installation Of Street Light Fittings And Fixtures Including Containment, Wiring Supports, Fittings And Accessories; Flexible Linear Led Strip, 8.3W/M, Ip67, Ref. Type Xl3/L7 | 113 | m | SAR | 513
Orig | 1 | 1.0099 | Kingdom of Saudi Arabia | Riyadh | Infrastructure | Sports Boulevard | BP1B Wadi Hanifah (Zones 2-5) | SBF | Al Bawani | Award | 2021 | Remeasure | Streetlighting | CSI | Supply And Installation Of Street Light Fittings And Fixtures Including Containment, Wiring Supports, Fittings And Accessories; Flexible Linear Led Strip, 8.3W/M, Ip67, Ref. Type Xl3/L8 | 267 | m | SAR | 513
Orig | 1 | 1.0099 | Kingdom of Saudi Arabia | Riyadh | Infrastructure | Sports Boulevard | BP1B Wadi Hanifah (Zones 2-5) | SBF | Al Bawani | Award | 2021 | Remeasure | Streetlighting | CSI | Supply And Installation Of Street Light Fittings And Fixtures Including Containment, Wiring Supports, Fittings And Accessories; Flexible Linear Led Strip, 8.3W/M, Ip67, Ref. Type Xl3/L9 | 166 | m | SAR | 513
Orig | 1 | 1.0099 | Kingdom of Saudi Arabia | Riyadh | Infrastructure | Sports Boulevard | BP1B Wadi Hanifah (Zones 2-5) | SBF | Al Bawani | Award | 2021 | Remeasure | Streetlighting | CSI | Supply And Installation Of Street Light Fittings And Fixtures Including Containment, Wiring Supports, Fittings And Accessories; Flexible Linear Led Strip, 8.3W/M, Ip67, Ref. Type Xl3/L12 | 85 | m | SAR | 513
Orig | 1 | 1.0099 | Kingdom of Saudi Arabia | Riyadh | Infrastructure | Sports Boulevard | BP1B Wadi Hanifah (Zones 2-5) | SBF | Al Bawani | Award | 2021 | Remeasure | Streetlighting | CSI | Supply And Installation Of Street Light Fittings And Fixtures Including Containment, Wiring Supports, Fittings And Accessories; Flexible Linear Led Strip, 8.3W/M, Ip67, Ref. Type Xl3/L13 | 203 | m | SAR | 513
Orig | 1 | 1.0099 | Kingdom of Saudi Arabia | Riyadh | Infrastructure | Sports Boulevard | BP1B Wadi Hanifah (Zones 2-5) | SBF | Al Bawani | Award | 2021 | Remeasure | Streetlighting | CSI | Supply And Installation Of Street Light Fittings And Fixtures Including Containment, Wiring Supports, Fittings And Accessories; Flexible Linear Led Strip, 8.3W/M, Ip67, Ref. Type Xl3/L14 | 278 | m | SAR | 513
Orig | 1 | 1.0099 | Kingdom of Saudi Arabia | Riyadh | Infrastructure | Sports Boulevard | BP1B Wadi Hanifah (Zones 2-5) | SBF | Al Bawani | Award | 2021 | Remeasure | Streetlighting | CSI | Supply And Installation Of Street Light Fittings And Fixtures Including Containment, Wiring Supports, Fittings And Accessories; Flexible Linear Led Strip, 8.3W/M, Ip67, Ref. Type Xl3/L24 | 24 | m | SAR | 540
Orig | 1 | 1.01 | Kingdom of Saudi Arabia | Riyadh | Infrastructure | Sports Boulevard | BP1B Wadi Hanifah (Zones 2-5) | SBF | Al Bawani | Award | 2021 | Remeasure | Streetlighting | CSI | Supply And Installation Of Street Light Fittings And Fixtures Including Containment, Wiring Supports, Fittings And Accessories; Flexible Linear Led Strip, 8.3W/M, Ip67, Ref. Type Xl3/L29 | 349 | m | SAR | 513
Orig | 1 | 1.01 | Kingdom of Saudi Arabia | Riyadh | Infrastructure | Sports Boulevard | BP1B Wadi Hanifah (Zones 2-5) | SBF | Al Bawani | Award | 2021 | Remeasure | Streetlighting | CSI | Supply And Installation Of Street Light Fittings And Fixtures Including Containment, Wiring Supports, Fittings And Accessories; Flexible Linear Led Strip, 8.3W/M, Ip67, Ref. Type Xl3/L30 | 1576 | m | SAR | 513
Orig | 1 | 1.01 | Kingdom of Saudi Arabia | Riyadh | Infrastructure | Sports Boulevard | BP1B Wadi Hanifah (Zones 2-5) | SBF | Al Bawani | Award | 2021 | Remeasure | Streetlighting | CSI | Supply And Installation Of Street Light Fittings And Fixtures Including Containment, Wiring Supports, Fittings And Accessories; Flexible Linear Led Strip, 8.3W/M, Ip67, Ref. Type Xl3/L31 | 1153 | m | SAR | 513
Orig | 1 | 1.01 | Kingdom of Saudi Arabia | Riyadh | Infrastructure | Sports Boulevard | BP1B Wadi Hanifah (Zones 2-5) | SBF | Al Bawani | Award | 2021 | Remeasure | Streetlighting | CSI | Supply And Installation Of Street Light Fittings And Fixtures Including Containment, Wiring Supports, Fittings And Accessories; Ground Linear Led Luminaire, 19.7W/M, Ip66, Ref. Type Xl7/L3 | 108 | m | SAR | 5063
Orig | 1 | 1.01 | Kingdom of Saudi Arabia | Riyadh | Infrastructure | Sports Boulevard | BP1B Wadi Hanifah (Zones 2-5) | SBF | Al Bawani | Award | 2021 | Remeasure | Streetlighting | CSI | Supply And Installation Of Street Light Fittings And Fixtures Including Containment, Wiring Supports, Fittings And Accessories; Ground Linear Led Luminaire, 13W/M, Ip67, Ref. Type Xl10/L8 | 149 | m | SAR | 4482
Orig | 1 | 1.01 | Kingdom of Saudi Arabia | Riyadh | Infrastructure | Sports Boulevard | BP1B Wadi Hanifah (Zones 2-5) | SBF | Al Bawani | Award | 2021 | Remeasure | Streetlighting | CSI | Supply And Installation Of Street Light Fittings And Fixtures Including Containment, Wiring Supports, Fittings And Accessories; Ground Linear Led Luminaire, 13W/M, Ip67, Ref. Type Xl10/L9 | 97 | m | SAR | 4496
Orig | 1 | 1.01 | Kingdom of Saudi Arabia | Riyadh | Infrastructure | Sports Boulevard | BP1B Wadi Hanifah (Zones 2-5) | SBF | Al Bawani | Award | 2021 | Remeasure | Streetlighting | CSI | Supply And Installation Of Street Light Fittings And Fixtures Including Containment, Wiring Supports, Fittings And Accessories; Ground Linear Led Luminaire, 7.2W/M, Ip67, Ref. Type Xl11/L5 | 269 | m | SAR | 945
Orig | 1 | 1.01 | Kingdom of Saudi Arabia | Riyadh | Infrastructure | Sports Boulevard | BP1B Wadi Hanifah (Zones 2-5) | SBF | Al Bawani | Award | 2021 | Remeasure | Streetlighting | CSI | Supply And Installation Of Street Light Fittings And Fixtures Including Containment, Wiring Supports, Fittings And Accessories; Ground Linear Led Luminaire, 7.2W/M, Ip67, Ref. Type Xl11/L6 | 230 | m | SAR | 945
Orig | 1 | 1.01 | Kingdom of Saudi Arabia | Riyadh | Infrastructure | Sports Boulevard | BP1B Wadi Hanifah (Zones 2-5) | SBF | Al Bawani | Award | 2021 | Remeasure | Streetlighting | CSI | 'Supply And Installation Of Street Light Fittings And Fixtures Including Containment, Wiring Supports, Fittings And Accessories;Pole Mounted, Led Luminaire, 10M High, 49.6W, Ip65, Ref. Type Xc2/L2 | 8 | Nr | SAR | 7547
Orig | 1 | 1.01 | Kingdom of Saudi Arabia | Riyadh | Infrastructure | Sports Boulevard | BP1B Wadi Hanifah (Zones 2-5) | SBF | Al Bawani | Award | 2021 | Remeasure | Streetlighting | CSI | 'Supply And Installation Of Street Light Fittings And Fixtures Including Containment, Wiring Supports, Fittings And Accessories;Pole Mounted, Led Luminaire, 10M High, 49.6W, Ip65, Ref. Type Xc2/L3 | 26 | Nr | SAR | 7547
Orig | 1 | 1.0101 | Kingdom of Saudi Arabia | Riyadh | Infrastructure | Sports Boulevard | BP1B Wadi Hanifah (Zones 2-5) | SBF | Al Bawani | Award | 2021 | Remeasure | Streetlighting | CSI | 'Supply And Installation Of Street Light Fittings And Fixtures Including Containment, Wiring Supports, Fittings And Accessories;Pole Mounted, Led Luminaire, 10M High, 49.6W, Ip65, Ref. Type Xc2/L4 | 44 | Nr | SAR | 7547
Orig | 1 | 1.0101 | Kingdom of Saudi Arabia | Riyadh | Infrastructure | Sports Boulevard | BP1B Wadi Hanifah (Zones 2-5) | SBF | Al Bawani | Award | 2021 | Remeasure | Streetlighting | CSI | 'Supply And Installation Of Street Light Fittings And Fixtures Including Containment, Wiring Supports, Fittings And Accessories;Pole Mounted, Led Luminaire, 10M High, 49.6W, Ip65, Ref. Type Xc2/L5 | 12 | Nr | SAR | 7547
Orig | 1 | 1.0101 | Kingdom of Saudi Arabia | Riyadh | Infrastructure | Sports Boulevard | BP1B Wadi Hanifah (Zones 2-5) | SBF | Al Bawani | Award | 2021 | Remeasure | Streetlighting | CSI | 'Supply And Installation Of Street Light Fittings And Fixtures Including Containment, Wiring Supports, Fittings And Accessories;Pole Mounted, Led Luminaire, 10M High, 49.6W, Ip65, Ref. Type Xc2/L6 | 14 | Nr | SAR | 7547
Orig | 1 | 1.0101 | Kingdom of Saudi Arabia | Riyadh | Infrastructure | Sports Boulevard | BP1B Wadi Hanifah (Zones 2-5) | SBF | Al Bawani | Award | 2021 | Remeasure | Streetlighting | CSI | 'Supply And Installation Of Street Light Fittings And Fixtures Including Containment, Wiring Supports, Fittings And Accessories;Pole Mounted, Led Luminaire, 10M High, 49.6W, Ip65, Ref. Type Xc3/L1 | 335 | Nr | SAR | 7223
Orig | 1 | 1.0101 | Kingdom of Saudi Arabia | Riyadh | Infrastructure | Sports Boulevard | BP1B Wadi Hanifah (Zones 2-5) | SBF | Al Bawani | Award | 2021 | Remeasure | Streetlighting | CSI | 'Supply And Installation Of Street Light Fittings And Fixtures Including Containment, Wiring Supports, Fittings And Accessories;Pole Mounted, Led Luminaire, 10M High, 49.6W, Ip65, Ref. Type Xc3/L2 | 288 | Nr | SAR | 7223
Orig | 1 | 1.0101 | Kingdom of Saudi Arabia | Riyadh | Infrastructure | Sports Boulevard | BP1B Wadi Hanifah (Zones 2-5) | SBF | Al Bawani | Award | 2021 | Remeasure | Streetlighting | CSI | 'Supply And Installation Of Street Light Fittings And Fixtures Including Containment, Wiring Supports, Fittings And Accessories;Pole Mounted, Led Luminaire, 10M High, 49.6W, Ip65, Ref. Type Xc3/L3 | 307 | Nr | SAR | 7223
Orig | 1 | 1.0101 | Kingdom of Saudi Arabia | Riyadh | Infrastructure | Sports Boulevard | BP1B Wadi Hanifah (Zones 2-5) | SBF | Al Bawani | Award | 2021 | Remeasure | Streetlighting | CSI | 'Supply And Installation Of Street Light Fittings And Fixtures Including Containment, Wiring Supports, Fittings And Accessories;Pole Mounted, Led Luminaire, 10M High, 49.6W, Ip65, Ref. Type Xc3/L4 | 201 | Nr | SAR | 7223
Orig | 1 | 1.0101 | Kingdom of Saudi Arabia | Riyadh | Infrastructure | Sports Boulevard | BP1B Wadi Hanifah (Zones 2-5) | SBF | Al Bawani | Award | 2021 | Remeasure | Streetlighting | CSI | 'Supply And Installation Of Street Light Fittings And Fixtures Including Containment, Wiring Supports, Fittings And Accessories;Pole Mounted, Led Luminaire, 10M High, 49.6W, Ip65, Ref. Type Xc3/L5 | 39 | Nr | SAR | 7223
Orig | 1 | 1.0101 | Kingdom of Saudi Arabia | Riyadh | Infrastructure | Sports Boulevard | BP1B Wadi Hanifah (Zones 2-5) | SBF | Al Bawani | Award | 2021 | Remeasure | Streetlighting | CSI | 'Supply And Installation Of Street Light Fittings And Fixtures Including Containment, Wiring Supports, Fittings And Accessories;Pole Mounted, Led Luminaire, 10M High, 49.6W, Ip65, Ref. Type Xc3/L6 | 24 | Nr | SAR | 7223
Orig | 1 | 1.0102 | Kingdom of Saudi Arabia | Riyadh | Infrastructure | Sports Boulevard | BP1B Wadi Hanifah (Zones 2-5) | SBF | Al Bawani | Award | 2021 | Remeasure | Streetlighting | CSI | 'Supply And Installation Of Street Light Fittings And Fixtures Including Containment, Wiring Supports, Fittings And Accessories;Pole Mounted, Led Luminaire, 10M High, 49.6W, Ip65, Ref. Type Xc3/L7 | 14 | Nr | SAR | 7223
Orig | 1 | 1.0102 | Kingdom of Saudi Arabia | Riyadh | Infrastructure | Sports Boulevard | BP1B Wadi Hanifah (Zones 2-5) | SBF | Al Bawani | Award | 2021 | Remeasure | Streetlighting | CSI | 'Supply And Installation Of Street Light Fittings And Fixtures Including Containment, Wiring Supports, Fittings And Accessories;Pole Mounted, Led Luminaire, 10M High, 49.6W, Ip65, Ref. Type Xc3/L9 | 10 | Nr | SAR | 7223
Orig | 1 | 1.0102 | Kingdom of Saudi Arabia | Riyadh | Infrastructure | Sports Boulevard | BP1B Wadi Hanifah (Zones 2-5) | SBF | Al Bawani | Award | 2021 | Remeasure | Streetlighting | CSI | 'Supply And Installation Of Street Light Fittings And Fixtures Including Containment, Wiring Supports, Fittings And Accessories;Pole Mounted, Led Luminaire, 10M High, 49.6W, Ip65, Ref. Type Xc3/L10 | 7 | Nr | SAR | 7223
Orig | 1 | 1.0102 | Kingdom of Saudi Arabia | Riyadh | Infrastructure | Sports Boulevard | BP1B Wadi Hanifah (Zones 2-5) | SBF | Al Bawani | Award | 2021 | Remeasure | Streetlighting | CSI | 'Supply And Installation Of Street Light Fittings And Fixtures Including Containment, Wiring Supports, Fittings And Accessories;Pole Mounted, Led Luminaire, 10M High, 49.6W, Ip65, Ref. Type Xc3/L16 | 6 | Nr | SAR | 7223
Orig | 1 | 1.0102 | Kingdom of Saudi Arabia | Riyadh | Infrastructure | Sports Boulevard | BP1B Wadi Hanifah (Zones 2-5) | SBF | Al Bawani | Award | 2021 | Remeasure | Streetlighting | CSI | 'Supply And Installation Of Street Light Fittings And Fixtures Including Containment, Wiring Supports, Fittings And Accessories;Pole Mounted, Led Luminaire, 10M High, 49.6W, Ip65, Ref. Type Xc3/L27 | 6 | Nr | SAR | 7223
Orig | 1 | 1.0102 | Kingdom of Saudi Arabia | Riyadh | Infrastructure | Sports Boulevard | BP1B Wadi Hanifah (Zones 2-5) | SBF | Al Bawani | Award | 2021 | Remeasure | Streetlighting | CSI | Supply And Installation Of Street Light Fittings And Fixtures Including Containment, Wiring Supports, Fittings And Accessories;Bollard Luminaire, Led, 12W, Ip65, Ref. Type Xb1/L6 | 10 | Nr | SAR | 5292
Orig | 1 | 1.0102 | Kingdom of Saudi Arabia | Riyadh | Infrastructure | Sports Boulevard | BP1B Wadi Hanifah (Zones 2-5) | SBF | Al Bawani | Award | 2021 | Remeasure | Streetlighting | CSI | Supply And Installation Of Street Light Fittings And Fixtures Including Containment, Wiring Supports, Fittings And Accessories;Bollard Luminaire, Led, 12W, Ip65, Ref. Type Xb1/L7 | 30 | Nr | SAR | 5292
Orig | 1 | 1.0102 | Kingdom of Saudi Arabia | Riyadh | Infrastructure | Sports Boulevard | BP1B Wadi Hanifah (Zones 2-5) | SBF | Al Bawani | Award | 2021 | Remeasure | Streetlighting | CSI | Supply And Installation Of Street Light Fittings And Fixtures Including Containment, Wiring Supports, Fittings And Accessories;Bollard Luminaire, Led, 12W, Ip65, Ref. Type Xb1/L8 | 39 | Nr | SAR | 5292
Orig | 1 | 1.0102 | Kingdom of Saudi Arabia | Riyadh | Infrastructure | Sports Boulevard | BP1B Wadi Hanifah (Zones 2-5) | SBF | Al Bawani | Award | 2021 | Remeasure | Streetlighting | CSI | Supply And Installation Of Street Light Fittings And Fixtures Including Containment, Wiring Supports, Fittings And Accessories;Bollard Luminaire, Led, 12W, Ip65, Ref. Type Xb1/L15 | 54 | Nr | SAR | 5292
Orig | 1 | 1.0102 | Kingdom of Saudi Arabia | Riyadh | Infrastructure | Sports Boulevard | BP1B Wadi Hanifah (Zones 2-5) | SBF | Al Bawani | Award | 2021 | Remeasure | Streetlighting | CSI | Supply And Installation Of Street Light Fittings And Fixtures Including Containment, Wiring Supports, Fittings And Accessories;Bollard Luminaire, Led, 12W, Ip65, Ref. Type Xb1/L28 | 33 | Nr | SAR | 5292
Orig | 1 | 1.0103 | Kingdom of Saudi Arabia | Riyadh | Infrastructure | Sports Boulevard | BP1B Wadi Hanifah (Zones 2-5) | SBF | Al Bawani | Award | 2021 | Remeasure | Streetlighting | CSI | Supply And Installation Of Street Light Fittings And Fixtures Including Containment, Wiring Supports, Fittings And Accessories;Ceiling Recessed, Adjustable Led Low Glare Downlight, 15W, Ip65, Ref. Type Xd2/L4 | 30 | Nr | SAR | 6548
Orig | 1 | 1.0103 | Kingdom of Saudi Arabia | Riyadh | Infrastructure | Sports Boulevard | BP1B Wadi Hanifah (Zones 2-5) | SBF | Al Bawani | Award | 2021 | Remeasure | Streetlighting | CSI | Supply And Installation Of Street Light Fittings And Fixtures Including Containment, Wiring Supports, Fittings And Accessories;Recessed Led Uplighter Medium Beam, 10W, Ip67, Ref. Type Xd3/L4 | 12 | Nr | SAR | 5333
Orig | 1 | 1.0103 | Kingdom of Saudi Arabia | Riyadh | Infrastructure | Sports Boulevard | BP1B Wadi Hanifah (Zones 2-5) | SBF | Al Bawani | Award | 2021 | Remeasure | Streetlighting | CSI | Supply And Installation Of Street Light Fittings And Fixtures Including Containment, Wiring Supports, Fittings And Accessories;Wall Recessed Step Lighting, 1.4W, Ip66, Ref. Type Xw1/L4 | 10 | Nr | SAR | 1499
Orig | 1 | 1.0103 | Kingdom of Saudi Arabia | Riyadh | Infrastructure | Sports Boulevard | BP1B Wadi Hanifah (Zones 2-5) | SBF | Al Bawani | Award | 2021 | Remeasure | Streetlighting | CSI | Removal Of Existing Utilities | 6314 | m | SAR | 135
Orig | 1 | 1.0103 | Kingdom of Saudi Arabia | Riyadh | Infrastructure | Sports Boulevard | BP1B Wadi Hanifah (Zones 2-5) | SBF | Al Bawani | Award | 2021 | Remeasure | Streetlighting | CSI | Disassembly Of Lighting Column And Luminaire And Transport To Landfill Or Warehouse | 219 | Nr | SAR | 2700
Orig | 1 | 1.0103 | Kingdom of Saudi Arabia | Riyadh | Infrastructure | Sports Boulevard | BP1B Wadi Hanifah (Zones 2-5) | SBF | Al Bawani | Award | 2021 | Remeasure | Other Utility Buildings (Cycle Station) | CSI | Supply And Installation Of Manholes Complete With All Civil Works, Accessories And Fittings; Manhole 400X400Mm, Concrete Prefabricated (400X400X600Mm) | 19 | Nr | SAR | 2700
Orig | 1 | 1.0103 | Kingdom of Saudi Arabia | Riyadh | Infrastructure | Sports Boulevard | BP1B Wadi Hanifah (Zones 2-5) | SBF | Al Bawani | Award | 2021 | Remeasure | Other Utility Buildings (Cycle Station) | CSI | Supply And Installation Of Duct Bank Complete With All Civil Works, Accessories And Fittings; Trench Pipe Type C-2 (2 Pvc Conduits 90Mm Diameter) | 204 | m | SAR | 162
Orig | 1 | 1.0103 | Kingdom of Saudi Arabia | Riyadh | Infrastructure | Sports Boulevard | BP1B Wadi Hanifah (Zones 2-5) | SBF | Al Bawani | Award | 2021 | Remeasure | Other Utility Buildings (Cycle Station) | CSI | Supply And Installation Of Cable Containment Including All Required Fittings, Accessories And Supports; Metallic Tray 100X60Mm | 12 | m | SAR | 162
Orig | 1 | 1.0103 | Kingdom of Saudi Arabia | Riyadh | Infrastructure | Sports Boulevard | BP1B Wadi Hanifah (Zones 2-5) | SBF | Al Bawani | Award | 2021 | Remeasure | Other Utility Buildings (Cycle Station) | CSI | Supply And Installation Of Service Access Line Infrastructure, Including All Required Fittings, Accessories And Supports; | 49 | m | SAR | 1350
Orig | 1 | 1.0103 | Kingdom of Saudi Arabia | Riyadh | Infrastructure | Sports Boulevard | BP1B Wadi Hanifah (Zones 2-5) | SBF | Al Bawani | Award | 2021 | Remeasure | Other Utility Buildings (Cycle Station) | CSI | Supply And Installation Of Telecom Companies Closet 600X600X368Mm With Perforated Backside, Including All Required Fittings, Accessories And Supports | 4 | Nr | SAR | 74250
Orig | 1 | 1.0104 | Kingdom of Saudi Arabia | Riyadh | Infrastructure | Sports Boulevard | BP1B Wadi Hanifah (Zones 2-5) | SBF | Al Bawani | Award | 2021 | Remeasure | Other Utility Buildings (Cycle Station) | CSI | Supply And Installation Of Singlemode Fiber Optic Outside Plan And Ftp Cat6A Cabling With All Civil Works, Accessories And Fittings; Outside Plant Fibre Optic Cable, Armored, 6-Fiber, Sm, Os2, Loose Tube, Gelfilled | 54000 | m | SAR | 19
Orig | 1 | 1.0104 | Kingdom of Saudi Arabia | Riyadh | Infrastructure | Sports Boulevard | BP1B Wadi Hanifah (Zones 2-5) | SBF | Al Bawani | Award | 2021 | Remeasure | Other Utility Buildings (Cycle Station) | CSI | Supply And Installation Of Singlemode Fiber Optic Outside Plan And Ftp Cat6A Cabling With All Civil Works, Accessories And Fittings; Fiber Optic Interconnecting Devices, Patch Panel With 12 Sc Connectors | 102 | Nr | SAR | 3240
Orig | 1 | 1.0104 | Kingdom of Saudi Arabia | Riyadh | Infrastructure | Sports Boulevard | BP1B Wadi Hanifah (Zones 2-5) | SBF | Al Bawani | Award | 2021 | Remeasure | Other Utility Buildings (Cycle Station) | CSI | Supply And Installation Of Singlemode Fiber Optic Outside Plan And Ftp Cat6A Cabling With All Civil Works, Accessories And Fittings; 24X Rj45 Utp Cat6A Patch Panel | 102 | Nr | SAR | 18900
Orig | 1 | 1.0104 | Kingdom of Saudi Arabia | Riyadh | Infrastructure | Sports Boulevard | BP1B Wadi Hanifah (Zones 2-5) | SBF | Al Bawani | Award | 2021 | Remeasure | Other Utility Buildings (Cycle Station) | CSI | Supply And Installation Of Telecom Outdoor Closets,600X400X800 Mm With Perforated Backside, Including All Required Fittings, Accessories And Supports; Outdoor Rack Cabinet | 102 | Nr | SAR | 6075
Orig | 1 | 1.0104 | Kingdom of Saudi Arabia | Riyadh | Infrastructure | Sports Boulevard | BP1B Wadi Hanifah (Zones 2-5) | SBF | Al Bawani | Award | 2021 | Remeasure | Other Utility Buildings (Cycle Station) | CSI | Supply And Installation Of Telecom Outdoor Closets,600X400X800 Mm With Perforated Backside, Including All Required Fittings, Accessories And Supports; Electrical Connection Point | 102 | Nr | SAR | 810
Orig | 1 | 1.0104 | Kingdom of Saudi Arabia | Riyadh | Infrastructure | Sports Boulevard | BP1B Wadi Hanifah (Zones 2-5) | SBF | Al Bawani | Award | 2021 | Remeasure | Other Utility Buildings (Cycle Station) | CSI | Supply And Installation Of Telecom Industrial Switch For Cctv Cameras, Including All Required Fittings, Accessories And Supports; Managed Industrial Ethernet Switch 10-Port Poe (100W) Gigabit Switch | 102 | Nr | SAR | 4050
Orig | 1 | 1.0104 | Kingdom of Saudi Arabia | Riyadh | Infrastructure | Sports Boulevard | BP1B Wadi Hanifah (Zones 2-5) | SBF | Al Bawani | Award | 2021 | Remeasure | Other Utility Buildings (Cycle Station) | CSI | Supply And Installation Of Telecom Industrial Switch For Cctv Cameras, Including All Required Fittings, Accessories And Supports; 24 Port Gigabit Switch For Central Control | 1 | Nr | SAR | 18900
Orig | 1 | 1.0104 | Kingdom of Saudi Arabia | Riyadh | Infrastructure | Sports Boulevard | BP1B Wadi Hanifah (Zones 2-5) | SBF | Al Bawani | Award | 2021 | Remeasure | Other Utility Buildings (Cycle Station) | CSI | Supply And Installation Of Intelligent Fire Alarm Control Panel (Facp) For At Least 2 Intelligent Addressable Signalling Line Circuit (Slc), 2 Nac (Notification Appliances Circuits), Necessary Communications Cards, Necessary Direct Contacts, Input For Supply Ups, And External Interfaces According To Project Documentation. With Display, Built-In Printer, And Dual-Cpu. Certified Sil_2. Ul Listed, Fm Approval Or Lpc Certified.Included All Cabling And Necessary Accesories For The Correct Installation And Battery Box 2X24 Vdc Seated In Batteries. All In Wall Mount Cabinet. | 4 | Nr | SAR | 25000
Orig | 1 | 1.0104 | Kingdom of Saudi Arabia | Riyadh | Infrastructure | Sports Boulevard | BP1B Wadi Hanifah (Zones 2-5) | SBF | Al Bawani | Award | 2021 | Remeasure | Other Utility Buildings (Cycle Station) | CSI | Supply And Installation Of Addressable Photoelectric And Thermal Detector (Addressable, Powered By Slc Power)Detector, Including Mounting Kit (For Surface, Flush Or Under Raised Floors), Ducts, Covers, Clamps, Dowels, Washers And The Necessary Accesories For The Correct Installation. Model According To Facp Model. | 24 | Nr | SAR | 450
Orig | 1 | 1.0104 | Kingdom of Saudi Arabia | Riyadh | Infrastructure | Sports Boulevard | BP1B Wadi Hanifah (Zones 2-5) | SBF | Al Bawani | Award | 2021 | Remeasure | Other Utility Buildings (Cycle Station) | CSI | Supply And Installation Of Addressable Manual Pull Station Outdoor (Weather Proof) (Addressable, Powered By Slc Power) Break Glass Red Colour, Including Necessary Surface Or Recessed Mounting Kit, Ducts, Covers, Clamps, Dowels, Washers And All The Necessary Accesories For The Correct Installation (Included Photoluminiscent Signalization). Model According To Facp Model | 11 | Nr | SAR | 700
Orig | 1 | 1.0105 | Kingdom of Saudi Arabia | Riyadh | Infrastructure | Sports Boulevard | BP1B Wadi Hanifah (Zones 2-5) | SBF | Al Bawani | Award | 2021 | Remeasure | Other Utility Buildings (Cycle Station) | CSI | Supply And Installation Of Addressable Alarm Siren Outdoor(Weather Proof) Wall Horn/Strobe, Including Ducts, Covers,Clamps, Dowels, Washers And All The Necessary Accesories For The Correct Installation (Wall Mounted) (Included Photoluminiscent Signalization).Model With 110 Candelas And 100 Dba Or Adjustable To Work In These Values | 16 | Nr | SAR | 800
Orig | 1 | 1.0105 | Kingdom of Saudi Arabia | Riyadh | Infrastructure | Sports Boulevard | BP1B Wadi Hanifah (Zones 2-5) | SBF | Al Bawani | Award | 2021 | Remeasure | Earthworks | CSI | Excavation To In Any Type Of Soil And Rocks To The Required Levels And Grades Including Support System, Dewatering, Disposition Off Site | 89273 | m³ | SAR | 27
Orig | 1 | 1.0105 | Kingdom of Saudi Arabia | Riyadh | Infrastructure | Sports Boulevard | BP1B Wadi Hanifah (Zones 2-5) | SBF | Al Bawani | Award | 2021 | Remeasure | Earthworks | CSI | Excavation For Structural Foundations | 30725 | m³ | SAR | 34
Orig | 1 | 1.0105 | Kingdom of Saudi Arabia | Riyadh | Infrastructure | Sports Boulevard | BP1B Wadi Hanifah (Zones 2-5) | SBF | Al Bawani | Award | 2021 | Remeasure | Earthworks | CSI | Disposal Of Surplus Excavated Material; Material Other Than Topsoil, Rock Or Artificial Hard Material. | 85031 | m³ | SAR | 14
Orig | 1 | 1.0105 | Kingdom of Saudi Arabia | Riyadh | Infrastructure | Sports Boulevard | BP1B Wadi Hanifah (Zones 2-5) | SBF | Al Bawani | Award | 2021 | Remeasure | Earthworks | CSI | Supply Of A-1-A Backfilling Materials, Backfill And Compaction To The Required Grades, Including Transportation Of Material, Spreading In Layers, Compaction To The Finished Levels | 4242 | m³ | SAR | 41
Orig | 1 | 1.0105 | Kingdom of Saudi Arabia | Riyadh | Infrastructure | Sports Boulevard | BP1B Wadi Hanifah (Zones 2-5) | SBF | Al Bawani | Award | 2021 | Remeasure | Other Utility Buildings (Cycle Station) | CSI | Bored Cast-In Place Concrete Plies; Concrete; Cylinder/Cube Strength 35/45Mpa Including Necessary Ground Granulated Blast Furnace Or Other Approved Equivalent Admixtures As Specified; Including Boring Through Soil Conditions Of Any Type (Including Rock), Lining Bores, Reinforcement Cage, Placing Concrete And Dewatering Bores, Removal Of Surplus Material Arising Off Site ; 450Mm Diameter Piles; | 630 | m | SAR | 810
Orig | 1 | 1.0105 | Kingdom of Saudi Arabia | Riyadh | Infrastructure | Sports Boulevard | BP1B Wadi Hanifah (Zones 2-5) | SBF | Al Bawani | Award | 2021 | Remeasure | Other Utility Buildings (Cycle Pavilion) | CSI | Bored Cast-In Place Concrete Plies; Concrete; Cylinder/Cube Strength 35/45Mpa Including Necessary Ground Granulated Blast Furnace Or Other Approved Equivalent Admixtures As Specified; Including Boring Through Soil Conditions Of Any Type (Including Rock), Lining Bores, Reinforcement Cage, Placing Concrete And Dewatering Bores, Removal Of Surplus Material Arising Off Site ; 450Mm Diameter Piles; | 2699 | m | SAR | 878
Orig | 1 | 1.0105 | Kingdom of Saudi Arabia | Riyadh | Infrastructure | Sports Boulevard | BP1B Wadi Hanifah (Zones 2-5) | SBF | Al Bawani | Award | 2021 | Remeasure | Other Utility Buildings (Cycle Pavilion) | CSI | Standard Test Method For Piles Under Static Axial Compressive Load In Accordance With Astm D 1143 ; Working Pile Of 450Mm Diameter | 1 | Nr | SAR | 37125
Orig | 1 | 1.0105 | Kingdom of Saudi Arabia | Riyadh | Infrastructure | Sports Boulevard | BP1B Wadi Hanifah (Zones 2-5) | SBF | Al Bawani | Award | 2021 | Remeasure | Other Utility Buildings (Cycle Pavilion) | CSI | Low-Strain Dynamic Load Testing In Accordance With Astm D 4945 | 1665 | Nr | SAR | 243
Orig | 1 | 1.0105 | Kingdom of Saudi Arabia | Riyadh | Infrastructure | Sports Boulevard | BP1B Wadi Hanifah (Zones 2-5) | SBF | Al Bawani | Award | 2021 | Remeasure | Other Utility Buildings (Cycle Pavilion) | CSI | Lateral Load Testing In Accordance With Astm D 3966 | 1 | Nr | SAR | 47250
Orig | 1 | 1.0106 | Kingdom of Saudi Arabia | Riyadh | Infrastructure | Sports Boulevard | BP1B Wadi Hanifah (Zones 2-5) | SBF | Al Bawani | Award | 2021 | Remeasure | Roads And Pavings | CSI | 70 Mm Thick Asphaltic Base Course Grading Ii Including All Necessary Excavation, Screed, Bedding Materials, Supports, Grouts, Spacers, Trims And Fixing Accessories; (Composed Of Bitumen Pg 76-10) | 3197 | m² | SAR | 38
Orig | 1 | 1.0106 | Kingdom of Saudi Arabia | Riyadh | Infrastructure | Sports Boulevard | BP1B Wadi Hanifah (Zones 2-5) | SBF | Al Bawani | Award | 2021 | Remeasure | Roads And Pavings | CSI | 100 Mm Thick Asphaltic Base Course Grading I Including All Necessary Excavation, Screed, Bedding Materials, Supports, Grouts, Spacers, Trims And Fixing Accessories, (Composed Of Bitumen Pg 76-10) | 3197 | m² | SAR | 54
Orig | 1 | 1.0106 | Kingdom of Saudi Arabia | Riyadh | Infrastructure | Sports Boulevard | BP1B Wadi Hanifah (Zones 2-5) | SBF | Al Bawani | Award | 2021 | Remeasure | Roads And Pavings | CSI | 300Mm Thick Aggregate Base Course Including All Necessary Excavation, Screed, Bedding Materials, Supports, Grouts, Spacers, Trims And Fixing Accessories, | 3197 | m² | SAR | 23
Orig | 1 | 1.0106 | Kingdom of Saudi Arabia | Riyadh | Infrastructure | Sports Boulevard | BP1B Wadi Hanifah (Zones 2-5) | SBF | Al Bawani | Award | 2021 | Remeasure | Roads And Pavings | CSI | 300 Mm Thick Compacted Subgrade Including All Necessary Excavation, Screed, Bedding Materials, Supports, Grouts, Spacers, Trims And Fixing Accessories | 3197 | m² | SAR | 20
Orig | 1 | 1.0106 | Kingdom of Saudi Arabia | Riyadh | Infrastructure | Sports Boulevard | BP1B Wadi Hanifah (Zones 2-5) | SBF | Al Bawani | Award | 2021 | Remeasure | Roads And Pavings | CSI | 50 Mm Thick Wearing Course Grading I, Including All Necessary 'Excavation, Screed, Bedding Materials, Supports, Grouts, 'Spacers, Trims And Fixing Accessories | 3197 | m² | SAR | 19
Orig | 1 | 1.0106 | Kingdom of Saudi Arabia | Riyadh | Infrastructure | Sports Boulevard | BP1B Wadi Hanifah (Zones 2-5) | SBF | Al Bawani | Award | 2021 | Remeasure | Roads And Pavings | CSI | Prime Coat (Ms-1) | 3197 | m² | SAR | 3
Orig | 1 | 1.0106 | Kingdom of Saudi Arabia | Riyadh | Infrastructure | Sports Boulevard | BP1B Wadi Hanifah (Zones 2-5) | SBF | Al Bawani | Award | 2021 | Remeasure | Roads And Pavings | CSI | Tack Coat (Rc-2) | 3196 | m² | SAR | 3
Orig | 1 | 1.0106 | Kingdom of Saudi Arabia | Riyadh | Infrastructure | Sports Boulevard | BP1B Wadi Hanifah (Zones 2-5) | SBF | Al Bawani | Award | 2021 | Remeasure | Streetscape | CSI | Colored Concrete Paving; Integral Colored Concrete With Ground Finished; Laid Over 200 Mm Thick Compacted Aggregate; Including 6 Mm Wide X 40 Mm Thick Sawcut Control Joints Warning Strip (Where Required), Expansion Joints And All Necessary Fixing Accessories; P1A - 150 Mm Thick Monolithic Surface; | 88010 | m² | SAR | 257
Orig | 1 | 1.0106 | Kingdom of Saudi Arabia | Riyadh | Infrastructure | Sports Boulevard | BP1B Wadi Hanifah (Zones 2-5) | SBF | Al Bawani | Award | 2021 | Remeasure | Streetscape | CSI | Colored Concrete Topping Coat Paving; Integral Colored Concrete With Concrete Paving; Textured Concrete Finished; Laid To Structural Concrete (Measured Separately); Including Chamfered Sawcut Joints (Where Required) And All Necessary Fixing Accessories ; P1B - 50 Mm Thick Monolithic Surface; | 2689 | m² | SAR | 271
Orig | 1 | 1.0106 | Kingdom of Saudi Arabia | Riyadh | Infrastructure | Sports Boulevard | BP1B Wadi Hanifah (Zones 2-5) | SBF | Al Bawani | Award | 2021 | Remeasure | Streetscape | CSI | Limestone Plank Paver; Laid To Pattern; Desert White Limestone, Bushhammerfinish; Bedded On 30 Mm Thick Mortar Full Bed, 150 Mm Thick Reinforced Concrete Slab With 102 X 102 Mw 18.7/18.7 Wire Mesh, Compacted Aggregate Base, Compacted Subgrade; Including Joints, Mortar Grout And All Necessary Fixing Accessories; P2 - 400 X 1200 X 60 Mm Thick Plank Paving | 34755 | m² | SAR | 473
Orig | 1 | 1.0107 | Kingdom of Saudi Arabia | Riyadh | Infrastructure | Sports Boulevard | BP1B Wadi Hanifah (Zones 2-5) | SBF | Al Bawani | Award | 2021 | Remeasure | Streetscape | CSI | Limestone Plank Paver; Laid To Pattern; Desert White Limestone, Bushhammerfinish; Bedded On 30 Mm Thick Mortar Full Bed, 150 Mm Thick Reinforced Concrete Slab With 102 X 102 Mw 18.7/18.7 Wire Mesh, Compacted Aggregate Base, Compacted Subgrade; Including Joints, Mortar Grout And All Necessary Fixing Accessories;P2 - 450 X 1200 X 60 Mm Thick Plank Paving Edge Coping | 164 | m | SAR | 473
Orig | 1 | 1.0107 | Kingdom of Saudi Arabia | Riyadh | Infrastructure | Sports Boulevard | BP1B Wadi Hanifah (Zones 2-5) | SBF | Al Bawani | Award | 2021 | Remeasure | Streetscape | CSI | Limestone Plank Paver; Laid To Pattern; Desert White Limestone, Bushhammerfinish; Bedded On 30 Mm Thick Mortar Full Bed, 150 Mm Thick Reinforced Concrete Slab With 102 X 102 Mw 18.7/18.7 Wire Mesh, Compacted Aggregate Base, Compacted Subgrade; Including Joints, Mortar Grout And All Necessary Fixing Accessories; P2 - 400 X 1200 X 60 Mm Thick Mortar Set Stone Pavers; Including Paver Weir | 114 | m² | SAR | 473
Orig | 1 | 1.0107 | Kingdom of Saudi Arabia | Riyadh | Infrastructure | Sports Boulevard | BP1B Wadi Hanifah (Zones 2-5) | SBF | Al Bawani | Award | 2021 | Remeasure | Streetscape | CSI | Monolithic Stone Steps; Desert White Limestone Sawn Finished; Bedded On 50 Mm Thick Mortar Setting, Excavation, Filing, Disposal Of Excavated Surplus Materials, Concrete Foundations And Form Work; Including Joints, Mortar Grout And All Necessaryf Fixing Accessories; P3 - To Read 300 X 150 Mm Thick | 1587 | m | SAR | 398
Orig | 1 | 1.0107 | Kingdom of Saudi Arabia | Riyadh | Infrastructure | Sports Boulevard | BP1B Wadi Hanifah (Zones 2-5) | SBF | Al Bawani | Award | 2021 | Remeasure | Streetscape | CSI | Monolithic Stone Steps; Desert White Limestone Sawn Finished; Bedded On 50 Mm Thick Mortar Setting, Excavation, Filing, Disposal Of Excavated Surplus Materials, Concrete Foundations And Form Work; Including Joints, Mortar Grout And All Necessaryf Fixing Accessories; P3 - To Landing | 719 | m² | SAR | 846
Orig | 1 | 1.0107 | Kingdom of Saudi Arabia | Riyadh | Infrastructure | Sports Boulevard | BP1B Wadi Hanifah (Zones 2-5) | SBF | Al Bawani | Award | 2021 | Remeasure | Streetscape | CSI | Roadway Paver; Granite Setts Flamed Finish; Laid To Pattern; Bedded On 50 Mm Thick Mortar Full Bed, 200 Mm Thick Bedded On 50 Mm Thick Mortar Full Bed, 200 Mm Thick Reinforced Concrete Slab With 102 X 102 Mw 18.7/18.7 Wire Mesh, 200 Mm Thick Compacted Aggregate Base, Compacted Subgrade; Including Joints, Mortar Grout And All Necessary Fixing Accessories; P4 - 100 X 100 X 80 Mm Thick Road Paver | 12380 | m² | SAR | 597
Orig | 1 | 1.0107 | Kingdom of Saudi Arabia | Riyadh | Infrastructure | Sports Boulevard | BP1B Wadi Hanifah (Zones 2-5) | SBF | Al Bawani | Award | 2021 | Remeasure | Streetscape | CSI | Aggregate Surface; Compacted Crushed Aggregate; Crushed Local Limestone With Fines And Organic Organic Binder, 150 Mm Thick Aggregate Base, Compacted Subgrade; Including All Necessary Fixing Accessories; P6 - 50 Mm Thick Aggregate Surface | 31330 | m² | SAR | 508
Orig | 1 | 1.0107 | Kingdom of Saudi Arabia | Riyadh | Infrastructure | Sports Boulevard | BP1B Wadi Hanifah (Zones 2-5) | SBF | Al Bawani | Award | 2021 | Remeasure | Streetscape | CSI | Play Surface; Granitic Playground Sand; 8 - 16 Mm Diameter Naturally Rounded Gravel, 200 Mm Thick Aggregate Base, Compacted Subgrade; Including All Necessary Fixing Accessories P7 - 400 Mm Thick Playground Sand; Depth To Fall Height Requirements | 1061 | m² | SAR | 508
Orig | 1 | 1.0107 | Kingdom of Saudi Arabia | Riyadh | Infrastructure | Sports Boulevard | BP1B Wadi Hanifah (Zones 2-5) | SBF | Al Bawani | Award | 2021 | Remeasure | Streetscape | CSI | Granite Tactile Warning Paver; Najran Brown, Flamed Finish; Laid To Pattern; Bedded On Mortar Full Setting Bed, Reinforced Concrete Slab With 102 X 102 Mw 18.7/18.7 Wire Mesh, 200 Mm Thick Compacted Aggregate Base, Compacted Subgrade; Including Joints, Mortar Grout And All Necessary Fixing Accessories; P8 - 600 X 600 X 80 Mm Thick Tactile Warning | 262 | m² | SAR | 375
Orig | 1 | 1.0107 | Kingdom of Saudi Arabia | Riyadh | Infrastructure | Sports Boulevard | BP1B Wadi Hanifah (Zones 2-5) | SBF | Al Bawani | Award | 2021 | Remeasure | Streetscape | CSI | Concrete Paver; Escofet Exa Paver; Vibro-Pressed Bilayer Concrete, Vibrazolit Stone Texture , Cocoa Brown; Laid To Pattern; Bedded On 30 Mm Thick Mortar Full Bed, 150 Mm Thick Reinforced Concrete Slab With 102 X 102 Mw 18.7/18.7 Wire Mesh, Compacted Aggregate Base, Compacted Subgrade; Including Joints, Mortar Grout And All Necessary Fixing Accessories; P9 - Concrete Paver | 1145 | m² | SAR | 266
Orig | 1 | 1.0107 | Kingdom of Saudi Arabia | Riyadh | Infrastructure | Sports Boulevard | BP1B Wadi Hanifah (Zones 2-5) | SBF | Al Bawani | Award | 2021 | Remeasure | Roads And Pavings | CSI | Supply And Installation Of Kerbs Including All Necessary Excavation, Screed, Bedding Materials, Supports, Grouts, Spacers, Trims And Fixing Accessories ; Raised Kerb | 287 | m | SAR | 92
Orig | 1 | 1.0108 | Kingdom of Saudi Arabia | Riyadh | Infrastructure | Sports Boulevard | BP1B Wadi Hanifah (Zones 2-5) | SBF | Al Bawani | Award | 2021 | Remeasure | Roads And Pavings | CSI | Supply And Installation Of Kerbs Including All Necessary Excavation, Screed, Bedding Materials, Supports, Grouts, Spacers, Trims And Fixing Accessories ; Flush Kerb | 569 | m | SAR | 92
Orig | 1 | 1.0108 | Kingdom of Saudi Arabia | Riyadh | Infrastructure | Sports Boulevard | BP1B Wadi Hanifah (Zones 2-5) | SBF | Al Bawani | Award | 2021 | Remeasure | Roads And Pavings | CSI | Supply And Installation Of Kerbs Including All Necessary Excavation, Screed, Bedding Materials, Supports, Grouts, Spacers, Trims And Fixing Accessories ; Dropped Kerb | 989 | m | SAR | 92
Orig | 1 | 1.0108 | Kingdom of Saudi Arabia | Riyadh | Infrastructure | Sports Boulevard | BP1B Wadi Hanifah (Zones 2-5) | SBF | Al Bawani | Award | 2021 | Remeasure | Streetscape | CSI | Limestone Edge Set In Concrete; Including Concrete Setting Bed For Stone Edge, Compacted Aggregate Sub-Base Material, Excavation, Filing And Disposal Of Excavated Surplus Materials; 180 Mm Wide; To Equestrian And Off-Road Paths | 26843 | m | SAR | 313
Orig | 1 | 1.0108 | Kingdom of Saudi Arabia | Riyadh | Infrastructure | Sports Boulevard | BP1B Wadi Hanifah (Zones 2-5) | SBF | Al Bawani | Award | 2021 | Remeasure | Streetscape | CSI | Regular Boulders Riyadh Limestone; 500 - 600 Mm Wide X 750 - 1000 Mm Length, 500 Mm High Mortared To Structural Concrete Wall (Measured Separately) With Masonry Anchors | 305 | m | SAR | 512
Orig | 1 | 1.0108 | Kingdom of Saudi Arabia | Riyadh | Infrastructure | Sports Boulevard | BP1B Wadi Hanifah (Zones 2-5) | SBF | Al Bawani | Award | 2021 | Remeasure | Streetscape | CSI | Limestone Wall Cap Mortared To Wall; Fixed With Stainless Steel Pins Including Backer Rod, Sealant And All Necessary Fixing Accessories;; 500 X 120Mm Thick; | 494 | m | SAR | 425
Orig | 1 | 1.0108 | Kingdom of Saudi Arabia | Riyadh | Infrastructure | Sports Boulevard | BP1B Wadi Hanifah (Zones 2-5) | SBF | Al Bawani | Award | 2021 | Remeasure | Streetscape | CSI | Limestone Wall Veneer; Swan Finish; Fixed With Stainless Steel Wall Anchor Including All Necessary Fixing Accessories; 150 X 900 X 80 Mm Thick; | 936 | m² | SAR | 333
Orig | 1 | 1.0108 | Kingdom of Saudi Arabia | Riyadh | Infrastructure | Sports Boulevard | BP1B Wadi Hanifah (Zones 2-5) | SBF | Al Bawani | Award | 2021 | Remeasure | Roads And Pavings | CSI | Gabion Barrier Wall; Stainless Steel Grid Gabion Baskets, Set Level And Hand Tight To Concrete Wall; Hand Dressed Riyahd Limestone To Visible Faces Including All Necessary Fixing Accessories | 110 | m | SAR | 743
Orig | 1 | 1.0108 | Kingdom of Saudi Arabia | Riyadh | Infrastructure | Sports Boulevard | BP1B Wadi Hanifah (Zones 2-5) | SBF | Al Bawani | Award | 2021 | Remeasure | Roads And Pavings | CSI | Ancillaries Surface Marking; Thermoplastic Marking; Pedestrian Crossing Marking | 2584 | m² | SAR | 39
Orig | 1 | 1.0108 | Kingdom of Saudi Arabia | Riyadh | Infrastructure | Sports Boulevard | BP1B Wadi Hanifah (Zones 2-5) | SBF | Al Bawani | Award | 2021 | Remeasure | Roads And Pavings | CSI | Ancillaries Surface Marking; Thermoplastic Marking; Speed Table With Pedestrian Crossing Marking - Two Way Traffic | 635 | m² | SAR | 39
Orig | 1 | 1.0108 | Kingdom of Saudi Arabia | Riyadh | Infrastructure | Sports Boulevard | BP1B Wadi Hanifah (Zones 2-5) | SBF | Al Bawani | Award | 2021 | Remeasure | Roads And Pavings | CSI | Ancillaries Surface Marking; Thermoplastic Marking; Stop Line | 216 | m | SAR | 15
Orig | 1 | 1.0109 | Kingdom of Saudi Arabia | Riyadh | Infrastructure | Sports Boulevard | BP1B Wadi Hanifah (Zones 2-5) | SBF | Al Bawani | Award | 2021 | Remeasure | Roads And Pavings | CSI | Ancillaries Surface Marking; Non-Skid Acrylic Painted Marking; Elongation Symbol | 100 | Nr | SAR | 338
Orig | 1 | 1.0109 | Kingdom of Saudi Arabia | Riyadh | Infrastructure | Sports Boulevard | BP1B Wadi Hanifah (Zones 2-5) | SBF | Al Bawani | Award | 2021 | Remeasure | Roads And Pavings | CSI | Ancillaries Surface Marking; Non-Skid Acrylic Painted Marking; No Passing Line | 233 | m | SAR | 16
Orig | 1 | 1.0109 | Kingdom of Saudi Arabia | Riyadh | Infrastructure | Sports Boulevard | BP1B Wadi Hanifah (Zones 2-5) | SBF | Al Bawani | Award | 2021 | Remeasure | Roads And Pavings | CSI | Ancillaries Surface Marking; Non-Skid Acrylic Painted Marking; Road Marking Crossing For Cyclist | 391 | m | SAR | 15
Orig | 1 | 1.0109 | Kingdom of Saudi Arabia | Riyadh | Infrastructure | Sports Boulevard | BP1B Wadi Hanifah (Zones 2-5) | SBF | Al Bawani | Award | 2021 | Remeasure | Roads And Pavings | CSI | Ancillaries Surface Marking; Non-Skid Acrylic Painted Marking; Solid White Cycle Line Placed Before Stripping Area | 779 | m | SAR | 12
Orig | 1 | 1.0109 | Kingdom of Saudi Arabia | Riyadh | Infrastructure | Sports Boulevard | BP1B Wadi Hanifah (Zones 2-5) | SBF | Al Bawani | Award | 2021 | Remeasure | Roads And Pavings | CSI | Ancillaries Surface Marking; Non-Skid Acrylic Painted Marking; Solid White Line Lane Marking | 251 | m | SAR | 14
Orig | 1 | 1.0109 | Kingdom of Saudi Arabia | Riyadh | Infrastructure | Sports Boulevard | BP1B Wadi Hanifah (Zones 2-5) | SBF | Al Bawani | Award | 2021 | Remeasure | Roads And Pavings | CSI | Ancillaries Surface Marking; Non-Skid Acrylic Painted Marking; Traffic Direction Arrows | 5 | Nr | SAR | 338
Orig | 1 | 1.0109 | Kingdom of Saudi Arabia | Riyadh | Infrastructure | Sports Boulevard | BP1B Wadi Hanifah (Zones 2-5) | SBF | Al Bawani | Award | 2021 | Remeasure | Roads And Pavings | CSI | Ancillaries Surface Marking; Non-Skid Acrylic Painted Marking; White Thermal Plastic Lane Marker 150X150Mm | 20453 | m | SAR | 14
Orig | 1 | 1.0109 | Kingdom of Saudi Arabia | Riyadh | Infrastructure | Sports Boulevard | BP1B Wadi Hanifah (Zones 2-5) | SBF | Al Bawani | Award | 2021 | Remeasure | Roads And Pavings | CSI | Saw Cut Joints (Speed Reduction) | 3804 | m² | SAR | 26
Orig | 1 | 1.0109 | Kingdom of Saudi Arabia | Riyadh | Infrastructure | Sports Boulevard | BP1B Wadi Hanifah (Zones 2-5) | SBF | Al Bawani | Award | 2021 | Remeasure | Streetscape | CSI | Supply And Place In Position The Following Furniture/ Appliances/ Equipment Etc. From Specified Manufacturers Where Shown In The Drawings, Complete As Required And As Specified. Allow For Secure Storage, Multiple Handling Etc. ; B1 - Single-Sided Custom Bench (Type-1) | 42 | Nr | SAR | 7628
Orig | 1 | 1.0109 | Kingdom of Saudi Arabia | Riyadh | Infrastructure | Sports Boulevard | BP1B Wadi Hanifah (Zones 2-5) | SBF | Al Bawani | Award | 2021 | Remeasure | Streetscape | CSI | Supply And Place In Position The Following Furniture/ Appliances/ Equipment Etc. From Specified Manufacturers Where Shown In The Drawings, Complete As Required And As Specified. Allow For Secure Storage, Multiple Handling Etc. ; B2 - Double-Sided Custom Bench (Type-2) | 80 | Nr | SAR | 12690
Orig | 1 | 1.011 | Kingdom of Saudi Arabia | Riyadh | Infrastructure | Sports Boulevard | BP1B Wadi Hanifah (Zones 2-5) | SBF | Al Bawani | Award | 2021 | Remeasure | Streetscape | CSI | Supply And Place In Position The Following Furniture/ Appliances/ Equipment Etc. From Specified Manufacturers Where Shown In The Drawings, Complete As Required And As Specified. Allow For Secure Storage, Multiple Handling Etc. ; Custom Wooden Bench 15M Long, 700Mm Wide | 1 | Nr | SAR | 60750
Orig | 1 | 1.011 | Kingdom of Saudi Arabia | Riyadh | Infrastructure | Sports Boulevard | BP1B Wadi Hanifah (Zones 2-5) | SBF | Al Bawani | Award | 2021 | Remeasure | Streetscape | CSI | Supply And Place In Position The Following Furniture/ Appliances/ Equipment Etc. From Specified Manufacturers Where Shown In The Drawings, Complete As Required And As Specified. Allow For Secure Storage, Multiple Handling Etc. ; B3 - Custom Limestone Bench (Type-3) | 46 | Nr | SAR | 2700
Orig | 1 | 1.011 | Kingdom of Saudi Arabia | Riyadh | Infrastructure | Sports Boulevard | BP1B Wadi Hanifah (Zones 2-5) | SBF | Al Bawani | Award | 2021 | Remeasure | Streetscape | CSI | Supply And Place In Position The Following Furniture/ Appliances/ Equipment Etc. From Specified Manufacturers Where Shown In The Drawings, Complete As Required And As Specified. Allow For Secure Storage, Multiple Handling Etc. ; B4 - Custom Limestone Bench Backless (Type-4) | 54 | Nr | SAR | 2700
Orig | 1 | 1.011 | Kingdom of Saudi Arabia | Riyadh | Infrastructure | Sports Boulevard | BP1B Wadi Hanifah (Zones 2-5) | SBF | Al Bawani | Award | 2021 | Remeasure | Streetscape | CSI | Supply And Place In Position The Following Furniture/ Appliances/ Equipment Etc. From Specified Manufacturers Where Shown In The Drawings, Complete As Required And As Specified. Allow For Secure Storage, Multiple Handling Etc. ; B5 - Custom Limestone Bench Backless (Type-5) | 11 | Nr | SAR | 2700
Orig | 1 | 1.011 | Kingdom of Saudi Arabia | Riyadh | Infrastructure | Sports Boulevard | BP1B Wadi Hanifah (Zones 2-5) | SBF | Al Bawani | Award | 2021 | Remeasure | Streetscape | CSI | Supply And Place In Position The Following Furniture/ Appliances/ Equipment Etc. From Specified Manufacturers Where Shown In The Drawings, Complete As Required And As Specified. Allow For Secure Storage, Multiple Handling Etc. ; B6 - Custom Limestone Bench (Type-6) | 7 | Nr | SAR | 2700
Orig | 1 | 1.011 | Kingdom of Saudi Arabia | Riyadh | Infrastructure | Sports Boulevard | BP1B Wadi Hanifah (Zones 2-5) | SBF | Al Bawani | Award | 2021 | Remeasure | Streetscape | CSI | Supply And Place In Position The Following Furniture/ Appliances/ Equipment Etc. From Specified Manufacturers Where Shown In The Drawings, Complete As Required And As Specified. Allow For Secure Storage, Multiple Handling Etc. ; B7 - Costum Limestone Bench With Thermal Wood Topping (Type-7) | 30 | Nr | SAR | 2700
Orig | 1 | 1.011 | Kingdom of Saudi Arabia | Riyadh | Infrastructure | Sports Boulevard | BP1B Wadi Hanifah (Zones 2-5) | SBF | Al Bawani | Award | 2021 | Remeasure | Streetscape | CSI | Supply And Place In Position The Following Furniture/ Appliances/ Equipment Etc. From Specified Manufacturers Where Shown In The Drawings, Complete As Required And As Specified. Allow For Secure Storage, Multiple Handling Etc. ; Free Standing Stone Bench 63M Long, 1M Wide | 1 | Nr | SAR | 260280
Orig | 1 | 1.011 | Kingdom of Saudi Arabia | Riyadh | Infrastructure | Sports Boulevard | BP1B Wadi Hanifah (Zones 2-5) | SBF | Al Bawani | Award | 2021 | Remeasure | Streetscape | CSI | Supply And Place In Position The Following Furniture/ Appliances/ Equipment Etc. From Specified Manufacturers Where Shown In The Drawings, Complete As Required And As Specified. Allow For Secure Storage, Multiple Handling Etc. ; Bk - Bike Racks (Uhpc Concrete, Grey) | 139 | Nr | SAR | 1013
Orig | 1 | 1.011 | Kingdom of Saudi Arabia | Riyadh | Infrastructure | Sports Boulevard | BP1B Wadi Hanifah (Zones 2-5) | SBF | Al Bawani | Award | 2021 | Remeasure | Streetscape | CSI | Supply And Place In Position The Following Furniture/ Appliances/ Equipment Etc. From Specified Manufacturers Where Shown In The Drawings, Complete As Required And As Specified. Allow For Secure Storage, Multiple Handling Etc. ; Bl-1 - Bollard | 881 | Nr | SAR | 540
Orig | 1 | 1.011 | Kingdom of Saudi Arabia | Riyadh | Infrastructure | Sports Boulevard | BP1B Wadi Hanifah (Zones 2-5) | SBF | Al Bawani | Award | 2021 | Remeasure | Streetscape | CSI | Supply And Place In Position The Following Furniture/ Appliances/ Equipment Etc. From Specified Manufacturers Where Shown In The Drawings, Complete As Required And As Specified. Allow For Secure Storage, Multiple Handling Etc. ; Bl-2 - Bollard (Concrete, Grey, Acid-Etched) | 2 | Nr | SAR | 540
Orig | 1 | 1.0111 | Kingdom of Saudi Arabia | Riyadh | Infrastructure | Sports Boulevard | BP1B Wadi Hanifah (Zones 2-5) | SBF | Al Bawani | Award | 2021 | Remeasure | Streetscape | CSI | Supply And Place In Position The Following Furniture/ Appliances/ Equipment Etc. From Specified Manufacturers Where Shown In The Drawings, Complete As Required And As Specified. Allow For Secure Storage, Multiple Handling Etc. ; Bw - Bike Wash Station (Hvlc Nozzle, 5 Attached Brushes) | 2 | Nr | SAR | 1789
Orig | 1 | 1.0111 | Kingdom of Saudi Arabia | Riyadh | Infrastructure | Sports Boulevard | BP1B Wadi Hanifah (Zones 2-5) | SBF | Al Bawani | Award | 2021 | Remeasure | Streetscape | CSI | Supply And Place In Position The Following Furniture/ Appliances/ Equipment Etc. From Specified Manufacturers Where Shown In The Drawings, Complete As Required And As Specified. Allow For Secure Storage, Multiple Handling Etc. ; H2 - Hammock Type 2, Woven Hammock Suspended On Posts, Xl Length | 11 | Nr | SAR | 53726
Orig | 1 | 1.0111 | Kingdom of Saudi Arabia | Riyadh | Infrastructure | Sports Boulevard | BP1B Wadi Hanifah (Zones 2-5) | SBF | Al Bawani | Award | 2021 | Remeasure | Streetscape | CSI | Supply And Place In Position The Following Furniture/ Appliances/ Equipment Etc. From Specified Manufacturers Where Shown In The Drawings, Complete As Required And As Specified. Allow For Secure Storage, Multiple Handling Etc. ; S1 - Swing - Single User Swing With Range Inhibitor | 17 | Nr | SAR | 12035
Orig | 1 | 1.0111 | Kingdom of Saudi Arabia | Riyadh | Infrastructure | Sports Boulevard | BP1B Wadi Hanifah (Zones 2-5) | SBF | Al Bawani | Award | 2021 | Remeasure | Streetscape | CSI | Supply And Place In Position The Following Furniture/ Appliances/ Equipment Etc. From Specified Manufacturers Where Shown In The Drawings, Complete As Required And As Specified. Allow For Secure Storage, Multiple Handling Etc. ; Tb - Trash/Recycle Bin | 55 | Nr | SAR | 2025
Orig | 1 | 1.0111 | Kingdom of Saudi Arabia | Riyadh | Infrastructure | Sports Boulevard | BP1B Wadi Hanifah (Zones 2-5) | SBF | Al Bawani | Award | 2021 | Remeasure | Streetscape | CSI | Supply And Place In Position The Following Furniture/ Appliances/ Equipment Etc. From Specified Manufacturers Where Shown In The Drawings, Complete As Required And As Specified. Allow For Secure Storage, Multiple Handling Etc. ; Bike Repair Station | 3 | Nr | SAR | 1077
Orig | 1 | 1.0111 | Kingdom of Saudi Arabia | Riyadh | Infrastructure | Sports Boulevard | BP1B Wadi Hanifah (Zones 2-5) | SBF | Al Bawani | Award | 2021 | Remeasure | Streetscape | CSI | Supply And Place In Position The Following Furniture/ Appliances/ Equipment Etc. From Specified Manufacturers Where Shown In The Drawings, Complete As Required And As Specified. Allow For Secure Storage, Multiple Handling Etc. ; Drinking Fountains | 4 | Nr | SAR | 7776
Orig | 1 | 1.0111 | Kingdom of Saudi Arabia | Riyadh | Infrastructure | Sports Boulevard | BP1B Wadi Hanifah (Zones 2-5) | SBF | Al Bawani | Award | 2021 | Remeasure | Streetscape | CSI | Supply And Place In Position The Following Furniture/ Appliances/ Equipment Etc. From Specified Manufacturers Where Shown In The Drawings, Complete As Required And As Specified. Allow For Secure Storage, Multiple Handling Etc. ; Hw - Horse Water Station / Device | 1 | Nr | SAR | 87750
Orig | 1 | 1.0111 | Kingdom of Saudi Arabia | Riyadh | Infrastructure | Sports Boulevard | BP1B Wadi Hanifah (Zones 2-5) | SBF | Al Bawani | Award | 2021 | Remeasure | Streetscape | CSI | Supply And Place In Position The Following Furniture/ Appliances/ Equipment Etc. From Specified Manufacturers Where Shown In The Drawings, Complete As Required And As Specified. Allow For Secure Storage, Multiple Handling Etc. ; Hp Hitching Post; Steel Tubing 1000Mm X900Mm | 1 | Nr | SAR | 78975
Orig | 1 | 1.0111 | Kingdom of Saudi Arabia | Riyadh | Infrastructure | Sports Boulevard | BP1B Wadi Hanifah (Zones 2-5) | SBF | Al Bawani | Award | 2021 | Remeasure | Streetscape | CSI | Stone Treads; 150 Mm Thick; Bedded On Mortar Set; Fixed With Stainless Steel Pins To Concrete Base; Including All Necessary Fixing Accessories; 833Mm Wide | 27 | m | SAR | 540
Orig | 1 | 1.0111 | Kingdom of Saudi Arabia | Riyadh | Infrastructure | Sports Boulevard | BP1B Wadi Hanifah (Zones 2-5) | SBF | Al Bawani | Award | 2021 | Remeasure | Streetscape | CSI | Stone Veneer Seats; 60 Mm Thick Backcut Risers; Bedded On Approved Setting Material; Including Joints And All Necessary Fixing Accessories; 1119Mm Wide | 50 | m | SAR | 540
Orig | 1 | 1.0111 | Kingdom of Saudi Arabia | Riyadh | Infrastructure | Sports Boulevard | BP1B Wadi Hanifah (Zones 2-5) | SBF | Al Bawani | Award | 2021 | Remeasure | Streetscape | CSI | Stone Veneer Seats; 60 Mm Thick Backcut Risers; Bedded On Approved Setting Material; Including Joints And All Necessary Fixing Accessories; 2500Mm Wide | 140 | m | SAR | 540
Orig | 1 | 1.0112 | Kingdom of Saudi Arabia | Riyadh | Infrastructure | Sports Boulevard | BP1B Wadi Hanifah (Zones 2-5) | SBF | Al Bawani | Award | 2021 | Remeasure | Streetscape | CSI | Stone Terrace; Laid As Pattern; Bedded On 150 Mm Thick Setting Course, Excavation, Filing, Disposal Of Excavated Surplus Materials, Concrete Foundations And Form Works; Including Joints, Mortar Grout And All Necessary Fixing Accessories; 1200 X3000X450Mm Thick To Tread | 8150 | m | SAR | 540
Orig | 1 | 1.0112 | Kingdom of Saudi Arabia | Riyadh | Infrastructure | Sports Boulevard | BP1B Wadi Hanifah (Zones 2-5) | SBF | Al Bawani | Award | 2021 | Remeasure | Streetscape | CSI | Boulders; In Various Sizes; Including Finishes And All Necessary Fixing Accessories; Group Of One | 102 | Nr | SAR | 1688
Orig | 1 | 1.0112 | Kingdom of Saudi Arabia | Riyadh | Infrastructure | Sports Boulevard | BP1B Wadi Hanifah (Zones 2-5) | SBF | Al Bawani | Award | 2021 | Remeasure | Streetscape | CSI | Paver Grate; 8 Mm Thick Perforated Stainless Steel Sheet And Frame; Including Supports And All Necessary Fixing Accessories; 1800 X 1800Mm | 212 | Nr | SAR | 3024
Orig | 1 | 1.0112 | Kingdom of Saudi Arabia | Riyadh | Infrastructure | Sports Boulevard | BP1B Wadi Hanifah (Zones 2-5) | SBF | Al Bawani | Award | 2021 | Remeasure | Streetscape | CSI | Play Equipment; Allow For Secure Storage Mulitple Handling Etc.; A1 - Telescope; Stainless Steel / Aluminium Eloxadised Housing And Foot, Magnification 15 Timex | 19 | Nr | SAR | 69821
Orig | 1 | 1.0112 | Kingdom of Saudi Arabia | Riyadh | Infrastructure | Sports Boulevard | BP1B Wadi Hanifah (Zones 2-5) | SBF | Al Bawani | Award | 2021 | Remeasure | Streetscape | CSI | Play Equipment; Allow For Secure Storage Mulitple Handling Etc.; A2 - Tuning Stone; Black Granite Block, Polished Outer Surfaces, Board And Support With Explanation Board Made Of Stainless Steel | 1 | Nr | SAR | 63250
Orig | 1 | 1.0112 | Kingdom of Saudi Arabia | Riyadh | Infrastructure | Sports Boulevard | BP1B Wadi Hanifah (Zones 2-5) | SBF | Al Bawani | Award | 2021 | Remeasure | Streetscape | CSI | Play Equipment; Allow For Secure Storage Mulitple Handling Etc.; A3 - Weight Pillars; Mountain Larch Sawn Timbers, Core Free, Adjustable, Stainless Steel Handles, Two Piece Bolt Connection, Phenol Resin Paper Based Laminate Foundational Anchor | 1 | Nr | SAR | 14623
Orig | 1 | 1.0112 | Kingdom of Saudi Arabia | Riyadh | Infrastructure | Sports Boulevard | BP1B Wadi Hanifah (Zones 2-5) | SBF | Al Bawani | Award | 2021 | Remeasure | Streetscape | CSI | Play Equipment; Allow For Secure Storage Mulitple Handling Etc.; A4 - Funnel; Wall Mounted Maintenance Free Ball Bearing, Stainless Steel Flange And Fastening Screws, Large Format Patterned Disc With Sufficient Motion Mass, Weather Resistant Protective Paint, Funnel Pattern | 5 | Nr | SAR | 26008
Orig | 1 | 1.0112 | Kingdom of Saudi Arabia | Riyadh | Infrastructure | Sports Boulevard | BP1B Wadi Hanifah (Zones 2-5) | SBF | Al Bawani | Award | 2021 | Remeasure | Streetscape | CSI | Play Equipment; Allow For Secure Storage Mulitple Handling Etc.; A5 - Impulse Sphere; Stainless Steel Frame, Stainless Steel High Gloss Finish Musical Balls | 1 | Nr | SAR | 53445
Orig | 1 | 1.0112 | Kingdom of Saudi Arabia | Riyadh | Infrastructure | Sports Boulevard | BP1B Wadi Hanifah (Zones 2-5) | SBF | Al Bawani | Award | 2021 | Remeasure | Streetscape | CSI | Play Equipment; Allow For Secure Storage Mulitple Handling Etc.; A6 - Balancing Disc; Stainless Steel Construction Revolving And Pendulum Bearings, Fully Enclosed, Weather Resistant Non-Slip Phenolic Plywood Walking Surface | 1 | Nr | SAR | 107947
Orig | 1 | 1.0112 | Kingdom of Saudi Arabia | Riyadh | Infrastructure | Sports Boulevard | BP1B Wadi Hanifah (Zones 2-5) | SBF | Al Bawani | Award | 2021 | Remeasure | Streetscape | CSI | Play Equipment; Allow For Secure Storage Mulitple Handling Etc.; A7 - Walk-In Kaleidoscope; Stainless Steel Frame, High Gloss Finished Stainless Steel Mirrors Mounted In Stainless Steel Profiles | 1 | Nr | SAR | 52476
Orig | 1 | 1.0113 | Kingdom of Saudi Arabia | Riyadh | Infrastructure | Sports Boulevard | BP1B Wadi Hanifah (Zones 2-5) | SBF | Al Bawani | Award | 2021 | Remeasure | Streetscape | CSI | Play Equipment; Allow For Secure Storage Mulitple Handling Etc.; A9 - Parabolic Reflectors; Steel Reinforced Cast Concrete C 30/37, Hot Dip Galvanised Steel Ground Anchor | 6 | Nr | SAR | 26171
Orig | 1 | 1.0113 | Kingdom of Saudi Arabia | Riyadh | Infrastructure | Sports Boulevard | BP1B Wadi Hanifah (Zones 2-5) | SBF | Al Bawani | Award | 2021 | Remeasure | Streetscape | CSI | Play Equipment; Allow For Secure Storage Mulitple Handling Etc.; A10 - Turning Stone; Oval Shaped Boulder With Recessed Diagonal Groove, Stainless Steel Bearings, Foot And Ground Plate | 3 | Nr | SAR | 119092
Orig | 1 | 1.0113 | Kingdom of Saudi Arabia | Riyadh | Infrastructure | Sports Boulevard | BP1B Wadi Hanifah (Zones 2-5) | SBF | Al Bawani | Award | 2021 | Remeasure | Streetscape | CSI | Play Equipment; Allow For Secure Storage Mulitple Handling Etc.; A11 - Turning Stone; Oval Shaped Boulder With Recessed Diagonal Groove, Stainless Steel Bearings, Foot And Ground Plate | 2 | Nr | SAR | 126436
Orig | 1 | 1.0113 | Kingdom of Saudi Arabia | Riyadh | Infrastructure | Sports Boulevard | BP1B Wadi Hanifah (Zones 2-5) | SBF | Al Bawani | Award | 2021 | Remeasure | Streetscape | CSI | Play Equipment; Allow For Secure Storage Mulitple Handling Etc.; A12 - Turning Stone; Oval Shaped Boulder With Recessed Diagonal Groove, Stainless Steel Bearings, Foot And Ground Plate | 2 | Nr | SAR | 143166
Orig | 1 | 1.0113 | Kingdom of Saudi Arabia | Riyadh | Infrastructure | Sports Boulevard | BP1B Wadi Hanifah (Zones 2-5) | SBF | Al Bawani | Award | 2021 | Remeasure | Streetscape | CSI | Play Equipment; Allow For Secure Storage Mulitple Handling Etc.; A13 - Bending Tree; Mountain Larch Swan Timbers, Core Free, Adjustable, Two Piece Bolt Connection, Phenol Resin Paper Based Laminate Foundational Anchor | 1 | Nr | SAR | 126974
Orig | 1 | 1.0113 | Kingdom of Saudi Arabia | Riyadh | Infrastructure | Sports Boulevard | BP1B Wadi Hanifah (Zones 2-5) | SBF | Al Bawani | Award | 2021 | Remeasure | Streetscape | CSI | Play Equipment; Allow For Secure Storage Mulitple Handling Etc.; A15 - Play Net; Woven Net, Suspended At Grade Over Sub - Wadi; Area 126 M2; | 1 | Nr | SAR | 46975
Orig | 1 | 1.0113 | Kingdom of Saudi Arabia | Riyadh | Infrastructure | Sports Boulevard | BP1B Wadi Hanifah (Zones 2-5) | SBF | Al Bawani | Award | 2021 | Remeasure | Streetscape | CSI | Slides; Including Excavation, Filing, Disposal Of Excavated Surplus Material, Local Natural Stone Slide Bed, Compacted Stone Sub-Base, 150 Mm Thick Concrete Slab With Double Layer Concrete Wire Mesh 200 X 200 Mm X 8 Mm Diameter And All Necessary Fixing Accessories; Type A - Curvy Slide; 1000 Mm X 9592 Mm Long | 1 | Nr | SAR | 30375
Orig | 1 | 1.0113 | Kingdom of Saudi Arabia | Riyadh | Infrastructure | Sports Boulevard | BP1B Wadi Hanifah (Zones 2-5) | SBF | Al Bawani | Award | 2021 | Remeasure | Streetscape | CSI | Slides; Including Excavation, Filing, Disposal Of Excavated Surplus Material, Local Natural Stone Slide Bed, Compacted Stone Sub-Base, 150 Mm Thick Concrete Slab With Double Layer Concrete Wire Mesh 200 X 200 Mm X 8 Mm Diameter And All Necessary Fixing Accessories; Type A - Curvy Slide; 2000 Mm X 9600 Mm Long | 1 | Nr | SAR | 35505
Orig | 1 | 1.0113 | Kingdom of Saudi Arabia | Riyadh | Infrastructure | Sports Boulevard | BP1B Wadi Hanifah (Zones 2-5) | SBF | Al Bawani | Award | 2021 | Remeasure | Streetscape | CSI | Slides; Including Excavation, Filing, Disposal Of Excavated Surplus Material, Local Natural Stone Slide Bed, Compacted Stone Sub-Base, 150 Mm Thick Concrete Slab With Double Layer Concrete Wire Mesh 200 X 200 Mm X 8 Mm Diameter And All Necessary Fixing Accessories; Type A - Straight Slide; 3000 Mm X 8397 Mm Long | 1 | Nr | SAR | 42120
Orig | 1 | 1.0113 | Kingdom of Saudi Arabia | Riyadh | Infrastructure | Sports Boulevard | BP1B Wadi Hanifah (Zones 2-5) | SBF | Al Bawani | Award | 2021 | Remeasure | Streetscape | CSI | Slides; Including Excavation, Filing, Disposal Of Excavated Surplus Material, Local Natural Stone Slide Bed, Compacted Stone Sub-Base, 150 Mm Thick Concrete Slab With Double Layer Concrete Wire Mesh 200 X 200 Mm X 8 Mm Diameter And All Necessary Fixing Accessories; Type B - Drop Slide; 1000 Mm X 13200 Mm Long | 1 | Nr | SAR | 48600
Orig | 1 | 1.0114 | Kingdom of Saudi Arabia | Riyadh | Infrastructure | Sports Boulevard | BP1B Wadi Hanifah (Zones 2-5) | SBF | Al Bawani | Award | 2021 | Remeasure | Streetscape | CSI | Slides; Including Excavation, Filing, Disposal Of Excavated Surplus Material, Local Natural Stone Slide Bed, Compacted Stone Sub-Base, 150 Mm Thick Concrete Slab With Double Layer Concrete Wire Mesh 200 X 200 Mm X 8 Mm Diameter And All Necessary Fixing Accessories; Type B - Drop Slide; 2000 Mm X 8397 Mm Long | 1 | Nr | SAR | 37935
Orig | 1 | 1.0114 | Kingdom of Saudi Arabia | Riyadh | Infrastructure | Sports Boulevard | BP1B Wadi Hanifah (Zones 2-5) | SBF | Al Bawani | Award | 2021 | Remeasure | Streetscape | CSI | Slides; Including Excavation, Filing, Disposal Of Excavated Surplus Material, Local Natural Stone Slide Bed, Compacted Stone Sub-Base, 150 Mm Thick Concrete Slab With Double Layer Concrete Wire Mesh 200 X 200 Mm X 8 Mm Diameter And All Necessary Fixing Accessories; Type C - Straight Slide; 600 Mm X 9592 Mm Long | 1 | Nr | SAR | 60345
Orig | 1 | 1.0114 | Kingdom of Saudi Arabia | Riyadh | Infrastructure | Sports Boulevard | BP1B Wadi Hanifah (Zones 2-5) | SBF | Al Bawani | Award | 2021 | Remeasure | Streetscape | CSI | Slides; Including Excavation, Filing, Disposal Of Excavated Surplus Material, Local Natural Stone Slide Bed, Compacted Stone Sub-Base, 150 Mm Thick Concrete Slab With Double Layer Concrete Wire Mesh 200 X 200 Mm X 8 Mm Diameter And All Necessary Fixing Accessories; Type C - Straight Slide; 3000 Mm X 13200 Mm Long | 1 | Nr | SAR | 27000
Orig | 1 | 1.0114 | Kingdom of Saudi Arabia | Riyadh | Infrastructure | Sports Boulevard | BP1B Wadi Hanifah (Zones 2-5) | SBF | Al Bawani | Award | 2021 | Remeasure | Streetscape | CSI | Slides; Including Excavation, Filing, Disposal Of Excavated Surplus Material, Local Natural Stone Slide Bed, Compacted Stone Sub-Base, 150 Mm Thick Concrete Slab With Double Layer Concrete Wire Mesh 200 X 200 Mm X 8 Mm Diameter And All Necessary Fixing Accessories; Type D - Chute Slide; 600 Mm X 8397 Mm Long | 1 | Nr | SAR | 26325
Orig | 1 | 1.0114 | Kingdom of Saudi Arabia | Riyadh | Infrastructure | Sports Boulevard | BP1B Wadi Hanifah (Zones 2-5) | SBF | Al Bawani | Award | 2021 | Remeasure | Streetscape | CSI | Slides; Including Excavation, Filing, Disposal Of Excavated Surplus Material, Local Natural Stone Slide Bed, Compacted Stone Sub-Base, 150 Mm Thick Concrete Slab With Double Layer Concrete Wire Mesh 200 X 200 Mm X 8 Mm Diameter And All Necessary Fixing Accessories; Type D - Chute Slide; 600 Mm X 9600 Mm Long | 1 | Nr | SAR | 26865
Orig | 1 | 1.0114 | Kingdom of Saudi Arabia | Riyadh | Infrastructure | Sports Boulevard | BP1B Wadi Hanifah (Zones 2-5) | SBF | Al Bawani | Award | 2021 | Remeasure | Streetscape | CSI | Slides; Including Excavation, Filing, Disposal Of Excavated Surplus Material, Local Natural Stone Slide Bed, Compacted Stone Sub-Base, 150 Mm Thick Concrete Slab With Double Layer Concrete Wire Mesh 200 X 200 Mm X 8 Mm Diameter And All Necessary Fixing Accessories; Type D - Chute Slide; 600 Mm X 9592 Mm Long | 1 | Nr | SAR | 28350
Orig | 1 | 1.0114 | Kingdom of Saudi Arabia | Riyadh | Infrastructure | Sports Boulevard | BP1B Wadi Hanifah (Zones 2-5) | SBF | Al Bawani | Award | 2021 | Remeasure | Streetscape | CSI | Custom Play Element; Including Excavation, Filing, Disposal Of Excavated Surplus Materials, Finishes; Play Slope 1; Area 163 M2 | 1 | Nr | SAR | 63450
Orig | 1 | 1.0114 | Kingdom of Saudi Arabia | Riyadh | Infrastructure | Sports Boulevard | BP1B Wadi Hanifah (Zones 2-5) | SBF | Al Bawani | Award | 2021 | Remeasure | Streetscape | CSI | Custom Play Element; Including Excavation, Filing, Disposal Of Excavated Surplus Materials, Finishes; Play Slope 2; Area 329 M2 | 1 | Nr | SAR | 74250
Orig | 1 | 1.0114 | Kingdom of Saudi Arabia | Riyadh | Infrastructure | Sports Boulevard | BP1B Wadi Hanifah (Zones 2-5) | SBF | Al Bawani | Award | 2021 | Remeasure | Streetscape | CSI | Shade Structure; Tensile Fabric; Fixed To Shading Posts 114.3 Mm Diameter Thickness; Including Excavation, Filing, Disposal, Of Excavated Surplus Materials And Footing; To Play Slope 1; Area 24 M2 | 2 | Nr | SAR | 17820
Orig | 1 | 1.0114 | Kingdom of Saudi Arabia | Riyadh | Infrastructure | Sports Boulevard | BP1B Wadi Hanifah (Zones 2-5) | SBF | Al Bawani | Award | 2021 | Remeasure | Streetscape | CSI | Shade Structure; Tensile Fabric; Fixed To Shading Posts 114.3 Mm Diameter Thickness; Including Excavation, Filing, Disposal, Of Excavated Surplus Materials And Footing; To Play Slope 2; Area 29 M2 | 3 | Nr | SAR | 21533
Orig | 1 | 1.0115 | Kingdom of Saudi Arabia | Riyadh | Infrastructure | Sports Boulevard | BP1B Wadi Hanifah (Zones 2-5) | SBF | Al Bawani | Award | 2021 | Remeasure | Streetscape | CSI | Monolithic Stone Stairs; Bedded On 50 Mm Thick Mortar Setting, Excavation, Filing, Disposal Of Excavated Surplus Materials, Concrete Foundations And Form Work; Including Joints, Mortar Grout And All Necessary Fixing Accessories; To Treas; 300 X 150Mm Thick | 1351 | m | SAR | 385
Orig | 1 | 1.0115 | Kingdom of Saudi Arabia | Riyadh | Infrastructure | Sports Boulevard | BP1B Wadi Hanifah (Zones 2-5) | SBF | Al Bawani | Award | 2021 | Remeasure | Streetscape | CSI | Monolithic Stone Stairs; Bedded On 50 Mm Thick Mortar Setting, Excavation, Filing, Disposal Of Excavated Surplus Materials, Concrete Foundations And Form Work; Including Joints, Mortar Grout And All Necessary Fixing Accessories; To Landing | 55 | m² | SAR | 439
Orig | 1 | 1.0115 | Kingdom of Saudi Arabia | Riyadh | Infrastructure | Sports Boulevard | BP1B Wadi Hanifah (Zones 2-5) | SBF | Al Bawani | Award | 2021 | Remeasure | Streetscape | CSI | Stone Terrace; Bedded On 150 Mm Thick Setting Course, Excavation, Filing, Disposal Of Excavated Surplus Materials, Concrete Foundations And Form Works; Including Joints, Mortar Grout And All Necessary Fixing Accessories For Discovery Park; 1200 X 3000 X 450 Mm Thick; To Tread ( Width Is 1.2 M For Measuing) | 7798 | m | SAR | 1215
Orig | 1 | 1.0115 | Kingdom of Saudi Arabia | Riyadh | Infrastructure | Sports Boulevard | BP1B Wadi Hanifah (Zones 2-5) | SBF | Al Bawani | Award | 2021 | Remeasure | Streetscape | CSI | Boulders; In Various Sizes; Including Finishes And All Necessary Fixing Accessories For Discovery Park; Group Of One | 82 | Nr | SAR | 1013
Orig | 1 | 1.0115 | Kingdom of Saudi Arabia | Riyadh | Infrastructure | Sports Boulevard | BP1B Wadi Hanifah (Zones 2-5) | SBF | Al Bawani | Award | 2021 | Remeasure | Streetscape | CSI | Picnic Area; Comprising Aggregate Surface Ref. P6, Stone Paving Edger, Seat Height Piece, Counter Height Stone With Seat Height Overlap; Including Excavation, Filing, Disposal Of Excavated Surplus Materials, Compacted Gravel Sub-Base And All Necessary Fixing Accessories; Circular Picnic Area; Approximate 12000 Mm Diameter | 13 | Nr | SAR | 1215
Orig | 1 | 1.0115 | Kingdom of Saudi Arabia | Riyadh | Infrastructure | Sports Boulevard | BP1B Wadi Hanifah (Zones 2-5) | SBF | Al Bawani | Award | 2021 | Remeasure | Streetscape | CSI | Picnic Area; Comprising Aggregate Surface Ref. P6, Stone Paving Edger, Seat Height Piece, Counter Height Stone With Seat Height Overlap; Including Excavation, Filing, Disposal Of Excavated Surplus Materials, Compacted Gravel Sub-Base And All Necessary Fixing Accessories; Rectangular Picnic Area; Approximate Area 51 M2 | 11 | Nr | SAR | 1688
Orig | 1 | 1.0115 | Kingdom of Saudi Arabia | Riyadh | Infrastructure | Sports Boulevard | BP1B Wadi Hanifah (Zones 2-5) | SBF | Al Bawani | Award | 2021 | Remeasure | Streetscape | CSI | Hollow Precast Concrete Bench; Stone Seating Type A | 5 | Nr | SAR | 2700
Orig | 1 | 1.0115 | Kingdom of Saudi Arabia | Riyadh | Infrastructure | Sports Boulevard | BP1B Wadi Hanifah (Zones 2-5) | SBF | Al Bawani | Award | 2021 | Remeasure | Streetscape | CSI | Hollow Precast Concrete Bench; Stone Seating Type B | 2 | Nr | SAR | 2700
Orig | 1 | 1.0115 | Kingdom of Saudi Arabia | Riyadh | Infrastructure | Sports Boulevard | BP1B Wadi Hanifah (Zones 2-5) | SBF | Al Bawani | Award | 2021 | Remeasure | Streetscape | CSI | Hollow Precast Concrete Bench; Stone Seating Type C | 7 | Nr | SAR | 2700
Orig | 1 | 1.0115 | Kingdom of Saudi Arabia | Riyadh | Infrastructure | Sports Boulevard | BP1B Wadi Hanifah (Zones 2-5) | SBF | Al Bawani | Award | 2021 | Remeasure | Streetscape | CSI | Hollow Precast Concrete Bench; Stone Seating Type D | 3 | Nr | SAR | 2700
Orig | 1 | 1.0116 | Kingdom of Saudi Arabia | Riyadh | Infrastructure | Sports Boulevard | BP1B Wadi Hanifah (Zones 2-5) | SBF | Al Bawani | Award | 2021 | Remeasure | Streetscape | CSI | Hollow Precast Concrete Bench; Stone Seating Type E | 8 | Nr | SAR | 2700
Orig | 1 | 1.0116 | Kingdom of Saudi Arabia | Riyadh | Infrastructure | Sports Boulevard | BP1B Wadi Hanifah (Zones 2-5) | SBF | Al Bawani | Award | 2021 | Remeasure | Streetscape | CSI | Hollow Precast Concrete Bench; Stone Seating Type C (Similar), To Pavilion 04.E | 1 | Nr | SAR | 4725
Orig | 1 | 1.0116 | Kingdom of Saudi Arabia | Riyadh | Infrastructure | Sports Boulevard | BP1B Wadi Hanifah (Zones 2-5) | SBF | Al Bawani | Award | 2021 | Remeasure | Streetscape | CSI | Hollow Precast Concrete Bench;Stone Seating Type A (Similar), To Pavilion 04.E | 1 | Nr | SAR | 4995
Orig | 1 | 1.0116 | Kingdom of Saudi Arabia | Riyadh | Infrastructure | Sports Boulevard | BP1B Wadi Hanifah (Zones 2-5) | SBF | Al Bawani | Award | 2021 | Remeasure | Streetscape | CSI | Supply And Place In Position The Following Furniture/ Equipment Etc. Allow Storage, Mulitple Handling Etc. B1 - Single-Sided Custom Bench (Type-1) | 16 | Nr | SAR | 2700
Orig | 1 | 1.0116 | Kingdom of Saudi Arabia | Riyadh | Infrastructure | Sports Boulevard | BP1B Wadi Hanifah (Zones 2-5) | SBF | Al Bawani | Award | 2021 | Remeasure | Streetscape | CSI | Supply And Place In Position The Following Furniture/ Equipment Etc. Allow Storage, Mulitple Handling Etc. B2 - Double-Sided Custom Bench (Type-2) | 66 | Nr | SAR | 2700
Orig | 1 | 1.0116 | Kingdom of Saudi Arabia | Riyadh | Infrastructure | Sports Boulevard | BP1B Wadi Hanifah (Zones 2-5) | SBF | Al Bawani | Award | 2021 | Remeasure | Streetscape | CSI | Supply And Place In Position The Following Furniture/ Equipment Etc. Allow Storage, Mulitple Handling Etc. Custom Wooden Bench 15M Long, 700Mm Wide | 1 | Nr | SAR | 60750
Orig | 1 | 1.0116 | Kingdom of Saudi Arabia | Riyadh | Infrastructure | Sports Boulevard | BP1B Wadi Hanifah (Zones 2-5) | SBF | Al Bawani | Award | 2021 | Remeasure | Streetscape | CSI | Supply And Place In Position The Following Furniture/ Equipment Etc. Allow Storage, Mulitple Handling Etc.B4 - Custom Limestone Bench Backless (Type-4) | 56 | Nr | SAR | 2700
Orig | 1 | 1.0116 | Kingdom of Saudi Arabia | Riyadh | Infrastructure | Sports Boulevard | BP1B Wadi Hanifah (Zones 2-5) | SBF | Al Bawani | Award | 2021 | Remeasure | Streetscape | CSI | Supply And Place In Position The Following Furniture/ Equipment Etc. Allow Storage, Mulitple Handling Etc. B5 - Custom Limestone Bench Backless (Type-5) | 11 | Nr | SAR | 2700
Orig | 1 | 1.0116 | Kingdom of Saudi Arabia | Riyadh | Infrastructure | Sports Boulevard | BP1B Wadi Hanifah (Zones 2-5) | SBF | Al Bawani | Award | 2021 | Remeasure | Streetscape | CSI | Supply And Place In Position The Following Furniture/ Equipment Etc. Allow Storage, Mulitple Handling Etc. Bk - Bike Racks (Uhpc Concrete, Grey) | 102 | Nr | SAR | 1013
Orig | 1 | 1.0116 | Kingdom of Saudi Arabia | Riyadh | Infrastructure | Sports Boulevard | BP1B Wadi Hanifah (Zones 2-5) | SBF | Al Bawani | Award | 2021 | Remeasure | Streetscape | CSI | Supply And Place In Position The Following Furniture/ Equipment Etc. Allow Storage, Mulitple Handling Etc. Bw - Bike Wash Station (Hvlc Nozzle, 5 Attached | 2 | Nr | SAR | 1789
Orig | 1 | 1.0117 | Kingdom of Saudi Arabia | Riyadh | Infrastructure | Sports Boulevard | BP1B Wadi Hanifah (Zones 2-5) | SBF | Al Bawani | Award | 2021 | Remeasure | Streetscape | CSI | Supply And Place In Position The Following Furniture/ Equipment Etc. Allow Storage, Mulitple Handling Etc. H1 - Hammock Type 1, Woven Hammock Suspended | 8 | Nr | SAR | 53726
Orig | 1 | 1.0117 | Kingdom of Saudi Arabia | Riyadh | Infrastructure | Sports Boulevard | BP1B Wadi Hanifah (Zones 2-5) | SBF | Al Bawani | Award | 2021 | Remeasure | Streetscape | CSI | Supply And Place In Position The Following Furniture/ Equipment Etc. Allow Storage, Mulitple Handling Etc. H2 - Hammock Type 2, Woven Hammock Suspended | 28 | Nr | SAR | 53726
Orig | 1 | 1.0117 | Kingdom of Saudi Arabia | Riyadh | Infrastructure | Sports Boulevard | BP1B Wadi Hanifah (Zones 2-5) | SBF | Al Bawani | Award | 2021 | Remeasure | Streetscape | CSI | Supply And Place In Position The Following Furniture/ Equipment Etc. Allow Storage, Mulitple Handling Etc. N1 - Play Net, Woven Net, Suspended At Grade Over | 1 | Nr | SAR | 33750
Orig | 1 | 1.0117 | Kingdom of Saudi Arabia | Riyadh | Infrastructure | Sports Boulevard | BP1B Wadi Hanifah (Zones 2-5) | SBF | Al Bawani | Award | 2021 | Remeasure | Streetscape | CSI | Supply And Place In Position The Following Furniture/ Equipment Etc. Allow Storage, Mulitple Handling Etc. S1 - Swing - Single User Swing With Range Inhibitor | 13 | Nr | SAR | 18225
Orig | 1 | 1.0117 | Kingdom of Saudi Arabia | Riyadh | Infrastructure | Sports Boulevard | BP1B Wadi Hanifah (Zones 2-5) | SBF | Al Bawani | Award | 2021 | Remeasure | Streetscape | CSI | Supply And Place In Position The Following Furniture/ Equipment Etc. Allow Storage, Mulitple Handling Etc. Tb - Trash/Recycle Bin | 4 | Nr | SAR | 1688
Orig | 1 | 1.0117 | Kingdom of Saudi Arabia | Riyadh | Infrastructure | Sports Boulevard | BP1B Wadi Hanifah (Zones 2-5) | SBF | Al Bawani | Award | 2021 | Remeasure | Streetscape | CSI | Supply And Place In Position The Following Furniture/ Equipment Etc. Allow Storage, Mulitple Handling Etc. Bike Repair Station | 4 | Nr | SAR | 2025
Orig | 1 | 1.0117 | Kingdom of Saudi Arabia | Riyadh | Infrastructure | Sports Boulevard | BP1B Wadi Hanifah (Zones 2-5) | SBF | Al Bawani | Award | 2021 | Remeasure | Streetscape | CSI | Supply And Place In Position The Following Furniture/ Equipment Etc. Allow Storage, Mulitple Handling Etc. Drinking Fountains | 4 | Nr | SAR | 7560
Orig | 1 | 1.0117 | Kingdom of Saudi Arabia | Riyadh | Infrastructure | Sports Boulevard | BP1B Wadi Hanifah (Zones 2-5) | SBF | Al Bawani | Award | 2021 | Remeasure | Streetscape | CSI | Supply And Place In Position The Following Furniture/ Equipment Etc. Allow Storage, Mulitple Handling Etc. Allow For Bollard | 1 | Nr | SAR | 2633
Orig | 1 | 1.0117 | Kingdom of Saudi Arabia | Riyadh | Infrastructure | Sports Boulevard | BP1B Wadi Hanifah (Zones 2-5) | SBF | Al Bawani | Award | 2021 | Remeasure | Streetscape | CSI | Supply And Place In Position The Following Furniture/ Equipment Etc. Allow Storage, Mulitple Handling Etc. Mf-1 Movable Chair, Vestra April Go Chair 7013, Custom Color, Kebony Wood Top | 152 | Nr | SAR | 821
Orig | 1 | 1.0117 | Kingdom of Saudi Arabia | Riyadh | Infrastructure | Sports Boulevard | BP1B Wadi Hanifah (Zones 2-5) | SBF | Al Bawani | Award | 2021 | Remeasure | Streetscape | CSI | Supply And Place In Position The Following Furniture/ Equipment Etc. Allow Storage, Mulitple Handling Etc. Mf-2 Movable Table, Vestra April Go Folding Table 7033, Custom Color, Kebony Wood Top | 38 | Nr | SAR | 1400
Orig | 1 | 1.0118 | Kingdom of Saudi Arabia | Riyadh | Infrastructure | Sports Boulevard | BP1B Wadi Hanifah (Zones 2-5) | SBF | Al Bawani | Award | 2021 | Remeasure | Irrigation | CSI | Supply And Installation Of Hdpe Irrigation Main Pipes, Pe100, Pn10, Including Fittings, Connections, Warning Tape, Excavation, Backfilling, Bedding, Filling Material, Thrust Blocks, Supports, Joints And All Required Accessories Complete; 32Mm Diameter | 236 | m | SAR | 34
Orig | 1 | 1.0118 | Kingdom of Saudi Arabia | Riyadh | Infrastructure | Sports Boulevard | BP1B Wadi Hanifah (Zones 2-5) | SBF | Al Bawani | Award | 2021 | Remeasure | Irrigation | CSI | Supply And Installation Of Hdpe Irrigation Main Pipes, Pe100, Pn10, Including Fittings, Connections, Warning Tape, Excavation, Backfilling, Bedding, Filling Material, Thrust Blocks, Supports, Joints And All Required Accessories Complete; 50Mm Diameter | 647 | m | SAR | 47
Orig | 1 | 1.0118 | Kingdom of Saudi Arabia | Riyadh | Infrastructure | Sports Boulevard | BP1B Wadi Hanifah (Zones 2-5) | SBF | Al Bawani | Award | 2021 | Remeasure | Irrigation | CSI | Supply And Installation Of Hdpe Irrigation Main Pipes, Pe100, Pn10, Including Fittings, Connections, Warning Tape, Excavation, Backfilling, Bedding, Filling Material, Thrust Blocks, Supports, Joints And All Required Accessories Complete; 63Mm Diameter | 987 | m | SAR | 54
Orig | 1 | 1.0118 | Kingdom of Saudi Arabia | Riyadh | Infrastructure | Sports Boulevard | BP1B Wadi Hanifah (Zones 2-5) | SBF | Al Bawani | Award | 2021 | Remeasure | Irrigation | CSI | Supply And Installation Of Hdpe Irrigation Main Pipes, Pe100, Pn10, Including Fittings, Connections, Warning Tape, Excavation, Backfilling, Bedding, Filling Material, Thrust Blocks, Supports, Joints And All Required Accessories Complete; 75Mm Diameter | 367 | m | SAR | 63
Orig | 1 | 1.0118 | Kingdom of Saudi Arabia | Riyadh | Infrastructure | Sports Boulevard | BP1B Wadi Hanifah (Zones 2-5) | SBF | Al Bawani | Award | 2021 | Remeasure | Irrigation | CSI | Supply And Installation Of Hdpe Irrigation Main Pipes, Pe100, Pn10, Including Fittings, Connections, Warning Tape, Excavation, Backfilling, Bedding, Filling Material, Thrust Blocks, Supports, Joints And All Required Accessories Complete; 90Mm Diameter | 2201 | m | SAR | 76
Orig | 1 | 1.0118 | Kingdom of Saudi Arabia | Riyadh | Infrastructure | Sports Boulevard | BP1B Wadi Hanifah (Zones 2-5) | SBF | Al Bawani | Award | 2021 | Remeasure | Irrigation | CSI | Supply And Installation Of Hdpe Irrigation Main Pipes, Pe100, Pn10, Including Fittings, Connections, Warning Tape, Excavation, Backfilling, Bedding, Filling Material, Thrust Blocks, Supports, Joints And All Required Accessories Complete; 125Mm Diameter | 2795 | m | SAR | 116
Orig | 1 | 1.0118 | Kingdom of Saudi Arabia | Riyadh | Infrastructure | Sports Boulevard | BP1B Wadi Hanifah (Zones 2-5) | SBF | Al Bawani | Award | 2021 | Remeasure | Irrigation | CSI | Supply And Installation Of Hdpe Irrigation Main Pipes, Pe100, Pn10, Including Fittings, Connections, Warning Tape, Excavation, Backfilling, Bedding, Filling Material, Thrust Blocks, Supports, Joints And All Required Accessories Complete; 140Mm Diameter | 2443 | m | SAR | 167
Orig | 1 | 1.0118 | Kingdom of Saudi Arabia | Riyadh | Infrastructure | Sports Boulevard | BP1B Wadi Hanifah (Zones 2-5) | SBF | Al Bawani | Award | 2021 | Remeasure | Irrigation | CSI | Supply And Installation Of Hdpe Irrigation Main Pipes, Pe100, Pn10, Including Fittings, Connections, Warning Tape, Excavation, Backfilling, Bedding, Filling Material, Thrust Blocks, Supports, Joints And All Required Accessories Complete; 160Mm Diameter | 2056 | m | SAR | 169
Orig | 1 | 1.0118 | Kingdom of Saudi Arabia | Riyadh | Infrastructure | Sports Boulevard | BP1B Wadi Hanifah (Zones 2-5) | SBF | Al Bawani | Award | 2021 | Remeasure | Irrigation | CSI | Supply And Installation Of Hdpe Irrigation Main Pipes, Pe100, Pn10, Including Fittings, Connections, Warning Tape, Excavation, Backfilling, Bedding, Filling Material, Thrust Blocks, Supports, Joints And All Required Accessories Complete; 180Mm Diameter | 5758 | m | SAR | 236
Orig | 1 | 1.0118 | Kingdom of Saudi Arabia | Riyadh | Infrastructure | Sports Boulevard | BP1B Wadi Hanifah (Zones 2-5) | SBF | Al Bawani | Award | 2021 | Remeasure | Irrigation | CSI | Supply And Installation Of Hdpe Irrigation Main Pipes, Pe100, Pn10, Including Fittings, Connections, Warning Tape, Excavation, Backfilling, Bedding, Filling Material, Thrust Blocks, Supports, Joints And All Required Accessories Complete; 200Mm Diameter | 7333 | m | SAR | 297
Orig | 1 | 1.0119 | Kingdom of Saudi Arabia | Riyadh | Infrastructure | Sports Boulevard | BP1B Wadi Hanifah (Zones 2-5) | SBF | Al Bawani | Award | 2021 | Remeasure | Irrigation | CSI | Supply And Installation Of Ldpe Irrigation Lateral Pipes, Pe40, Pn6, Including Fittings, Connections, Warning Tape, Excavation, Backfilling, Bedding, Filling Material, Thrust Blocks, Supports, Joints And All Required Accessories Complete; 20Mm Diameter | 2370 | m | SAR | 20
Orig | 1 | 1.0119 | Kingdom of Saudi Arabia | Riyadh | Infrastructure | Sports Boulevard | BP1B Wadi Hanifah (Zones 2-5) | SBF | Al Bawani | Award | 2021 | Remeasure | Irrigation | CSI | Supply And Installation Of Ldpe Irrigation Lateral Pipes, Pe40, Pn6, Including Fittings, Connections, Warning Tape, Excavation, Backfilling, Bedding, Filling Material, Thrust Blocks, Supports, Joints And All Required Accessories Complete; 25Mm Diameter | 5924 | m | SAR | 30
Orig | 1 | 1.0119 | Kingdom of Saudi Arabia | Riyadh | Infrastructure | Sports Boulevard | BP1B Wadi Hanifah (Zones 2-5) | SBF | Al Bawani | Award | 2021 | Remeasure | Irrigation | CSI | Supply And Installation Of Ldpe Irrigation Lateral Pipes, Pe40, Pn6, Including Fittings, Connections, Warning Tape, Excavation, Backfilling, Bedding, Filling Material, Thrust Blocks, Supports, Joints And All Required Accessories Complete; 32Mm Diameter | 41392 | m | SAR | 35
Orig | 1 | 1.0119 | Kingdom of Saudi Arabia | Riyadh | Infrastructure | Sports Boulevard | BP1B Wadi Hanifah (Zones 2-5) | SBF | Al Bawani | Award | 2021 | Remeasure | Irrigation | CSI | Supply And Installation Of Ldpe Irrigation Lateral Pipes, Pe40, Pn6, Including Fittings, Connections, Warning Tape, Excavation, Backfilling, Bedding, Filling Material, Thrust Blocks, Supports, Joints And All Required Accessories Complete; 40Mm Diameter | 5908 | m | SAR | 38
Orig | 1 | 1.0119 | Kingdom of Saudi Arabia | Riyadh | Infrastructure | Sports Boulevard | BP1B Wadi Hanifah (Zones 2-5) | SBF | Al Bawani | Award | 2021 | Remeasure | Irrigation | CSI | Supply And Installation Of Ldpe Irrigation Lateral Pipes, Pe40, Pn6, Including Fittings, Connections, Warning Tape, Excavation, Backfilling, Bedding, Filling Material, Thrust Blocks, Supports, Joints And All Required Accessories Complete; 50Mm Diameter | 1850 | m | SAR | 41
Orig | 1 | 1.0119 | Kingdom of Saudi Arabia | Riyadh | Infrastructure | Sports Boulevard | BP1B Wadi Hanifah (Zones 2-5) | SBF | Al Bawani | Award | 2021 | Remeasure | Irrigation | CSI | Supply And Installation Of Corrugated Pvc Sleeve Pipes; 20Mm Diameter | 13 | m | SAR | 30
Orig | 1 | 1.0119 | Kingdom of Saudi Arabia | Riyadh | Infrastructure | Sports Boulevard | BP1B Wadi Hanifah (Zones 2-5) | SBF | Al Bawani | Award | 2021 | Remeasure | Irrigation | CSI | Supply And Installation Of Corrugated Pvc Sleeve Pipes; 25Mm Diameter | 446 | m | SAR | 32
Orig | 1 | 1.0119 | Kingdom of Saudi Arabia | Riyadh | Infrastructure | Sports Boulevard | BP1B Wadi Hanifah (Zones 2-5) | SBF | Al Bawani | Award | 2021 | Remeasure | Irrigation | CSI | Supply And Installation Of Corrugated Pvc Sleeve Pipes; 32Mm Diameter | 1409 | m | SAR | 38
Orig | 1 | 1.0119 | Kingdom of Saudi Arabia | Riyadh | Infrastructure | Sports Boulevard | BP1B Wadi Hanifah (Zones 2-5) | SBF | Al Bawani | Award | 2021 | Remeasure | Irrigation | CSI | Supply And Installation Of Corrugated Pvc Sleeve Pipes; 40Mm Diameter | 84 | m | SAR | 43
Orig | 1 | 1.0119 | Kingdom of Saudi Arabia | Riyadh | Infrastructure | Sports Boulevard | BP1B Wadi Hanifah (Zones 2-5) | SBF | Al Bawani | Award | 2021 | Remeasure | Irrigation | CSI | Supply And Installation Of Corrugated Pvc Sleeve Pipes; 50Mm Diameter | 180 | m | SAR | 47
Orig | 1 | 1.012 | Kingdom of Saudi Arabia | Riyadh | Infrastructure | Sports Boulevard | BP1B Wadi Hanifah (Zones 2-5) | SBF | Al Bawani | Award | 2021 | Remeasure | Irrigation | CSI | Supply And Installation Of Corrugated Pvc Sleeve Pipes; 63Mm Diameter | 22 | m | SAR | 54
Orig | 1 | 1.012 | Kingdom of Saudi Arabia | Riyadh | Infrastructure | Sports Boulevard | BP1B Wadi Hanifah (Zones 2-5) | SBF | Al Bawani | Award | 2021 | Remeasure | Irrigation | CSI | Supply And Installation Of Corrugated Pvc Sleeve Pipes;1X32 + 1X20Mm Diameter | 19 | m | SAR | 88
Orig | 1 | 1.012 | Kingdom of Saudi Arabia | Riyadh | Infrastructure | Sports Boulevard | BP1B Wadi Hanifah (Zones 2-5) | SBF | Al Bawani | Award | 2021 | Remeasure | Irrigation | CSI | Supply And Installation Of Corrugated Pvc Sleeve Pipes; 1X32 + 1X25Mm Diameter | 13 | m | SAR | 115
Orig | 1 | 1.012 | Kingdom of Saudi Arabia | Riyadh | Infrastructure | Sports Boulevard | BP1B Wadi Hanifah (Zones 2-5) | SBF | Al Bawani | Award | 2021 | Remeasure | Irrigation | CSI | Supply And Installation Of Corrugated Pvc Sleeve Pipes; 1X40 + 1X32Mm Diameter | 11 | m | SAR | 120
Orig | 1 | 1.012 | Kingdom of Saudi Arabia | Riyadh | Infrastructure | Sports Boulevard | BP1B Wadi Hanifah (Zones 2-5) | SBF | Al Bawani | Award | 2021 | Remeasure | Irrigation | CSI | Supply And Installation Of Corrugated Pvc Sleeve Pipes; 1X50 + 1X32Mm Diameter | 22 | m | SAR | 131
Orig | 1 | 1.012 | Kingdom of Saudi Arabia | Riyadh | Infrastructure | Sports Boulevard | BP1B Wadi Hanifah (Zones 2-5) | SBF | Al Bawani | Award | 2021 | Remeasure | Irrigation | CSI | Supply And Installation Of Corrugated Pvc Sleeve Pipes;1X75 + 1X32Mm Diameter | 5 | m | SAR | 169
Orig | 1 | 1.012 | Kingdom of Saudi Arabia | Riyadh | Infrastructure | Sports Boulevard | BP1B Wadi Hanifah (Zones 2-5) | SBF | Al Bawani | Award | 2021 | Remeasure | Irrigation | CSI | Supply And Installation Of Corrugated Pvc Sleeve Pipes; 2X32Mm Diameter | 136 | m | SAR | 223
Orig | 1 | 1.012 | Kingdom of Saudi Arabia | Riyadh | Infrastructure | Sports Boulevard | BP1B Wadi Hanifah (Zones 2-5) | SBF | Al Bawani | Award | 2021 | Remeasure | Irrigation | CSI | Air Release Valve; 75Mm Diameter | 4 | Nr | SAR | 632
Orig | 1 | 1.012 | Kingdom of Saudi Arabia | Riyadh | Infrastructure | Sports Boulevard | BP1B Wadi Hanifah (Zones 2-5) | SBF | Al Bawani | Award | 2021 | Remeasure | Irrigation | CSI | Air Release Valve; 90Mm Diameter | 1 | Nr | SAR | 632
Orig | 1 | 1.012 | Kingdom of Saudi Arabia | Riyadh | Infrastructure | Sports Boulevard | BP1B Wadi Hanifah (Zones 2-5) | SBF | Al Bawani | Award | 2021 | Remeasure | Irrigation | CSI | Air Release Valve; 125Mm Diameter | 5 | Nr | SAR | 632
Orig | 1 | 1.0121 | Kingdom of Saudi Arabia | Riyadh | Infrastructure | Sports Boulevard | BP1B Wadi Hanifah (Zones 2-5) | SBF | Al Bawani | Award | 2021 | Remeasure | Irrigation | CSI | Air Release Valve; 140Mm Diameter | 5 | Nr | SAR | 632
Orig | 1 | 1.0121 | Kingdom of Saudi Arabia | Riyadh | Infrastructure | Sports Boulevard | BP1B Wadi Hanifah (Zones 2-5) | SBF | Al Bawani | Award | 2021 | Remeasure | Irrigation | CSI | Air Release Valve; 160Mm Diameter | 4 | Nr | SAR | 632
Orig | 1 | 1.0121 | Kingdom of Saudi Arabia | Riyadh | Infrastructure | Sports Boulevard | BP1B Wadi Hanifah (Zones 2-5) | SBF | Al Bawani | Award | 2021 | Remeasure | Irrigation | CSI | Air Release Valve; 180Mm Diameter | 14 | Nr | SAR | 632
Orig | 1 | 1.0121 | Kingdom of Saudi Arabia | Riyadh | Infrastructure | Sports Boulevard | BP1B Wadi Hanifah (Zones 2-5) | SBF | Al Bawani | Award | 2021 | Remeasure | Irrigation | CSI | Air Release Valve; 200Mm Diameter | 15 | Nr | SAR | 632
Orig | 1 | 1.0121 | Kingdom of Saudi Arabia | Riyadh | Infrastructure | Sports Boulevard | BP1B Wadi Hanifah (Zones 2-5) | SBF | Al Bawani | Award | 2021 | Remeasure | Irrigation | CSI | Isolation Gate Valve; 2.5 Inches Diameter | 2 | Nr | SAR | 1013
Orig | 1 | 1.0121 | Kingdom of Saudi Arabia | Riyadh | Infrastructure | Sports Boulevard | BP1B Wadi Hanifah (Zones 2-5) | SBF | Al Bawani | Award | 2021 | Remeasure | Irrigation | CSI | Isolation Gate Valve; 3 Inches Diameter | 3 | Nr | SAR | 1148
Orig | 1 | 1.0121 | Kingdom of Saudi Arabia | Riyadh | Infrastructure | Sports Boulevard | BP1B Wadi Hanifah (Zones 2-5) | SBF | Al Bawani | Award | 2021 | Remeasure | Irrigation | CSI | Isolation Gate Valve; 4 Inches Diameter | 1 | Nr | SAR | 1215
Orig | 1 | 1.0121 | Kingdom of Saudi Arabia | Riyadh | Infrastructure | Sports Boulevard | BP1B Wadi Hanifah (Zones 2-5) | SBF | Al Bawani | Award | 2021 | Remeasure | Irrigation | CSI | Isolation Gate Valve; 5 Inches Diameter | 2 | Nr | SAR | 1283
Orig | 1 | 1.0121 | Kingdom of Saudi Arabia | Riyadh | Infrastructure | Sports Boulevard | BP1B Wadi Hanifah (Zones 2-5) | SBF | Al Bawani | Award | 2021 | Remeasure | Irrigation | CSI | Isolation Gate Valve; 6 Inches Diameter | 5 | Nr | SAR | 1620
Orig | 1 | 1.0122 | Kingdom of Saudi Arabia | Riyadh | Infrastructure | Sports Boulevard | BP1B Wadi Hanifah (Zones 2-5) | SBF | Al Bawani | Award | 2021 | Remeasure | Irrigation | CSI | Isolation Gate Valve; 8 Inches Diameter | 4 | Nr | SAR | 1917
Orig | 1 | 1.0122 | Kingdom of Saudi Arabia | Riyadh | Infrastructure | Sports Boulevard | BP1B Wadi Hanifah (Zones 2-5) | SBF | Al Bawani | Award | 2021 | Remeasure | Irrigation | CSI | Solenoid Valve; 1 Inch Diameter, Type Em | 43 | Nr | SAR | 2606
Orig | 1 | 1.0122 | Kingdom of Saudi Arabia | Riyadh | Infrastructure | Sports Boulevard | BP1B Wadi Hanifah (Zones 2-5) | SBF | Al Bawani | Award | 2021 | Remeasure | Irrigation | CSI | Solenoid Valve; 1.5 Inch Diameter, Type Em | 55 | Nr | SAR | 4320
Orig | 1 | 1.0122 | Kingdom of Saudi Arabia | Riyadh | Infrastructure | Sports Boulevard | BP1B Wadi Hanifah (Zones 2-5) | SBF | Al Bawani | Award | 2021 | Remeasure | Irrigation | CSI | Solenoid Valve; 1 Inch Diameter, Type Od | 56 | Nr | SAR | 2606
Orig | 1 | 1.0122 | Kingdom of Saudi Arabia | Riyadh | Infrastructure | Sports Boulevard | BP1B Wadi Hanifah (Zones 2-5) | SBF | Al Bawani | Award | 2021 | Remeasure | Irrigation | CSI | Solenoid Valve; 1 .5 Inch Diameter, Type Od | 58 | Nr | SAR | 4320
Orig | 1 | 1.0122 | Kingdom of Saudi Arabia | Riyadh | Infrastructure | Sports Boulevard | BP1B Wadi Hanifah (Zones 2-5) | SBF | Al Bawani | Award | 2021 | Remeasure | Irrigation | CSI | Solenoid Valve; 2 Inch Diameter, Type Od | 2 | Nr | SAR | 3652
Orig | 1 | 1.0122 | Kingdom of Saudi Arabia | Riyadh | Infrastructure | Sports Boulevard | BP1B Wadi Hanifah (Zones 2-5) | SBF | Al Bawani | Award | 2021 | Remeasure | Irrigation | CSI | Solenoid Valve; 2 Inch Diameter, Type Sd | 9 | Nr | SAR | 3652
Orig | 1 | 1.0122 | Kingdom of Saudi Arabia | Riyadh | Infrastructure | Sports Boulevard | BP1B Wadi Hanifah (Zones 2-5) | SBF | Al Bawani | Award | 2021 | Remeasure | Irrigation | CSI | Master Solenoid Valve And Flow Sensor; 3 Inches Diameter | 2 | Nr | SAR | 4320
Orig | 1 | 1.0122 | Kingdom of Saudi Arabia | Riyadh | Infrastructure | Sports Boulevard | BP1B Wadi Hanifah (Zones 2-5) | SBF | Al Bawani | Award | 2021 | Remeasure | Irrigation | CSI | Quick-Coupling Valve And Valve Ball; 1 Inch Diameter | 28 | Nr | SAR | 1890
Orig | 1 | 1.0122 | Kingdom of Saudi Arabia | Riyadh | Infrastructure | Sports Boulevard | BP1B Wadi Hanifah (Zones 2-5) | SBF | Al Bawani | Award | 2021 | Remeasure | Irrigation | CSI | Washout Valve; 75Mm Diameter | 2 | Nr | SAR | 1080
Orig | 1 | 1.0123 | Kingdom of Saudi Arabia | Riyadh | Infrastructure | Sports Boulevard | BP1B Wadi Hanifah (Zones 2-5) | SBF | Al Bawani | Award | 2021 | Remeasure | Irrigation | CSI | Washout Valve; 90Mm Diameter | 1 | Nr | SAR | 1485
Orig | 1 | 1.0123 | Kingdom of Saudi Arabia | Riyadh | Infrastructure | Sports Boulevard | BP1B Wadi Hanifah (Zones 2-5) | SBF | Al Bawani | Award | 2021 | Remeasure | Irrigation | CSI | Washout Valve; 125Mm Diameter | 1 | Nr | SAR | 1620
Orig | 1 | 1.0123 | Kingdom of Saudi Arabia | Riyadh | Infrastructure | Sports Boulevard | BP1B Wadi Hanifah (Zones 2-5) | SBF | Al Bawani | Award | 2021 | Remeasure | Irrigation | CSI | Washout Valve; 140Mm Diameter | 1 | Nr | SAR | 1958
Orig | 1 | 1.0123 | Kingdom of Saudi Arabia | Riyadh | Infrastructure | Sports Boulevard | BP1B Wadi Hanifah (Zones 2-5) | SBF | Al Bawani | Award | 2021 | Remeasure | Irrigation | CSI | Washout Valve; 160Mm Diameter | 2 | Nr | SAR | 2430
Orig | 1 | 1.0123 | Kingdom of Saudi Arabia | Riyadh | Infrastructure | Sports Boulevard | BP1B Wadi Hanifah (Zones 2-5) | SBF | Al Bawani | Award | 2021 | Remeasure | Irrigation | CSI | Washout Valve; 180Mm Diameter | 4 | Nr | SAR | 2970
Orig | 1 | 1.0123 | Kingdom of Saudi Arabia | Riyadh | Infrastructure | Sports Boulevard | BP1B Wadi Hanifah (Zones 2-5) | SBF | Al Bawani | Award | 2021 | Remeasure | Irrigation | CSI | Washout Valve; 200Mm Diameter | 4 | Nr | SAR | 3780
Orig | 1 | 1.0123 | Kingdom of Saudi Arabia | Riyadh | Infrastructure | Sports Boulevard | BP1B Wadi Hanifah (Zones 2-5) | SBF | Al Bawani | Award | 2021 | Remeasure | Irrigation | CSI | Flush Valve; 32Mm Diameter | 10 | Nr | SAR | 878
Orig | 1 | 1.0123 | Kingdom of Saudi Arabia | Riyadh | Infrastructure | Sports Boulevard | BP1B Wadi Hanifah (Zones 2-5) | SBF | Al Bawani | Award | 2021 | Remeasure | Irrigation | CSI | Drip Irrigation Air Relief Valve; 1/2 Inch Diameter | 8 | Nr | SAR | 34
Orig | 1 | 1.0123 | Kingdom of Saudi Arabia | Riyadh | Infrastructure | Sports Boulevard | BP1B Wadi Hanifah (Zones 2-5) | SBF | Al Bawani | Award | 2021 | Remeasure | Irrigation | CSI | End Cap; 75Mm Diameter | 1 | Nr | SAR | 101
Orig | 1 | 1.0123 | Kingdom of Saudi Arabia | Riyadh | Infrastructure | Sports Boulevard | BP1B Wadi Hanifah (Zones 2-5) | SBF | Al Bawani | Award | 2021 | Remeasure | Irrigation | CSI | Supply And Installation Of Drip Lines, Drip Risers Including Pipe Fittings And All Required Accessories ; Drip Ring, 3 Emitters | 4838 | Nr | SAR | 38
Orig | 1 | 1.0124 | Kingdom of Saudi Arabia | Riyadh | Infrastructure | Sports Boulevard | BP1B Wadi Hanifah (Zones 2-5) | SBF | Al Bawani | Award | 2021 | Remeasure | Irrigation | CSI | Supply And Installation Of Drip Lines, Drip Risers Including Pipe Fittings And All Required Accessories ; Drip Ring, 4 Emitters | 49 | Nr | SAR | 49
Orig | 1 | 1.0124 | Kingdom of Saudi Arabia | Riyadh | Infrastructure | Sports Boulevard | BP1B Wadi Hanifah (Zones 2-5) | SBF | Al Bawani | Award | 2021 | Remeasure | Irrigation | CSI | Supply And Installation Of Drip Lines, Drip Risers Including Pipe Fittings And All Required Accessories ; Drip Ring, 6 Emitters | 85 | Nr | SAR | 69
Orig | 1 | 1.0124 | Kingdom of Saudi Arabia | Riyadh | Infrastructure | Sports Boulevard | BP1B Wadi Hanifah (Zones 2-5) | SBF | Al Bawani | Award | 2021 | Remeasure | Irrigation | CSI | On-Surface Dripline Automatic Irrigiation Network Including Lhpe Pipes Ø16Mm 0.6 Gph (2.3 L/H), Emitter Spacing 12" (30.5Cm), Lateral Dripline Spaced 50Cm, Relief Valves, Flush Points, Tie Down Stakes, Socket Joints Fittings, And All Required Accessories | 39704 | m² | SAR | 43
Orig | 1 | 1.0124 | Kingdom of Saudi Arabia | Riyadh | Infrastructure | Sports Boulevard | BP1B Wadi Hanifah (Zones 2-5) | SBF | Al Bawani | Award | 2021 | Remeasure | Irrigation | CSI | Sub-Surface Dripline Automatic Irrigiation Network Including Lhpe Pipes Ø16Mm 0.6 Gph (2.3 L/H), Emitter Spacing 12" (30.5Cm), Emitters Protected From Root Intrusion, Lateral Dripline Spaced 35Cm, Relief Valves, Flush Points, Tie Down Stakes, Socket Joints Fittings, And All Required Accessories | 7027 | m² | SAR | 49
Orig | 1 | 1.0124 | Kingdom of Saudi Arabia | Riyadh | Infrastructure | Sports Boulevard | BP1B Wadi Hanifah (Zones 2-5) | SBF | Al Bawani | Award | 2021 | Remeasure | Irrigation | CSI | Supply And Installation Of Wire Control Including Fittings And All Required Accessories; Two-Wire Control And Sleeve, 63Mm Diameter | 23632 | m | SAR | 30
Orig | 1 | 1.0124 | Kingdom of Saudi Arabia | Riyadh | Infrastructure | Sports Boulevard | BP1B Wadi Hanifah (Zones 2-5) | SBF | Al Bawani | Award | 2021 | Remeasure | Irrigation | CSI | Supply And Installation Of Wire Control Including Fittings And All Required Accessories; Two Wire Decoder Controller Inside Metal Pedestal | 4 | Nr | SAR | 65
Orig | 1 | 1.0124 | Kingdom of Saudi Arabia | Riyadh | Infrastructure | Sports Boulevard | BP1B Wadi Hanifah (Zones 2-5) | SBF | Al Bawani | Award | 2021 | Remeasure | Irrigation | CSI | Supply And Installation Of Wire Control Including Fittings And All Required Accessories; Wire Box | 59 | Nr | SAR | 61
Orig | 1 | 1.0124 | Kingdom of Saudi Arabia | Riyadh | Infrastructure | Sports Boulevard | BP1B Wadi Hanifah (Zones 2-5) | SBF | Al Bawani | Award | 2021 | Remeasure | Irrigation | CSI | Connections To Existing Network ; Connection To Existing Lateal Line Irrigation Network | 2 | Nr | SAR | 63450
Orig | 1 | 1.0124 | Kingdom of Saudi Arabia | Riyadh | Infrastructure | Sports Boulevard | BP1B Wadi Hanifah (Zones 2-5) | SBF | Al Bawani | Award | 2021 | Remeasure | Irrigation | CSI | Connections To Existing Network ; Connection To Oasis Room Water Feature | 1 | Nr | SAR | 94500
Orig | 1 | 1.0124 | Kingdom of Saudi Arabia | Riyadh | Infrastructure | Sports Boulevard | BP1B Wadi Hanifah (Zones 2-5) | SBF | Al Bawani | Award | 2021 | Remeasure | Demolition And Site Clearance | CSI | Removal Of Existent Irrigation Pipework; 12Mm Diameter | 132 | m | SAR | 128
Orig | 1 | 1.0125 | Kingdom of Saudi Arabia | Riyadh | Infrastructure | Sports Boulevard | BP1B Wadi Hanifah (Zones 2-5) | SBF | Al Bawani | Award | 2021 | Remeasure | Demolition And Site Clearance | CSI | Removal Of Existent Irrigation Pipework; 110Mm Diameter | 236 | m | SAR | 128
Orig | 1 | 1.0125 | Kingdom of Saudi Arabia | Riyadh | Infrastructure | Sports Boulevard | BP1B Wadi Hanifah (Zones 2-5) | SBF | Al Bawani | Award | 2021 | Remeasure | Demolition And Site Clearance | CSI | Removal Of Existent Irrigation Pipework; 150Mm Diameter | 63 | m | SAR | 128
Orig | 1 | 1.0125 | Kingdom of Saudi Arabia | Riyadh | Infrastructure | Sports Boulevard | BP1B Wadi Hanifah (Zones 2-5) | SBF | Al Bawani | Award | 2021 | Remeasure | Demolition And Site Clearance | CSI | Removal Of Existent Irrigation Pipework; 200Mm Diameter | 99 | m | SAR | 128
Orig | 1 | 1.0125 | Kingdom of Saudi Arabia | Riyadh | Infrastructure | Sports Boulevard | BP1B Wadi Hanifah (Zones 2-5) | SBF | Al Bawani | Award | 2021 | Remeasure | Irrigation | CSI | Mechanical Protection And Manual Excavation During The Diversion Works | 7738 | m | SAR | 162
Orig | 1 | 1.0125 | Kingdom of Saudi Arabia | Riyadh | Infrastructure | Sports Boulevard | BP1B Wadi Hanifah (Zones 2-5) | SBF | Al Bawani | Award | 2021 | Remeasure | Irrigation | CSI | Mechanical Protection Of Concrete By Proximity To Streetlight Foundation And Plantations | 3579 | m | SAR | 351
Orig | 1 | 1.0125 | Kingdom of Saudi Arabia | Riyadh | Infrastructure | Sports Boulevard | BP1B Wadi Hanifah (Zones 2-5) | SBF | Al Bawani | Award | 2021 | Remeasure | Irrigation | CSI | Supply And Installation Of Hdpe Pipes, Sdr11, Including Fittings, Connections, Cover Over Piping, Concrete Encasement (For Road Crossing), Warning Tape, Excavation, Backfilling, Bedding, Filling Material, Thrust Blocks, Supports, Joints And All Required Accessories Complete; 12Mm Diameter | 130 | m | SAR | 73
Orig | 1 | 1.0125 | Kingdom of Saudi Arabia | Riyadh | Infrastructure | Sports Boulevard | BP1B Wadi Hanifah (Zones 2-5) | SBF | Al Bawani | Award | 2021 | Remeasure | Irrigation | CSI | Supply And Installation Of Hdpe Pipes, Sdr11, Including Fittings, Connections, Cover Over Piping, Concrete Encasement (For Road Crossing), Warning Tape, Excavation, Backfilling, Bedding, Filling Material, Thrust Blocks, Supports, Joints And All Required Accessories Complete; 110Mm Diameter | 258 | m | SAR | 216
Orig | 1 | 1.0125 | Kingdom of Saudi Arabia | Riyadh | Infrastructure | Sports Boulevard | BP1B Wadi Hanifah (Zones 2-5) | SBF | Al Bawani | Award | 2021 | Remeasure | Irrigation | CSI | Supply And Installation Of Hdpe Pipes, Sdr11, Including Fittings, Connections, Cover Over Piping, Concrete Encasement (For Road Crossing), Warning Tape, Excavation, Backfilling, Bedding, Filling Material, Thrust Blocks, Supports, Joints And All Required Accessories Complete; 150Mm Diameter | 73 | m | SAR | 297
Orig | 1 | 1.0125 | Kingdom of Saudi Arabia | Riyadh | Infrastructure | Sports Boulevard | BP1B Wadi Hanifah (Zones 2-5) | SBF | Al Bawani | Award | 2021 | Remeasure | Irrigation | CSI | Supply And Installation Of Hdpe Pipes, Sdr11, Including Fittings, Connections, Cover Over Piping, Concrete Encasement (For Road Crossing), Warning Tape, Excavation, Backfilling, Bedding, Filling Material, Thrust Blocks, Supports, Joints And All Required Accessories Complete; 200Mm Diameter | 110 | m | SAR | 378
Orig | 1 | 1.0125 | Kingdom of Saudi Arabia | Riyadh | Infrastructure | Sports Boulevard | BP1B Wadi Hanifah (Zones 2-5) | SBF | Al Bawani | Award | 2021 | Remeasure | Irrigation | CSI | Supply And Installation Of Valve With Chamber Including Supports, Fittings, Concrete Works, Excavation, Backfilling And All Required Accessories Complete; 12Mm Diameter | 2 | Nr | SAR | 6750
Orig | 1 | 1.0126 | Kingdom of Saudi Arabia | Riyadh | Infrastructure | Sports Boulevard | BP1B Wadi Hanifah (Zones 2-5) | SBF | Al Bawani | Award | 2021 | Remeasure | Irrigation | CSI | Supply And Installation Of Valve With Chamber Including Supports, Fittings, Concrete Works, Excavation, Backfilling And All Required Accessories Complete; 150Mm Diameter | 6 | Nr | SAR | 24300
Orig | 1 | 1.0126 | Kingdom of Saudi Arabia | Riyadh | Infrastructure | Sports Boulevard | BP1B Wadi Hanifah (Zones 2-5) | SBF | Al Bawani | Award | 2021 | Remeasure | Irrigation | CSI | Supply And Installation Of Valve With Chamber Including Supports, Fittings, Concrete Works, Excavation, Backfilling And All Required Accessories Complete; 110Mm Diameter | 10 | Nr | SAR | 17550
Orig | 1 | 1.0126 | Kingdom of Saudi Arabia | Riyadh | Infrastructure | Sports Boulevard | BP1B Wadi Hanifah (Zones 2-5) | SBF | Al Bawani | Award | 2021 | Remeasure | Irrigation | CSI | Supply And Installation Of Valve With Chamber Including Supports, Fittings, Concrete Works, Excavation, Backfilling And All Required Accessories Complete; 200Mm Diameter | 12 | Nr | SAR | 49950
Orig | 1 | 1.0126 | Kingdom of Saudi Arabia | Riyadh | Infrastructure | Sports Boulevard | BP1B Wadi Hanifah (Zones 2-5) | SBF | Al Bawani | Award | 2021 | Remeasure | Irrigation | CSI | Proposed Air Valve; 12Mm Diameter | 1 | Nr | SAR | 54000
Orig | 1 | 1.0126 | Kingdom of Saudi Arabia | Riyadh | Infrastructure | Sports Boulevard | BP1B Wadi Hanifah (Zones 2-5) | SBF | Al Bawani | Award | 2021 | Remeasure | Irrigation | CSI | Proposed Air Valve; 110Mm Diameter | 2 | Nr | SAR | 54000
Orig | 1 | 1.0126 | Kingdom of Saudi Arabia | Riyadh | Infrastructure | Sports Boulevard | BP1B Wadi Hanifah (Zones 2-5) | SBF | Al Bawani | Award | 2021 | Remeasure | Irrigation | CSI | Proposed Washout; 110Mm Diameter | 1 | Nr | SAR | 54000
Orig | 1 | 1.0126 | Kingdom of Saudi Arabia | Riyadh | Infrastructure | Sports Boulevard | BP1B Wadi Hanifah (Zones 2-5) | SBF | Al Bawani | Award | 2021 | Remeasure | Irrigation | CSI | Connection Point With Existing Network Shall Include All Materials, Labour, Equipment Required To Connect The New System With The Existing System To Make The New System Fully Functional Complete; 12Mm Diameter Pipe Connection | 2 | Nr | SAR | 21600
Orig | 1 | 1.0126 | Kingdom of Saudi Arabia | Riyadh | Infrastructure | Sports Boulevard | BP1B Wadi Hanifah (Zones 2-5) | SBF | Al Bawani | Award | 2021 | Remeasure | Irrigation | CSI | Connection Point With Existing Network Shall Include All Materials, Labour, Equipment Required To Connect The New System With The Existing System To Make The New System Fully Functional Complete; 110Mm Diameter Pipe Connection | 10 | Nr | SAR | 26650
Orig | 1 | 1.0126 | Kingdom of Saudi Arabia | Riyadh | Infrastructure | Sports Boulevard | BP1B Wadi Hanifah (Zones 2-5) | SBF | Al Bawani | Award | 2021 | Remeasure | Irrigation | CSI | Connection Point With Existing Network Shall Include All Materials, Labour, Equipment Required To Connect The New System With The Existing System To Make The New System Fully Functional Complete; 150Mm Diameter Pipe Connection | 6 | Nr | SAR | 28350
Orig | 1 | 1.0126 | Kingdom of Saudi Arabia | Riyadh | Infrastructure | Sports Boulevard | BP1B Wadi Hanifah (Zones 2-5) | SBF | Al Bawani | Award | 2021 | Remeasure | Irrigation | CSI | Connection Point With Existing Network Shall Include All Materials, Labour, Equipment Required To Connect The New System With The Existing System To Make The New System Fully Functional Complete; 200Mm Diameter Pipe Connection | 12 | Nr | SAR | 32400
Orig | 1 | 1.0127 | Kingdom of Saudi Arabia | Riyadh | Infrastructure | Sports Boulevard | BP1B Wadi Hanifah (Zones 2-5) | SBF | Al Bawani | Award | 2021 | Remeasure | Streetscape | CSI | Groundcover; Pl-1 - Pennisetum Divisum + Stipagrostis Plumosa | 15206 | Nr | SAR | 24
Orig | 1 | 1.0127 | Kingdom of Saudi Arabia | Riyadh | Infrastructure | Sports Boulevard | BP1B Wadi Hanifah (Zones 2-5) | SBF | Al Bawani | Award | 2021 | Remeasure | Streetscape | CSI | Groundcover;Pl-2 - Stipagrostis Plumosa + Ochradenus Baccatus | 12163 | Nr | SAR | 24
Orig | 1 | 1.0127 | Kingdom of Saudi Arabia | Riyadh | Infrastructure | Sports Boulevard | BP1B Wadi Hanifah (Zones 2-5) | SBF | Al Bawani | Award | 2021 | Remeasure | Streetscape | CSI | Groundcover; Pl-3 - Ochradenus Baccatus + Zygophyllum Coccineum | 14096 | Nr | SAR | 24
Orig | 1 | 1.0127 | Kingdom of Saudi Arabia | Riyadh | Infrastructure | Sports Boulevard | BP1B Wadi Hanifah (Zones 2-5) | SBF | Al Bawani | Award | 2021 | Remeasure | Streetscape | CSI | Groundcover;Pl-4 - Leptadenia Pyrotechnica + Pennisetum Divisum | 15923 | Nr | SAR | 24
Orig | 1 | 1.0127 | Kingdom of Saudi Arabia | Riyadh | Infrastructure | Sports Boulevard | BP1B Wadi Hanifah (Zones 2-5) | SBF | Al Bawani | Award | 2021 | Remeasure | Streetscape | CSI | Groundcover;Pl-5 - Zygophyllum Coccineum + Rhanterium Epapposum | 11089 | Nr | SAR | 24
Orig | 1 | 1.0127 | Kingdom of Saudi Arabia | Riyadh | Infrastructure | Sports Boulevard | BP1B Wadi Hanifah (Zones 2-5) | SBF | Al Bawani | Award | 2021 | Remeasure | Streetscape | CSI | Groundcover;Pl-6 - Pl-6 - Atriplex Hamilus | 519 | Nr | SAR | 24
Orig | 1 | 1.0127 | Kingdom of Saudi Arabia | Riyadh | Infrastructure | Sports Boulevard | BP1B Wadi Hanifah (Zones 2-5) | SBF | Al Bawani | Award | 2021 | Remeasure | Streetscape | CSI | Groundcover;Pl-7 - Pl-7 - Juncus Rigidus | 6970 | Nr | SAR | 24
Orig | 1 | 1.0127 | Kingdom of Saudi Arabia | Riyadh | Infrastructure | Sports Boulevard | BP1B Wadi Hanifah (Zones 2-5) | SBF | Al Bawani | Award | 2021 | Remeasure | Streetscape | CSI | Groundcover;Pl-8 - Pl-8 - Bacopa Monnieri | 398 | Nr | SAR | 24
Orig | 1 | 1.0127 | Kingdom of Saudi Arabia | Riyadh | Infrastructure | Sports Boulevard | BP1B Wadi Hanifah (Zones 2-5) | SBF | Al Bawani | Award | 2021 | Remeasure | Streetscape | CSI | Groundcover;Pl-9 - Tamarix Nilotica | 1051 | Nr | SAR | 24
Orig | 1 | 1.0127 | Kingdom of Saudi Arabia | Riyadh | Infrastructure | Sports Boulevard | BP1B Wadi Hanifah (Zones 2-5) | SBF | Al Bawani | Award | 2021 | Remeasure | Streetscape | CSI | Groundcover;Pl-10 - Pennisetum Divisum | 5722 | Nr | SAR | 24
Orig | 1 | 1.0128 | Kingdom of Saudi Arabia | Riyadh | Infrastructure | Sports Boulevard | BP1B Wadi Hanifah (Zones 2-5) | SBF | Al Bawani | Award | 2021 | Remeasure | Streetscape | CSI | Groundcover;Pl-11 - Haloxylon Salicornicum | 2827 | Nr | SAR | 24
Orig | 1 | 1.0128 | Kingdom of Saudi Arabia | Riyadh | Infrastructure | Sports Boulevard | BP1B Wadi Hanifah (Zones 2-5) | SBF | Al Bawani | Award | 2021 | Remeasure | Streetscape | CSI | Groundcover;Pl-12 - Haplophyllum Tuberculatum | 2783 | Nr | SAR | 24
Orig | 1 | 1.0128 | Kingdom of Saudi Arabia | Riyadh | Infrastructure | Sports Boulevard | BP1B Wadi Hanifah (Zones 2-5) | SBF | Al Bawani | Award | 2021 | Remeasure | Streetscape | CSI | Groundcover;Pl-13 - Aerva Javanica Baccatus | 2179 | Nr | SAR | 24
Orig | 1 | 1.0128 | Kingdom of Saudi Arabia | Riyadh | Infrastructure | Sports Boulevard | BP1B Wadi Hanifah (Zones 2-5) | SBF | Al Bawani | Award | 2021 | Remeasure | Streetscape | CSI | Groundcover;Pl-14 - Euryops Arabicus | 626 | Nr | SAR | 24
Orig | 1 | 1.0128 | Kingdom of Saudi Arabia | Riyadh | Infrastructure | Sports Boulevard | BP1B Wadi Hanifah (Zones 2-5) | SBF | Al Bawani | Award | 2021 | Remeasure | Streetscape | CSI | Groundcover;Pl-15 - Panicum Turgidum | 1573 | Nr | SAR | 24
Orig | 1 | 1.0128 | Kingdom of Saudi Arabia | Riyadh | Infrastructure | Sports Boulevard | BP1B Wadi Hanifah (Zones 2-5) | SBF | Al Bawani | Award | 2021 | Remeasure | Streetscape | CSI | Groundcover;Pl-16 - Lycium Shawii | 447 | Nr | SAR | 24
Orig | 1 | 1.0128 | Kingdom of Saudi Arabia | Riyadh | Infrastructure | Sports Boulevard | BP1B Wadi Hanifah (Zones 2-5) | SBF | Al Bawani | Award | 2021 | Remeasure | Streetscape | CSI | Groundcover;Pl-17 - Lawsonia Inermis | 702 | Nr | SAR | 24
Orig | 1 | 1.0128 | Kingdom of Saudi Arabia | Riyadh | Infrastructure | Sports Boulevard | BP1B Wadi Hanifah (Zones 2-5) | SBF | Al Bawani | Award | 2021 | Remeasure | Streetscape | CSI | Groundcover;Pl-18 - Ochradenus Baccatus | 1912 | Nr | SAR | 24
Orig | 1 | 1.0128 | Kingdom of Saudi Arabia | Riyadh | Infrastructure | Sports Boulevard | BP1B Wadi Hanifah (Zones 2-5) | SBF | Al Bawani | Award | 2021 | Remeasure | Streetscape | CSI | Groundcover;Pl-19 - Dodonaea Viscosa | 520 | Nr | SAR | 24
Orig | 1 | 1.0128 | Kingdom of Saudi Arabia | Riyadh | Infrastructure | Sports Boulevard | BP1B Wadi Hanifah (Zones 2-5) | SBF | Al Bawani | Award | 2021 | Remeasure | Streetscape | CSI | Groundcover;Pl-20 - Astragalus Sieberi | 2147 | Nr | SAR | 24
Orig | 1 | 1.0129 | Kingdom of Saudi Arabia | Riyadh | Infrastructure | Sports Boulevard | BP1B Wadi Hanifah (Zones 2-5) | SBF | Al Bawani | Award | 2021 | Remeasure | Streetscape | CSI | Groundcover;Pl-21 - Leptadenia Pyrotechnica | 3913 | Nr | SAR | 24
Orig | 1 | 1.0129 | Kingdom of Saudi Arabia | Riyadh | Infrastructure | Sports Boulevard | BP1B Wadi Hanifah (Zones 2-5) | SBF | Al Bawani | Award | 2021 | Remeasure | Streetscape | CSI | Groundcover;Pl-22 - Anabasis Setifera | 4114 | Nr | SAR | 24
Orig | 1 | 1.0129 | Kingdom of Saudi Arabia | Riyadh | Infrastructure | Sports Boulevard | BP1B Wadi Hanifah (Zones 2-5) | SBF | Al Bawani | Award | 2021 | Remeasure | Streetscape | CSI | Groundcover;Pl-23 - Calotropis Procera | 435 | Nr | SAR | 24
Orig | 1 | 1.0129 | Kingdom of Saudi Arabia | Riyadh | Infrastructure | Sports Boulevard | BP1B Wadi Hanifah (Zones 2-5) | SBF | Al Bawani | Award | 2021 | Remeasure | Streetscape | CSI | Groundcover;Pl-24 - Ziziphus Nummularia | 520 | Nr | SAR | 24
Orig | 1 | 1.0129 | Kingdom of Saudi Arabia | Riyadh | Infrastructure | Sports Boulevard | BP1B Wadi Hanifah (Zones 2-5) | SBF | Al Bawani | Award | 2021 | Remeasure | Streetscape | CSI | Groundcover;Pl-25 - Capparis Spinosa | 1431 | Nr | SAR | 24
Orig | 1 | 1.0129 | Kingdom of Saudi Arabia | Riyadh | Infrastructure | Sports Boulevard | BP1B Wadi Hanifah (Zones 2-5) | SBF | Al Bawani | Award | 2021 | Remeasure | Streetscape | CSI | Groundcover;Pl-26 - Panicum Turgidum + Ochradenus Baccatus | 6844 | Nr | SAR | 24
Orig | 1 | 1.0129 | Kingdom of Saudi Arabia | Riyadh | Infrastructure | Sports Boulevard | BP1B Wadi Hanifah (Zones 2-5) | SBF | Al Bawani | Award | 2021 | Remeasure | Streetscape | CSI | Groundcover;Pl-27 - Lycium Shawii + Dodanea Viscosa | 1037 | Nr | SAR | 24
Orig | 1 | 1.0129 | Kingdom of Saudi Arabia | Riyadh | Infrastructure | Sports Boulevard | BP1B Wadi Hanifah (Zones 2-5) | SBF | Al Bawani | Award | 2021 | Remeasure | Streetscape | CSI | Groundcover;Pl-28 - Lasiurus Scindicus + Pergularia Tomentosa | 2028 | Nr | SAR | 24
Orig | 1 | 1.0129 | Kingdom of Saudi Arabia | Riyadh | Infrastructure | Sports Boulevard | BP1B Wadi Hanifah (Zones 2-5) | SBF | Al Bawani | Award | 2021 | Remeasure | Streetscape | CSI | Groundcover;Pl-29 - Atriplex Halimus + Calotropis Procera | 265 | Nr | SAR | 24
Orig | 1 | 1.0129 | Kingdom of Saudi Arabia | Riyadh | Infrastructure | Sports Boulevard | BP1B Wadi Hanifah (Zones 2-5) | SBF | Al Bawani | Award | 2021 | Remeasure | Streetscape | CSI | Groundcover;Pl-30 - Pennisetum Divisum + Leptadenia Pyrotechnica | 1034 | Nr | SAR | 24
Orig | 1 | 1.013 | Kingdom of Saudi Arabia | Riyadh | Infrastructure | Sports Boulevard | BP1B Wadi Hanifah (Zones 2-5) | SBF | Al Bawani | Award | 2021 | Remeasure | Streetscape | CSI | Groundcover;Pl-31 - Lawsonia Inermis + Capparis Spinosa | 214 | Nr | SAR | 24
Orig | 1 | 1.013 | Kingdom of Saudi Arabia | Riyadh | Infrastructure | Sports Boulevard | BP1B Wadi Hanifah (Zones 2-5) | SBF | Al Bawani | Award | 2021 | Remeasure | Streetscape | CSI | Groundcover;Pl-32 - Astragalus Sieberi + Anabasis Setifera | 215 | Nr | SAR | 24
Orig | 1 | 1.013 | Kingdom of Saudi Arabia | Riyadh | Infrastructure | Sports Boulevard | BP1B Wadi Hanifah (Zones 2-5) | SBF | Al Bawani | Award | 2021 | Remeasure | Streetscape | CSI | Groundcover;Pl-33 - Stipagrostis Plumosa | 1263 | Nr | SAR | 24
Orig | 1 | 1.013 | Kingdom of Saudi Arabia | Riyadh | Infrastructure | Sports Boulevard | BP1B Wadi Hanifah (Zones 2-5) | SBF | Al Bawani | Award | 2021 | Remeasure | Streetscape | CSI | Groundcover;Pl-34 - Lasiurus Scindicus | 666 | Nr | SAR | 24
Orig | 1 | 1.013 | Kingdom of Saudi Arabia | Riyadh | Infrastructure | Sports Boulevard | BP1B Wadi Hanifah (Zones 2-5) | SBF | Al Bawani | Award | 2021 | Remeasure | Streetscape | CSI | Lawn; Slope Lawn | 7212 | m² | SAR | 74
Orig | 1 | 1.013 | Kingdom of Saudi Arabia | Riyadh | Infrastructure | Sports Boulevard | BP1B Wadi Hanifah (Zones 2-5) | SBF | Al Bawani | Award | 2021 | Remeasure | Streetscape | CSI | Supply, Installation And Maintenance Of Planting Pits / Beds For Trees, Shrubs, Ground Covers And Grass Including Excavation, Filling, Disposal Of Surplus Materials, Planting Soil, Water Proofing Membrane, Gravel Bed, Soil Separator Membrane / Geotextile Membrane, Compost, Supports, Fertilizers And The Like; 'Evergreen Trees; 'Vachellia Ehrenbergiana | 33 | Nr | SAR | 1620
Orig | 1 | 1.013 | Kingdom of Saudi Arabia | Riyadh | Infrastructure | Sports Boulevard | BP1B Wadi Hanifah (Zones 2-5) | SBF | Al Bawani | Award | 2021 | Remeasure | Streetscape | CSI | Supply, Installation And Maintenance Of Planting Pits / Beds For Trees, Shrubs, Ground Covers And Grass Including Excavation, Filling, Disposal Of Surplus Materials, Planting Soil, Water Proofing Membrane, Gravel Bed, Soil Separator Membrane / Geotextile Membrane, Compost, Supports, Fertilizers And The Like; 'Evergreen Trees; ''Vachellia Seyal Var. Seyal | 55 | Nr | SAR | 1620
Orig | 1 | 1.013 | Kingdom of Saudi Arabia | Riyadh | Infrastructure | Sports Boulevard | BP1B Wadi Hanifah (Zones 2-5) | SBF | Al Bawani | Award | 2021 | Remeasure | Streetscape | CSI | Supply, Installation And Maintenance Of Planting Pits / Beds For Trees, Shrubs, Ground Covers And Grass Including Excavation, Filling, Disposal Of Surplus Materials, Planting Soil, Water Proofing Membrane, Gravel Bed, Soil Separator Membrane / Geotextile Membrane, Compost, Supports, Fertilizers And The Like; 'Large Trees ; Delonix Regia | 14 | Nr | SAR | 1245
Orig | 1 | 1.013 | Kingdom of Saudi Arabia | Riyadh | Infrastructure | Sports Boulevard | BP1B Wadi Hanifah (Zones 2-5) | SBF | Al Bawani | Award | 2021 | Remeasure | Streetscape | CSI | Supply, Installation And Maintenance Of Planting Pits / Beds For Trees, Shrubs, Ground Covers And Grass Including Excavation, Filling, Disposal Of Surplus Materials, Planting Soil, Water Proofing Membrane, Gravel Bed, Soil Separator Membrane / Geotextile Membrane, Compost, Supports, Fertilizers And The Like; 'Large Trees ; Vachellia Tortilis | 724 | Nr | SAR | 1620
Orig | 1 | 1.013 | Kingdom of Saudi Arabia | Riyadh | Infrastructure | Sports Boulevard | BP1B Wadi Hanifah (Zones 2-5) | SBF | Al Bawani | Award | 2021 | Remeasure | Streetscape | CSI | Supply, Installation And Maintenance Of Planting Pits / Beds For Trees, Shrubs, Ground Covers And Grass Including Excavation, Filling, Disposal Of Surplus Materials, Planting Soil, Water Proofing Membrane, Gravel Bed, Soil Separator Membrane / Geotextile Membrane, Compost, Supports, Fertilizers And The Like; 'Large Trees ; Ziziphus Spina-Christi | 712 | Nr | SAR | 1245
Orig | 1 | 1.0131 | Kingdom of Saudi Arabia | Riyadh | Infrastructure | Sports Boulevard | BP1B Wadi Hanifah (Zones 2-5) | SBF | Al Bawani | Award | 2021 | Remeasure | Streetscape | CSI | Supply, Installation And Maintenance Of Planting Pits / Beds For Trees, Shrubs, Ground Covers And Grass Including Excavation, Filling, Disposal Of Surplus Materials, Planting Soil, Water Proofing Membrane, Gravel Bed, Soil Separator Membrane / Geotextile Membrane, Compost, Supports, Fertilizers And The Like; Medium Flowering And Fruit Trees; Albizia Lebbeck | 3 | Nr | SAR | 952
Orig | 1 | 1.0131 | Kingdom of Saudi Arabia | Riyadh | Infrastructure | Sports Boulevard | BP1B Wadi Hanifah (Zones 2-5) | SBF | Al Bawani | Award | 2021 | Remeasure | Streetscape | CSI | Supply, Installation And Maintenance Of Planting Pits / Beds For Trees, Shrubs, Ground Covers And Grass Including Excavation, Filling, Disposal Of Surplus Materials, Planting Soil, Water Proofing Membrane, Gravel Bed, Soil Separator Membrane / Geotextile Membrane, Compost, Supports, Fertilizers And The Like; Medium Flowering And Fruit Trees; Cercidium Floridum | 400 | Nr | SAR | 952
Orig | 1 | 1.0131 | Kingdom of Saudi Arabia | Riyadh | Infrastructure | Sports Boulevard | BP1B Wadi Hanifah (Zones 2-5) | SBF | Al Bawani | Award | 2021 | Remeasure | Streetscape | CSI | Supply, Installation And Maintenance Of Planting Pits / Beds For Trees, Shrubs, Ground Covers And Grass Including Excavation, Filling, Disposal Of Surplus Materials, Planting Soil, Water Proofing Membrane, Gravel Bed, Soil Separator Membrane / Geotextile Membrane, Compost, Supports, Fertilizers And The Like; Medium Flowering And Fruit Trees;Ficus Curdata Spp Salicifolia | 32 | Nr | SAR | 1553
Orig | 1 | 1.0131 | Kingdom of Saudi Arabia | Riyadh | Infrastructure | Sports Boulevard | BP1B Wadi Hanifah (Zones 2-5) | SBF | Al Bawani | Award | 2021 | Remeasure | Streetscape | CSI | Supply, Installation And Maintenance Of Planting Pits / Beds For Trees, Shrubs, Ground Covers And Grass Including Excavation, Filling, Disposal Of Surplus Materials, Planting Soil, Water Proofing Membrane, Gravel Bed, Soil Separator Membrane / Geotextile Membrane, Compost, Supports, Fertilizers And The Like; Medium Flowering And Fruit Trees; Transplant Deciduous | 10 | Nr | SAR | 1013
Orig | 1 | 1.0131 | Kingdom of Saudi Arabia | Riyadh | Infrastructure | Sports Boulevard | BP1B Wadi Hanifah (Zones 2-5) | SBF | Al Bawani | Award | 2021 | Remeasure | Streetscape | CSI | Supply, Installation And Maintenance Of Planting Pits / Beds For Trees, Shrubs, Ground Covers And Grass Including Excavation, Filling, Disposal Of Surplus Materials, Planting Soil, Water Proofing Membrane, Gravel Bed, Soil Separator Membrane / Geotextile Membrane, Compost, Supports, Fertilizers And The Like; Medium Trees; Parkinsonia Aculeata | 877 | Nr | SAR | 1049
Orig | 1 | 1.0131 | Kingdom of Saudi Arabia | Riyadh | Infrastructure | Sports Boulevard | BP1B Wadi Hanifah (Zones 2-5) | SBF | Al Bawani | Award | 2021 | Remeasure | Streetscape | CSI | Supply, Installation And Maintenance Of Planting Pits / Beds For Trees, Shrubs, Ground Covers And Grass Including Excavation, Filling, Disposal Of Surplus Materials, Planting Soil, Water Proofing Membrane, Gravel Bed, Soil Separator Membrane / Geotextile Membrane, Compost, Supports, Fertilizers And The Like; Medium Trees; Phoenix Dactylifera | 24 | Nr | SAR | 1620
Orig | 1 | 1.0131 | Kingdom of Saudi Arabia | Riyadh | Infrastructure | Sports Boulevard | BP1B Wadi Hanifah (Zones 2-5) | SBF | Al Bawani | Award | 2021 | Remeasure | Streetscape | CSI | Supply, Installation And Maintenance Of Planting Pits / Beds For Trees, Shrubs, Ground Covers And Grass Including Excavation, Filling, Disposal Of Surplus Materials, Planting Soil, Water Proofing Membrane, Gravel Bed, Soil Separator Membrane / Geotextile Membrane, Compost, Supports, Fertilizers And The Like; Medium Trees; Prosopis Cineraria | 652 | Nr | SAR | 952
Orig | 1 | 1.0131 | Kingdom of Saudi Arabia | Riyadh | Infrastructure | Sports Boulevard | BP1B Wadi Hanifah (Zones 2-5) | SBF | Al Bawani | Award | 2021 | Remeasure | Streetscape | CSI | Supply, Installation And Maintenance Of Planting Pits / Beds For Trees, Shrubs, Ground Covers And Grass Including Excavation, Filling, Disposal Of Surplus Materials, Planting Soil, Water Proofing Membrane, Gravel Bed, Soil Separator Membrane / Geotextile Membrane, Compost, Supports, Fertilizers And The Like; Medium Trees; Tamarix Aphylla | 135 | Nr | SAR | 1148
Orig | 1 | 1.0131 | Kingdom of Saudi Arabia | Riyadh | Infrastructure | Sports Boulevard | BP1B Wadi Hanifah (Zones 2-5) | SBF | Al Bawani | Award | 2021 | Remeasure | Streetscape | CSI | Supply, Installation And Maintenance Of Planting Pits / Beds For Trees, Shrubs, Ground Covers And Grass Including Excavation, Filling, Disposal Of Surplus Materials, Planting Soil, Water Proofing Membrane, Gravel Bed, Soil Separator Membrane / Geotextile Membrane, Compost, Supports, Fertilizers And The Like; Medium Trees;Vachellia Geraddii | 722 | Nr | SAR | 1620
Orig | 1 | 1.0131 | Kingdom of Saudi Arabia | Riyadh | Infrastructure | Sports Boulevard | BP1B Wadi Hanifah (Zones 2-5) | SBF | Al Bawani | Award | 2021 | Remeasure | Streetscape | CSI | Supply, Installation And Maintenance Of Planting Pits / Beds For Trees, Shrubs, Ground Covers And Grass Including Excavation, Filling, Disposal Of Surplus Materials, Planting Soil, Water Proofing Membrane, Gravel Bed, Soil Separator Membrane / Geotextile Membrane, Compost, Supports, Fertilizers And The Like; Medium Trees; Vachellia Nilotica | 391 | Nr | SAR | 1620
Orig | 1 | 1.0131 | Kingdom of Saudi Arabia | Riyadh | Infrastructure | Sports Boulevard | BP1B Wadi Hanifah (Zones 2-5) | SBF | Al Bawani | Award | 2021 | Remeasure | Streetscape | CSI | Supply, Installation And Maintenance Of Planting Pits / Beds For Trees, Shrubs, Ground Covers And Grass Including Excavation, Filling, Disposal Of Surplus Materials, Planting Soil, Water Proofing Membrane, Gravel Bed, Soil Separator Membrane / Geotextile Membrane, Compost, Supports, Fertilizers And The Like; Small Trees And Shrubs; Salvadora Persica | 69 | Nr | SAR | 1296
Orig | 1 | 1.0132 | Kingdom of Saudi Arabia | Riyadh | Infrastructure | Sports Boulevard | BP1B Wadi Hanifah (Zones 2-5) | SBF | Al Bawani | Award | 2021 | Remeasure | Streetscape | CSI | Supply, Installation And Maintenance Of Planting Pits / Beds For Trees, Shrubs, Ground Covers And Grass Including Excavation, Filling, Disposal Of Surplus Materials, Planting Soil, Water Proofing Membrane, Gravel Bed, Soil Separator Membrane / Geotextile Membrane, Compost, Supports, Fertilizers And The Like; Transplant;Phoenix Dactyliferia | 81 | Nr | SAR | 1013
Orig | 1 | 1.0132 | Kingdom of Saudi Arabia | Riyadh | Infrastructure | Sports Boulevard | BP1B Wadi Hanifah (Zones 2-5) | SBF | Al Bawani | Award | 2021 | Remeasure | Streetscape | CSI | Supply, Installation And Maintenance Of Planting Pits / Beds For Trees, Shrubs, Ground Covers And Grass Including Excavation, Filling, Disposal Of Surplus Materials, Planting Soil, Water Proofing Membrane, Gravel Bed, Soil Separator Membrane / Geotextile Membrane, Compost, Supports, Fertilizers And The Like; Transplant;Transplant Deciduous | 413 | Nr | SAR | 878
Orig | 1 | 1.0132 | Kingdom of Saudi Arabia | Riyadh | Infrastructure | Sports Boulevard | BP1B Wadi Hanifah (Zones 2-5) | SBF | Al Bawani | Award | 2021 | Remeasure | Streetscape | CSI | Supply, Installation And Maintenance Of Planting Pits / Beds For Trees, Shrubs, Ground Covers And Grass Including Excavation, Filling, Disposal Of Surplus Materials, Planting Soil, Water Proofing Membrane, Gravel Bed, Soil Separator Membrane / Geotextile Membrane, Compost, Supports, Fertilizers And The Like; Tree Transplant;Date Palm | 169 | Nr | SAR | 1013
Orig | 1 | 1.0132 | Kingdom of Saudi Arabia | Riyadh | Infrastructure | Sports Boulevard | BP1B Wadi Hanifah (Zones 2-5) | SBF | Al Bawani | Award | 2021 | Remeasure | Streetscape | CSI | Supply, Installation And Maintenance Of Subsurface Wetland Treatment With Plants (6 Plants/M2) Including All Required Minor Works | 360 | m² | SAR | 189
Orig | 1 | 1.0132 | Kingdom of Saudi Arabia | Riyadh | Infrastructure | Sports Boulevard | BP1B Wadi Hanifah (Zones 2-5) | SBF | Al Bawani | Award | 2021 | Remeasure | Streetscape | CSI | Supply, Installation And Maintenance Of Subsurface Wetland Treatment With Plants (6 Plants/M2) Including All Required Minor Works | 22 | m² | SAR | 189
Orig | 1 | 1.0132 | Kingdom of Saudi Arabia | Riyadh | Infrastructure | Sports Boulevard | BP1B Wadi Hanifah (Zones 2-5) | SBF | Al Bawani | Award | 2021 | Remeasure | Potable Water | CSI | Supply And Installation Of Hdpe Pipes, Sdr11, Including Fittings, Connections, Cover Over Piping, Concrete Encasement (For Road Crossing), Warning Tape, Excavation, Backfilling, Bedding, Filling Material, Thrust Blocks, Supports, Joints And All Required Accessories Complete; 32Mm Diameter, Trench Type A | 143 | m | SAR | 151
Orig | 1 | 1.0132 | Kingdom of Saudi Arabia | Riyadh | Infrastructure | Sports Boulevard | BP1B Wadi Hanifah (Zones 2-5) | SBF | Al Bawani | Award | 2021 | Remeasure | Potable Water | CSI | Supply And Installation Of Hdpe Pipes, Sdr11, Including Fittings, Connections, Cover Over Piping, Concrete Encasement (For Road Crossing), Warning Tape, Excavation, Backfilling, Bedding, Filling Material, Thrust Blocks, Supports, Joints And All Required Accessories Complete; 63Mm Diameter, Trench Type A | 1787 | m | SAR | 123
Orig | 1 | 1.0132 | Kingdom of Saudi Arabia | Riyadh | Infrastructure | Sports Boulevard | BP1B Wadi Hanifah (Zones 2-5) | SBF | Al Bawani | Award | 2021 | Remeasure | Potable Water | CSI | Supply And Installation Of Hdpe Pipes, Sdr11, Including Fittings, Connections, Cover Over Piping, Concrete Encasement (For Road Crossing), Warning Tape, Excavation, Backfilling, Bedding, Filling Material, Thrust Blocks, Supports, Joints And All Required Accessories Complete; 75Mm Diameter, Trench Type A | 246 | m | SAR | 165
Orig | 1 | 1.0132 | Kingdom of Saudi Arabia | Riyadh | Infrastructure | Sports Boulevard | BP1B Wadi Hanifah (Zones 2-5) | SBF | Al Bawani | Award | 2021 | Remeasure | Potable Water | CSI | Supply And Installation Of Valve With Chamber Including Supports, Fittings, Concrete Works, Excavation, Backfilling And All Required Accessories Complete; 32Mm Diameter Gate Valve | 7 | Nr | SAR | 1021
Orig | 1 | 1.0132 | Kingdom of Saudi Arabia | Riyadh | Infrastructure | Sports Boulevard | BP1B Wadi Hanifah (Zones 2-5) | SBF | Al Bawani | Award | 2021 | Remeasure | Potable Water | CSI | Supply And Installation Of Valve With Chamber Including Supports, Fittings, Concrete Works, Excavation, Backfilling And All Required Accessories Complete; 63Mm Diameter Gate Valve | 3 | Nr | SAR | 1836
Orig | 1 | 1.0133 | Kingdom of Saudi Arabia | Riyadh | Infrastructure | Sports Boulevard | BP1B Wadi Hanifah (Zones 2-5) | SBF | Al Bawani | Award | 2021 | Remeasure | Potable Water | CSI | Supply And Installation Of Valve With Chamber Including Supports, Fittings, Concrete Works, Excavation, Backfilling And All Required Accessories Complete; 75Mm Diameter Gate Valve | 3 | Nr | SAR | 2344
Orig | 1 | 1.0133 | Kingdom of Saudi Arabia | Riyadh | Infrastructure | Sports Boulevard | BP1B Wadi Hanifah (Zones 2-5) | SBF | Al Bawani | Award | 2021 | Remeasure | Potable Water | CSI | Supply And Installation Of Valve With Chamber Including Supports, Fittings, Concrete Works, Excavation, Backfilling And All Required Accessories Complete; 75Mm Diameter Washout Valve | 2 | Nr | SAR | 2344
Orig | 1 | 1.0133 | Kingdom of Saudi Arabia | Riyadh | Infrastructure | Sports Boulevard | BP1B Wadi Hanifah (Zones 2-5) | SBF | Al Bawani | Award | 2021 | Remeasure | Potable Water | CSI | Supply And Installation Of Valve With Chamber Including Supports, Fittings, Concrete Works, Excavation, Backfilling And All Required Accessories Complete; 63Mm Diameter Air Relief Valve | 3 | Nr | SAR | 6102
Orig | 1 | 1.0133 | Kingdom of Saudi Arabia | Riyadh | Infrastructure | Sports Boulevard | BP1B Wadi Hanifah (Zones 2-5) | SBF | Al Bawani | Award | 2021 | Remeasure | Potable Water | CSI | Connection To Existing Network; Connection To Nwc Network | 7 | Nr | SAR | 1350
Orig | 1 | 1.0133 | Kingdom of Saudi Arabia | Riyadh | Infrastructure | Sports Boulevard | BP1B Wadi Hanifah (Zones 2-5) | SBF | Al Bawani | Award | 2021 | Remeasure | Demolition And Site Clearance | CSI | Removal Of Existent Utility Pipework; 19Mm Diameter | 69 | m | SAR | 68
Orig | 1 | 1.0133 | Kingdom of Saudi Arabia | Riyadh | Infrastructure | Sports Boulevard | BP1B Wadi Hanifah (Zones 2-5) | SBF | Al Bawani | Award | 2021 | Remeasure | Demolition And Site Clearance | CSI | Removal Of Existent Utility Pipework; 25Mm Diameter | 67 | m | SAR | 68
Orig | 1 | 1.0133 | Kingdom of Saudi Arabia | Riyadh | Infrastructure | Sports Boulevard | BP1B Wadi Hanifah (Zones 2-5) | SBF | Al Bawani | Award | 2021 | Remeasure | Demolition And Site Clearance | CSI | Removal Of Existent Utility Pipework; 60Mm Diameter | 31 | m | SAR | 122
Orig | 1 | 1.0133 | Kingdom of Saudi Arabia | Riyadh | Infrastructure | Sports Boulevard | BP1B Wadi Hanifah (Zones 2-5) | SBF | Al Bawani | Award | 2021 | Remeasure | Demolition And Site Clearance | CSI | Removal Of Existent Utility Pipework; 110Mm Diameter | 8839 | m | SAR | 95
Orig | 1 | 1.0133 | Kingdom of Saudi Arabia | Riyadh | Infrastructure | Sports Boulevard | BP1B Wadi Hanifah (Zones 2-5) | SBF | Al Bawani | Award | 2021 | Remeasure | Demolition And Site Clearance | CSI | Removal Of Existent Utility Pipework; 150Mm Diameter | 15 | m | SAR | 122
Orig | 1 | 1.0133 | Kingdom of Saudi Arabia | Riyadh | Infrastructure | Sports Boulevard | BP1B Wadi Hanifah (Zones 2-5) | SBF | Al Bawani | Award | 2021 | Remeasure | Demolition And Site Clearance | CSI | Removal Of Existent Utility Pipework; 160Mm Diameter | 18 | m | SAR | 122
Orig | 1 | 1.0134 | Kingdom of Saudi Arabia | Riyadh | Infrastructure | Sports Boulevard | BP1B Wadi Hanifah (Zones 2-5) | SBF | Al Bawani | Award | 2021 | Remeasure | Demolition And Site Clearance | CSI | Removal Of Existent Utility Pipework; 400Mm Diameter | 309 | m | SAR | 223
Orig | 1 | 1.0134 | Kingdom of Saudi Arabia | Riyadh | Infrastructure | Sports Boulevard | BP1B Wadi Hanifah (Zones 2-5) | SBF | Al Bawani | Award | 2021 | Remeasure | Potable Water | CSI | Supply And Installation Of Manhole Including Supports, Fittings, Concrete Works, Excavation, Backfilling And All Required Accessories Complete; Proposed Precast Potable Water Manhole | 1 | Nr | SAR | 14175
Orig | 1 | 1.0134 | Kingdom of Saudi Arabia | Riyadh | Infrastructure | Sports Boulevard | BP1B Wadi Hanifah (Zones 2-5) | SBF | Al Bawani | Award | 2021 | Remeasure | Potable Water | CSI | Mechanical Protection Of Pipe/Canalization Existing With Concrete Slab By Proximity To Street Light Foundation And Plantations | 976 | m | SAR | 135
Orig | 1 | 1.0134 | Kingdom of Saudi Arabia | Riyadh | Infrastructure | Sports Boulevard | BP1B Wadi Hanifah (Zones 2-5) | SBF | Al Bawani | Award | 2021 | Remeasure | Potable Water | CSI | Mechanical Protection Of Pipe/Canalization Existing During Construction Works, Including Manual Excavation | 4229 | m | SAR | 135
Orig | 1 | 1.0134 | Kingdom of Saudi Arabia | Riyadh | Infrastructure | Sports Boulevard | BP1B Wadi Hanifah (Zones 2-5) | SBF | Al Bawani | Award | 2021 | Remeasure | Potable Water | CSI | Supply And Installation Of Hdpe Pipes, Sdr11, Including Fittings, Connections, Cover Over Piping, Concrete Encasement (For Road Crossing), Warning Tape, Excavation, Backfilling, Bedding, Filling Material, Thrust Blocks, Supports, Joints And All Required Accessories Complete; 19Mm Diameter | 73 | m | SAR | 35
Orig | 1 | 1.0134 | Kingdom of Saudi Arabia | Riyadh | Infrastructure | Sports Boulevard | BP1B Wadi Hanifah (Zones 2-5) | SBF | Al Bawani | Award | 2021 | Remeasure | Potable Water | CSI | Supply And Installation Of Hdpe Pipes, Sdr11, Including Fittings, Connections, Cover Over Piping, Concrete Encasement (For Road Crossing), Warning Tape, Excavation, Backfilling, Bedding, Filling Material, Thrust Blocks, Supports, Joints And All Required Accessories Complete; 25Mm Diameter | 79 | m | SAR | 36
Orig | 1 | 1.0134 | Kingdom of Saudi Arabia | Riyadh | Infrastructure | Sports Boulevard | BP1B Wadi Hanifah (Zones 2-5) | SBF | Al Bawani | Award | 2021 | Remeasure | Potable Water | CSI | Supply And Installation Of Hdpe Pipes, Sdr11, Including Fittings, Connections, Cover Over Piping, Concrete Encasement (For Road Crossing), Warning Tape, Excavation, Backfilling, Bedding, Filling Material, Thrust Blocks, Supports, Joints And All Required Accessories Complete; 60Mm Diameter | 40 | m | SAR | 248
Orig | 1 | 1.0134 | Kingdom of Saudi Arabia | Riyadh | Infrastructure | Sports Boulevard | BP1B Wadi Hanifah (Zones 2-5) | SBF | Al Bawani | Award | 2021 | Remeasure | Potable Water | CSI | Supply And Installation Of Hdpe Pipes, Sdr11, Including Fittings, Connections, Cover Over Piping, Concrete Encasement (For Road Crossing), Warning Tape, Excavation, Backfilling, Bedding, Filling Material, Thrust Blocks, Supports, Joints And All Required Accessories Complete; 110Mm Diameter | 9538 | m | SAR | 188
Orig | 1 | 1.0134 | Kingdom of Saudi Arabia | Riyadh | Infrastructure | Sports Boulevard | BP1B Wadi Hanifah (Zones 2-5) | SBF | Al Bawani | Award | 2021 | Remeasure | Potable Water | CSI | Supply And Installation Of Hdpe Pipes, Sdr11, Including Fittings, Connections, Cover Over Piping, Concrete Encasement (For Road Crossing), Warning Tape, Excavation, Backfilling, Bedding, Filling Material, Thrust Blocks, Supports, Joints And All Required Accessories Complete; 150Mm Diameter | 21 | m | SAR | 217
Orig | 1 | 1.0134 | Kingdom of Saudi Arabia | Riyadh | Infrastructure | Sports Boulevard | BP1B Wadi Hanifah (Zones 2-5) | SBF | Al Bawani | Award | 2021 | Remeasure | Potable Water | CSI | Supply And Installation Of Hdpe Pipes, Sdr11, Including Fittings, Connections, Cover Over Piping, Concrete Encasement (For Road Crossing), Warning Tape, Excavation, Backfilling, Bedding, Filling Material, Thrust Blocks, Supports, Joints And All Required Accessories Complete; 160Mm Diameter | 21 | m | SAR | 238
Orig | 1 | 1.0135 | Kingdom of Saudi Arabia | Riyadh | Infrastructure | Sports Boulevard | BP1B Wadi Hanifah (Zones 2-5) | SBF | Al Bawani | Award | 2021 | Remeasure | Potable Water | CSI | Supply And Installation Of Hdpe Pipes, Sdr11, Including Fittings, Connections, Cover Over Piping, Concrete Encasement (For Road Crossing), Warning Tape, Excavation, Backfilling, Bedding, Filling Material, Thrust Blocks, Supports, Joints And All Required Accessories Complete; 400Mm Diameter | 460 | m | SAR | 593
Orig | 1 | 1.0135 | Kingdom of Saudi Arabia | Riyadh | Infrastructure | Sports Boulevard | BP1B Wadi Hanifah (Zones 2-5) | SBF | Al Bawani | Award | 2021 | Remeasure | Potable Water | CSI | Supply And Installation Of Valve With Chamber Including Supports, Fittings, Concrete Works, Excavation, Backfilling And All Required Accessories Complete;19Mm Diameter | 6 | Nr | SAR | 802
Orig | 1 | 1.0135 | Kingdom of Saudi Arabia | Riyadh | Infrastructure | Sports Boulevard | BP1B Wadi Hanifah (Zones 2-5) | SBF | Al Bawani | Award | 2021 | Remeasure | Potable Water | CSI | Supply And Installation Of Valve With Chamber Including Supports, Fittings, Concrete Works, Excavation, Backfilling And All Required Accessories Complete;25Mm Diameter | 8 | Nr | SAR | 834
Orig | 1 | 1.0135 | Kingdom of Saudi Arabia | Riyadh | Infrastructure | Sports Boulevard | BP1B Wadi Hanifah (Zones 2-5) | SBF | Al Bawani | Award | 2021 | Remeasure | Potable Water | CSI | Supply And Installation Of Valve With Chamber Including Supports, Fittings, Concrete Works, Excavation, Backfilling And All Required Accessories Complete;60Mm Diameter | 4 | Nr | SAR | 5211
Orig | 1 | 1.0135 | Kingdom of Saudi Arabia | Riyadh | Infrastructure | Sports Boulevard | BP1B Wadi Hanifah (Zones 2-5) | SBF | Al Bawani | Award | 2021 | Remeasure | Potable Water | CSI | Supply And Installation Of Valve With Chamber Including Supports, Fittings, Concrete Works, Excavation, Backfilling And All Required Accessories Complete;110Mm Diameter | 241 | Nr | SAR | 6340
Orig | 1 | 1.0135 | Kingdom of Saudi Arabia | Riyadh | Infrastructure | Sports Boulevard | BP1B Wadi Hanifah (Zones 2-5) | SBF | Al Bawani | Award | 2021 | Remeasure | Potable Water | CSI | Supply And Installation Of Valve With Chamber Including Supports, Fittings, Concrete Works, Excavation, Backfilling And All Required Accessories Complete;150Mm Diameter | 2 | Nr | SAR | 7717
Orig | 1 | 1.0135 | Kingdom of Saudi Arabia | Riyadh | Infrastructure | Sports Boulevard | BP1B Wadi Hanifah (Zones 2-5) | SBF | Al Bawani | Award | 2021 | Remeasure | Potable Water | CSI | Supply And Installation Of Valve With Chamber Including Supports, Fittings, Concrete Works, Excavation, Backfilling And All Required Accessories Complete;160Mm Diameter | 2 | Nr | SAR | 7717
Orig | 1 | 1.0135 | Kingdom of Saudi Arabia | Riyadh | Infrastructure | Sports Boulevard | BP1B Wadi Hanifah (Zones 2-5) | SBF | Al Bawani | Award | 2021 | Remeasure | Potable Water | CSI | Supply And Installation Of Valve With Chamber Including Supports, Fittings, Concrete Works, Excavation, Backfilling And All Required Accessories Complete;400Mm Diameter | 4 | Nr | SAR | 29010
Orig | 1 | 1.0135 | Kingdom of Saudi Arabia | Riyadh | Infrastructure | Sports Boulevard | BP1B Wadi Hanifah (Zones 2-5) | SBF | Al Bawani | Award | 2021 | Remeasure | Potable Water | CSI | Supply And Installation Of Valve With Chamber Including Supports, Fittings, Concrete Works, Excavation, Backfilling And All Required Accessories Complete; Proposed Washouts; 110Mm Diameter | 20 | Nr | SAR | 6340
Orig | 1 | 1.0135 | Kingdom of Saudi Arabia | Riyadh | Infrastructure | Sports Boulevard | BP1B Wadi Hanifah (Zones 2-5) | SBF | Al Bawani | Award | 2021 | Remeasure | Potable Water | CSI | Supply And Installation Of Valve With Chamber Including Supports, Fittings, Concrete Works, Excavation, Backfilling And All Required Accessories Complete; Proposed Washouts; 400Mm Diameter | 1 | Nr | SAR | 29010
Orig | 1 | 1.0136 | Kingdom of Saudi Arabia | Riyadh | Infrastructure | Sports Boulevard | BP1B Wadi Hanifah (Zones 2-5) | SBF | Al Bawani | Award | 2021 | Remeasure | Potable Water | CSI | Supply And Installation Of Valve With Chamber Including Supports, Fittings, Concrete Works, Excavation, Backfilling And All Required Accessories Complete; Proposed Airvalves; 110Mm Diameter | 19 | Nr | SAR | 9396
Orig | 1 | 1.0136 | Kingdom of Saudi Arabia | Riyadh | Infrastructure | Sports Boulevard | BP1B Wadi Hanifah (Zones 2-5) | SBF | Al Bawani | Award | 2021 | Remeasure | Potable Water | CSI | Supply And Installation Of Valve With Chamber Including Supports, Fittings, Concrete Works, Excavation, Backfilling And All Required Accessories Complete; Proposed Airvalves; 400Mm Diameter | 1 | Nr | SAR | 117242
Orig | 1 | 1.0136 | Kingdom of Saudi Arabia | Riyadh | Infrastructure | Sports Boulevard | BP1B Wadi Hanifah (Zones 2-5) | SBF | Al Bawani | Award | 2021 | Remeasure | Potable Water | CSI | Connection Points With Existing Network; Connection Point With Existing Network Shall Include All Materials, Labour, Equipment Required To Connect The New System With The Existing System To Make The New System Fully Functional; 19Mm Diameter Connection | 6 | Nr | SAR | 1658
Orig | 1 | 1.0136 | Kingdom of Saudi Arabia | Riyadh | Infrastructure | Sports Boulevard | BP1B Wadi Hanifah (Zones 2-5) | SBF | Al Bawani | Award | 2021 | Remeasure | Potable Water | CSI | Connection Points With Existing Network; Connection Point With Existing Network Shall Include All Materials, Labour, Equipment Required To Connect The New System With The Existing System To Make The New System Fully Functional; 25Mm Diameter Connection | 8 | Nr | SAR | 1658
Orig | 1 | 1.0136 | Kingdom of Saudi Arabia | Riyadh | Infrastructure | Sports Boulevard | BP1B Wadi Hanifah (Zones 2-5) | SBF | Al Bawani | Award | 2021 | Remeasure | Potable Water | CSI | Connection Points With Existing Network; Connection Point With Existing Network Shall Include All Materials, Labour, Equipment Required To Connect The New System With The Existing System To Make The New System Fully Functional; 60Mm Diameter Connection | 4 | Nr | SAR | 1658
Orig | 1 | 1.0136 | Kingdom of Saudi Arabia | Riyadh | Infrastructure | Sports Boulevard | BP1B Wadi Hanifah (Zones 2-5) | SBF | Al Bawani | Award | 2021 | Remeasure | Potable Water | CSI | Connection Points With Existing Network; Connection Point With Existing Network Shall Include All Materials, Labour, Equipment Required To Connect The New System With The Existing System To Make The New System Fully Functional; 110Mm Diameter Connection | 242 | Nr | SAR | 3162
Orig | 1 | 1.0136 | Kingdom of Saudi Arabia | Riyadh | Infrastructure | Sports Boulevard | BP1B Wadi Hanifah (Zones 2-5) | SBF | Al Bawani | Award | 2021 | Remeasure | Potable Water | CSI | Connection Points With Existing Network; Connection Point With Existing Network Shall Include All Materials, Labour, Equipment Required To Connect The New System With The Existing System To Make The New System Fully Functional; 150Mm Diameter Connection | 2 | Nr | SAR | 3991
Orig | 1 | 1.0136 | Kingdom of Saudi Arabia | Riyadh | Infrastructure | Sports Boulevard | BP1B Wadi Hanifah (Zones 2-5) | SBF | Al Bawani | Award | 2021 | Remeasure | Potable Water | CSI | Connection Points With Existing Network; Connection Point With Existing Network Shall Include All Materials, Labour, Equipment Required To Connect The New System With The Existing System To Make The New System Fully Functional; 160Mm Diameter Connection | 2 | Nr | SAR | 3991
Orig | 1 | 1.0136 | Kingdom of Saudi Arabia | Riyadh | Infrastructure | Sports Boulevard | BP1B Wadi Hanifah (Zones 2-5) | SBF | Al Bawani | Award | 2021 | Remeasure | Potable Water | CSI | Connection Points With Existing Network; Connection Point With Existing Network Shall Include All Materials, Labour, Equipment Required To Connect The New System With The Existing System To Make The New System Fully Functional; 400Mm Diameter Connection | 4 | Nr | SAR | 4820
Orig | 1 | 1.0136 | Kingdom of Saudi Arabia | Riyadh | Infrastructure | Sports Boulevard | BP1B Wadi Hanifah (Zones 2-5) | SBF | Al Bawani | Award | 2021 | Remeasure | Osmotized Water | CSI | Supply And Installation Of Hdpe Osmotized Water Pipes, Pn16, Including Fittings, Connections, Cover Over Piping, Concrete Encasement (For Road Crossing), Warning Tape, Excavation, Backfilling, Bedding, Filling Material, Thrust Blocks, Supports, Joints And All Required Accessories Complete; 32Mm Diameter | 325 | m | SAR | 131
Orig | 1 | 1.0137 | Kingdom of Saudi Arabia | Riyadh | Infrastructure | Sports Boulevard | BP1B Wadi Hanifah (Zones 2-5) | SBF | Al Bawani | Award | 2021 | Remeasure | Osmotized Water | CSI | Supply And Installation Of Hdpe Osmotized Water Pipes, Pn16, Including Fittings, Connections, Cover Over Piping, Concrete Encasement (For Road Crossing), Warning Tape, Excavation, Backfilling, Bedding, Filling Material, Thrust Blocks, Supports, Joints And All Required Accessories Complete; 40Mm Diameter | 6729 | m | SAR | 144
Orig | 1 | 1.0137 | Kingdom of Saudi Arabia | Riyadh | Infrastructure | Sports Boulevard | BP1B Wadi Hanifah (Zones 2-5) | SBF | Al Bawani | Award | 2021 | Remeasure | Osmotized Water | CSI | Supply And Installation Of Hdpe Osmotized Water Pipes, Pn16, Including Fittings, Connections, Cover Over Piping, Concrete Encasement (For Road Crossing), Warning Tape, Excavation, Backfilling, Bedding, Filling Material, Thrust Blocks, Supports, Joints And All Required Accessories Complete; 50Mm Diameter | 2103 | m | SAR | 153
Orig | 1 | 1.0137 | Kingdom of Saudi Arabia | Riyadh | Infrastructure | Sports Boulevard | BP1B Wadi Hanifah (Zones 2-5) | SBF | Al Bawani | Award | 2021 | Remeasure | Osmotized Water | CSI | Supply And Installation Of Hdpe Osmotized Water Pipes, Pn16, Including Fittings, Connections, Cover Over Piping, Concrete Encasement (For Road Crossing), Warning Tape, Excavation, Backfilling, Bedding, Filling Material, Thrust Blocks, Supports, Joints And All Required Accessories Complete; 63Mm Diameter | 24 | m | SAR | 171
Orig | 1 | 1.0137 | Kingdom of Saudi Arabia | Riyadh | Infrastructure | Sports Boulevard | BP1B Wadi Hanifah (Zones 2-5) | SBF | Al Bawani | Award | 2021 | Remeasure | Osmotized Water | CSI | Supply And Installation Of Hdpe Osmotized Water Pipes, Pn16, Including Fittings, Connections, Cover Over Piping, Concrete Encasement (For Road Crossing), Warning Tape, Excavation, Backfilling, Bedding, Filling Material, Thrust Blocks, Supports, Joints And All Required Accessories Complete; 90Mm Diameter | 38 | m | SAR | 165
Orig | 1 | 1.0137 | Kingdom of Saudi Arabia | Riyadh | Infrastructure | Sports Boulevard | BP1B Wadi Hanifah (Zones 2-5) | SBF | Al Bawani | Award | 2021 | Remeasure | Osmotized Water | CSI | Supply And Installation Of Valve With Chamber Including Supports, Fittings, Concrete Works, Excavation, Backfilling And All Required Accessories Complete; 40Mm Diameter, Air Valve | 15 | Nr | SAR | 6048
Orig | 1 | 1.0137 | Kingdom of Saudi Arabia | Riyadh | Infrastructure | Sports Boulevard | BP1B Wadi Hanifah (Zones 2-5) | SBF | Al Bawani | Award | 2021 | Remeasure | Osmotized Water | CSI | Supply And Installation Of Valve With Chamber Including Supports, Fittings, Concrete Works, Excavation, Backfilling And All Required Accessories Complete; 50Mm Diameter, Air Valve | 6 | Nr | SAR | 6251
Orig | 1 | 1.0137 | Kingdom of Saudi Arabia | Riyadh | Infrastructure | Sports Boulevard | BP1B Wadi Hanifah (Zones 2-5) | SBF | Al Bawani | Award | 2021 | Remeasure | Osmotized Water | CSI | Supply And Installation Of Valve With Chamber Including Supports, Fittings, Concrete Works, Excavation, Backfilling And All Required Accessories Complete; 32Mm Diameter, Isolation Valve | 2 | Nr | SAR | 2157
Orig | 1 | 1.0137 | Kingdom of Saudi Arabia | Riyadh | Infrastructure | Sports Boulevard | BP1B Wadi Hanifah (Zones 2-5) | SBF | Al Bawani | Award | 2021 | Remeasure | Osmotized Water | CSI | Supply And Installation Of Valve With Chamber Including Supports, Fittings, Concrete Works, Excavation, Backfilling And All Required Accessories Complete; 40Mm Diameter, Isolation Valve | 3 | Nr | SAR | 2234
Orig | 1 | 1.0137 | Kingdom of Saudi Arabia | Riyadh | Infrastructure | Sports Boulevard | BP1B Wadi Hanifah (Zones 2-5) | SBF | Al Bawani | Award | 2021 | Remeasure | Osmotized Water | CSI | Supply And Installation Of Valve With Chamber Including Supports, Fittings, Concrete Works, Excavation, Backfilling And All Required Accessories Complete; 50Mm Diameter, Isolation Valve | 3 | Nr | SAR | 2349
Orig | 1 | 1.0137 | Kingdom of Saudi Arabia | Riyadh | Infrastructure | Sports Boulevard | BP1B Wadi Hanifah (Zones 2-5) | SBF | Al Bawani | Award | 2021 | Remeasure | Osmotized Water | CSI | Connection Points; Connection To Z00A Section | 1 | Nr | SAR | 3879
Orig | 1 | 1.0138 | Kingdom of Saudi Arabia | Riyadh | Infrastructure | Sports Boulevard | BP1B Wadi Hanifah (Zones 2-5) | SBF | Al Bawani | Award | 2021 | Remeasure | Osmotized Water | CSI | Connection Points; Connection To Cs-7 Osmotized Water Plant | 1 | Nr | SAR | 1607
Orig | 1 | 1.0138 | Kingdom of Saudi Arabia | Riyadh | Infrastructure | Sports Boulevard | BP1B Wadi Hanifah (Zones 2-5) | SBF | Al Bawani | Award | 2021 | Remeasure | Osmotized Water | CSI | Connection Points; Connection To Discovery Park Osmotized Water Plant | 1 | Nr | SAR | 1607
Orig | 1 | 1.0138 | Kingdom of Saudi Arabia | Riyadh | Infrastructure | Sports Boulevard | BP1B Wadi Hanifah (Zones 2-5) | SBF | Al Bawani | Award | 2021 | Remeasure | Osmotized Water | CSI | Connection Points; Connection To Bike Washing | 1 | Nr | SAR | 1607
Orig | 1 | 1.0138 | Kingdom of Saudi Arabia | Riyadh | Infrastructure | Sports Boulevard | BP1B Wadi Hanifah (Zones 2-5) | SBF | Al Bawani | Award | 2021 | Remeasure | Osmotized Water | CSI | Osmotized Water Cs-3 North Connection Supply | 1 | Nr | SAR | 1607
Orig | 1 | 1.0138 | Kingdom of Saudi Arabia | Riyadh | Infrastructure | Sports Boulevard | BP1B Wadi Hanifah (Zones 2-5) | SBF | Al Bawani | Award | 2021 | Remeasure | Osmotized Water | CSI | Osmotized Water Cs-3 South Connection Supply | 1 | Nr | SAR | 1607
Orig | 1 | 1.0138 | Kingdom of Saudi Arabia | Riyadh | Infrastructure | Sports Boulevard | BP1B Wadi Hanifah (Zones 2-5) | SBF | Al Bawani | Award | 2021 | Remeasure | Osmotized Water | CSI | Osmotized Water Cs-4 Connection Supply | 1 | Nr | SAR | 1607
Orig | 1 | 1.0138 | Kingdom of Saudi Arabia | Riyadh | Infrastructure | Sports Boulevard | BP1B Wadi Hanifah (Zones 2-5) | SBF | Al Bawani | Award | 2021 | Remeasure | Osmotized Water | CSI | Osmotized Water Cs-7 North Connection Supply | 1 | Nr | SAR | 1607
Orig | 1 | 1.0138 | Kingdom of Saudi Arabia | Riyadh | Infrastructure | Sports Boulevard | BP1B Wadi Hanifah (Zones 2-5) | SBF | Al Bawani | Award | 2021 | Remeasure | Sewer And Main Water Renovation And Anciliary Works | CSI | Supply And Installation Of Pvc Drainage Pipes Including Fittings, Connections, Clean Washed Stone Or Gravel (30/60Mm Dia Size)For Pipe Sorrounds, Concrete Encasement (For Road Crossing), Warning Tape, Excavation, Backfilling, Bedding, Filling Material, Thrust Blocks, Supports, Joints And All Required Accessories Complete; 200Mm Diameter | 95 | m | SAR | 591
Orig | 1 | 1.0138 | Kingdom of Saudi Arabia | Riyadh | Infrastructure | Sports Boulevard | BP1B Wadi Hanifah (Zones 2-5) | SBF | Al Bawani | Award | 2021 | Remeasure | Sewer And Main Water Renovation And Anciliary Works | CSI | Supply And Installation Of Pvc Drainage Pipes Including Fittings, Connections, Clean Washed Stone Or Gravel (30/60Mm Dia Size)For Pipe Sorrounds, Concrete Encasement (For Road Crossing), Warning Tape, Excavation, Backfilling, Bedding, Filling Material, Thrust Blocks, Supports, Joints And All Required Accessories Complete; 300Mm Diameter | 19 | m | SAR | 699
Orig | 1 | 1.0138 | Kingdom of Saudi Arabia | Riyadh | Infrastructure | Sports Boulevard | BP1B Wadi Hanifah (Zones 2-5) | SBF | Al Bawani | Award | 2021 | Remeasure | Sewer And Main Water Renovation And Anciliary Works | CSI | Reinforced Concrete Including Cover, Supports, Fittings, Concrete Works, Waterproofing, Excavation, Backfilling And All Required Accessories Complete; Tank Drainage Collection Chamber | 1 | Nr | SAR | 10125
Orig | 1 | 1.0139 | Kingdom of Saudi Arabia | Riyadh | Infrastructure | Sports Boulevard | BP1B Wadi Hanifah (Zones 2-5) | SBF | Al Bawani | Award | 2021 | Remeasure | Sewer And Main Water Renovation And Anciliary Works | CSI | Soak Pit Including Perforated Hdpe Manhole, Manhole Cover, Permeable Filter Fabric Side Lining, Overflow Pipe, Sand Filter, Supports, Concrete Base, Clean Washed Stone Or Gravel (30/60Mm Diameter), Fittings,Waterproofing, Excavation, Backfilling And All Required Accessories Complete; Soak Pit For Water Infiltration | 6 | Nr | SAR | 12150
Orig | 1 | 1.0139 | Kingdom of Saudi Arabia | Riyadh | Infrastructure | Sports Boulevard | BP1B Wadi Hanifah (Zones 2-5) | SBF | Al Bawani | Award | 2021 | Remeasure | Sewer And Main Water Renovation And Anciliary Works | CSI | Infiltration Trench Including Clean Washed Stone Or Gravel (30/60Mm Diameter Size), Permeable Filter Fabric Side Lining, Excavation, Backfilling And All Required Accessories Complete; Infiltration Trench, 1M Wide | 9 | m | SAR | 9450
Orig | 1 | 1.0139 | Kingdom of Saudi Arabia | Riyadh | Infrastructure | Sports Boulevard | BP1B Wadi Hanifah (Zones 2-5) | SBF | Al Bawani | Award | 2021 | Remeasure | Sewer And Main Water Renovation And Anciliary Works | CSI | Fountain Infiltration Chamber Including Manhole Cover, Sand Filter, Supports, Concrete Base, Clean Washed Stone Or Gravel (30/60Mm Diameter), Fittings,Waterproofing, Excavation, Backfilling And All Required Accessories Complete; Fountain Infiltration Chamber | 2 | Nr | SAR | 20250
Orig | 1 | 1.0139 | Kingdom of Saudi Arabia | Riyadh | Infrastructure | Sports Boulevard | BP1B Wadi Hanifah (Zones 2-5) | SBF | Al Bawani | Award | 2021 | Remeasure | Sewer And Main Water Renovation And Anciliary Works | CSI | Supply And Intallatin Of Bike Washing Grate Inlet Inlcuding Fittings And All Other Required Accessories Complete; In Fittings And All Other Required Accessories Complete; Bike Washing Grate Inlet Greywater Discharge Points | 2 | m | SAR | 33750
Orig | 1 | 1.0139 | Kingdom of Saudi Arabia | Riyadh | Infrastructure | Sports Boulevard | BP1B Wadi Hanifah (Zones 2-5) | SBF | Al Bawani | Award | 2021 | Remeasure | Sewer And Main Water Renovation And Anciliary Works | CSI | Supply And Intallatin Of Bike Washing Grate Inlet Inlcuding Fittings And All Other Required Accessories Complete; In Fittings And All Other Required Accessories Complete; Greywater Discharge | 3 | Nr | SAR | 13500
Orig | 1 | 1.0139 | Kingdom of Saudi Arabia | Riyadh | Infrastructure | Sports Boulevard | BP1B Wadi Hanifah (Zones 2-5) | SBF | Al Bawani | Award | 2021 | Remeasure | Sewer And Main Water Renovation And Anciliary Works | CSI | Mechanical Works;Mechanical Protection Of Existing Pipe/ Canalization With Concrete Slab By Proximity To Street Light Foundation And Plantations | 1174 | m | SAR | 135
Orig | 1 | 1.0139 | Kingdom of Saudi Arabia | Riyadh | Infrastructure | Sports Boulevard | BP1B Wadi Hanifah (Zones 2-5) | SBF | Al Bawani | Award | 2021 | Remeasure | Sewer And Main Water Renovation And Anciliary Works | CSI | Mechanical Works;Mechanical Protection Of Existing Pipe/ Canalization During Construction Works, Including Manual Excavation | 4355 | Nr | SAR | 135
Orig | 1 | 1.0139 | Kingdom of Saudi Arabia | Riyadh | Infrastructure | Sports Boulevard | BP1B Wadi Hanifah (Zones 2-5) | SBF | Al Bawani | Award | 2021 | Remeasure | Sewer And Main Water Renovation And Anciliary Works | CSI | Connection Point With Existing Network Shall Include All Materials, Labour, Equipment Required To Connect The New System With The Existing System To Make The New System Fully Functional Complete; Connection To Existing Swg Network | 1 | Nr | SAR | 6750
Orig | 1 | 1.0139 | Kingdom of Saudi Arabia | Riyadh | Infrastructure | Sports Boulevard | BP1B Wadi Hanifah (Zones 2-5) | SBF | Al Bawani | Award | 2021 | Remeasure | Sewer And Main Water Renovation And Anciliary Works | CSI | Supply And Installation Of Hdpe Tse Connection Pipes, Sdr11, Including Fittings, Connections, Pipe Surrounds, Concrete Encasement (For Road Crossing), Warning Tape, Excavation, Backfilling, Bedding, Filling Material, Thrust Blocks, Supports, Joints And All Required Accessories Complete; 200Mm Diameter | 245 | m | SAR | 466
Orig | 1 | 1.0139 | Kingdom of Saudi Arabia | Riyadh | Infrastructure | Sports Boulevard | BP1B Wadi Hanifah (Zones 2-5) | SBF | Al Bawani | Award | 2021 | Remeasure | Sewer And Main Water Renovation And Anciliary Works | CSI | Supply And Installation Of Valve With Chamber Including Supports, Fittings, Concrete Works, Excavation, Backfilling And All Required Accessories Complete; 8 Inches Diameter, Gate Valve | 2 | Nr | SAR | 12131
Orig | 1 | 1.014 | Kingdom of Saudi Arabia | Riyadh | Infrastructure | Sports Boulevard | BP1B Wadi Hanifah (Zones 2-5) | SBF | Al Bawani | Award | 2021 | Remeasure | Sewer And Main Water Renovation And Anciliary Works | CSI | Supply And Installation Of Valve With Chamber Including Supports, Fittings, Concrete Works, Excavation, Backfilling And All Required Accessories Complete; 200Mm Diameter, Washout Valve | 6 | Nr | SAR | 12054
Orig | 1 | 1.014 | Kingdom of Saudi Arabia | Riyadh | Infrastructure | Sports Boulevard | BP1B Wadi Hanifah (Zones 2-5) | SBF | Al Bawani | Award | 2021 | Remeasure | Sewer And Main Water Renovation And Anciliary Works | CSI | Connection Points; 200Mm Diameter Endcap For Tse Future Connection | 1 | Nr | SAR | 212
Orig | 1 | 1.014 | Kingdom of Saudi Arabia | Riyadh | Infrastructure | Sports Boulevard | BP1B Wadi Hanifah (Zones 2-5) | SBF | Al Bawani | Award | 2021 | Remeasure | Sewer And Main Water Renovation And Anciliary Works | CSI | Mechanical Protection Of Pipe/Canalization Existing During Construction Works, Including Manual Excavation | 4524 | m | SAR | 135
Orig | 1 | 1.014 | Kingdom of Saudi Arabia | Riyadh | Infrastructure | Sports Boulevard | BP1B Wadi Hanifah (Zones 2-5) | SBF | Al Bawani | Award | 2021 | Remeasure | Sewer And Main Water Renovation And Anciliary Works | CSI | Mechanical Protection Of Pipe/Canalization Existing With Concrete Slab By Proximity To Street Light Foundation And Plantations | 2068 | m | SAR | 135
Orig | 1 | 1.014 | Kingdom of Saudi Arabia | Riyadh | Infrastructure | Sports Boulevard | BP1B Wadi Hanifah (Zones 2-5) | SBF | Al Bawani | Award | 2021 | Remeasure | Sewer And Main Water Renovation And Anciliary Works | CSI | Supply And Installation Of Valve With Chamber Including Supports, Fittings, Concrete Works, Excavation, Backfilling And All Required Accessories Complete; Proposed Vales; 800Mm Diameter | 2 | Nr | SAR | 237938
Orig | 1 | 1.014 | Kingdom of Saudi Arabia | Riyadh | Infrastructure | Sports Boulevard | BP1B Wadi Hanifah (Zones 2-5) | SBF | Al Bawani | Award | 2021 | Remeasure | Sewer And Main Water Renovation And Anciliary Works | CSI | Supply And Installation Of Valve With Chamber Including Supports, Fittings, Concrete Works, Excavation, Backfilling And All Required Accessories Complete; Proposed Vales; 1000Mm Diameter | 3 | Nr | SAR | 374895
Orig | 1 | 1.014 | Kingdom of Saudi Arabia | Riyadh | Infrastructure | Sports Boulevard | BP1B Wadi Hanifah (Zones 2-5) | SBF | Al Bawani | Award | 2021 | Remeasure | Stormwater | CSI | Culverts; Reinforced Concrete Culvert Including Toe Walls And Bottom Slab In Both Edge, Excavation, Backfilling, Concrete, Reinforcement, Formwork Polythene Sheet, Waterproofing, Concrete Blinding, And All Other Works To Complete; Culvert-1, Concrete Box Culvert, Dim: 2.0 X 0.65M, Single Cell | 5 | m | SAR | 6345
Orig | 1 | 1.014 | Kingdom of Saudi Arabia | Riyadh | Infrastructure | Sports Boulevard | BP1B Wadi Hanifah (Zones 2-5) | SBF | Al Bawani | Award | 2021 | Remeasure | Stormwater | CSI | Culverts; Reinforced Concrete Culvert Including Toe Walls And Bottom Slab In Both Edge, Excavation, Backfilling, Concrete, Reinforcement, Formwork Polythene Sheet, Waterproofing, Concrete Blinding, And All Other Works To Complete; Culvert-2, Concrete Box Culvert, Dim: 2.0 X 0.78M, Single Cell | 10 | m | SAR | 6345
Orig | 1 | 1.014 | Kingdom of Saudi Arabia | Riyadh | Infrastructure | Sports Boulevard | BP1B Wadi Hanifah (Zones 2-5) | SBF | Al Bawani | Award | 2021 | Remeasure | Stormwater | CSI | Culverts; Reinforced Concrete Culvert Including Toe Walls And Bottom Slab In Both Edge, Excavation, Backfilling, Concrete, Reinforcement, Formwork Polythene Sheet, Waterproofing, Concrete Blinding, And All Other Works To Complete;Culvert-3, Concrete Box Culvert, Dim: 2.0 X 0.94M, Single Cell | 10 | m | SAR | 6345
Orig | 1 | 1.014 | Kingdom of Saudi Arabia | Riyadh | Infrastructure | Sports Boulevard | BP1B Wadi Hanifah (Zones 2-5) | SBF | Al Bawani | Award | 2021 | Remeasure | Stormwater | CSI | Culverts; Reinforced Concrete Culvert Including Toe Walls And Bottom Slab In Both Edge, Excavation, Backfilling, Concrete, Reinforcement, Formwork Polythene Sheet, Waterproofing, Concrete Blinding, And All Other Works To Complete; Culvert-4, Concrete Box Culvert, Dim: 2.0 X 0.42M, Single Cell | 5 | m | SAR | 6345
Orig | 1 | 1.0141 | Kingdom of Saudi Arabia | Riyadh | Infrastructure | Sports Boulevard | BP1B Wadi Hanifah (Zones 2-5) | SBF | Al Bawani | Award | 2021 | Remeasure | Stormwater | CSI | Culverts; Reinforced Concrete Culvert Including Toe Walls And Bottom Slab In Both Edge, Excavation, Backfilling, Concrete, Reinforcement, Formwork Polythene Sheet, Waterproofing, Concrete Blinding, And All Other Works To Complete; Culvert-5, Concrete Box Culvert, Dim: 2.0 X 0.77M, Single Cell | 6 | m | SAR | 6345
Orig | 1 | 1.0141 | Kingdom of Saudi Arabia | Riyadh | Infrastructure | Sports Boulevard | BP1B Wadi Hanifah (Zones 2-5) | SBF | Al Bawani | Award | 2021 | Remeasure | Stormwater | CSI | Culverts; Reinforced Concrete Culvert Including Toe Walls And Bottom Slab In Both Edge, Excavation, Backfilling, Concrete, Reinforcement, Formwork Polythene Sheet, Waterproofing, Concrete Blinding, And All Other Works To Complete;Culvert-6, Concrete Box Culvert, Dim: 2.0 X 0.84M, Single Cell | 6 | m | SAR | 6345
Orig | 1 | 1.0141 | Kingdom of Saudi Arabia | Riyadh | Infrastructure | Sports Boulevard | BP1B Wadi Hanifah (Zones 2-5) | SBF | Al Bawani | Award | 2021 | Remeasure | Stormwater | CSI | Culverts; Reinforced Concrete Culvert Including Toe Walls And Bottom Slab In Both Edge, Excavation, Backfilling, Concrete, Reinforcement, Formwork Polythene Sheet, Waterproofing, Concrete Blinding, And All Other Works To Complete; Culvert-7, Concrete Box Culvert, Dim: 2.0 X 0.78M, Single Cell | 7 | m | SAR | 6345
Orig | 1 | 1.0141 | Kingdom of Saudi Arabia | Riyadh | Infrastructure | Sports Boulevard | BP1B Wadi Hanifah (Zones 2-5) | SBF | Al Bawani | Award | 2021 | Remeasure | Stormwater | CSI | Culverts; Reinforced Concrete Culvert Including Toe Walls And Bottom Slab In Both Edge, Excavation, Backfilling, Concrete, Reinforcement, Formwork Polythene Sheet, Waterproofing, Concrete Blinding, And All Other Works To Complete; Culvert-8, Concrete Box Culvert, Dim: 2.0 X 0.85M, Single Cell | 6 | m | SAR | 6345
Orig | 1 | 1.0141 | Kingdom of Saudi Arabia | Riyadh | Infrastructure | Sports Boulevard | BP1B Wadi Hanifah (Zones 2-5) | SBF | Al Bawani | Award | 2021 | Remeasure | Stormwater | CSI | Culverts; Reinforced Concrete Culvert Including Toe Walls And Bottom Slab In Both Edge, Excavation, Backfilling, Concrete, Reinforcement, Formwork Polythene Sheet, Waterproofing, Concrete Blinding, And All Other Works To Complete; Culvert-9, Concrete Box Culvert, Dim: 2.0 X 0.83M, Single Cell | 6 | m | SAR | 6345
Orig | 1 | 1.0141 | Kingdom of Saudi Arabia | Riyadh | Infrastructure | Sports Boulevard | BP1B Wadi Hanifah (Zones 2-5) | SBF | Al Bawani | Award | 2021 | Remeasure | Stormwater | CSI | Culverts; Reinforced Concrete Culvert Including Toe Walls And Bottom Slab In Both Edge, Excavation, Backfilling, Concrete, Reinforcement, Formwork Polythene Sheet, Waterproofing, Concrete Blinding, And All Other Works To Complete; Culvert-10, Concrete Box Culvert, Dim: 2.0 X 1.20M, Four Cell | 92 | m | SAR | 12960
Orig | 1 | 1.0141 | Kingdom of Saudi Arabia | Riyadh | Infrastructure | Sports Boulevard | BP1B Wadi Hanifah (Zones 2-5) | SBF | Al Bawani | Award | 2021 | Remeasure | Stormwater | CSI | Culverts; Reinforced Concrete Culvert Including Toe Walls And Bottom Slab In Both Edge, Excavation, Backfilling, Concrete, Reinforcement, Formwork Polythene Sheet, Waterproofing, Concrete Blinding, And All Other Works To Complete;Culvert-11, Concrete Box Culvert, Dim: 2.4 X 1.00M, Single Cell; Existing Culvert Enlargement | 40 | m | SAR | 5400
Orig | 1 | 1.0141 | Kingdom of Saudi Arabia | Riyadh | Infrastructure | Sports Boulevard | BP1B Wadi Hanifah (Zones 2-5) | SBF | Al Bawani | Award | 2021 | Remeasure | Stormwater | CSI | Culverts; Reinforced Concrete Culvert Including Toe Walls And Bottom Slab In Both Edge, Excavation, Backfilling, Concrete, Reinforcement, Formwork Polythene Sheet, Waterproofing, Concrete Blinding, And All Other Works To Complete; Culvert-12, Concrete Box Culvert, Dim: 2.0 X 0.92M, Single Cell | 5 | m | SAR | 6345
Orig | 1 | 1.0141 | Kingdom of Saudi Arabia | Riyadh | Infrastructure | Sports Boulevard | BP1B Wadi Hanifah (Zones 2-5) | SBF | Al Bawani | Award | 2021 | Remeasure | Stormwater | CSI | Culverts; Reinforced Concrete Culvert Including Toe Walls And Bottom Slab In Both Edge, Excavation, Backfilling, Concrete, Reinforcement, Formwork Polythene Sheet, Waterproofing, Concrete Blinding, And All Other Works To Complete;Culvert-13, Concrete Box Culvert, Dim: 2.0 X 0.90M, Single Cell | 5 | m | SAR | 6345
Orig | 1 | 1.0142 | Kingdom of Saudi Arabia | Riyadh | Infrastructure | Sports Boulevard | BP1B Wadi Hanifah (Zones 2-5) | SBF | Al Bawani | Award | 2021 | Remeasure | Stormwater | CSI | Culverts; Reinforced Concrete Culvert Including Toe Walls And Bottom Slab In Both Edge, Excavation, Backfilling, Concrete, Reinforcement, Formwork Polythene Sheet, Waterproofing, Concrete Blinding, And All Other Works To Complete;Culvert-14, Concrete Box Culvert, Dim: 2.0 X 0.85M, Single Cell | 5 | m | SAR | 6345
Orig | 1 | 1.0142 | Kingdom of Saudi Arabia | Riyadh | Infrastructure | Sports Boulevard | BP1B Wadi Hanifah (Zones 2-5) | SBF | Al Bawani | Award | 2021 | Remeasure | Stormwater | CSI | Culverts; Reinforced Concrete Culvert Including Toe Walls And Bottom Slab In Both Edge, Excavation, Backfilling, Concrete, Reinforcement, Formwork Polythene Sheet, Waterproofing, Concrete Blinding, And All Other Works To Complete;Culvert-15, Concrete Box Culvert, Dim: 2.0 X 0.81M, Single Cell | 22 | m | SAR | 5400
Orig | 1 | 1.0142 | Kingdom of Saudi Arabia | Riyadh | Infrastructure | Sports Boulevard | BP1B Wadi Hanifah (Zones 2-5) | SBF | Al Bawani | Award | 2021 | Remeasure | Stormwater | CSI | Culverts; Reinforced Concrete Culvert Including Toe Walls And Bottom Slab In Both Edge, Excavation, Backfilling, Concrete, Reinforcement, Formwork Polythene Sheet, Waterproofing, Concrete Blinding, And All Other Works To Complete;Culvert-16, Concrete Box Culvert, Dim: 2.0 X 0.76M, Single Cell | 5 | m | SAR | 6345
Orig | 1 | 1.0142 | Kingdom of Saudi Arabia | Riyadh | Infrastructure | Sports Boulevard | BP1B Wadi Hanifah (Zones 2-5) | SBF | Al Bawani | Award | 2021 | Remeasure | Stormwater | CSI | Culverts; Reinforced Concrete Culvert Including Toe Walls And Bottom Slab In Both Edge, Excavation, Backfilling, Concrete, Reinforcement, Formwork Polythene Sheet, Waterproofing, Concrete Blinding, And All Other Works To Complete;Culvert-17, Concrete Box Culvert, Dim: 2.0 X 0.89M, Single Cell | 5 | m | SAR | 6345
Orig | 1 | 1.0142 | Kingdom of Saudi Arabia | Riyadh | Infrastructure | Sports Boulevard | BP1B Wadi Hanifah (Zones 2-5) | SBF | Al Bawani | Award | 2021 | Remeasure | Stormwater | CSI | Culverts; Reinforced Concrete Culvert Including Toe Walls And Bottom Slab In Both Edge, Excavation, Backfilling, Concrete, Reinforcement, Formwork Polythene Sheet, Waterproofing, Concrete Blinding, And All Other Works To Complete;Culvert-18, Concrete Box Culvert, Dim: 2.0 X 0.85M, Single Cell | 5 | m | SAR | 6345
Orig | 1 | 1.0142 | Kingdom of Saudi Arabia | Riyadh | Infrastructure | Sports Boulevard | BP1B Wadi Hanifah (Zones 2-5) | SBF | Al Bawani | Award | 2021 | Remeasure | Stormwater | CSI | Culverts; Reinforced Concrete Culvert Including Toe Walls And Bottom Slab In Both Edge, Excavation, Backfilling, Concrete, Reinforcement, Formwork Polythene Sheet, Waterproofing, Concrete Blinding, And All Other Works To Complete;Culvert-19, Concrete Box Culvert, Dim: 2.0 X 0.97M, Single Cell | 5 | m | SAR | 6345
Orig | 1 | 1.0142 | Kingdom of Saudi Arabia | Riyadh | Infrastructure | Sports Boulevard | BP1B Wadi Hanifah (Zones 2-5) | SBF | Al Bawani | Award | 2021 | Remeasure | Stormwater | CSI | Culverts; Reinforced Concrete Culvert Including Toe Walls And Bottom Slab In Both Edge, Excavation, Backfilling, Concrete, Reinforcement, Formwork Polythene Sheet, Waterproofing, Concrete Blinding, And All Other Works To Complete;Culvert-20, Concrete Box Culvert, Dim: 2.0 X 0.88M, Single Cell | 5 | m | SAR | 6345
Orig | 1 | 1.0142 | Kingdom of Saudi Arabia | Riyadh | Infrastructure | Sports Boulevard | BP1B Wadi Hanifah (Zones 2-5) | SBF | Al Bawani | Award | 2021 | Remeasure | Stormwater | CSI | Culverts; Reinforced Concrete Culvert Including Toe Walls And Bottom Slab In Both Edge, Excavation, Backfilling, Concrete, Reinforcement, Formwork Polythene Sheet, Waterproofing, Concrete Blinding, And All Other Works To Complete;Culvert-21, Concrete Box Culvert, Dim: 3.0 X 0.47M, Single Cell | 7 | m | SAR | 6345
Orig | 1 | 1.0142 | Kingdom of Saudi Arabia | Riyadh | Infrastructure | Sports Boulevard | BP1B Wadi Hanifah (Zones 2-5) | SBF | Al Bawani | Award | 2021 | Remeasure | Stormwater | CSI | Reinforced Concrete Driveway Culvert Including Head Walls, Wing Walls, Excavation, Backfilling, Concrete, Reinforcement, Formwork, Waterproofing, And All Other Works To Complete ; Driveway Culvert (Six Numbers) | 43 | m | SAR | 25920
Orig | 1 | 1.0142 | Kingdom of Saudi Arabia | Riyadh | Infrastructure | Sports Boulevard | BP1B Wadi Hanifah (Zones 2-5) | SBF | Al Bawani | Award | 2021 | Remeasure | Stormwater | CSI | Furnishing, Transporting, And Installation Of Grouted Rock Riprap Revetments, Upstanding Stones And Blankets, Including Filter Or Bedding ; Grouted Rock Riprap | 2447 | m² | SAR | 101
Orig | 1 | 1.0143 | Kingdom of Saudi Arabia | Riyadh | Infrastructure | Sports Boulevard | BP1B Wadi Hanifah (Zones 2-5) | SBF | Al Bawani | Award | 2021 | Remeasure | Stormwater | CSI | Furnishing, Transporting, And Installation Of Grouted Rock Riprap Revetments, Upstanding Stones And Blankets, Including Filter Or Bedding ; Grouted Rip Rap, To Culvert 1; 950Mm Thick | 101 | m² | SAR | 213
Orig | 1 | 1.0143 | Kingdom of Saudi Arabia | Riyadh | Infrastructure | Sports Boulevard | BP1B Wadi Hanifah (Zones 2-5) | SBF | Al Bawani | Award | 2021 | Remeasure | Stormwater | CSI | Furnishing, Transporting, And Installation Of Grouted Rock Riprap Revetments, Upstanding Stones And Blankets, Including Filter Or Bedding ; Grouted Rip Rap,To Culvert 2; 1230Mm Thick | 121 | m² | SAR | 277
Orig | 1 | 1.0143 | Kingdom of Saudi Arabia | Riyadh | Infrastructure | Sports Boulevard | BP1B Wadi Hanifah (Zones 2-5) | SBF | Al Bawani | Award | 2021 | Remeasure | Stormwater | CSI | Furnishing, Transporting, And Installation Of Grouted Rock Riprap Revetments, Upstanding Stones And Blankets, Including Filter Or Bedding ; Grouted Rip Rap, To Culvert 3; 1390Mm Thick | 112 | m² | SAR | 313
Orig | 1 | 1.0143 | Kingdom of Saudi Arabia | Riyadh | Infrastructure | Sports Boulevard | BP1B Wadi Hanifah (Zones 2-5) | SBF | Al Bawani | Award | 2021 | Remeasure | Stormwater | CSI | Furnishing, Transporting, And Installation Of Grouted Rock Riprap Revetments, Upstanding Stones And Blankets, Including Filter Or Bedding ; Grouted Rip Rap, To Culvert 4; 720Mm Thick | 51 | m² | SAR | 162
Orig | 1 | 1.0143 | Kingdom of Saudi Arabia | Riyadh | Infrastructure | Sports Boulevard | BP1B Wadi Hanifah (Zones 2-5) | SBF | Al Bawani | Award | 2021 | Remeasure | Stormwater | CSI | Furnishing, Transporting, And Installation Of Grouted Rock Riprap Revetments, Upstanding Stones And Blankets, Including Filter Or Bedding ; Grouted Rip Rap, To Culvert 5; 1070Mm Thick | 54 | m² | SAR | 240
Orig | 1 | 1.0143 | Kingdom of Saudi Arabia | Riyadh | Infrastructure | Sports Boulevard | BP1B Wadi Hanifah (Zones 2-5) | SBF | Al Bawani | Award | 2021 | Remeasure | Stormwater | CSI | Furnishing, Transporting, And Installation Of Grouted Rock Riprap Revetments, Upstanding Stones And Blankets, Including Filter Or Bedding ;Grouted Rip Rap, To Culvert 6; 1140Mm Thick | 49 | m² | SAR | 257
Orig | 1 | 1.0143 | Kingdom of Saudi Arabia | Riyadh | Infrastructure | Sports Boulevard | BP1B Wadi Hanifah (Zones 2-5) | SBF | Al Bawani | Award | 2021 | Remeasure | Stormwater | CSI | Furnishing, Transporting, And Installation Of Grouted Rock Riprap Revetments, Upstanding Stones And Blankets, Including Filter Or Bedding ; Grouted Rip Rap, To Culvert 7; 1080Mm Thick | 53 | m² | SAR | 243
Orig | 1 | 1.0143 | Kingdom of Saudi Arabia | Riyadh | Infrastructure | Sports Boulevard | BP1B Wadi Hanifah (Zones 2-5) | SBF | Al Bawani | Award | 2021 | Remeasure | Stormwater | CSI | Furnishing, Transporting, And Installation Of Grouted Rock Riprap Revetments, Upstanding Stones And Blankets, Including Filter Or Bedding ; Grouted Rip Rap, To Culvert 8; 1150Mm Thick | 42 | m² | SAR | 259
Orig | 1 | 1.0143 | Kingdom of Saudi Arabia | Riyadh | Infrastructure | Sports Boulevard | BP1B Wadi Hanifah (Zones 2-5) | SBF | Al Bawani | Award | 2021 | Remeasure | Stormwater | CSI | Furnishing, Transporting, And Installation Of Grouted Rock Riprap Revetments, Upstanding Stones And Blankets, Including Filter Or Bedding ; Grouted Rip Rap, To Culvert 9; 1130Mm Thick | 50 | m² | SAR | 254
Orig | 1 | 1.0143 | Kingdom of Saudi Arabia | Riyadh | Infrastructure | Sports Boulevard | BP1B Wadi Hanifah (Zones 2-5) | SBF | Al Bawani | Award | 2021 | Remeasure | Stormwater | CSI | Furnishing, Transporting, And Installation Of Grouted Rock Riprap Revetments, Upstanding Stones And Blankets, Including Filter Or Bedding ; Grouted Rip Rap, To Culvert 10; 970Mm Thick | 326 | m² | SAR | 219
Orig | 1 | 1.0144 | Kingdom of Saudi Arabia | Riyadh | Infrastructure | Sports Boulevard | BP1B Wadi Hanifah (Zones 2-5) | SBF | Al Bawani | Award | 2021 | Remeasure | Stormwater | CSI | Furnishing, Transporting, And Installation Of Grouted Rock Riprap Revetments, Upstanding Stones And Blankets, Including Filter Or Bedding ; Grouted Rip Rap, To Culvert 12; 1220Mm Thick | 68 | m² | SAR | 274
Orig | 1 | 1.0144 | Kingdom of Saudi Arabia | Riyadh | Infrastructure | Sports Boulevard | BP1B Wadi Hanifah (Zones 2-5) | SBF | Al Bawani | Award | 2021 | Remeasure | Stormwater | CSI | Furnishing, Transporting, And Installation Of Grouted Rock Riprap Revetments, Upstanding Stones And Blankets, Including Filter Or Bedding ; Grouted Rip Rap, To Culvert 13; 1200Mm Thick | 136 | m² | SAR | 270
Orig | 1 | 1.0144 | Kingdom of Saudi Arabia | Riyadh | Infrastructure | Sports Boulevard | BP1B Wadi Hanifah (Zones 2-5) | SBF | Al Bawani | Award | 2021 | Remeasure | Stormwater | CSI | Furnishing, Transporting, And Installation Of Grouted Rock Riprap Revetments, Upstanding Stones And Blankets, Including Filter Or Bedding ; Grouted Rip Rap, To Culvert 14; 1150Mm Thick | 92 | m² | SAR | 259
Orig | 1 | 1.0144 | Kingdom of Saudi Arabia | Riyadh | Infrastructure | Sports Boulevard | BP1B Wadi Hanifah (Zones 2-5) | SBF | Al Bawani | Award | 2021 | Remeasure | Stormwater | CSI | Furnishing, Transporting, And Installation Of Grouted Rock Riprap Revetments, Upstanding Stones And Blankets, Including Filter Or Bedding ; Grouted Rip Rap, To Culvert 15; 1110Mm Thick | 2 | m² | SAR | 250
Orig | 1 | 1.0144 | Kingdom of Saudi Arabia | Riyadh | Infrastructure | Sports Boulevard | BP1B Wadi Hanifah (Zones 2-5) | SBF | Al Bawani | Award | 2021 | Remeasure | Stormwater | CSI | Furnishing, Transporting, And Installation Of Grouted Rock Riprap Revetments, Upstanding Stones And Blankets, Including Filter Or Bedding ; Grouted Rip Rap, To Culvert 16; 1060Mm Thick | 226 | m² | SAR | 239
Orig | 1 | 1.0144 | Kingdom of Saudi Arabia | Riyadh | Infrastructure | Sports Boulevard | BP1B Wadi Hanifah (Zones 2-5) | SBF | Al Bawani | Award | 2021 | Remeasure | Stormwater | CSI | Furnishing, Transporting, And Installation Of Grouted Rock Riprap Revetments, Upstanding Stones And Blankets, Including Filter Or Bedding ; Grouted Rip Rap, To Culvert 17; 1190Mm Thick | 187 | m² | SAR | 267
Orig | 1 | 1.0144 | Kingdom of Saudi Arabia | Riyadh | Infrastructure | Sports Boulevard | BP1B Wadi Hanifah (Zones 2-5) | SBF | Al Bawani | Award | 2021 | Remeasure | Stormwater | CSI | Furnishing, Transporting, And Installation Of Grouted Rock Riprap Revetments, Upstanding Stones And Blankets, Including Filter Or Bedding ; Grouted Rip Rap, To Culvert 18; 1150Mm Thick | 142 | m² | SAR | 259
Orig | 1 | 1.0144 | Kingdom of Saudi Arabia | Riyadh | Infrastructure | Sports Boulevard | BP1B Wadi Hanifah (Zones 2-5) | SBF | Al Bawani | Award | 2021 | Remeasure | Stormwater | CSI | Furnishing, Transporting, And Installation Of Grouted Rock Riprap Revetments, Upstanding Stones And Blankets, Including Filter Or Bedding ; Grouted Rip Rap, To Culvert 19; 1270Mm Thick | 112 | m² | SAR | 286
Orig | 1 | 1.0144 | Kingdom of Saudi Arabia | Riyadh | Infrastructure | Sports Boulevard | BP1B Wadi Hanifah (Zones 2-5) | SBF | Al Bawani | Award | 2021 | Remeasure | Stormwater | CSI | Furnishing, Transporting, And Installation Of Grouted Rock Riprap Revetments, Upstanding Stones And Blankets, Including Filter Or Bedding ; Grouted Rip Rap, To Culvert 20; 1180Mm Thick | 304 | m² | SAR | 266
Orig | 1 | 1.0144 | Kingdom of Saudi Arabia | Riyadh | Infrastructure | Sports Boulevard | BP1B Wadi Hanifah (Zones 2-5) | SBF | Al Bawani | Award | 2021 | Remeasure | Stormwater | CSI | Furnishing, Transporting, And Installation Of Grouted Rock Riprap Revetments, Upstanding Stones And Blankets, Including Filter Or Bedding ; Grouted Rip Rap, To Culvert 21; 770Mm Thick | 71 | m² | SAR | 173
Orig | 1 | 1.0145 | Kingdom of Saudi Arabia | Riyadh | Infrastructure | Sports Boulevard | BP1B Wadi Hanifah (Zones 2-5) | SBF | Al Bawani | Award | 2021 | Remeasure | Stormwater | CSI | Stone Lined Berm, To Culvert ; 150Mm Thick | 464 | m² | SAR | 134
Orig | 1 | 1.0145 | Kingdom of Saudi Arabia | Riyadh | Infrastructure | Sports Boulevard | BP1B Wadi Hanifah (Zones 2-5) | SBF | Al Bawani | Award | 2021 | Remeasure | Stormwater | CSI | Furnishing, Transporting, And Installation; Of Riprap Revetments, Including Geotextile Drainage Fabric; Rip Rap, To Culvert ; 450Mm Thick | 527 | m² | SAR | 115
Orig | 1 | 1.0145 | Kingdom of Saudi Arabia | Riyadh | Infrastructure | Sports Boulevard | BP1B Wadi Hanifah (Zones 2-5) | SBF | Al Bawani | Award | 2021 | Remeasure | Stormwater | CSI | Reinforced Concrete Head Walls, Including Excavation, Backfilling, Concrete, Reinforcement, Formwork, Waterproofing, And All Other Works To Complete; Head Walls, To Culvert 1; Max. Height 1200Mm | 16 | m | SAR | 1247
Orig | 1 | 1.0145 | Kingdom of Saudi Arabia | Riyadh | Infrastructure | Sports Boulevard | BP1B Wadi Hanifah (Zones 2-5) | SBF | Al Bawani | Award | 2021 | Remeasure | Stormwater | CSI | Reinforced Concrete Head Walls, Including Excavation, Backfilling, Concrete, Reinforcement, Formwork, Waterproofing, And All Other Works To Complete; Head Walls, To Culvert 2; Max. Height 1480Mm | 20 | m | SAR | 1539
Orig | 1 | 1.0145 | Kingdom of Saudi Arabia | Riyadh | Infrastructure | Sports Boulevard | BP1B Wadi Hanifah (Zones 2-5) | SBF | Al Bawani | Award | 2021 | Remeasure | Stormwater | CSI | Reinforced Concrete Head Walls, Including Excavation, Backfilling, Concrete, Reinforcement, Formwork, Waterproofing, And All Other Works To Complete; Head Walls, To Culvert 3; Max. Height 1640Mm | 16 | m | SAR | 1705
Orig | 1 | 1.0145 | Kingdom of Saudi Arabia | Riyadh | Infrastructure | Sports Boulevard | BP1B Wadi Hanifah (Zones 2-5) | SBF | Al Bawani | Award | 2021 | Remeasure | Stormwater | CSI | Reinforced Concrete Head Walls, Including Excavation, Backfilling, Concrete, Reinforcement, Formwork, Waterproofing, And All Other Works To Complete; Head Walls, To Culvert 4; Max. Height 970Mm | 11 | m | SAR | 1008
Orig | 1 | 1.0145 | Kingdom of Saudi Arabia | Riyadh | Infrastructure | Sports Boulevard | BP1B Wadi Hanifah (Zones 2-5) | SBF | Al Bawani | Award | 2021 | Remeasure | Stormwater | CSI | Reinforced Concrete Head Walls, Including Excavation, Backfilling, Concrete, Reinforcement, Formwork, Waterproofing, And All Other Works To Complete; Head Walls, To Culvert 5; Max. Height 1320Mm | 14 | m | SAR | 1372
Orig | 1 | 1.0145 | Kingdom of Saudi Arabia | Riyadh | Infrastructure | Sports Boulevard | BP1B Wadi Hanifah (Zones 2-5) | SBF | Al Bawani | Award | 2021 | Remeasure | Stormwater | CSI | Reinforced Concrete Head Walls, Including Excavation, Backfilling, Concrete, Reinforcement, Formwork, Waterproofing, And All Other Works To Complete; Head Walls, To Culvert 6; Max. Height 1390Mm | 9 | m | SAR | 1445
Orig | 1 | 1.0145 | Kingdom of Saudi Arabia | Riyadh | Infrastructure | Sports Boulevard | BP1B Wadi Hanifah (Zones 2-5) | SBF | Al Bawani | Award | 2021 | Remeasure | Stormwater | CSI | Reinforced Concrete Head Walls, Including Excavation, Backfilling, Concrete, Reinforcement, Formwork, Waterproofing, And All Other Works To Complete; Head Walls, To Culvert 7; Max. Height 1330Mm | 8 | m | SAR | 1382
Orig | 1 | 1.0145 | Kingdom of Saudi Arabia | Riyadh | Infrastructure | Sports Boulevard | BP1B Wadi Hanifah (Zones 2-5) | SBF | Al Bawani | Award | 2021 | Remeasure | Stormwater | CSI | Reinforced Concrete Head Walls, Including Excavation, Backfilling, Concrete, Reinforcement, Formwork, Waterproofing, And All Other Works To Complete; Head Walls, To Culvert 8; Max. Height 1400Mm | 6 | m | SAR | 1455
Orig | 1 | 1.0146 | Kingdom of Saudi Arabia | Riyadh | Infrastructure | Sports Boulevard | BP1B Wadi Hanifah (Zones 2-5) | SBF | Al Bawani | Award | 2021 | Remeasure | Stormwater | CSI | Reinforced Concrete Head Walls, Including Excavation, Backfilling, Concrete, Reinforcement, Formwork, Waterproofing, And All Other Works To Complete; Head Walls, To Culvert 9; Max. Height 1380Mm | 7 | m | SAR | 1435
Orig | 1 | 1.0146 | Kingdom of Saudi Arabia | Riyadh | Infrastructure | Sports Boulevard | BP1B Wadi Hanifah (Zones 2-5) | SBF | Al Bawani | Award | 2021 | Remeasure | Stormwater | CSI | Reinforced Concrete Head Walls, Including Excavation, Backfilling, Concrete, Reinforcement, Formwork, Waterproofing, And All Other Works To Complete; Head Walls, To Culvert 12; Max. Height 1470Mm | 10 | m | SAR | 1528
Orig | 1 | 1.0146 | Kingdom of Saudi Arabia | Riyadh | Infrastructure | Sports Boulevard | BP1B Wadi Hanifah (Zones 2-5) | SBF | Al Bawani | Award | 2021 | Remeasure | Stormwater | CSI | Reinforced Concrete Head Walls, Including Excavation, Backfilling, Concrete, Reinforcement, Formwork, Waterproofing, And All Other Works To Complete; Head Walls, To Culvert 13; Max. Height 1450Mm | 20 | m | SAR | 1508
Orig | 1 | 1.0146 | Kingdom of Saudi Arabia | Riyadh | Infrastructure | Sports Boulevard | BP1B Wadi Hanifah (Zones 2-5) | SBF | Al Bawani | Award | 2021 | Remeasure | Stormwater | CSI | Reinforced Concrete Head Walls, Including Excavation, Backfilling, Concrete, Reinforcement, Formwork, Waterproofing, And All Other Works To Complete; Head Walls, To Culvert 14; Max. Height 1400Mm | 16 | m | SAR | 1455
Orig | 1 | 1.0146 | Kingdom of Saudi Arabia | Riyadh | Infrastructure | Sports Boulevard | BP1B Wadi Hanifah (Zones 2-5) | SBF | Al Bawani | Award | 2021 | Remeasure | Stormwater | CSI | Reinforced Concrete Head Walls, Including Excavation, Backfilling, Concrete, Reinforcement, Formwork, Waterproofing, And All Other Works To Complete; Head Walls, To Culvert 15; Max. Height 1360Mm | 11 | m | SAR | 1413
Orig | 1 | 1.0146 | Kingdom of Saudi Arabia | Riyadh | Infrastructure | Sports Boulevard | BP1B Wadi Hanifah (Zones 2-5) | SBF | Al Bawani | Award | 2021 | Remeasure | Stormwater | CSI | Reinforced Concrete Head Walls, Including Excavation, Backfilling, Concrete, Reinforcement, Formwork, Waterproofing, And All Other Works To Complete;Head Walls, To Culvert 16; Max. Height 1310Mm | 28 | m | SAR | 1362
Orig | 1 | 1.0146 | Kingdom of Saudi Arabia | Riyadh | Infrastructure | Sports Boulevard | BP1B Wadi Hanifah (Zones 2-5) | SBF | Al Bawani | Award | 2021 | Remeasure | Stormwater | CSI | Reinforced Concrete Head Walls, Including Excavation, Backfilling, Concrete, Reinforcement, Formwork, Waterproofing, And All Other Works To Complete;Head Walls, To Culvert 17; Max. Height 1440Mm | 17 | m | SAR | 1497
Orig | 1 | 1.0146 | Kingdom of Saudi Arabia | Riyadh | Infrastructure | Sports Boulevard | BP1B Wadi Hanifah (Zones 2-5) | SBF | Al Bawani | Award | 2021 | Remeasure | Stormwater | CSI | Reinforced Concrete Head Walls, Including Excavation, Backfilling, Concrete, Reinforcement, Formwork, Waterproofing, And All Other Works To Complete;Head Walls, To Culvert 18; Max. Height 1400Mm | 20 | m | SAR | 1455
Orig | 1 | 1.0146 | Kingdom of Saudi Arabia | Riyadh | Infrastructure | Sports Boulevard | BP1B Wadi Hanifah (Zones 2-5) | SBF | Al Bawani | Award | 2021 | Remeasure | Stormwater | CSI | Reinforced Concrete Head Walls, Including Excavation, Backfilling, Concrete, Reinforcement, Formwork, Waterproofing, And All Other Works To Complete;Head Walls, To Culvert 19; Max. Height 1520Mm | 16 | m | SAR | 1580
Orig | 1 | 1.0146 | Kingdom of Saudi Arabia | Riyadh | Infrastructure | Sports Boulevard | BP1B Wadi Hanifah (Zones 2-5) | SBF | Al Bawani | Award | 2021 | Remeasure | Stormwater | CSI | Reinforced Concrete Head Walls, Including Excavation, Backfilling, Concrete, Reinforcement, Formwork, Waterproofing, And All Other Works To Complete;Head Walls, To Culvert 20; Max. Height 1430Mm | 35 | m | SAR | 1486
Orig | 1 | 1.0147 | Kingdom of Saudi Arabia | Riyadh | Infrastructure | Sports Boulevard | BP1B Wadi Hanifah (Zones 2-5) | SBF | Al Bawani | Award | 2021 | Remeasure | Stormwater | CSI | Reinforced Concrete Head Walls, Including Excavation, Backfilling, Concrete, Reinforcement, Formwork, Waterproofing, And All Other Works To Complete;Head Walls, To Culvert 21; Max. Height 1020Mm | 12 | m | SAR | 1060
Orig | 1 | 1.0147 | Kingdom of Saudi Arabia | Riyadh | Infrastructure | Sports Boulevard | BP1B Wadi Hanifah (Zones 2-5) | SBF | Al Bawani | Award | 2021 | Remeasure | Stormwater | CSI | Stormwater Pipes Including Excavation, Blinding Concrete, Mass Concrete Bedding With Formwork And Filling; 160 Dia; Pvc Pipes | 112 | m | SAR | 374
Orig | 1 | 1.0147 | Kingdom of Saudi Arabia | Riyadh | Infrastructure | Sports Boulevard | BP1B Wadi Hanifah (Zones 2-5) | SBF | Al Bawani | Award | 2021 | Remeasure | Stormwater | CSI | Stormwater Pipes Including Excavation, Blinding Concrete, Mass Concrete Bedding With Formwork And Filling; 300 Dia; Pvc Pipes | 27 | m | SAR | 613
Orig | 1 | 1.0147 | Kingdom of Saudi Arabia | Riyadh | Infrastructure | Sports Boulevard | BP1B Wadi Hanifah (Zones 2-5) | SBF | Al Bawani | Award | 2021 | Remeasure | Stormwater | CSI | Stormwater Pipes Including Excavation, Blinding Concrete, Mass Concrete Bedding With Formwork And Filling; 400 Dia; Pvc Pipes | 127 | m | SAR | 855
Orig | 1 | 1.0147 | Kingdom of Saudi Arabia | Riyadh | Infrastructure | Sports Boulevard | BP1B Wadi Hanifah (Zones 2-5) | SBF | Al Bawani | Award | 2021 | Remeasure | Stormwater | CSI | Drainage; Slot Drain | 159 | m | SAR | 2957
Orig | 1 | 1.0147 | Kingdom of Saudi Arabia | Riyadh | Infrastructure | Sports Boulevard | BP1B Wadi Hanifah (Zones 2-5) | SBF | Al Bawani | Award | 2021 | Remeasure | Stormwater | CSI | Drainage; Concrete Linear Channel | 117 | m | SAR | 5400
Orig | 1 | 1.0147 | Kingdom of Saudi Arabia | Riyadh | Infrastructure | Sports Boulevard | BP1B Wadi Hanifah (Zones 2-5) | SBF | Al Bawani | Award | 2021 | Remeasure | Stormwater | CSI | Drainage; Concrete Lined Ditch; | 173 | m | SAR | 810
Orig | 1 | 1.0147 | Kingdom of Saudi Arabia | Riyadh | Infrastructure | Sports Boulevard | BP1B Wadi Hanifah (Zones 2-5) | SBF | Al Bawani | Award | 2021 | Remeasure | Stormwater | CSI | Manhole; Supply And Install Precast Storm Water Manhole | 7 | Nr | SAR | 20250
Orig | 1 | 1.0147 | Kingdom of Saudi Arabia | Riyadh | Infrastructure | Sports Boulevard | BP1B Wadi Hanifah (Zones 2-5) | SBF | Al Bawani | Award | 2021 | Remeasure | Stormwater | CSI | Access Chamber; Access Chambers Including Safety Grille, Flap Gate, Fittings, Accessories And All Other Works To Complete For Culvert 10 | 4 | Nr | SAR | 20250
Orig | 1 | 1.0147 | Kingdom of Saudi Arabia | Riyadh | Infrastructure | Sports Boulevard | BP1B Wadi Hanifah (Zones 2-5) | SBF | Al Bawani | Award | 2021 | Remeasure | Stormwater | CSI | Access Chamber;Access Chamber Including Fittings, Accessories And All Other Works To Complete For Culvert 11 | 1 | Nr | SAR | 13500
Orig | 1 | 1.0148 | Kingdom of Saudi Arabia | Riyadh | Infrastructure | Sports Boulevard | BP1B Wadi Hanifah (Zones 2-5) | SBF | Al Bawani | Award | 2021 | Remeasure | Stormwater | CSI | Trash Rack; Steel Trash Rack | 4 | Nr | SAR | 6750
Orig | 1 | 1.0148 | Kingdom of Saudi Arabia | Riyadh | Infrastructure | Sports Boulevard | BP1B Wadi Hanifah (Zones 2-5) | SBF | Al Bawani | Award | 2021 | Remeasure | Streetlighting | CSI | Manhole 60X60X80 Cm With Earthing Rod 2 M Length And Diameter 18 Mm, Ref. Type 1 | 1648 | Nr | SAR | 2160
Orig | 1 | 1.0148 | Kingdom of Saudi Arabia | Riyadh | Infrastructure | Sports Boulevard | BP1B Wadi Hanifah (Zones 2-5) | SBF | Al Bawani | Award | 2021 | Remeasure | Streetlighting | CSI | Manhole 60X60X80 Cm, Ref.Type 1 | 164 | Nr | SAR | 2160
Orig | 1 | 1.0148 | Kingdom of Saudi Arabia | Riyadh | Infrastructure | Sports Boulevard | BP1B Wadi Hanifah (Zones 2-5) | SBF | Al Bawani | Award | 2021 | Remeasure | Streetlighting | CSI | Manhole 60X60X120 Cm With Earthing Rod 2M Length And 18Mm Diameter, Ref. Type 2 | 272 | Nr | SAR | 2160
Orig | 1 | 1.0148 | Kingdom of Saudi Arabia | Riyadh | Infrastructure | Sports Boulevard | BP1B Wadi Hanifah (Zones 2-5) | SBF | Al Bawani | Award | 2021 | Remeasure | Streetlighting | CSI | Manhole 60X60X120 Cm , Ref. Type 2 | 212 | Nr | SAR | 2160
Orig | 1 | 1.0148 | Kingdom of Saudi Arabia | Riyadh | Infrastructure | Sports Boulevard | BP1B Wadi Hanifah (Zones 2-5) | SBF | Al Bawani | Award | 2021 | Remeasure | Streetlighting | CSI | Manhole 80X80X250 Cm , Ref. Type 3 | 6 | Nr | SAR | 6750
Orig | 1 | 1.0148 | Kingdom of Saudi Arabia | Riyadh | Infrastructure | Sports Boulevard | BP1B Wadi Hanifah (Zones 2-5) | SBF | Al Bawani | Award | 2021 | Remeasure | Electrical | CSI | Manhole 60X60X120 Cm, Ref. Type 2 | 295 | Nr | SAR | 3510
Orig | 1 | 1.0148 | Kingdom of Saudi Arabia | Riyadh | Infrastructure | Sports Boulevard | BP1B Wadi Hanifah (Zones 2-5) | SBF | Al Bawani | Award | 2021 | Remeasure | Streetlighting | CSI | Trenches; Buried Electrical Canalization With Pvc Ducts; 3 Pipes X 110 Mm Diameter, Ref. Type 1 | 31877 | m | SAR | 149
Orig | 1 | 1.0148 | Kingdom of Saudi Arabia | Riyadh | Infrastructure | Sports Boulevard | BP1B Wadi Hanifah (Zones 2-5) | SBF | Al Bawani | Award | 2021 | Remeasure | Streetlighting | CSI | Trenches; Buried Electrical Canalization With Pvc Ducts; 6 Pipes X 110 Mm Diameter, Ref. Type 2 | 14295 | m | SAR | 270
Orig | 1 | 1.0148 | Kingdom of Saudi Arabia | Riyadh | Infrastructure | Sports Boulevard | BP1B Wadi Hanifah (Zones 2-5) | SBF | Al Bawani | Award | 2021 | Remeasure | Streetlighting | CSI | Trenches; Buried Electrical Canalization With Pvc Ducts; 6 Pipes X 110 Mm Diameter, Under Water Channel, Ref. Type 5 | 25 | m | SAR | 7020
Orig | 1 | 1.0149 | Kingdom of Saudi Arabia | Riyadh | Infrastructure | Sports Boulevard | BP1B Wadi Hanifah (Zones 2-5) | SBF | Al Bawani | Award | 2021 | Remeasure | Streetlighting | CSI | Electrical Canalization Embedded In Thread With Pvc Ducts; 4 Pipes X 50 Mm Diameter | 1303 | m | SAR | 122
Orig | 1 | 1.0149 | Kingdom of Saudi Arabia | Riyadh | Infrastructure | Sports Boulevard | BP1B Wadi Hanifah (Zones 2-5) | SBF | Al Bawani | Award | 2021 | Remeasure | Streetlighting | CSI | Electrical Canalization Embedded In Thread With Pvc Ducts; 2 Pipes X 50Mm Diameter | 18 | m | SAR | 95
Orig | 1 | 1.0149 | Kingdom of Saudi Arabia | Riyadh | Infrastructure | Sports Boulevard | BP1B Wadi Hanifah (Zones 2-5) | SBF | Al Bawani | Award | 2021 | Remeasure | Electrical | CSI | 3 Pipes X 150Mm Diameter, For Lv Supply From Sec Mv Substation | 688 | m | SAR | 176
Orig | 1 | 1.0149 | Kingdom of Saudi Arabia | Riyadh | Infrastructure | Sports Boulevard | BP1B Wadi Hanifah (Zones 2-5) | SBF | Al Bawani | Award | 2021 | Remeasure | Electrical | CSI | Saudi Electrical Company (Sec) Connection Point Of Lv Supply According To Sec Information | 4 | Nr | SAR | 47250
Orig | 1 | 1.0149 | Kingdom of Saudi Arabia | Riyadh | Infrastructure | Sports Boulevard | BP1B Wadi Hanifah (Zones 2-5) | SBF | Al Bawani | Award | 2021 | Remeasure | Electrical | CSI | Saudi Electrical Company (Sec) Connection Point Of Mv Supply According To Sec Information | 9 | Nr | SAR | 175500
Orig | 1 | 1.0149 | Kingdom of Saudi Arabia | Riyadh | Infrastructure | Sports Boulevard | BP1B Wadi Hanifah (Zones 2-5) | SBF | Al Bawani | Award | 2021 | Remeasure | Electrical | CSI | Connection With Traffic Light Canalization | 9 | Nr | SAR | 47250
Orig | 1 | 1.0149 | Kingdom of Saudi Arabia | Riyadh | Infrastructure | Sports Boulevard | BP1B Wadi Hanifah (Zones 2-5) | SBF | Al Bawani | Award | 2021 | Remeasure | Electrical | CSI | Electrical Enclosure Embedded In Thread For Led Driver; 308X255X160 Mm | 134 | Nr | SAR | 1215
Orig | 1 | 1.0149 | Kingdom of Saudi Arabia | Riyadh | Infrastructure | Sports Boulevard | BP1B Wadi Hanifah (Zones 2-5) | SBF | Al Bawani | Award | 2021 | Remeasure | Electrical | CSI | Controller; Irrigation Controller, Ref. Type Ic | 4 | Nr | SAR | 8775
Orig | 1 | 1.0149 | Kingdom of Saudi Arabia | Riyadh | Infrastructure | Sports Boulevard | BP1B Wadi Hanifah (Zones 2-5) | SBF | Al Bawani | Award | 2021 | Remeasure | Demolition And Site Clearance | CSI | Removal Of Buried Electrical Canalization With Pvc Ducts, Under Walkway, With 1 X 185Mm2 Cu Xlpe Underground Line, Back Filling And Warning Tapes. 13,8 Kv. | 200 | m | SAR | 135
Orig | 1 | 1.0149 | Kingdom of Saudi Arabia | Riyadh | Infrastructure | Sports Boulevard | BP1B Wadi Hanifah (Zones 2-5) | SBF | Al Bawani | Award | 2021 | Remeasure | Demolition And Site Clearance | CSI | Removal Of Buried Electrical Canalization With Pvc Ducts, Under Walkway, With 1 X 300Mm2 Cu Xlpe Underground Line, Back Filling And Warning Tapes. 13,8 Kv. | 51 | m | SAR | 135
Orig | 1 | 1.015 | Kingdom of Saudi Arabia | Riyadh | Infrastructure | Sports Boulevard | BP1B Wadi Hanifah (Zones 2-5) | SBF | Al Bawani | Award | 2021 | Remeasure | Demolition And Site Clearance | CSI | Removal Of Buried Electrical Canalization With Pvc Ducts, Under Walkway, With 1 X 500Mm2 Cu Xlpe Underground Line, Back Filling And Warning Tapes. 13,8 Kv. | 81 | m | SAR | 135
Orig | 1 | 1.015 | Kingdom of Saudi Arabia | Riyadh | Infrastructure | Sports Boulevard | BP1B Wadi Hanifah (Zones 2-5) | SBF | Al Bawani | Award | 2021 | Remeasure | Demolition And Site Clearance | CSI | Removal Of Buried Electrical Canalization With Pvc Ducts, Under Walkway, With 2 X 300Mm2 Cu Xlpe Underground Line, Back Filling And Warning Tapes. 13,8 Kv. | 81 | m | SAR | 135
Orig | 1 | 1.015 | Kingdom of Saudi Arabia | Riyadh | Infrastructure | Sports Boulevard | BP1B Wadi Hanifah (Zones 2-5) | SBF | Al Bawani | Award | 2021 | Remeasure | Demolition And Site Clearance | CSI | Removal Of Buried Electrical Canalization With Pvc Ducts, Under Walkway, With 2 X 500Mm2 Cu Xlpe Underground Line, Back Filling And Warning Tapes. 13,8 Kv. | 68 | m | SAR | 135
Orig | 1 | 1.015 | Kingdom of Saudi Arabia | Riyadh | Infrastructure | Sports Boulevard | BP1B Wadi Hanifah (Zones 2-5) | SBF | Al Bawani | Award | 2021 | Remeasure | Demolition And Site Clearance | CSI | Removal Of Buried Electrical Canalization With Pvc Ducts, Under Walkway, With 5 X 300Mm2 Cu Xlpe Underground Line, Back Filling And Warning Tapes. 13,8 Kv. | 68 | m | SAR | 135
Orig | 1 | 1.015 | Kingdom of Saudi Arabia | Riyadh | Infrastructure | Sports Boulevard | BP1B Wadi Hanifah (Zones 2-5) | SBF | Al Bawani | Award | 2021 | Remeasure | Electrical | CSI | Supply And Install Of Buried Electrical Canalization With Pvc Ducts, Under Walkway, With 1 X 185Mm2 Cu Xlpe Underground Line, Excavation And Back Filling, And Warning Tapes. 13,8 Kv As Per Sec Specifications, Laid In Ducts, Including Fixing, Accessories, Splices And Connections; Complete | 201 | m | SAR | 695
Orig | 1 | 1.015 | Kingdom of Saudi Arabia | Riyadh | Infrastructure | Sports Boulevard | BP1B Wadi Hanifah (Zones 2-5) | SBF | Al Bawani | Award | 2021 | Remeasure | Electrical | CSI | Supply And Install Of Buried Electrical Canalization With Pvc Ducts, Under Walkway, With 1 X 300Mm2 Cu Xlpe Underground Line, Excavation And Back Filling, And Warning Tapes. 13,8 Kv As Per Sec Specifications, Laid In Ducts, Including Fixing, Accessories, Splices And Connections; Complete; | 53 | m | SAR | 959
Orig | 1 | 1.015 | Kingdom of Saudi Arabia | Riyadh | Infrastructure | Sports Boulevard | BP1B Wadi Hanifah (Zones 2-5) | SBF | Al Bawani | Award | 2021 | Remeasure | Electrical | CSI | Supply And Install Of Buried Electrical Canalization With Pvc Ducts, Under Walkway, With 1 X 500Mm2 Cu Xlpe Underground Line, Excavation And Back Filling, And Warning Tapes. 13,8 Kv As Per Sec Specifications, Laid In Ducts, Including Fixing, Accessories, Splices And Connections; Complete; | 87 | m | SAR | 1249
Orig | 1 | 1.015 | Kingdom of Saudi Arabia | Riyadh | Infrastructure | Sports Boulevard | BP1B Wadi Hanifah (Zones 2-5) | SBF | Al Bawani | Award | 2021 | Remeasure | Electrical | CSI | Supply And Install Of Buried Electrical Canalization With Pvc Ducts, Under Walkway, With 2 X 300Mm2 Cu Xlpe Underground Line, Excavation And Back Filling, And Warning Tapes. 13,8 Kv As Per Sec Specifications, Laid In Ducts, Including Fixing, Accessories, Splices And Connections; Complete; | 82 | m | SAR | 1634
Orig | 1 | 1.015 | Kingdom of Saudi Arabia | Riyadh | Infrastructure | Sports Boulevard | BP1B Wadi Hanifah (Zones 2-5) | SBF | Al Bawani | Award | 2021 | Remeasure | Electrical | CSI | Supply And Install Of Buried Electrical Canalization With Pvc Ducts, Under Walkway, With 2 X 500Mm2 Cu Xlpe Underground Line, Excavation And Back Filling, And Warning Tapes. 13,8 Kv As Per Sec Specifications, Laid In Ducts, Including Fixing, Accessories, Splices And Connections; Complete; | 72 | m | SAR | 2390
Orig | 1 | 1.015 | Kingdom of Saudi Arabia | Riyadh | Infrastructure | Sports Boulevard | BP1B Wadi Hanifah (Zones 2-5) | SBF | Al Bawani | Award | 2021 | Remeasure | Electrical | CSI | Supply And Install Of Buried Electrical Canalization With Pvc Ducts, Under Walkway, With 5 X 300Mm2 Cu Xlpe Underground Line, Excavation And Back Filling, And Warning Tapes. 13,8 Kv As Per Sec Specifications, Laid In Ducts, Including Fixing, Accessories, Splices And Connections; Complete; | 72 | m | SAR | 3294
Orig | 1 | 1.0151 | Kingdom of Saudi Arabia | Riyadh | Infrastructure | Sports Boulevard | BP1B Wadi Hanifah (Zones 2-5) | SBF | Al Bawani | Award | 2021 | Remeasure | Electrical | CSI | Mechanical Protection Of Existing Pipe/ Canalization During Construction Works, Including Manual Excavation | 377 | m | SAR | 135
Orig | 1 | 1.0151 | Kingdom of Saudi Arabia | Riyadh | Infrastructure | Sports Boulevard | BP1B Wadi Hanifah (Zones 2-5) | SBF | Al Bawani | Award | 2021 | Remeasure | Electrical | CSI | Mechanical Protection Of Existing Pipe/ Canalization With Concrete By Proximity To Street Light Foundation And Plantations | 45 | m | SAR | 135
Orig | 1 | 1.0151 | Kingdom of Saudi Arabia | Riyadh | Infrastructure | Sports Boulevard | BP1B Wadi Hanifah (Zones 2-5) | SBF | Al Bawani | Award | 2021 | Remeasure | Demolition And Site Clearance | CSI | Removal Of Buried Electrical Canalization With Pvc Ducts, Under Walkway, With 1 Underground Lines, Back Filling And Warning Tapes. 33Kv. | 454 | m | SAR | 135
Orig | 1 | 1.0151 | Kingdom of Saudi Arabia | Riyadh | Infrastructure | Sports Boulevard | BP1B Wadi Hanifah (Zones 2-5) | SBF | Al Bawani | Award | 2021 | Remeasure | Demolition And Site Clearance | CSI | Removal Of Buried Electrical Canalization With Pvc Ducts, Under Walkway, With 3 Underground Lines, Back Filling And Warning Tapes. 33Kv. | 2106 | m | SAR | 135
Orig | 1 | 1.0151 | Kingdom of Saudi Arabia | Riyadh | Infrastructure | Sports Boulevard | BP1B Wadi Hanifah (Zones 2-5) | SBF | Al Bawani | Award | 2021 | Remeasure | Electrical | CSI | Supply And Install Of Buried Electrical Canalization With Pvc Ducts, Under Walkway, With 1 Underground Lines, Excavation Filling, And Warning Tapes. 33 Kv As Per Sec Specifications, Laid And Back In Ducts, Including Fixing, Accessories, Splices And Connect Complete; | 651 | m | SAR | 756
Orig | 1 | 1.0151 | Kingdom of Saudi Arabia | Riyadh | Infrastructure | Sports Boulevard | BP1B Wadi Hanifah (Zones 2-5) | SBF | Al Bawani | Award | 2021 | Remeasure | Electrical | CSI | Supply And Install Of Buried Electrical Canalization With Pvc Ducts, Under Walkway, With 3 Underground Lines, Excavation Filling, And Warning Tapes. 33 Kv As Per Sec Specifications, Laid And Back In Ducts, Including Fixing, Accessories, Splices And Connect Complete; | 1614 | m | SAR | 1931
Orig | 1 | 1.0151 | Kingdom of Saudi Arabia | Riyadh | Infrastructure | Sports Boulevard | BP1B Wadi Hanifah (Zones 2-5) | SBF | Al Bawani | Award | 2021 | Remeasure | Electrical | CSI | Mechanical Protection Of Existing Pipe/ Canalization During Construction Works, Including Manual Excavation | 770 | m | SAR | 135
Orig | 1 | 1.0151 | Kingdom of Saudi Arabia | Riyadh | Infrastructure | Sports Boulevard | BP1B Wadi Hanifah (Zones 2-5) | SBF | Al Bawani | Award | 2021 | Remeasure | Electrical | CSI | Mechanical Protection Of Existing Pipe/ Canalization With Concrete By Proximity To Street Light Foundation And Plantations | 306 | m | SAR | 203
Orig | 1 | 1.0151 | Kingdom of Saudi Arabia | Riyadh | Infrastructure | Sports Boulevard | BP1B Wadi Hanifah (Zones 2-5) | SBF | Al Bawani | Award | 2021 | Remeasure | Demolition And Site Clearance | CSI | Lv 0.4 Kv; Removal Of Buried Electrical Canalization With Pvc Ducts, Under Walkway, With 1 X 300Mm2 Cu Xlpe Underground Line, Back Filling And Warning Tapes. 0,4 Kv. | 173 | m | SAR | 135
Orig | 1 | 1.0151 | Kingdom of Saudi Arabia | Riyadh | Infrastructure | Sports Boulevard | BP1B Wadi Hanifah (Zones 2-5) | SBF | Al Bawani | Award | 2021 | Remeasure | Demolition And Site Clearance | CSI | Lv 0.4 Kv; Removal Of Buried Electrical Canalization With Pvc Ducts, Under Walkway, With 1 X 111Mm2 Cu Xlpe Underground Line, Back Filling And Warning Tapes. 0,4 Kv. | 48 | m | SAR | 135
Orig | 1 | 1.0151 | Kingdom of Saudi Arabia | Riyadh | Infrastructure | Sports Boulevard | BP1B Wadi Hanifah (Zones 2-5) | SBF | Al Bawani | Award | 2021 | Remeasure | Demolition And Site Clearance | CSI | Lv 0.4 Kv; Removal Of Buried Electrical Canalization With Pvc Ducts, Under Walkway, With 2 X 111Mm2 Cu Xlpe Underground Line, Back Filling And Warning Tapes. 0,4 Kv. | 26 | m | SAR | 135
Orig | 1 | 1.0152 | Kingdom of Saudi Arabia | Riyadh | Infrastructure | Sports Boulevard | BP1B Wadi Hanifah (Zones 2-5) | SBF | Al Bawani | Award | 2021 | Remeasure | Electrical | CSI | Lv 0.4 Kv; Supply And Install Of Buried Electrical Canalization With Pvc Ducts, Under Walkway, With 1 X 300Mm2 Cu Xlpe Underground Lines, Excavation And Back Filling, And Warning Tapes. 0,4 Kv As Per Sec Specifications, Laid In Ducts, Including Fixing, Accessories, And Connections; Complete; | 210 | m | SAR | 810
Orig | 1 | 1.0152 | Kingdom of Saudi Arabia | Riyadh | Infrastructure | Sports Boulevard | BP1B Wadi Hanifah (Zones 2-5) | SBF | Al Bawani | Award | 2021 | Remeasure | Electrical | CSI | Lv 0.4 Kv; Supply And Install Of Buried Electrical Canalization With Pvc Ducts, Under Walkway, With 1 X 111Mm2 Cu Xlpe Underground Lines, Excavation And Back Filling, And Warning Tapes. 0,4 Kv As Per Sec Specifications, Laid In Ducts, Including Fixing, Accessories, And Connections; Complete; | 51 | m | SAR | 1114
Orig | 1 | 1.0152 | Kingdom of Saudi Arabia | Riyadh | Infrastructure | Sports Boulevard | BP1B Wadi Hanifah (Zones 2-5) | SBF | Al Bawani | Award | 2021 | Remeasure | Electrical | CSI | Lv 0.4 Kv; Supply And Install Of Buried Electrical Canalization With Pvc Ducts, Under Walkway, With 2 X 111Mm2 Cu Xlpe Underground Lines, Excavation And Back Filling, And Warning Tapes. 0,4 Kv As Per Sec Specifications, Laid In Ducts, Including Fixing, Accessories, And Connections; Complete; | 23 | m | SAR | 2160
Orig | 1 | 1.0152 | Kingdom of Saudi Arabia | Riyadh | Infrastructure | Sports Boulevard | BP1B Wadi Hanifah (Zones 2-5) | SBF | Al Bawani | Award | 2021 | Remeasure | Electrical | CSI | Lv 0,4 Kv; Mechanical Protection Of Existing Pipe/ Canalization During Construction Works, Including Manual Excavation | 188 | m | SAR | 270
Orig | 1 | 1.0152 | Kingdom of Saudi Arabia | Riyadh | Infrastructure | Sports Boulevard | BP1B Wadi Hanifah (Zones 2-5) | SBF | Al Bawani | Award | 2021 | Remeasure | Electrical | CSI | Lv 0,4 Kv; Mechanical Protection Of Existing Pipe/ Canalization With Concrete By Proximity To Street Light Foundation And Plantations | 18 | m | SAR | 203
Orig | 1 | 1.0152 | Kingdom of Saudi Arabia | Riyadh | Infrastructure | Sports Boulevard | BP1B Wadi Hanifah (Zones 2-5) | SBF | Al Bawani | Award | 2021 | Remeasure | Demolition And Site Clearance | CSI | Cancelled Electrical Substation | 1 | Nr | SAR | 20250
Orig | 1 | 1.0152 | Kingdom of Saudi Arabia | Riyadh | Infrastructure | Sports Boulevard | BP1B Wadi Hanifah (Zones 2-5) | SBF | Al Bawani | Award | 2021 | Remeasure | Electrical | CSI | Proposed Elctrical Substation | 1 | Nr | SAR | 20250
Orig | 1 | 1.0152 | Kingdom of Saudi Arabia | Riyadh | Infrastructure | Sports Boulevard | BP1B Wadi Hanifah (Zones 2-5) | SBF | Al Bawani | Award | 2021 | Remeasure | Electrical | CSI | Distribution Box; Supply And Installation Of Juction Box Including Supports, All Required Accessories Complete; | 3 | Nr | SAR | 13500
Orig | 1 | 1.0152 | Kingdom of Saudi Arabia | Riyadh | Infrastructure | Sports Boulevard | BP1B Wadi Hanifah (Zones 2-5) | SBF | Al Bawani | Award | 2021 | Remeasure | Electrical | CSI | Chamber For Change Direction Cables Mv & Lv 3X3M | 2 | Nr | SAR | 40500
Orig | 1 | 1.0152 | Kingdom of Saudi Arabia | Riyadh | Infrastructure | Sports Boulevard | BP1B Wadi Hanifah (Zones 2-5) | SBF | Al Bawani | Award | 2021 | Remeasure | Telecom | CSI | Supply And Installation Of Duct Bank For Service Access Line In Telecommunication System (To Be Coordinated With Stc) Complete With All Civil Works, Accessories And Fittings | 250 | m | SAR | 270
Orig | 1 | 1.0153 | Kingdom of Saudi Arabia | Riyadh | Infrastructure | Sports Boulevard | BP1B Wadi Hanifah (Zones 2-5) | SBF | Al Bawani | Award | 2021 | Remeasure | Telecom | CSI | Supply And Installation Of Manholes Complete With All Civil Works, Accessories And Fittings; Telecommunication Companies Entry Manhole, Size 400X400Mm | 2 | Nr | SAR | 3780
Orig | 1 | 1.0153 | Kingdom of Saudi Arabia | Riyadh | Infrastructure | Sports Boulevard | BP1B Wadi Hanifah (Zones 2-5) | SBF | Al Bawani | Award | 2021 | Remeasure | Demolition And Site Clearance | CSI | Removal Of Existent Utility Pipework (Stc) | 294 | m | SAR | 135
Orig | 1 | 1.0153 | Kingdom of Saudi Arabia | Riyadh | Infrastructure | Sports Boulevard | BP1B Wadi Hanifah (Zones 2-5) | SBF | Al Bawani | Award | 2021 | Remeasure | Demolition And Site Clearance | CSI | Removal Of Existent Utility Pipework (Tel) | 537 | m | SAR | 135
Orig | 1 | 1.0153 | Kingdom of Saudi Arabia | Riyadh | Infrastructure | Sports Boulevard | BP1B Wadi Hanifah (Zones 2-5) | SBF | Al Bawani | Award | 2021 | Remeasure | Demolition And Site Clearance | CSI | Removal Of Existent Utility Pipework (Stc Cu Cable) | 102 | m | SAR | 135
Orig | 1 | 1.0153 | Kingdom of Saudi Arabia | Riyadh | Infrastructure | Sports Boulevard | BP1B Wadi Hanifah (Zones 2-5) | SBF | Al Bawani | Award | 2021 | Remeasure | Telecom | CSI | Supply And Installation Of Duct Bank For Service Access Line In Telecommunication System Complete With All Civil Works, Accessories And Fittings; Telecommunication Stc | 293 | m | SAR | 405
Orig | 1 | 1.0153 | Kingdom of Saudi Arabia | Riyadh | Infrastructure | Sports Boulevard | BP1B Wadi Hanifah (Zones 2-5) | SBF | Al Bawani | Award | 2021 | Remeasure | Telecom | CSI | Supply And Installation Of Duct Bank For Service Access Line In Telecommunication System Complete With All Civil Works, Accessories And Fittings; Telecommunication Tel | 606 | m | SAR | 405
Orig | 1 | 1.0153 | Kingdom of Saudi Arabia | Riyadh | Infrastructure | Sports Boulevard | BP1B Wadi Hanifah (Zones 2-5) | SBF | Al Bawani | Award | 2021 | Remeasure | Telecom | CSI | Supply And Installation Of Duct Bank For Service Access Line In Telecommunication System Complete With All Civil Works, Accessories And Fittings;Telecommunication Stc Cu Cable | 117 | m | SAR | 68
Orig | 1 | 1.0153 | Kingdom of Saudi Arabia | Riyadh | Infrastructure | Sports Boulevard | BP1B Wadi Hanifah (Zones 2-5) | SBF | Al Bawani | Award | 2021 | Remeasure | Telecom | CSI | Mechanical Protection Of Existing Pipe/ Canalization During Construction Works, Including Manual Excavation | 2493 | m | SAR | 135
Orig | 1 | 1.0153 | Kingdom of Saudi Arabia | Riyadh | Infrastructure | Sports Boulevard | BP1B Wadi Hanifah (Zones 2-5) | SBF | Al Bawani | Award | 2021 | Remeasure | Telecom | CSI | Mechanical Protection Of Existing Pipe/ Canalization With Concrete By Proximity To Street Light Foundation And Plantations | 783 | m | SAR | 135
Orig | 1 | 1.0153 | Kingdom of Saudi Arabia | Riyadh | Infrastructure | Sports Boulevard | BP1B Wadi Hanifah (Zones 2-5) | SBF | Al Bawani | Award | 2021 | Remeasure | Telecom | CSI | Connection Point With Existing Network Shall Include All Materials, Labour, Equipment Required To Connect The New System With The Existing System To Make The New System Fully Functional Complete; Telecommunication Stc Connections | 2 | Nr | SAR | 1350
Orig | 1 | 1.0154 | Kingdom of Saudi Arabia | Riyadh | Infrastructure | Sports Boulevard | BP1B Wadi Hanifah (Zones 2-5) | SBF | Al Bawani | Award | 2021 | Remeasure | Telecom | CSI | Connection Point With Existing Network Shall Include All Materials, Labour, Equipment Required To Connect The New System With The Existing System To Make The New System Fully Functional Complete; Telecommunication Tel Connections | 8 | Nr | SAR | 1350
Orig | 1 | 1.0154 | Kingdom of Saudi Arabia | Riyadh | Infrastructure | Sports Boulevard | BP1B Wadi Hanifah (Zones 2-5) | SBF | Al Bawani | Award | 2021 | Remeasure | Telecom | CSI | Connection Point With Existing Network Shall Include All Materials, Labour, Equipment Required To Connect The New System With The Existing System To Make The New System Fully Functional Complete; Telecommunication Stc Cu Cable | 2 | Nr | SAR | 1350
Orig | 1 | 1.0154 | Kingdom of Saudi Arabia | Riyadh | Infrastructure | Sports Boulevard | BP1B Wadi Hanifah (Zones 2-5) | SBF | Al Bawani | Award | 2021 | Remeasure | Telecom | CSI | Supply And Installation Of Manholes Complete With All Civil Works, Accessories And Fittings; Proposed Manhole Stc | 4 | Nr | SAR | 3780
Orig | 1 | 1.0154 | Kingdom of Saudi Arabia | Riyadh | Infrastructure | Sports Boulevard | BP1B Wadi Hanifah (Zones 2-5) | SBF | Al Bawani | Award | 2021 | Remeasure | Telecom | CSI | Supply And Installation Of M2 Type Manholes Complete With All Civil Works, Accessories And Fittings | 18 | Nr | SAR | 3780
Orig | 1 | 1.0154 | Kingdom of Saudi Arabia | Riyadh | Infrastructure | Sports Boulevard | BP1B Wadi Hanifah (Zones 2-5) | SBF | Al Bawani | Award | 2021 | Remeasure | Telecom | CSI | Telecommunication Infrastructure For Cctv Connection To The Service Provider Infrastructure; Supply And Installation Of Duct Bank For Service Access Line In Telecommunication System (To Be Coordinated With Stc) Complete With All Civil Works, Accessories And Fittings | 250 | m | SAR | 608
Orig | 1 | 1.0154 | Kingdom of Saudi Arabia | Riyadh | Infrastructure | Sports Boulevard | BP1B Wadi Hanifah (Zones 2-5) | SBF | Al Bawani | Award | 2021 | Remeasure | Telecom | CSI | Supply And Installation Of Manholes Complete With All Civil Works, Accessories And Fittings; Telecommunication Companies Entry Manhole, Size 400X400Mm | 2 | Nr | SAR | 1890
Orig | 1 | 1.0154 | Kingdom of Saudi Arabia | Riyadh | Infrastructure | Sports Boulevard | BP1B Wadi Hanifah (Zones 2-5) | SBF | Al Bawani | Award | 2021 | Remeasure | Telecom | CSI | Supply And Installation Of M2 Type Manholes Complete With All Civil Works, Accessories And Fittings | 18 | Nr | SAR | 8100
Orig | 1 | 1.0154 | Kingdom of Saudi Arabia | Riyadh | Infrastructure | Sports Boulevard | BP1B Wadi Hanifah (Zones 2-5) | SBF | Al Bawani | Award | 2021 | Remeasure | Telecom | CSI | Buried Trench For Cctv Canalization With Pvc Ducts 2 Pipes *110 Mm Diameter | 32655 | m | SAR | 149
Orig | 1 | 1.0154 | Kingdom of Saudi Arabia | Riyadh | Infrastructure | Sports Boulevard | BP1B Wadi Hanifah (Zones 2-5) | SBF | Al Bawani | Award | 2021 | Remeasure | Telecom | CSI | Manhole 60*60*80 Cm | 783 | Nr | SAR | 2835
Orig | 1 | 1.0154 | Kingdom of Saudi Arabia | Riyadh | Infrastructure | Sports Boulevard | BP1B Wadi Hanifah (Zones 2-5) | SBF | Al Bawani | Award | 2021 | Remeasure | Telecom | CSI | Manhole 60*60*120 Cm | 144 | Nr | SAR | 3780
Orig | 1 | 1.0155 | Kingdom of Saudi Arabia | Riyadh | Infrastructure | Sports Boulevard | BP1B Wadi Hanifah (Zones 2-5) | SBF | Al Bawani | Award | 2021 | Remeasure | Telecom | CSI | Manhole 80*80*250 Cm | 4 | Nr | SAR | 6210
Orig | 1 | 1.0155 | Kingdom of Saudi Arabia | Riyadh | Infrastructure | Sports Boulevard | BP1B Wadi Hanifah (Zones 2-5) | SBF | Al Bawani | Award | 2021 | Remeasure | Substations | CSI | Substructure; 100Mm Thick Blinding (Plain) With Minimum Concrete Grade Of Cyclinder Strength 15Mpa; C15/18; Substation | 145 | m² | SAR | 54
Orig | 1 | 1.0155 | Kingdom of Saudi Arabia | Riyadh | Infrastructure | Sports Boulevard | BP1B Wadi Hanifah (Zones 2-5) | SBF | Al Bawani | Award | 2021 | Remeasure | Substations | CSI | Substructure; Reinforced Concrete Including Reinforcement, Formworks, Scaffolding, Construction Joints, Control Joints And Finishing Of Exposed Concrete Exposed Surfaces; Footing; To Substation (C35/45) | 36 | m³ | SAR | 1195
Orig | 1 | 1.0155 | Kingdom of Saudi Arabia | Riyadh | Infrastructure | Sports Boulevard | BP1B Wadi Hanifah (Zones 2-5) | SBF | Al Bawani | Award | 2021 | Remeasure | Substations | CSI | Substructure; Reinforced Concrete Including Reinforcement, Formworks, Scaffolding, Construction Joints, Control Joints And Finishing Of Exposed Concrete Exposed Surfaces; Pedestal Column; To Substation (C40/50) | 31 | m³ | SAR | 1939
Orig | 1 | 1.0155 | Kingdom of Saudi Arabia | Riyadh | Infrastructure | Sports Boulevard | BP1B Wadi Hanifah (Zones 2-5) | SBF | Al Bawani | Award | 2021 | Remeasure | Substations | CSI | Substructure; Reinforced Concrete Including Reinforcement, Formworks, Scaffolding, Construction Joints, Control Joints And Finishing Of Exposed Concrete Exposed Surfaces; Ground Beam; To Substation (C35/45) | 12 | m³ | SAR | 1939
Orig | 1 | 1.0155 | Kingdom of Saudi Arabia | Riyadh | Infrastructure | Sports Boulevard | BP1B Wadi Hanifah (Zones 2-5) | SBF | Al Bawani | Award | 2021 | Remeasure | Substations | CSI | Substructure; Reinforced Concrete Including Reinforcement, Formworks, Scaffolding, Construction Joints, Control Joints And Finishing Of Exposed Concrete Exposed Surfaces; Slab On Grade; To Substation (C35/45) | 19 | m³ | SAR | 907
Orig | 1 | 1.0155 | Kingdom of Saudi Arabia | Riyadh | Infrastructure | Sports Boulevard | BP1B Wadi Hanifah (Zones 2-5) | SBF | Al Bawani | Award | 2021 | Remeasure | Substations | CSI | Superstructure; Columns; To Substation (C40/50) | 5 | m³ | SAR | 2149
Orig | 1 | 1.0155 | Kingdom of Saudi Arabia | Riyadh | Infrastructure | Sports Boulevard | BP1B Wadi Hanifah (Zones 2-5) | SBF | Al Bawani | Award | 2021 | Remeasure | Substations | CSI | Superstructure; 'Roof Beam; To Substation (C40/50) | 10 | m³ | SAR | 2149
Orig | 1 | 1.0155 | Kingdom of Saudi Arabia | Riyadh | Infrastructure | Sports Boulevard | BP1B Wadi Hanifah (Zones 2-5) | SBF | Al Bawani | Award | 2021 | Remeasure | Substations | CSI | Superstructure; Trench Wall; To Substation (C35/45) | 39 | m³ | SAR | 2149
Orig | 1 | 1.0155 | Kingdom of Saudi Arabia | Riyadh | Infrastructure | Sports Boulevard | BP1B Wadi Hanifah (Zones 2-5) | SBF | Al Bawani | Award | 2021 | Remeasure | Substations | CSI | Superstructure; 'Suspended Slab; To Substation (C35/45) | 16 | m³ | SAR | 1553
Orig | 1 | 1.0156 | Kingdom of Saudi Arabia | Riyadh | Infrastructure | Sports Boulevard | BP1B Wadi Hanifah (Zones 2-5) | SBF | Al Bawani | Award | 2021 | Remeasure | Substations | CSI | Masonary; External Blockworks With Block Characteristic Strength Of Not Less Than 10.0 Mpa At 28 Days Including Head Restraints, Lintel, Joint Reinforcement And All Necessary Accessories; '200Mm Thick Blockwall | 492 | m² | SAR | 108
Orig | 1 | 1.0156 | Kingdom of Saudi Arabia | Riyadh | Infrastructure | Sports Boulevard | BP1B Wadi Hanifah (Zones 2-5) | SBF | Al Bawani | Award | 2021 | Remeasure | Substations | CSI | Concrete Roof System Comprising Of 120Mm (Minimum) Thick Concrete Roof Slab With Mineral Granular Finishd Sbs Modified Bituminous Membrane And 10Mm Thick Bitumen Layer; Laid To Slope, Pre Formed Aluminium Edge. Fascia, Drip Groove;Concrete Roof; To Substation | 291 | m² | SAR | 1553
Orig | 1 | 1.0156 | Kingdom of Saudi Arabia | Riyadh | Infrastructure | Sports Boulevard | BP1B Wadi Hanifah (Zones 2-5) | SBF | Al Bawani | Award | 2021 | Remeasure | Substations | CSI | Supply And Fix Complete Metal Door Secure Set Comprising Of Galvanized Steel Door Insulated, With Galvanized Steel Frame, Including Supply And Fixing Of Ironmongery, Hinges, Painting, Fire Rating, Fixings, Hardware Including All Necessary Accessories; Substation; Overall Size 2600X3200Mm High | 9 | Nr | SAR | 10125
Orig | 1 | 1.0156 | Kingdom of Saudi Arabia | Riyadh | Infrastructure | Sports Boulevard | BP1B Wadi Hanifah (Zones 2-5) | SBF | Al Bawani | Award | 2021 | Remeasure | Substations | CSI | Supply And Install 1.5Mm Thick Fixed & Painted Vantilation Aluminium Louver Including All Necessary Accessories; To Substation; Overall Size 2400X1100Mm High | 9 | Nr | SAR | 3564
Orig | 1 | 1.0156 | Kingdom of Saudi Arabia | Riyadh | Infrastructure | Sports Boulevard | BP1B Wadi Hanifah (Zones 2-5) | SBF | Al Bawani | Award | 2021 | Remeasure | Substations | CSI | Supply And Installation Of Approved Ceiling Finishes Including All Necessary Fixing Accessories;Ceiling; Approved Dust Repellent Epoxy Paint Over Concrete Surfaces | 21 | m² | SAR | 135
Orig | 1 | 1.0156 | Kingdom of Saudi Arabia | Riyadh | Infrastructure | Sports Boulevard | BP1B Wadi Hanifah (Zones 2-5) | SBF | Al Bawani | Award | 2021 | Remeasure | Substations | CSI | Supply And Application Of Approved Floor Finishes Including Necessary Fixing Accessories; Floor; Approved Reinforced Cement Mortar Screed | 21 | m² | SAR | 95
Orig | 1 | 1.0156 | Kingdom of Saudi Arabia | Riyadh | Infrastructure | Sports Boulevard | BP1B Wadi Hanifah (Zones 2-5) | SBF | Al Bawani | Award | 2021 | Remeasure | Substations | CSI | Supply And Application Of Approved Floor Finishes Including Necessary Fixing Accessories; Floor; Approved Epoxy Resin Paint | 21 | m² | SAR | 95
Orig | 1 | 1.0156 | Kingdom of Saudi Arabia | Riyadh | Infrastructure | Sports Boulevard | BP1B Wadi Hanifah (Zones 2-5) | SBF | Al Bawani | Award | 2021 | Remeasure | Substations | CSI | Supply And Application Of Approved Wall Finishes Including Necessary Fixing Accessories;'Externally ; 'Arabian Stone Cladding; Panels Cut With Relief 30Cm Rough-Cut Proud Surface | 599 | m² | SAR | 230
Orig | 1 | 1.0156 | Kingdom of Saudi Arabia | Riyadh | Infrastructure | Sports Boulevard | BP1B Wadi Hanifah (Zones 2-5) | SBF | Al Bawani | Award | 2021 | Remeasure | Substations | CSI | Supply And Application Of Approved Wall Finishes Including Necessary Fixing Accessories;'Internally ; Walls; Plastering | 668 | m² | SAR | 61
Orig | 1 | 1.0156 | Kingdom of Saudi Arabia | Riyadh | Infrastructure | Sports Boulevard | BP1B Wadi Hanifah (Zones 2-5) | SBF | Al Bawani | Award | 2021 | Remeasure | Substations | CSI | Supply And Application Of Approved Wall Finishes Including Necessary Fixing Accessories;'Internally ; Walls; Walls; Approved Dust Repellent Epoxy Paint | 668 | m² | SAR | 95
Orig | 1 | 1.0157 | Kingdom of Saudi Arabia | Riyadh | Infrastructure | Sports Boulevard | BP1B Wadi Hanifah (Zones 2-5) | SBF | Al Bawani | Award | 2021 | Remeasure | Substations | CSI | Emergency Signage; Door Mounted; Sec Logo; 315X315Mm Width | 9 | Nr | SAR | 675
Orig | 1 | 1.0157 | Kingdom of Saudi Arabia | Riyadh | Infrastructure | Sports Boulevard | BP1B Wadi Hanifah (Zones 2-5) | SBF | Al Bawani | Award | 2021 | Remeasure | Substations | CSI | Emergency Signage; Door Mounted; Danger Sign; 315X315Mm Width | 9 | Nr | SAR | 675
Orig | 1 | 1.0157 | Kingdom of Saudi Arabia | Riyadh | Infrastructure | Sports Boulevard | BP1B Wadi Hanifah (Zones 2-5) | SBF | Al Bawani | Award | 2021 | Remeasure | Roads And Pavings | CSI | Supply And Install Of Traffic Signage Including All Necessary Installation Of Mounting, Foundation And Accessories; R 2-1 | 200 | Nr | SAR | 1336
Orig | 1 | 1.0157 | Kingdom of Saudi Arabia | Riyadh | Infrastructure | Sports Boulevard | BP1B Wadi Hanifah (Zones 2-5) | SBF | Al Bawani | Award | 2021 | Remeasure | Roads And Pavings | CSI | Supply And Install Of Traffic Signage Including All Necessary Installation Of Mounting, Foundation And Accessories; R 3-1 | 18 | Nr | SAR | 1507
Orig | 1 | 1.0157 | Kingdom of Saudi Arabia | Riyadh | Infrastructure | Sports Boulevard | BP1B Wadi Hanifah (Zones 2-5) | SBF | Al Bawani | Award | 2021 | Remeasure | Roads And Pavings | CSI | Supply And Install Of Traffic Signage Including All Necessary Installation Of Mounting, Foundation And Accessories; R 17-2 | 114 | Nr | SAR | 1507
Orig | 1 | 1.0157 | Kingdom of Saudi Arabia | Riyadh | Infrastructure | Sports Boulevard | BP1B Wadi Hanifah (Zones 2-5) | SBF | Al Bawani | Award | 2021 | Remeasure | Roads And Pavings | CSI | Supply And Install Of Traffic Signage Including All Necessary Installation Of Mounting, Foundation And Accessories; R 19-1 | 108 | Nr | SAR | 1507
Orig | 1 | 1.0157 | Kingdom of Saudi Arabia | Riyadh | Infrastructure | Sports Boulevard | BP1B Wadi Hanifah (Zones 2-5) | SBF | Al Bawani | Award | 2021 | Remeasure | Roads And Pavings | CSI | Supply And Install Of Traffic Signage Including All Necessary Installation Of Mounting, Foundation And Accessories; Road Liable To Flooding | 108 | Nr | SAR | 1370
Orig | 1 | 1.0157 | Kingdom of Saudi Arabia | Riyadh | Infrastructure | Sports Boulevard | BP1B Wadi Hanifah (Zones 2-5) | SBF | Al Bawani | Award | 2021 | Remeasure | Roads And Pavings | CSI | Supply And Install Of Traffic Signage Including All Necessary Installation Of Mounting, Foundation And Accessories; W 6-1 | 139 | Nr | SAR | 1336
Orig | 1 | 1.0157 | Kingdom of Saudi Arabia | Riyadh | Infrastructure | Sports Boulevard | BP1B Wadi Hanifah (Zones 2-5) | SBF | Al Bawani | Award | 2021 | Remeasure | Roads And Pavings | CSI | Supply And Install Of Traffic Signage Including All Necessary Installation Of Mounting, Foundation And Accessories; W 11-2 | 105 | Nr | SAR | 1336
Orig | 1 | 1.0157 | Kingdom of Saudi Arabia | Riyadh | Infrastructure | Sports Boulevard | BP1B Wadi Hanifah (Zones 2-5) | SBF | Al Bawani | Award | 2021 | Remeasure | Roads And Pavings | CSI | Supply And Install Of Traffic Signage Including All Necessary Installation Of Mounting, Foundation And Accessories; W 13-1 | 63 | Nr | SAR | 1336
Orig | 1 | 1.0158 | Kingdom of Saudi Arabia | Riyadh | Infrastructure | Sports Boulevard | BP1B Wadi Hanifah (Zones 2-5) | SBF | Al Bawani | Award | 2021 | Remeasure | Roads And Pavings | CSI | Supply And Install Of Traffic Signage Including All Necessary Installation Of Mounting, Foundation And Accessories;W 15 | 16 | Nr | SAR | 1336
Orig | 1 | 1.0158 | Kingdom of Saudi Arabia | Riyadh | Infrastructure | Sports Boulevard | BP1B Wadi Hanifah (Zones 2-5) | SBF | Al Bawani | Award | 2021 | Remeasure | Roads And Pavings | CSI | Supply And Install Of Traffic Signage Including All Necessary Installation Of Mounting, Foundation And Accessories; W 19-1 | 108 | Nr | SAR | 1336
Orig | 1 | 1.0158 | Kingdom of Saudi Arabia | Riyadh | Infrastructure | Sports Boulevard | BP1B Wadi Hanifah (Zones 2-5) | SBF | Al Bawani | Award | 2021 | Remeasure | Roads And Pavings | CSI | Supply And Install Of Traffic Signage Including All Necessary Installation Of Mounting, Foundation And Accessories; I25 | 276 | Nr | SAR | 1302
Orig | 1 | 1.0158 | Kingdom of Saudi Arabia | Riyadh | Infrastructure | Sports Boulevard | BP1B Wadi Hanifah (Zones 2-5) | SBF | Al Bawani | Award | 2021 | Remeasure | Roads And Pavings | CSI | Supply And Install Of Traffic Signage Including All Necessary Installation Of Mounting, Foundation And Accessories; Sign Pedestrian/Cyclist | 30 | Nr | SAR | 1507
Orig | 1 | 1.0158 | Kingdom of Saudi Arabia | Riyadh | Infrastructure | Sports Boulevard | BP1B Wadi Hanifah (Zones 2-5) | SBF | Al Bawani | Award | 2021 | Remeasure | Roads And Pavings | CSI | Three Color Traffic Lights For Vehicles Including Pole And All Necessary Accessories, Connections To Equipment And Foundation | 30 | Nr | SAR | 15070
Orig | 1 | 1.0158 | Kingdom of Saudi Arabia | Riyadh | Infrastructure | Sports Boulevard | BP1B Wadi Hanifah (Zones 2-5) | SBF | Al Bawani | Award | 2021 | Remeasure | Roads And Pavings | CSI | Two Color Traffic Lights For Pedestrian Including Press Button, Pole And All Necessary Accessories, Connections To Equipment And Foundation To Complete The Works | 30 | Nr | SAR | 16440
Orig | 1 | 1.0158 | Kingdom of Saudi Arabia | Riyadh | Infrastructure | Sports Boulevard | BP1B Wadi Hanifah (Zones 2-5) | SBF | Al Bawani | Award | 2021 | Remeasure | Roads And Pavings | CSI | Supply And Installation Of Electrical And Control Cables From Electrical Cabinet To Main Control Cabinet, Laid In Ducts Including Fixing, Accessories And Connections To Equipment; | 1 | Nr | SAR | 4712800
Orig | 1 | 1.0158 | Kingdom of Saudi Arabia | Riyadh | Infrastructure | Sports Boulevard | BP1B Wadi Hanifah (Zones 2-5) | SBF | Al Bawani | Award | 2021 | Remeasure | Roads And Pavings | CSI | Main Control Cabinet With Foundation And Waterproof Enclosure Ip65 Or Higher Paint Finishes Providing Durability And Corrosion Resistant. Including Circuit Breakers And All Necessary Accessories | 14 | Nr | SAR | 52745
Orig | 1 | 1.0158 | Kingdom of Saudi Arabia | Riyadh | Infrastructure | Sports Boulevard | BP1B Wadi Hanifah (Zones 2-5) | SBF | Al Bawani | Award | 2021 | Remeasure | Roads And Pavings | CSI | Secondary Control Cabinet With Foundation And Waterproof Enclosure Ip65 Or Higher Paint Finishes Providing Durability And Corrosion Resistant. Including Circuit Breakers And All Necessary Accessories To Complete | 57 | Nr | SAR | 15070
Orig | 1 | 1.0158 | Kingdom of Saudi Arabia | Riyadh | Infrastructure | Sports Boulevard | BP1B Wadi Hanifah (Zones 2-5) | SBF | Al Bawani | Award | 2021 | Remeasure | Roads And Pavings | CSI | Supply And Installation Of Buried Electrical Canalization According To Layouts Of Ducts And All Necessary Accessories To Complete; 3 X Pvc - 50 Mm Diameter | 553 | m | SAR | 247
Orig | 1 | 1.0159 | Kingdom of Saudi Arabia | Riyadh | Infrastructure | Sports Boulevard | BP1B Wadi Hanifah (Zones 2-5) | SBF | Al Bawani | Award | 2021 | Remeasure | Roads And Pavings | CSI | Supply And Installation Of Buried Electrical Canalization According To Layouts Of Ducts And All Necessary Accessories To Complete; 6 X Pvc - 110 Mm Diameter | 2460 | m | SAR | 493
Orig | 1 | 1.0159 | Kingdom of Saudi Arabia | Riyadh | Infrastructure | Sports Boulevard | BP1B Wadi Hanifah (Zones 2-5) | SBF | Al Bawani | Award | 2021 | Remeasure | Roads And Pavings | CSI | Reinforced Concrete Manhole Including Excavation, Backfilling,Concrete, Reinforcement, Formwork, Polythene Sheet, Bitumen Paint, Waterproofing, And All Other Works; '60X60X80 Cm Manhole With Earthing Rod 2M Length And 18Mm | 59 | Nr | SAR | 2192
Orig | 1 | 1.0159 | Kingdom of Saudi Arabia | Riyadh | Infrastructure | Sports Boulevard | BP1B Wadi Hanifah (Zones 2-5) | SBF | Al Bawani | Award | 2021 | Remeasure | Roads And Pavings | CSI | Reinforced Concrete Manhole Including Excavation, Backfilling,Concrete, Reinforcement, Formwork, Polythene Sheet, Bitumen Paint, Waterproofing, And All Other Works;'60X60X120 Cm Manhole With Earthing Rod 2M Length And 18Mm | 69 | Nr | SAR | 2192
Orig | 1 | 1.0159 | Kingdom of Saudi Arabia | Riyadh | Infrastructure | Sports Boulevard | BP1B Wadi Hanifah (Zones 2-5) | SBF | Al Bawani | Award | 2021 | Remeasure | Roads And Pavings | CSI | Reinforced Concrete Manhole Including Excavation, Backfilling,Concrete, Reinforcement, Formwork, Polythene Sheet, Bitumen Paint, Waterproofing, And All Other Works;''60X60X120 Cm Manhole | 35 | Nr | SAR | 1918
Orig | 1 | 1.0159 | Kingdom of Saudi Arabia | Riyadh | Infrastructure | Sports Boulevard | BP1B Wadi Hanifah (Zones 2-5) | SBF | Al Bawani | Award | 2021 | Remeasure | Roads And Pavings | CSI | Reinforced Concrete Manhole Including Excavation, Backfilling,Concrete, Reinforcement, Formwork, Polythene Sheet, Bitumen Paint, Waterproofing, And All Other Works;''60X60X 80Cm Manhole | 12 | Nr | SAR | 1918
Orig | 1 | 1.0159 | Kingdom of Saudi Arabia | Riyadh | Infrastructure | Sports Boulevard | BP1B Wadi Hanifah (Zones 2-5) | SBF | Al Bawani | Award | 2021 | Remeasure | Roads And Pavings | CSI | Vehicle Traffic Barriers; Allow For Barrier | 2 | Nr | SAR | 20550
Orig | 1 | 1.0159 | Kingdom of Saudi Arabia | Riyadh | Infrastructure | Sports Boulevard | BP1B Wadi Hanifah (Zones 2-5) | SBF | Al Bawani | Award | 2021 | Remeasure | Roads And Pavings | CSI | Vehicle Traffic Barriers; Allow For Transition Barrier | 2 | Nr | SAR | 20550
Orig | 1 | 1.0159 | Kingdom of Saudi Arabia | Riyadh | Infrastructure | Sports Boulevard | BP1B Wadi Hanifah (Zones 2-5) | SBF | Al Bawani | Award | 2021 | Remeasure | Osmotized Water | CSI | Supply And Install Water Treatment Metal Container Including All Necessary Installation Of Mounting, Foundation And Accessories To Complete The Work; 12.196M Long X 2.30M Wide X 2.65M High Metal Container | 1 | Nr | SAR | 1404000
Orig | 1 | 1.0159 | Kingdom of Saudi Arabia | Riyadh | Infrastructure | Sports Boulevard | BP1B Wadi Hanifah (Zones 2-5) | SBF | Al Bawani | Award | 2021 | Remeasure | Roads And Pavings | CSI | Supply And Install Water Treatment Metal Container Including All Necessary Installation Of Mounting, Foundation And Accessories To Complete The Work; Double Container Door, Dds20, 1800 X 2100Mm High | 1 | Nr | SAR | 81000
Orig | 1 | 1.0159 | Kingdom of Saudi Arabia | Riyadh | Infrastructure | Sports Boulevard | BP2A -Promenade | SBF | Al Bawani | Award | 2021 | Remeasure | Demolition And Site Clearance | CSI | Breakout And Remove Existing Concrete Barrier Including Plinth And Haul To Approved Dump Site. | 582 | m | SAR | 80
Orig | 1 | 1.016 | Kingdom of Saudi Arabia | Riyadh | Infrastructure | Sports Boulevard | BP2A -Promenade | SBF | Al Bawani | Award | 2021 | Remeasure | Demolition And Site Clearance | CSI | Breakout And Remove Existing Kerbs Including Concrete Slab, Backing And Hauling To Approved Dump Site. | 8693 | m | SAR | 14
Orig | 1 | 1.016 | Kingdom of Saudi Arabia | Riyadh | Infrastructure | Sports Boulevard | BP2A -Promenade | SBF | Al Bawani | Award | 2021 | Remeasure | Demolition And Site Clearance | CSI | Demolition Of Sidewalk And Road Pavement Including Vegetation Or Similar And Other Obstruction Which Are Required To Be Cleared Including Disposal. | 28792 | m³ | SAR | 29
Orig | 1 | 1.016 | Kingdom of Saudi Arabia | Riyadh | Infrastructure | Sports Boulevard | BP2A -Promenade | SBF | Al Bawani | Award | 2021 | Remeasure | Demolition And Site Clearance | CSI | Breakout And Remove Existing Concrete Slab/Wall Including Underlayer And Haul To Approved Dump Site. | 419 | m² | SAR | 24
Orig | 1 | 1.016 | Kingdom of Saudi Arabia | Riyadh | Infrastructure | Sports Boulevard | BP2A -Promenade | SBF | Al Bawani | Award | 2021 | Remeasure | Demolition And Site Clearance | CSI | Carefully Remove And Relocate Existing Bus Station As Directed By The Engineers. | 2 | Nr | SAR | 236250
Orig | 1 | 1.016 | Kingdom of Saudi Arabia | Riyadh | Infrastructure | Sports Boulevard | BP2A -Promenade | SBF | Al Bawani | Award | 2021 | Remeasure | Demolition And Site Clearance | CSI | Demolition Of Translation Shelter Including All Works To Carry On It | 4 | Nr | SAR | 39375
Orig | 1 | 1.016 | Kingdom of Saudi Arabia | Riyadh | Infrastructure | Sports Boulevard | BP2A -Promenade | SBF | Al Bawani | Award | 2021 | Remeasure | Demolition And Site Clearance | CSI | Removal Existing Traffic Lighting Including All Works To Carry On It | 2 | Nr | SAR | 23625
Orig | 1 | 1.016 | Kingdom of Saudi Arabia | Riyadh | Infrastructure | Sports Boulevard | BP2A -Promenade | SBF | Al Bawani | Award | 2021 | Remeasure | Other Utility Building (Pavilion) | CSI | Structural Steel Works Including Corrosion Protection, Fireproofing, Final Coating, Embedded Plates, Bolts, Brackets, Flanges And All Necessary Accessories And Support, Welded And Bolted In Position; Supply And Erect Structural Steel Frame For Pavillion; | 404 | t | SAR | 12600
Orig | 1 | 1.016 | Kingdom of Saudi Arabia | Riyadh | Infrastructure | Sports Boulevard | BP2A -Promenade | SBF | Al Bawani | Award | 2021 | Remeasure | Other Utility Building (Pavilion) | CSI | Supply And Install Metal Decking Including Supporting Structure And Necessary Accessories | 1431 | m² | SAR | 211
Orig | 1 | 1.016 | Kingdom of Saudi Arabia | Riyadh | Infrastructure | Sports Boulevard | BP2A -Promenade | SBF | Al Bawani | Award | 2021 | Remeasure | Other Utility Building (Pavilion) | CSI | Supply And Install Metal Decking, 1.6 Mm Thick Flush Galvanized Steel Plates Pre-Painted Finished, Including Supporting Structure And Necessary Accessories | 1585 | m² | SAR | 322
Orig | 1 | 1.016 | Kingdom of Saudi Arabia | Riyadh | Infrastructure | Sports Boulevard | BP2A -Promenade | SBF | Al Bawani | Award | 2021 | Remeasure | Other Utility Building (Pavilion) | CSI | Supply And Install Metal Gutter, Aluminium Plates, 90 Mm Length , Including Supporting Structure And Necessary Accessories | 394 | m | SAR | 770
Orig | 1 | 1.0161 | Kingdom of Saudi Arabia | Riyadh | Infrastructure | Sports Boulevard | BP2A -Promenade | SBF | Al Bawani | Award | 2021 | Remeasure | Other Utility Building (Pavilion) | CSI | Supply And Install 510 Mm Diameter Skylight Including 1/4"Aluminium Skylight Tube, 1/4" Aluminium Bracket, Break Metal Flashing Slip, 1.5" X 1.5" Tube, Slip Connection And Lighting As Indicated In Drawings, Including Supporting Structure And All Necessary Accessories | 11 | Nr | SAR | 9822
Orig | 1 | 1.0161 | Kingdom of Saudi Arabia | Riyadh | Infrastructure | Sports Boulevard | BP2A -Promenade | SBF | Al Bawani | Award | 2021 | Remeasure | Other Utility Building (Pavilion) | CSI | Supply And Install 515 Mm Diameter Skylight Including 1/4" Aluminium Skylight Tube, 1/4" Aluminium Bracket, Break Metal Flashing Slip, 1.5" X 1.5" Tube, Slip Connection And Lighting As Indicated In Drawings, Including Supporting Structure And All Necessary Accessories | 10 | Nr | SAR | 18472
Orig | 1 | 1.0161 | Kingdom of Saudi Arabia | Riyadh | Infrastructure | Sports Boulevard | BP2A -Promenade | SBF | Al Bawani | Award | 2021 | Remeasure | Other Utility Building (Pavilion) | CSI | Supply And Install 668 Mm Diameter Skylight Including 1/4" Aluminium Skylight Tube, 1/4" Aluminium Bracket, Break Metal Flashing Slip, 1.5" X 1.5" Tube, Slip Connection And Lighting As Indicated In Drawings, Including Supporting Structure And All Necessary Accessories | 6 | Nr | SAR | 26130
Orig | 1 | 1.0161 | Kingdom of Saudi Arabia | Riyadh | Infrastructure | Sports Boulevard | BP2A -Promenade | SBF | Al Bawani | Award | 2021 | Remeasure | Other Utility Building (Pavilion) | CSI | Supply And Install 674 Mm Diameter Skylight Including 1/4" Aluminium Skylight Tube, 1/4" Aluminium Bracket, Break Metal Flashing Slip, 1.5" X 1.5" Tube, Slip Connection And Lighting As Indicated In Drawings, Including Supporting Structure And All Necessary Accessories To Complete The Works | 4 | Nr | SAR | 26130
Orig | 1 | 1.0161 | Kingdom of Saudi Arabia | Riyadh | Infrastructure | Sports Boulevard | BP2A -Promenade | SBF | Al Bawani | Award | 2021 | Remeasure | Other Utility Building (Pavilion) | CSI | Supply And Install 980 Mm Diameter Skylight Including 1/4" Aluminium Skylight Tube, 1/4" Aluminium Bracket, Break Metal Flashing Slip, 1.5" X 1.5" Tube, Slip Connection And Lighting As Indicated In Drawings, Including Supporting Structure And All Necessary Accessories To Complete The Works | 2 | Nr | SAR | 39908
Orig | 1 | 1.0161 | Kingdom of Saudi Arabia | Riyadh | Infrastructure | Sports Boulevard | BP2A -Promenade | SBF | Al Bawani | Award | 2021 | Remeasure | Other Utility Building (Pavilion) | CSI | Supply And Install 510 Mm Diameter Skylight Including 1/4" Aluminium Skylight Tube, 1/4" Aluminium Bracket, Break Metal Flashing Slip, 1.5" X 1.5" Tube, Slip Connection And Lighting As Indicated In Drawings, Including Supporting Structure And All Necessary Accessories To Complete The Works | 14 | Nr | SAR | 9822
Orig | 1 | 1.0161 | Kingdom of Saudi Arabia | Riyadh | Infrastructure | Sports Boulevard | BP2A -Promenade | SBF | Al Bawani | Award | 2021 | Remeasure | Other Utility Building (Pavilion) | CSI | Supply And Install 515 Mm Diameter Skylight Including 1/4" Aluminium Skylight Tube, 1/4" Aluminium Bracket, Break Metal Flashing Slip, 1.5" X 1.5" Tube, Slip Connection And Lighting As Indicated In Drawings, Including Supporting Structure And All Necessary Accessories To Complete The Works | 10 | Nr | SAR | 18472
Orig | 1 | 1.0161 | Kingdom of Saudi Arabia | Riyadh | Infrastructure | Sports Boulevard | BP2A -Promenade | SBF | Al Bawani | Award | 2021 | Remeasure | Other Utility Building (Pavilion) | CSI | Supply And Install 668 Mm Diameter Skylight Including 1/4" Aluminium Skylight Tube, 1/4" Aluminium Bracket, Break Metal Flashing Slip, 1.5" X 1.5" Tube, Slip Connection And Lighting As Indicated In Drawings, Including Supporting Structure And All Necessary Accessories To Complete The Works | 6 | Nr | SAR | 26130
Orig | 1 | 1.0161 | Kingdom of Saudi Arabia | Riyadh | Infrastructure | Sports Boulevard | BP2A -Promenade | SBF | Al Bawani | Award | 2021 | Remeasure | Other Utility Building (Pavilion) | CSI | Supply And Install 674 Mm Diameter Skylight Including 1/4" Aluminium Skylight Tube, 1/4" Aluminium Bracket, Break Metal Flashing Slip, 1.5" X 1.5" Tube, Slip Connection And Lighting As Indicated In Drawings, Including Supporting Structure And All Necessary Accessories | 1 | Nr | SAR | 39908
Orig | 1 | 1.0162 | Kingdom of Saudi Arabia | Riyadh | Infrastructure | Sports Boulevard | BP2A -Promenade | SBF | Al Bawani | Award | 2021 | Remeasure | Other Utility Building (Pavilion) | CSI | Supply And Install Roof Access Including Supporting Structure And Necessary Accessories | 6 | Nr | SAR | 39375
Orig | 1 | 1.0162 | Kingdom of Saudi Arabia | Riyadh | Infrastructure | Sports Boulevard | BP2A -Promenade | SBF | Al Bawani | Award | 2021 | Remeasure | Other Utility Building (Pavilion) | CSI | Supply And Install Vertical Metal Ladder Irr, Including All Necessary Accessories | 18 | m | SAR | 1890
Orig | 1 | 1.0162 | Kingdom of Saudi Arabia | Riyadh | Infrastructure | Sports Boulevard | BP2A -Promenade | SBF | Al Bawani | Award | 2021 | Remeasure | Other Utility Building (Pavilion) | CSI | Supply And Install 1000 Mm High Wire Rope Decorative Metal Railing With 70º Inclination Including 50 Mm Pipe, Lighting Fixture Polished Stainless Steel 316 Lumenpod-16 (16º Optic, 1,87W), Stainless Steel 316 Rail And Necessary Accessories | 1360 | m | SAR | 1182
Orig | 1 | 1.0162 | Kingdom of Saudi Arabia | Riyadh | Infrastructure | Sports Boulevard | BP2A -Promenade | SBF | Al Bawani | Award | 2021 | Remeasure | Other Utility Building (Pavilion) | CSI | Supply And Install 1000 Mm High Stainless Steel 316 Handrail Including 50 Mm Pipe And Necessary Accessories | 29 | m | SAR | 1340
Orig | 1 | 1.0162 | Kingdom of Saudi Arabia | Riyadh | Infrastructure | Sports Boulevard | BP2A -Promenade | SBF | Al Bawani | Award | 2021 | Remeasure | Other Utility Building (Pavilion) | CSI | Wall Ladder 3.5 M High | 4 | Nr | SAR | 7088
Orig | 1 | 1.0162 | Kingdom of Saudi Arabia | Riyadh | Infrastructure | Sports Boulevard | BP2A -Promenade | SBF | Al Bawani | Award | 2021 | Remeasure | Other Utility Building (Pavilion) | CSI | Metal Baluster With Top Rail | 898 | m | SAR | 1025
Orig | 1 | 1.0162 | Kingdom of Saudi Arabia | Riyadh | Infrastructure | Sports Boulevard | BP2A -Promenade | SBF | Al Bawani | Award | 2021 | Remeasure | Other Utility Building (Pavilion) | CSI | Supply And And Install Wood Decking , Installed Over Concrete Slab And Footings , With All Joists , Sleepers , Blocking , Facia, Fasteners , Adhesives , Sealers, And All Necessary; 'P7 - Thermally Modified Wood Decking , 26Mm | 750 | m² | SAR | 473
Orig | 1 | 1.0162 | Kingdom of Saudi Arabia | Riyadh | Infrastructure | Sports Boulevard | BP2A -Promenade | SBF | Al Bawani | Award | 2021 | Remeasure | Other Utility Building (Pavilion) | CSI | Supply And And Install Wood With All Support Brackets, Steel Angles, Rods, Fateners, Adhesives , Sealers , And All Necessary Accessories; Thermally Modified Wood Bench , Wall Hung , 89Mmx89Mm | 37 | m² | SAR | 473
Orig | 1 | 1.0162 | Kingdom of Saudi Arabia | Riyadh | Infrastructure | Sports Boulevard | BP2A -Promenade | SBF | Al Bawani | Award | 2021 | Remeasure | Other Utility Building (Pavilion) | CSI | Two Layers Of 4Mm Thick Sbs Modified Bituminous Membrane; Complete System Including Primer, Polythene, Screed Etc.; To Concrete Surfaces; Horizontal | 12074 | m² | SAR | 45
Orig | 1 | 1.0162 | Kingdom of Saudi Arabia | Riyadh | Infrastructure | Sports Boulevard | BP2A -Promenade | SBF | Al Bawani | Award | 2021 | Remeasure | Other Utility Building (Pavilion) | CSI | Two Layers Of 4Mm Thick Sbs Modified Bituminous Membrane; Complete System Including Primer, Polythene, Screed Etc.; To Concrete Surfaces; Vertical | 12706 | m² | SAR | 62
Orig | 1 | 1.0163 | Kingdom of Saudi Arabia | Riyadh | Infrastructure | Sports Boulevard | BP2A -Promenade | SBF | Al Bawani | Award | 2021 | Remeasure | Other Utility Building (Pavilion) | CSI | Two Layer Of 6Mm Thick Sbs Modified Bituminous Membrane; Complete System Including Primer, Polythene, Screed Etc.; To Concrete Surfaces; Vertical | 12706 | m² | SAR | 87
Orig | 1 | 1.0163 | Kingdom of Saudi Arabia | Riyadh | Infrastructure | Sports Boulevard | BP2A -Promenade | SBF | Al Bawani | Award | 2021 | Remeasure | Other Utility Building (Pavilion) | CSI | Two Layer Of 6Mm Thick Sbs Modified Bituminous Membrane; Complete System Including Primer, Polythene, Screed Etc.; To Concrete Surfaces; Horizontal | 2852 | m² | SAR | 87
Orig | 1 | 1.0163 | Kingdom of Saudi Arabia | Riyadh | Infrastructure | Sports Boulevard | BP2A -Promenade | SBF | Al Bawani | Award | 2021 | Remeasure | Other Utility Building (Pavilion) | CSI | One Layer Of 4Mm Thick Sbs Torch Applied Membrane; Primer; Angle Fillet; Complete System Including Primer, Screed Etc.; To Below Ground Slab; Horizontal | 4339 | m² | SAR | 38
Orig | 1 | 1.0163 | Kingdom of Saudi Arabia | Riyadh | Infrastructure | Sports Boulevard | BP2A -Promenade | SBF | Al Bawani | Award | 2021 | Remeasure | Other Utility Building (Pavilion) | CSI | One Layer Of 4Mm Thick Sbs Torch Applied Membrane; Primer; Angle Fillet; Complete System Including Primer, Screed Etc.; Polythene Sheet 1500 Gauge | 11354 | m² | SAR | 7
Orig | 1 | 1.0163 | Kingdom of Saudi Arabia | Riyadh | Infrastructure | Sports Boulevard | BP2A -Promenade | SBF | Al Bawani | Award | 2021 | Remeasure | Other Utility Building (Pavilion) | CSI | Two Layer Of 6Mm Thick Sbs Modified Bituminous Membrane; Complete System Including Primer, Polythene, Screed Etc. To Below Ground Slab; Horizontal | 3127 | m² | SAR | 74
Orig | 1 | 1.0163 | Kingdom of Saudi Arabia | Riyadh | Infrastructure | Sports Boulevard | BP2A -Promenade | SBF | Al Bawani | Award | 2021 | Remeasure | Other Utility Building (Pavilion) | CSI | Liquid Applied Waterproofing On Concrete Slab Including Sides Of Wet Areas Prior To Receiving Finishes; Toilet | 57 | m² | SAR | 53
Orig | 1 | 1.0163 | Kingdom of Saudi Arabia | Riyadh | Infrastructure | Sports Boulevard | BP2A -Promenade | SBF | Al Bawani | Award | 2021 | Remeasure | Other Utility Building (Pavilion) | CSI | One Layer Of 4Mm Thick Sbs Modified Bituminous Membrane; Complete System Including Primer, Polythene, Screed Etc., Including All Necessary Accessories | 14 | m² | SAR | 38
Orig | 1 | 1.0163 | Kingdom of Saudi Arabia | Riyadh | Infrastructure | Sports Boulevard | BP2A -Promenade | SBF | Al Bawani | Award | 2021 | Remeasure | Other Utility Building (Pavilion) | CSI | Supply And Install 60 Mm Thick Mineral Wood Panels In Facade Including All Necessary Accessories | 454 | m² | SAR | 1456
Orig | 1 | 1.0163 | Kingdom of Saudi Arabia | Riyadh | Infrastructure | Sports Boulevard | BP2A -Promenade | SBF | Al Bawani | Award | 2021 | Remeasure | Other Utility Building (Pavilion) | CSI | Supply And Install 50 Mm Thick Rigid Extruded Polystyrene In Slab On Grade Including All Necessary Accessories | 50 | m² | SAR | 24
Orig | 1 | 1.0163 | Kingdom of Saudi Arabia | Riyadh | Infrastructure | Sports Boulevard | BP2A -Promenade | SBF | Al Bawani | Award | 2021 | Remeasure | Other Utility Building (Pavilion) | CSI | Supply And Install 1.80 Mm Thick Polyvinyl-Chloride Roofing Membrane With Special Treatment For Weather Conditions And Ultraviolet Radiation, On Metal Decking, Including All Necessary Accessories | 1585 | m² | SAR | 92
Orig | 1 | 1.0164 | Kingdom of Saudi Arabia | Riyadh | Infrastructure | Sports Boulevard | BP2A -Promenade | SBF | Al Bawani | Award | 2021 | Remeasure | Other Utility Building (Pavilion) | CSI | Supply And Install Green Roof For Irr Water Tank, Including 1.80 Mm Thick Polyvinyl-Chloride Roofing Membrane With Special Treatment For Weather Conditions And Ultraviolet Radiation, Including All Necessary Accessories | 280 | m² | SAR | 92
Orig | 1 | 1.0164 | Kingdom of Saudi Arabia | Riyadh | Infrastructure | Sports Boulevard | BP2A -Promenade | SBF | Al Bawani | Award | 2021 | Remeasure | Other Utility Building (Pavilion) | CSI | Supply And Install Water Proofing Mortar "Sika Top Seal 107" Or Similar, Including All Necessary Accessories | 888 | m² | SAR | 59
Orig | 1 | 1.0164 | Kingdom of Saudi Arabia | Riyadh | Infrastructure | Sports Boulevard | BP2A -Promenade | SBF | Al Bawani | Award | 2021 | Remeasure | Other Utility Building (Pavilion) | CSI | 4Mm Thick Aluminium Composite Cladding Including Framing, Insulation, Fixing, Fitting And All Necessary Accessories | 984 | m² | SAR | 749
Orig | 1 | 1.0164 | Kingdom of Saudi Arabia | Riyadh | Infrastructure | Sports Boulevard | BP2A -Promenade | SBF | Al Bawani | Award | 2021 | Remeasure | Other Utility Building (Pavilion) | CSI | Supply And Fix Complete Metal Door Secure Set Comprising Of Galvanized Steel Door Insulated, With Galvanized Steel Frame, Including Supply And Fixing Of Ironmongery, Hinges, Painting, Fire Rated, Single Steel Door Complete, Leaf Size 800Mm Wide X 2100Mm High, Hinged Single Leaf, 1.6 Mm Thick Flush Galvanized Steel Plates With A Mineral Wool Core, With Frame, Ironmongery, Threshold, Fixings, Hardware, Pre-Painted Finished, Ventilation Louvers Including All Necessary Accesories | 9 | Nr | SAR | 2957
Orig | 1 | 1.0164 | Kingdom of Saudi Arabia | Riyadh | Infrastructure | Sports Boulevard | BP2A -Promenade | SBF | Al Bawani | Award | 2021 | Remeasure | Other Utility Building (Pavilion) | CSI | Supply And Fix Complete Metal Door Secure Set Comprising Of Galvanized Steel Door Insulated, With Galvanized Steel Frame, Including Supply And Fixing Of Ironmongery, Hinges, Painting, Fire Rated, Single Steel Door Complete, Leaf Size 1000Mm Wide X 2100Mm High, Hinged Single Leaf, 1.6 Mm Thick Flush Galvanized Steel Plates With A Mineral Wool Core, With Frame, Ironmongery, Threshold, Fixings, Hardware, Pre-Painted Finished, Ventilation Louvers Including All Necessary Accesories | 4 | Nr | SAR | 3398
Orig | 1 | 1.0164 | Kingdom of Saudi Arabia | Riyadh | Infrastructure | Sports Boulevard | BP2A -Promenade | SBF | Al Bawani | Award | 2021 | Remeasure | Other Utility Building (Pavilion) | CSI | Supply And Fix Complete Metal Door Secure Set Comprising Of Galvanized Steel Door Insulated, With Galvanized Steel Frame, Including Supply And Fixing Of Ironmongery, Hinges, Painting, Fire Rated, Single Steel 60 Minutes Fire Resistant Door Complete, Leaf Size 800Mm Wide X 2100Mm High, Hinged Single Leaf, 1.6 Mm Thick Flush Galvanized Steel Plates With A Mineral Wool Core, Intumescent Strips, With Frame, Ironmongery, Threshold, Fixings, Hardware, Pre-Painted Finished, Ventilation Louvers Including All Necessary Accesories | 1 | Nr | SAR | 3520
Orig | 1 | 1.0164 | Kingdom of Saudi Arabia | Riyadh | Infrastructure | Sports Boulevard | BP2A -Promenade | SBF | Al Bawani | Award | 2021 | Remeasure | Other Utility Building (Pavilion) | CSI | Supply And Fix Complete Metal Door Secure Set Comprising Of Galvanized Steel Door Insulated, With Galvanized Steel Frame, Including Supply And Fixing Of Ironmongery, Hinges, Painting, Fire Rated, Single Steel 60 Minutes Fire Resistant Door Complete, Leaf Size 1000Mm Wide X 2100Mm High, Hinged Single Leaf, 1.6 Mm Thick Flush Galvanized Steel Plates With A Mineral Wool Core, Intumescent Strips, With Frame, Ironmongery, Threshold, Fixings, Hardware, Pre-Painted Finished, Ventilation Louvers Including All Necessary Accesories | 2 | Nr | SAR | 4049
Orig | 1 | 1.0164 | Kingdom of Saudi Arabia | Riyadh | Infrastructure | Sports Boulevard | BP2A -Promenade | SBF | Al Bawani | Award | 2021 | Remeasure | Other Utility Building (Pavilion) | CSI | Supply And Install Industrial Roller Shutter Door; Comprising Shutter Curtain And Interlocking 65Mm Curved Galvanised Steel Laths And Minimum 0.8Mm Thickness With Pressed Steel End Lock, Including All Necessary Accessories | 2 | m² | SAR | 3976
Orig | 1 | 1.0164 | Kingdom of Saudi Arabia | Riyadh | Infrastructure | Sports Boulevard | BP2A -Promenade | SBF | Al Bawani | Award | 2021 | Remeasure | Other Utility Building (Pavilion) | CSI | Supply And Fix Glass Glazing Including Frames, Gaskets, Ironmongery, Fire Stop, All Necessary Fixings And Fittings; Supply And Install Extruded Anodized Aluminium For Thermally Broken, Triple Cavity With Insulation Foam, Fixed Or Operable Windows, All With Double Insulated Structural Silicone Glazed Window/Curtain, 4+4/16/10 Mm, Low-E Finish And Solar Control, Safety Glass, Including All Necessary Accessories | 28 | m² | SAR | 1365
Orig | 1 | 1.0164 | Kingdom of Saudi Arabia | Riyadh | Infrastructure | Sports Boulevard | BP2A -Promenade | SBF | Al Bawani | Award | 2021 | Remeasure | Other Utility Building (Pavilion) | CSI | Supply And Application Of Approved Tiling Finishes, Including Adhesive And All Necessary Installing Accessories;Wall Tile; Supply And Fix Polished Rectified Porcelain Wall Tiles "Daltile Society 12 X 24 Polished Monument White", Length: 23.44 Inch (595 Mm), Width: 11.63 Inch (295 Mm), Thickness: 0.375 Inch (9 Mm), Fixing With Approved Waterproof Adhesive In Accordance With Manufacturer'S Instructions, Including Butt Joints, Approved Waterproof Grout And All Necessary Accessories | 225 | m² | SAR | 175
Orig | 1 | 1.0165 | Kingdom of Saudi Arabia | Riyadh | Infrastructure | Sports Boulevard | BP2A -Promenade | SBF | Al Bawani | Award | 2021 | Remeasure | Other Utility Building (Pavilion) | CSI | Supply And Application Of Approved Ceiling Finishes; Supply And Application Of Approved Moisture Resistant Gypsum Board Ceiling | 68 | m² | SAR | 129
Orig | 1 | 1.0165 | Kingdom of Saudi Arabia | Riyadh | Infrastructure | Sports Boulevard | BP2A -Promenade | SBF | Al Bawani | Award | 2021 | Remeasure | Other Utility Building (Pavilion) | CSI | Supply And Application Of Dust Repellent Epoxy Paint Over Concrete Surface, | 71 | m² | SAR | 69
Orig | 1 | 1.0165 | Kingdom of Saudi Arabia | Riyadh | Infrastructure | Sports Boulevard | BP2A -Promenade | SBF | Al Bawani | Award | 2021 | Remeasure | Other Utility Building (Pavilion) | CSI | Supply And Application Of Approved Floor Finishes; Polishing Treatment Of Screed Concrete, | 50 | m² | SAR | 77
Orig | 1 | 1.0165 | Kingdom of Saudi Arabia | Riyadh | Infrastructure | Sports Boulevard | BP2A -Promenade | SBF | Al Bawani | Award | 2021 | Remeasure | Other Utility Building (Pavilion) | CSI | Reinforced Cement Compression Layer To Receive Flooring (2 Layers 150X150X5 Welded Mesh) Floor System Whole Thickness:50, | 290 | m² | SAR | 67
Orig | 1 | 1.0165 | Kingdom of Saudi Arabia | Riyadh | Infrastructure | Sports Boulevard | BP2A -Promenade | SBF | Al Bawani | Award | 2021 | Remeasure | Other Utility Building (Pavilion) | CSI | Epoxy Resin Paint To Levelled Mortar Top Face, | 71 | m² | SAR | 66
Orig | 1 | 1.0165 | Kingdom of Saudi Arabia | Riyadh | Infrastructure | Sports Boulevard | BP2A -Promenade | SBF | Al Bawani | Award | 2021 | Remeasure | Other Utility Building (Pavilion) | CSI | Synthetic Mortar In 50X50Cm Over Concrete Skirting In Skirting, | 54 | m² | SAR | 59
Orig | 1 | 1.0165 | Kingdom of Saudi Arabia | Riyadh | Infrastructure | Sports Boulevard | BP2A -Promenade | SBF | Al Bawani | Award | 2021 | Remeasure | Other Utility Building (Pavilion) | CSI | Supply And Application Of Approved Wall Finishes; Wa-01 - Riyadh Stone Dry Stacked Including Mortar Scratch & Bond, Cement Board Seething, Insulation, Weather Barrier And All Necessary Accessories | 5 | m² | SAR | 561
Orig | 1 | 1.0165 | Kingdom of Saudi Arabia | Riyadh | Infrastructure | Sports Boulevard | BP2A -Promenade | SBF | Al Bawani | Award | 2021 | Remeasure | Other Utility Building (Pavilion) | CSI | Supply And Application Of Epoxy Paint Over Concrete Surface, | 302 | m² | SAR | 66
Orig | 1 | 1.0165 | Kingdom of Saudi Arabia | Riyadh | Infrastructure | Sports Boulevard | BP2A -Promenade | SBF | Al Bawani | Award | 2021 | Remeasure | Other Utility Building (Pavilion) | CSI | Supply And Fix Glass Fibre Reinforced Concrete Cladding In The Room Including Support Frame And All Necessary Accessories | 1619 | m² | SAR | 1540
Orig | 1 | 1.0165 | Kingdom of Saudi Arabia | Riyadh | Infrastructure | Sports Boulevard | BP2A -Promenade | SBF | Al Bawani | Award | 2021 | Remeasure | Other Utility Building (Pavilion) | CSI | Supply And Installation Architectural Fabric Mesh To Upper Canopy Roof | 2144 | m² | SAR | 399
Orig | 1 | 1.0166 | Kingdom of Saudi Arabia | Riyadh | Infrastructure | Sports Boulevard | BP2A -Promenade | SBF | Al Bawani | Award | 2021 | Remeasure | Other Utility Building (Pavilion) | CSI | Supply And Installation Of Sanitary Fixtures And Toilet Accessories, Including All Fittings, Short Pipe Connections, Supports, Joints, Fixings And All Required Accessories; Lavatory; With Faucet, Mixer, Connections, Supports, Semi Pedestal, Angle Valves And All Required Accessories | 6 | Nr | SAR | 3242
Orig | 1 | 1.0166 | Kingdom of Saudi Arabia | Riyadh | Infrastructure | Sports Boulevard | BP2A -Promenade | SBF | Al Bawani | Award | 2021 | Remeasure | Other Utility Building (Pavilion) | CSI | Supply And Installation Of Sanitary Fixtures And Toilet Accessories, Including All Fittings, Short Pipe Connections, Supports, Joints, Fixings And All Required Accessories; Western Water Closet; With Flush Valve, Angle Valve, Flexible Connections, Seat Cover And All Required Accessories | 4 | Nr | SAR | 3193
Orig | 1 | 1.0166 | Kingdom of Saudi Arabia | Riyadh | Infrastructure | Sports Boulevard | BP2A -Promenade | SBF | Al Bawani | Award | 2021 | Remeasure | Other Utility Building (Pavilion) | CSI | Supply And Installation Of Sanitary Fixtures And Toilet Accessories, Including All Fittings, Short Pipe Connections, Supports, Joints, Fixings And All Required Accessories; Hand Spray; With Angle Valve, Flexible Connections And All Required Accessories. | 6 | Nr | SAR | 182
Orig | 1 | 1.0166 | Kingdom of Saudi Arabia | Riyadh | Infrastructure | Sports Boulevard | BP2A -Promenade | SBF | Al Bawani | Award | 2021 | Remeasure | Other Utility Building (Pavilion) | CSI | Supply And Installation Of Sanitary Fixtures And Toilet Accessories, Including All Fittings, Short Pipe Connections, Supports, Joints, Fixings And All Required Accessories; Automatic Electric Hand Dryer; With Connections And All Required Accessories | 4 | Nr | SAR | 2915
Orig | 1 | 1.0166 | Kingdom of Saudi Arabia | Riyadh | Infrastructure | Sports Boulevard | BP2A -Promenade | SBF | Al Bawani | Award | 2021 | Remeasure | Other Utility Building (Pavilion) | CSI | Supply And Installation Of Sanitary Fixtures And Toilet Accessories, Including All Fittings, Short Pipe Connections, Supports, Joints, Fixings And All Required Accessories; Sanitary Napkin Disposal | 3 | Nr | SAR | 326
Orig | 1 | 1.0166 | Kingdom of Saudi Arabia | Riyadh | Infrastructure | Sports Boulevard | BP2A -Promenade | SBF | Al Bawani | Award | 2021 | Remeasure | Other Utility Building (Pavilion) | CSI | Supply And Installation Of Sanitary Fixtures And Toilet Accessories, Including All Fittings, Short Pipe Connections, Supports, Joints, Fixings And All Required Accessories; Toilet Paper Holder; With All Required Fixings And Accessories | 6 | Nr | SAR | 454
Orig | 1 | 1.0166 | Kingdom of Saudi Arabia | Riyadh | Infrastructure | Sports Boulevard | BP2A -Promenade | SBF | Al Bawani | Award | 2021 | Remeasure | Other Utility Building (Pavilion) | CSI | Supply And Installation Of Sanitary Fixtures And Toilet Accessories, Including All Fittings, Short Pipe Connections, Supports, Joints, Fixings And All Required Accessories; Soap Dispenser; With All Required Fixings And Accessories | 4 | Nr | SAR | 287
Orig | 1 | 1.0166 | Kingdom of Saudi Arabia | Riyadh | Infrastructure | Sports Boulevard | BP2A -Promenade | SBF | Al Bawani | Award | 2021 | Remeasure | Other Utility Building (Pavilion) | CSI | Supply And Installation Of Sanitary Fixtures And Toilet Accessories, Including All Fittings, Short Pipe Connections, Supports, Joints, Fixings And All Required Accessories; Mirror; With All Required Fixings And Accessories | 6 | Nr | SAR | 414
Orig | 1 | 1.0166 | Kingdom of Saudi Arabia | Riyadh | Infrastructure | Sports Boulevard | BP2A -Promenade | SBF | Al Bawani | Award | 2021 | Remeasure | Other Utility Building (Pavilion) | CSI | Supply And Installation Of Sanitary Fixtures And Toilet Accessories, Including All Fittings, Short Pipe Connections, Supports, Joints, Fixings And All Required Accessories; Fixings And Accessories | 1 | Nr | SAR | 193
Orig | 1 | 1.0166 | Kingdom of Saudi Arabia | Riyadh | Infrastructure | Sports Boulevard | BP2A -Promenade | SBF | Al Bawani | Award | 2021 | Remeasure | Other Utility Building (Pavilion) | CSI | Supply And Installation Of Sanitary Fixtures And Toilet Accessories, Including All Fittings, Short Pipe Connections, Supports, Joints, Fixings And All Required Accessories; Grab Bar | 6 | Nr | SAR | 256
Orig | 1 | 1.0167 | Kingdom of Saudi Arabia | Riyadh | Infrastructure | Sports Boulevard | BP2A -Promenade | SBF | Al Bawani | Award | 2021 | Remeasure | Other Utility Building (Pavilion) | CSI | Supply And Installation Of Sanitary Fixtures And Toilet Accessories, Including All Fittings, Short Pipe Connections, Supports, Joints, Fixings And All Required Accessories; Supply And Installation Of Handle For Disabled, Including Necessary Fixings And Accessories | 6 | Nr | SAR | 1082
Orig | 1 | 1.0167 | Kingdom of Saudi Arabia | Riyadh | Infrastructure | Sports Boulevard | BP2A -Promenade | SBF | Al Bawani | Award | 2021 | Remeasure | Other Utility Building (Pavilion) | CSI | Supply And Installation Of Sanitary Fixtures And Toilet Accessories, Including All Fittings, Short Pipe Connections, Supports, Joints, Fixings And All Required Accessories; Waste Receptacle | 4 | Nr | SAR | 272
Orig | 1 | 1.0167 | Kingdom of Saudi Arabia | Riyadh | Infrastructure | Sports Boulevard | BP2A -Promenade | SBF | Al Bawani | Award | 2021 | Remeasure | Other Utility Building (Pavilion) | CSI | Supply And Installation Of Sanitary Fixtures And Toilet Accessories, Including All Fittings, Short Pipe Connections, Supports, Joints, Fixings And All Required Accessories; Eastern Water Closet; With Flush Valve, Angle Valve, Flexible Connections, And All Required Accessories | 2 | Nr | SAR | 2618
Orig | 1 | 1.0167 | Kingdom of Saudi Arabia | Riyadh | Infrastructure | Sports Boulevard | BP2A -Promenade | SBF | Al Bawani | Award | 2021 | Remeasure | Other Utility Building (Pavilion) | CSI | Supply And Installation Of Portable Fire Extinguisher With Fixings, Supports And All Required Accessories; Carbon Dioxide Extinguisher | 12 | Nr | SAR | 1917
Orig | 1 | 1.0167 | Kingdom of Saudi Arabia | Riyadh | Infrastructure | Sports Boulevard | BP2A -Promenade | SBF | Al Bawani | Award | 2021 | Remeasure | Other Utility Building (Pavilion) | CSI | Supply And Installation Of Portable Fire Extinguisher With Fixings, Supports And All Required Accessories;Dry Chemical Powder Extinguisher | 16 | Nr | SAR | 937
Orig | 1 | 1.0167 | Kingdom of Saudi Arabia | Riyadh | Infrastructure | Sports Boulevard | BP2A -Promenade | SBF | Al Bawani | Award | 2021 | Remeasure | Other Utility Building (Pavilion) | CSI | Supply And Installation Of Projector Lift, Including All Fittings, Supports, Joints, Fixings And All Required Accessories | 2 | Nr | SAR | 42700
Orig | 1 | 1.0167 | Kingdom of Saudi Arabia | Riyadh | Infrastructure | Sports Boulevard | BP2A -Promenade | SBF | Al Bawani | Award | 2021 | Remeasure | Other Utility Building (Pavilion) | CSI | Supply And Installation Of Stone Countertop, Including All Fittings, Supports, Joints, Fixings And All Required Accessories, | 13 | m | SAR | 3220
Orig | 1 | 1.0167 | Kingdom of Saudi Arabia | Riyadh | Infrastructure | Sports Boulevard | BP2A -Promenade | SBF | Al Bawani | Award | 2021 | Remeasure | Other Utility Building (Pavilion) | CSI | Supply And Installation Of Precast Bench, Including All Fittings, Supports, Joints, Fixings And All Required Accessories, | 5 | Nr | SAR | 3920
Orig | 1 | 1.0167 | Kingdom of Saudi Arabia | Riyadh | Infrastructure | Sports Boulevard | BP2A -Promenade | SBF | Al Bawani | Award | 2021 | Remeasure | Other Utility Building (Pavilion) | CSI | Supply And Installation Of Cpvc Sch 80 Pipes Including Insulation, Fittings, Supports, Hangers And All Required Accessories; 20Mm Diameter | 109 | m | SAR | 109
Orig | 1 | 1.0167 | Kingdom of Saudi Arabia | Riyadh | Infrastructure | Sports Boulevard | BP2A -Promenade | SBF | Al Bawani | Award | 2021 | Remeasure | Other Utility Building (Pavilion) | CSI | Supply And Installation Of Cpvc Sch 80 Pipes Including Insulation, Fittings, Supports, Hangers And All Required Accessories; 25Mm Diameter | 25 | m | SAR | 123
Orig | 1 | 1.0168 | Kingdom of Saudi Arabia | Riyadh | Infrastructure | Sports Boulevard | BP2A -Promenade | SBF | Al Bawani | Award | 2021 | Remeasure | Other Utility Building (Pavilion) | CSI | Supply And Installation Of Cpvc Sch 80 Pipes Including Insulation, Fittings, Supports, Hangers And All Required Accessories; 32Mm Diameter | 19 | m | SAR | 137
Orig | 1 | 1.0168 | Kingdom of Saudi Arabia | Riyadh | Infrastructure | Sports Boulevard | BP2A -Promenade | SBF | Al Bawani | Award | 2021 | Remeasure | Other Utility Building (Pavilion) | CSI | Supply And Installation Of Cpvc Sch 80 Pipes Including Insulation, Fittings, Supports, Hangers And All Required Accessories; 40Mm Diameter | 20 | m | SAR | 157
Orig | 1 | 1.0168 | Kingdom of Saudi Arabia | Riyadh | Infrastructure | Sports Boulevard | BP2A -Promenade | SBF | Al Bawani | Award | 2021 | Remeasure | Other Utility Building (Pavilion) | CSI | Supply And Installation Of Cpvc Sch 80 Pipes Including Insulation, Fittings, Supports, Hangers And All Required Accessories; 50Mm Diameter | 21 | m | SAR | 190
Orig | 1 | 1.0168 | Kingdom of Saudi Arabia | Riyadh | Infrastructure | Sports Boulevard | BP2A -Promenade | SBF | Al Bawani | Award | 2021 | Remeasure | Other Utility Building (Pavilion) | CSI | Supply And Installation Of Cpvc Sch 80 Pipes Including Insulation, Fittings, Supports, Hangers And All Required Accessories; 63Mm Diameter | 11 | m | SAR | 253
Orig | 1 | 1.0168 | Kingdom of Saudi Arabia | Riyadh | Infrastructure | Sports Boulevard | BP2A -Promenade | SBF | Al Bawani | Award | 2021 | Remeasure | Other Utility Building (Pavilion) | CSI | Supply And Installation Of Hdpe Pipes Including Fittings, Supports, Hangers, Excavation, Backfilling, Bedding, Thrust Block And All Required Accessories; 20Mm Diameter | 19 | m | SAR | 88
Orig | 1 | 1.0168 | Kingdom of Saudi Arabia | Riyadh | Infrastructure | Sports Boulevard | BP2A -Promenade | SBF | Al Bawani | Award | 2021 | Remeasure | Other Utility Building (Pavilion) | CSI | Supply And Installation Of Hdpe Pipes Including Fittings, Supports, Hangers, Excavation, Backfilling, Bedding, Thrust Block And All Required Accessories; 32Mm Diameter | 89 | m | SAR | 87
Orig | 1 | 1.0168 | Kingdom of Saudi Arabia | Riyadh | Infrastructure | Sports Boulevard | BP2A -Promenade | SBF | Al Bawani | Award | 2021 | Remeasure | Other Utility Building (Pavilion) | CSI | Supply And Installation Of Hdpe Pipes Including Fittings, Supports, Hangers, Excavation, Backfilling, Bedding, Thrust Block And All Required Accessories; 40Mm Diameter | 1 | m | SAR | 105
Orig | 1 | 1.0168 | Kingdom of Saudi Arabia | Riyadh | Infrastructure | Sports Boulevard | BP2A -Promenade | SBF | Al Bawani | Award | 2021 | Remeasure | Other Utility Building (Pavilion) | CSI | Supply And Installation Of Hdpe Pipes Including Fittings, Supports, Hangers, Excavation, Backfilling, Bedding, Thrust Block And All Required Accessories; 50Mm Diameter | 4 | m | SAR | 120
Orig | 1 | 1.0168 | Kingdom of Saudi Arabia | Riyadh | Infrastructure | Sports Boulevard | BP2A -Promenade | SBF | Al Bawani | Award | 2021 | Remeasure | Other Utility Building (Pavilion) | CSI | Supply And Installation Of Hdpe Pipes Including Fittings, Supports, Hangers, Excavation, Backfilling, Bedding, Thrust Block And All Required Accessories; 63Mm Diameter | 13 | m | SAR | 127
Orig | 1 | 1.0168 | Kingdom of Saudi Arabia | Riyadh | Infrastructure | Sports Boulevard | BP2A -Promenade | SBF | Al Bawani | Award | 2021 | Remeasure | Other Utility Building (Pavilion) | CSI | Supply And Installation Of Hdpe Pipes Including Fittings, Supports, Hangers, Excavation, Backfilling, Bedding, Thrust Block And All Required Accessories; 75Mm Diameter | 5 | m | SAR | 176
Orig | 1 | 1.0169 | Kingdom of Saudi Arabia | Riyadh | Infrastructure | Sports Boulevard | BP2A -Promenade | SBF | Al Bawani | Award | 2021 | Remeasure | Other Utility Building (Pavilion) | CSI | Supply And Installation Of Corrugated Pvc, Pipes Including Fittings, Supports, Hangers, Excavation, Backfilling, Bedding And All Required Accessories; 50Mm Diameter (Overflow Control Cabling) | 42 | m | SAR | 213
Orig | 1 | 1.0169 | Kingdom of Saudi Arabia | Riyadh | Infrastructure | Sports Boulevard | BP2A -Promenade | SBF | Al Bawani | Award | 2021 | Remeasure | Other Utility Building (Pavilion) | CSI | Supply And Installation Of Ball Valve With Fittings, Fixings, Supports And All Required Accessories Complete; 20Mm Diameter | 24 | Nr | SAR | 104
Orig | 1 | 1.0169 | Kingdom of Saudi Arabia | Riyadh | Infrastructure | Sports Boulevard | BP2A -Promenade | SBF | Al Bawani | Award | 2021 | Remeasure | Other Utility Building (Pavilion) | CSI | Supply And Installation Of Ball Valve With Fittings, Fixings, Supports And All Required Accessories Complete; 25Mm Diameter | 3 | Nr | SAR | 153
Orig | 1 | 1.0169 | Kingdom of Saudi Arabia | Riyadh | Infrastructure | Sports Boulevard | BP2A -Promenade | SBF | Al Bawani | Award | 2021 | Remeasure | Other Utility Building (Pavilion) | CSI | Supply And Installation Of Ball Valve With Fittings, Fixings, Supports And All Required Accessories Complete; 32Mm Diameter | 21 | Nr | SAR | 235
Orig | 1 | 1.0169 | Kingdom of Saudi Arabia | Riyadh | Infrastructure | Sports Boulevard | BP2A -Promenade | SBF | Al Bawani | Award | 2021 | Remeasure | Other Utility Building (Pavilion) | CSI | Supply And Installation Of Ball Valve With Fittings, Fixings, Supports And All Required Accessories Complete; 50Mm Diameter | 7 | Nr | SAR | 452
Orig | 1 | 1.0169 | Kingdom of Saudi Arabia | Riyadh | Infrastructure | Sports Boulevard | BP2A -Promenade | SBF | Al Bawani | Award | 2021 | Remeasure | Other Utility Building (Pavilion) | CSI | Supply And Installation Of Ball Valve With Fittings, Fixings, Supports And All Required Accessories Complete; 63Mm Diameter | 1 | Nr | SAR | 2213
Orig | 1 | 1.0169 | Kingdom of Saudi Arabia | Riyadh | Infrastructure | Sports Boulevard | BP2A -Promenade | SBF | Al Bawani | Award | 2021 | Remeasure | Other Utility Building (Pavilion) | CSI | Supply And Installation Of Butterfly Valve With Fittings, Fixings, Supports And All Required Accessories ; 32Mm Diameter | 6 | Nr | SAR | 279
Orig | 1 | 1.0169 | Kingdom of Saudi Arabia | Riyadh | Infrastructure | Sports Boulevard | BP2A -Promenade | SBF | Al Bawani | Award | 2021 | Remeasure | Other Utility Building (Pavilion) | CSI | Supply And Installation Of Butterfly Valve With Fittings, Fixings, Supports And All Required Accessories ; 63Mm Diameter | 5 | Nr | SAR | 564
Orig | 1 | 1.0169 | Kingdom of Saudi Arabia | Riyadh | Infrastructure | Sports Boulevard | BP2A -Promenade | SBF | Al Bawani | Award | 2021 | Remeasure | Other Utility Building (Pavilion) | CSI | Supply And Installation Of Butterfly Valve With Fittings, Fixings, Supports And All Required Accessories ; 75Mm Diameter | 5 | Nr | SAR | 669
Orig | 1 | 1.0169 | Kingdom of Saudi Arabia | Riyadh | Infrastructure | Sports Boulevard | BP2A -Promenade | SBF | Al Bawani | Award | 2021 | Remeasure | Other Utility Building (Pavilion) | CSI | Supply And Installation Of Automatic Air Vent With Fittings, Fixings, Supports And All Required Accessories Complete; 20Mm Diameter | 8 | Nr | SAR | 480
Orig | 1 | 1.017 | Kingdom of Saudi Arabia | Riyadh | Infrastructure | Sports Boulevard | BP2A -Promenade | SBF | Al Bawani | Award | 2021 | Remeasure | Other Utility Building (Pavilion) | CSI | Supply And Installation Of Angle Valve With Fittings, Fixings, Supports And All Required Accessories Complete; 20Mm Diameter | 12 | Nr | SAR | 71
Orig | 1 | 1.017 | Kingdom of Saudi Arabia | Riyadh | Infrastructure | Sports Boulevard | BP2A -Promenade | SBF | Al Bawani | Award | 2021 | Remeasure | Other Utility Building (Pavilion) | CSI | Supply And Installation Of Check Valve Assembly With Fittings, Fixings, Supports And All Required Accessories Complete; 20Mm Diameter | 4 | Nr | SAR | 115
Orig | 1 | 1.017 | Kingdom of Saudi Arabia | Riyadh | Infrastructure | Sports Boulevard | BP2A -Promenade | SBF | Al Bawani | Award | 2021 | Remeasure | Other Utility Building (Pavilion) | CSI | Supply And Installation Of Check Valve Assembly With Fittings, Fixings, Supports And All Required Accessories Complete; 32Mm Diameter | 2 | Nr | SAR | 265
Orig | 1 | 1.017 | Kingdom of Saudi Arabia | Riyadh | Infrastructure | Sports Boulevard | BP2A -Promenade | SBF | Al Bawani | Award | 2021 | Remeasure | Other Utility Building (Pavilion) | CSI | Supply And Installation Of Check Valve Assembly With Fittings, Fixings, Supports And All Required Accessories Complete; 63Mm Diameter | 2 | Nr | SAR | 1463
Orig | 1 | 1.017 | Kingdom of Saudi Arabia | Riyadh | Infrastructure | Sports Boulevard | BP2A -Promenade | SBF | Al Bawani | Award | 2021 | Remeasure | Other Utility Building (Pavilion) | CSI | Supply And Installation Of Pressure Reducing Backflow Preventer Assembly With Fittings, Fixings, Supports And All Required Accessories Complete; 32Mm Diameter | 3 | Nr | SAR | 3247
Orig | 1 | 1.017 | Kingdom of Saudi Arabia | Riyadh | Infrastructure | Sports Boulevard | BP2A -Promenade | SBF | Al Bawani | Award | 2021 | Remeasure | Other Utility Building (Pavilion) | CSI | Supply And Installation Of Pressure Reducing Backflow Preventer Assembly With Fittings, Fixings, Supports And All Required Accessories Complete; 63Mm Diameter | 1 | Nr | SAR | 8522
Orig | 1 | 1.017 | Kingdom of Saudi Arabia | Riyadh | Infrastructure | Sports Boulevard | BP2A -Promenade | SBF | Al Bawani | Award | 2021 | Remeasure | Other Utility Building (Pavilion) | CSI | Supply And Installation Of Pressure Reducing Backflow Preventer Assembly With Fittings, Fixings, Supports And All Required Accessories Complete; 65Mm Diameter | 1 | Nr | SAR | 8522
Orig | 1 | 1.017 | Kingdom of Saudi Arabia | Riyadh | Infrastructure | Sports Boulevard | BP2A -Promenade | SBF | Al Bawani | Award | 2021 | Remeasure | Other Utility Building (Pavilion) | CSI | Supply And Installation Of Gate Valve With Fittings, Fixings, Supports And All Required Accessories Complete; 63Mm Diameter | 3 | Nr | SAR | 1284
Orig | 1 | 1.017 | Kingdom of Saudi Arabia | Riyadh | Infrastructure | Sports Boulevard | BP2A -Promenade | SBF | Al Bawani | Award | 2021 | Remeasure | Other Utility Building (Pavilion) | CSI | Supply And Installation Of Gate Valve With Fittings, Fixings, Supports And All Required Accessories Complete; 75Mm Diameter | 3 | Nr | SAR | 1653
Orig | 1 | 1.017 | Kingdom of Saudi Arabia | Riyadh | Infrastructure | Sports Boulevard | BP2A -Promenade | SBF | Al Bawani | Award | 2021 | Remeasure | Other Utility Building (Pavilion) | CSI | Supply And Installation Of Water Meter With Fittings, Fixings, Supports And All Required Accessories Complete; 32Mm Diameter | 4 | Nr | SAR | 3514
Orig | 1 | 1.0171 | Kingdom of Saudi Arabia | Riyadh | Infrastructure | Sports Boulevard | BP2A -Promenade | SBF | Al Bawani | Award | 2021 | Remeasure | Other Utility Building (Pavilion) | CSI | Supply And Installation Of Water Meter With Fittings, Fixings, Supports And All Required Accessories Complete; 63Mm Diameter | 1 | Nr | SAR | 8315
Orig | 1 | 1.0171 | Kingdom of Saudi Arabia | Riyadh | Infrastructure | Sports Boulevard | BP2A -Promenade | SBF | Al Bawani | Award | 2021 | Remeasure | Other Utility Building (Pavilion) | CSI | Supply And Installation Of Water Meter With Fittings, Fixings, Supports And All Required Accessories Complete; 65Mm Diameter | 1 | Nr | SAR | 8315
Orig | 1 | 1.0171 | Kingdom of Saudi Arabia | Riyadh | Infrastructure | Sports Boulevard | BP2A -Promenade | SBF | Al Bawani | Award | 2021 | Remeasure | Other Utility Building (Pavilion) | CSI | Supply And Installation Of Water Hammer Arrestor With Fittings, Fixings, Supports And All Required Accessories Complete; 20Mm Diameter | 6 | Nr | SAR | 193
Orig | 1 | 1.0171 | Kingdom of Saudi Arabia | Riyadh | Infrastructure | Sports Boulevard | BP2A -Promenade | SBF | Al Bawani | Award | 2021 | Remeasure | Other Utility Building (Pavilion) | CSI | Supply And Installation Of Strainer With Fittings, Fixings, Supports And All Required Accessories Complete;63Mm Diameter | 2 | Nr | SAR | 665
Orig | 1 | 1.0171 | Kingdom of Saudi Arabia | Riyadh | Infrastructure | Sports Boulevard | BP2A -Promenade | SBF | Al Bawani | Award | 2021 | Remeasure | Other Utility Building (Pavilion) | CSI | Supply And Installation Of Hose Bib With Fittings, Fixings, Supports And All Required Accessories Complete;20Mm Diameter | 4 | Nr | SAR | 188
Orig | 1 | 1.0171 | Kingdom of Saudi Arabia | Riyadh | Infrastructure | Sports Boulevard | BP2A -Promenade | SBF | Al Bawani | Award | 2021 | Remeasure | Other Utility Building (Pavilion) | CSI | Supply And Installation Of Motorized Valve With Fittings, Fixings, Supports And All Required Accessories Complete; 63Mm Diameter | 2 | Nr | SAR | 5277
Orig | 1 | 1.0171 | Kingdom of Saudi Arabia | Riyadh | Infrastructure | Sports Boulevard | BP2A -Promenade | SBF | Al Bawani | Award | 2021 | Remeasure | Other Utility Building (Pavilion) | CSI | Supply And Installation Of Pressure Reducing Backflow Preventer Assembly With Fittings, Fixings, Supports And All Required Accessories Complete; 50Mm Diameter | 1 | Nr | SAR | 5253
Orig | 1 | 1.0171 | Kingdom of Saudi Arabia | Riyadh | Infrastructure | Sports Boulevard | BP2A -Promenade | SBF | Al Bawani | Award | 2021 | Remeasure | Other Utility Building (Pavilion) | CSI | Supply And Installation Of Water Meter Chamber Including Cover, Solid Bricks, Water Proofing, Drainage Point, Connections, Concrete Works, Civil Works, Excavation And All Required Accessories Complete; (Size: 240Cm L X 90Cm W X 95Cm Height) | 1 | Nr | SAR | 4872
Orig | 1 | 1.0171 | Kingdom of Saudi Arabia | Riyadh | Infrastructure | Sports Boulevard | BP2A -Promenade | SBF | Al Bawani | Award | 2021 | Remeasure | Other Utility Building (Pavilion) | CSI | Supply And Installation Of Water Meter Chamber Including Cover, Solid Bricks, Water Proofing, Drainage Point, Connections, Concrete Works, Civil Works, Excavation And All Required Accessories Complete;.(Size: 225Cm L X 90Cm W X 90Cm Height) | 1 | Nr | SAR | 4872
Orig | 1 | 1.0171 | Kingdom of Saudi Arabia | Riyadh | Infrastructure | Sports Boulevard | BP2A -Promenade | SBF | Al Bawani | Award | 2021 | Remeasure | Other Utility Building (Pavilion) | CSI | Supply And Installation Of Valve Chamber Including Cover, Solid Bricks, Water Proofing, Drainage Point, Connections, Concrete Works, Civil Works, Excavation And All Required Accessories Complete; Size: 120 Cm (Length) X 60 Cm (Width) X 95 Cm (Height) | 2 | Nr | SAR | 4872
Orig | 1 | 1.0171 | Kingdom of Saudi Arabia | Riyadh | Infrastructure | Sports Boulevard | BP2A -Promenade | SBF | Al Bawani | Award | 2021 | Remeasure | Other Utility Building (Pavilion) | CSI | Supply And Installation Of Valve Chamber Including Cover, Solid Bricks, Water Proofing, Drainage Point, Connections, Concrete Works, Civil Works, Excavation And All Required Accessories Complete; 60 Cm (Length) X 60 Cm (Width) X 95 Cm (Height) | 2 | Nr | SAR | 4312
Orig | 1 | 1.0172 | Kingdom of Saudi Arabia | Riyadh | Infrastructure | Sports Boulevard | BP2A -Promenade | SBF | Al Bawani | Award | 2021 | Remeasure | Other Utility Building (Pavilion) | CSI | Supply And Installation Of Drinking Fountain With All Required Mountings, Base, Connections, Controls And Accessories Complete; | 2 | Nr | SAR | 29051
Orig | 1 | 1.0172 | Kingdom of Saudi Arabia | Riyadh | Infrastructure | Sports Boulevard | BP2A -Promenade | SBF | Al Bawani | Award | 2021 | Remeasure | Other Utility Building (Pavilion) | CSI | Drainage Pipework - Below Ground Supply And Installation Of Upvc Sch 40 Pipes Including Fittings, Supports, Hangers, Joints, Excavation, Backfilling And All Required Accessories Complete; 40Mm Diameter | 31 | m | SAR | 106
Orig | 1 | 1.0172 | Kingdom of Saudi Arabia | Riyadh | Infrastructure | Sports Boulevard | BP2A -Promenade | SBF | Al Bawani | Award | 2021 | Remeasure | Other Utility Building (Pavilion) | CSI | Drainage Pipework - Below Ground .Supply And Installation Of Upvc Sch 40 Pipes Including Fittings, Supports, Hangers, Joints, Excavation, Backfilling And All Required Accessories Complete; 50Mm Diameter | 11 | m | SAR | 122
Orig | 1 | 1.0172 | Kingdom of Saudi Arabia | Riyadh | Infrastructure | Sports Boulevard | BP2A -Promenade | SBF | Al Bawani | Award | 2021 | Remeasure | Other Utility Building (Pavilion) | CSI | Drainage Pipework - Below Ground .Supply And Installation Of Upvc Sch 40 Pipes Including Fittings, Supports, Hangers, Joints, Excavation, Backfilling And All Required Accessories Complete; 100Mm Diameter | 245 | m | SAR | 245
Orig | 1 | 1.0172 | Kingdom of Saudi Arabia | Riyadh | Infrastructure | Sports Boulevard | BP2A -Promenade | SBF | Al Bawani | Award | 2021 | Remeasure | Other Utility Building (Pavilion) | CSI | Drainage Pipework - Below Ground .Supply And Installation Of Upvc Sch 40 Pipes Including Fittings, Supports, Hangers, Joints, Excavation, Backfilling And All Required Accessories Complete; 150Mm Diameter | 4 | m | SAR | 300
Orig | 1 | 1.0172 | Kingdom of Saudi Arabia | Riyadh | Infrastructure | Sports Boulevard | BP2A -Promenade | SBF | Al Bawani | Award | 2021 | Remeasure | Other Utility Building (Pavilion) | CSI | Drainage Pipework - Below Ground .Supply And Installation Of Upvc Sch 40 Pipes Including Fittings, Supports, Hangers, Joints, Excavation, Backfilling And All Required Accessories Complete; 200Mm Diameter | 62 | m | SAR | 419
Orig | 1 | 1.0172 | Kingdom of Saudi Arabia | Riyadh | Infrastructure | Sports Boulevard | BP2A -Promenade | SBF | Al Bawani | Award | 2021 | Remeasure | Other Utility Building (Pavilion) | CSI | Aboveground. Supply And Installation Of Upvc Sch-40 Pipes Including Fittings, Supports, Hangers, Joints And All Required Accessories Complete; 25Mm Diameter | 26 | m | SAR | 32
Orig | 1 | 1.0172 | Kingdom of Saudi Arabia | Riyadh | Infrastructure | Sports Boulevard | BP2A -Promenade | SBF | Al Bawani | Award | 2021 | Remeasure | Other Utility Building (Pavilion) | CSI | Aboveground. Supply And Installation Of Upvc Sch-40 Pipes Including Fittings, Supports, Hangers, Joints And All Required Accessories Complete; 32Mm Diameter | 4 | m | SAR | 42
Orig | 1 | 1.0172 | Kingdom of Saudi Arabia | Riyadh | Infrastructure | Sports Boulevard | BP2A -Promenade | SBF | Al Bawani | Award | 2021 | Remeasure | Other Utility Building (Pavilion) | CSI | Aboveground. Supply And Installation Of Upvc Sch-40 Pipes Including Fittings, Supports, Hangers, Joints And All Required Accessories Complete; 40Mm Diameter | 4 | m | SAR | 59
Orig | 1 | 1.0172 | Kingdom of Saudi Arabia | Riyadh | Infrastructure | Sports Boulevard | BP2A -Promenade | SBF | Al Bawani | Award | 2021 | Remeasure | Other Utility Building (Pavilion) | CSI | Aboveground. Supply And Installation Of Upvc Sch-40 Pipes Including Fittings, Supports, Hangers, Joints And All Required Accessories Complete; 50Mm Diameter | 1 | m | SAR | 78
Orig | 1 | 1.0173 | Kingdom of Saudi Arabia | Riyadh | Infrastructure | Sports Boulevard | BP2A -Promenade | SBF | Al Bawani | Award | 2021 | Remeasure | Other Utility Building (Pavilion) | CSI | Facility Sanitary Sewerage; Drainage Pipework-Aboveground ; 25Mm Diameter | 21 | m | SAR | 32
Orig | 1 | 1.0173 | Kingdom of Saudi Arabia | Riyadh | Infrastructure | Sports Boulevard | BP2A -Promenade | SBF | Al Bawani | Award | 2021 | Remeasure | Other Utility Building (Pavilion) | CSI | Facility Sanitary Sewerage; Drainage Pipework-Aboveground ; 32Mm Diameter | 2 | m | SAR | 42
Orig | 1 | 1.0173 | Kingdom of Saudi Arabia | Riyadh | Infrastructure | Sports Boulevard | BP2A -Promenade | SBF | Al Bawani | Award | 2021 | Remeasure | Other Utility Building (Pavilion) | CSI | Facility Sanitary Sewerage; Drainage Pipework-Aboveground ; 40Mm Diameter | 14 | m | SAR | 59
Orig | 1 | 1.0173 | Kingdom of Saudi Arabia | Riyadh | Infrastructure | Sports Boulevard | BP2A -Promenade | SBF | Al Bawani | Award | 2021 | Remeasure | Other Utility Building (Pavilion) | CSI | Facility Sanitary Sewerage; Drainage Pipework-Aboveground ; 100Mm Diameter | 6 | m | SAR | 136
Orig | 1 | 1.0173 | Kingdom of Saudi Arabia | Riyadh | Infrastructure | Sports Boulevard | BP2A -Promenade | SBF | Al Bawani | Award | 2021 | Remeasure | Other Utility Building (Pavilion) | CSI | Facility Sanitary Sewerage; Drainage Pipework-Aboveground ; 110Mm Diameter | 4 | m | SAR | 136
Orig | 1 | 1.0173 | Kingdom of Saudi Arabia | Riyadh | Infrastructure | Sports Boulevard | BP2A -Promenade | SBF | Al Bawani | Award | 2021 | Remeasure | Other Utility Building (Pavilion) | CSI | Facility Sanitary Sewerage; Drainage Pipework-Aboveground ; 150Mm Diameter | 9 | m | SAR | 214
Orig | 1 | 1.0173 | Kingdom of Saudi Arabia | Riyadh | Infrastructure | Sports Boulevard | BP2A -Promenade | SBF | Al Bawani | Award | 2021 | Remeasure | Other Utility Building (Pavilion) | CSI | Supply And Installation Of Manholes Including Manhole Cover, All Associated Civil Works, Fittings And Accessories Complete; Manhole - 400 X 400 X 950 Mm (For Overflow Control Conduits) | 6 | Nr | SAR | 1680
Orig | 1 | 1.0173 | Kingdom of Saudi Arabia | Riyadh | Infrastructure | Sports Boulevard | BP2A -Promenade | SBF | Al Bawani | Award | 2021 | Remeasure | Other Utility Building (Pavilion) | CSI | Supply And Installation Of Manholes Including Manhole Cover, All Associated Civil Works, Fittings And Accessories Complete; Manhole - 600 X 600 X 750 Mm | 7 | Nr | SAR | 2100
Orig | 1 | 1.0173 | Kingdom of Saudi Arabia | Riyadh | Infrastructure | Sports Boulevard | BP2A -Promenade | SBF | Al Bawani | Award | 2021 | Remeasure | Other Utility Building (Pavilion) | CSI | Supply And Installation Of Manholes Including Manhole Cover, All Associated Civil Works, Fittings And Accessories Complete; Manhole - 600 X 600 X 850 Mm | 10 | Nr | SAR | 2100
Orig | 1 | 1.0173 | Kingdom of Saudi Arabia | Riyadh | Infrastructure | Sports Boulevard | BP2A -Promenade | SBF | Al Bawani | Award | 2021 | Remeasure | Other Utility Building (Pavilion) | CSI | Supply And Installation Of Gully Trap Including Cover, All Associated Civil Works, Fittings And Accessories Complete; Gully Trap - 500 X 500 X 500 Mm | 4 | Nr | SAR | 763
Orig | 1 | 1.0174 | Kingdom of Saudi Arabia | Riyadh | Infrastructure | Sports Boulevard | BP2A -Promenade | SBF | Al Bawani | Award | 2021 | Remeasure | Other Utility Building (Pavilion) | CSI | Supply And Installation Of Holding Tank - 11.355 Litre Capacity With All Required Mountings, Base, Fittings, Connections, Overflow Controls And Accessories Complete; (Size: 1.8 M Width X 5.15 Mlength) | 1 | Nr | SAR | 51464
Orig | 1 | 1.0174 | Kingdom of Saudi Arabia | Riyadh | Infrastructure | Sports Boulevard | BP2A -Promenade | SBF | Al Bawani | Award | 2021 | Remeasure | Other Utility Building (Pavilion) | CSI | Supply And Installation Of Holding Tank - 3785 Litre Capacity With All Required Mountings, Base, Fittings, Connections, Overflow Controls And Accessories Complete; | 1 | Nr | SAR | 51464
Orig | 1 | 1.0174 | Kingdom of Saudi Arabia | Riyadh | Infrastructure | Sports Boulevard | BP2A -Promenade | SBF | Al Bawani | Award | 2021 | Remeasure | Other Utility Building (Pavilion) | CSI | Supply And Installation Of Drain Accessories Including Fittings, Fixings And All Required Accessories Complete; Floor Drain 50Mm Diameter | 8 | Nr | SAR | 561
Orig | 1 | 1.0174 | Kingdom of Saudi Arabia | Riyadh | Infrastructure | Sports Boulevard | BP2A -Promenade | SBF | Al Bawani | Award | 2021 | Remeasure | Other Utility Building (Pavilion) | CSI | Supply And Installation Of Drain Accessories Including Fittings, Fixings And All Required Accessories Complete; Floor Drain 100Mm Diameter | 5 | Nr | SAR | 575
Orig | 1 | 1.0174 | Kingdom of Saudi Arabia | Riyadh | Infrastructure | Sports Boulevard | BP2A -Promenade | SBF | Al Bawani | Award | 2021 | Remeasure | Other Utility Building (Pavilion) | CSI | Supply And Installation Of Drain Accessories Including Fittings, Fixings And All Required Accessories Complete;Clean Out 100Mm Diameter | 20 | Nr | SAR | 568
Orig | 1 | 1.0174 | Kingdom of Saudi Arabia | Riyadh | Infrastructure | Sports Boulevard | BP2A -Promenade | SBF | Al Bawani | Award | 2021 | Remeasure | Other Utility Building (Pavilion) | CSI | Supply And Installation Of Drain Accessories Including Fittings, Fixings And All Required Accessories Complete;Clean Out 150Mm Diameter | 1 | Nr | SAR | 778
Orig | 1 | 1.0174 | Kingdom of Saudi Arabia | Riyadh | Infrastructure | Sports Boulevard | BP2A -Promenade | SBF | Al Bawani | Award | 2021 | Remeasure | Other Utility Building (Pavilion) | CSI | Supply And Installation Of Drain Accessories Including Fittings, Fixings And All Required Accessories Complete;Air Admittance Valve - 40Mm Diameter | 4 | Nr | SAR | 2180
Orig | 1 | 1.0174 | Kingdom of Saudi Arabia | Riyadh | Infrastructure | Sports Boulevard | BP2A -Promenade | SBF | Al Bawani | Award | 2021 | Remeasure | Other Utility Building (Pavilion) | CSI | Supply And Installation Of Drain Accessories Including Fittings, Fixings And All Required Accessories Complete;Air Admittance Valve - 100Mm Diameter | 4 | Nr | SAR | 3580
Orig | 1 | 1.0174 | Kingdom of Saudi Arabia | Riyadh | Infrastructure | Sports Boulevard | BP2A -Promenade | SBF | Al Bawani | Award | 2021 | Remeasure | Other Utility Building (Pavilion) | CSI | Supply And Installation Of Drain Accessories Including Fittings, Fixings And All Required Accessories Complete;Air Admittance Valve - 150Mm Diameter | 1 | Nr | SAR | 4140
Orig | 1 | 1.0174 | Kingdom of Saudi Arabia | Riyadh | Infrastructure | Sports Boulevard | BP2A -Promenade | SBF | Al Bawani | Award | 2021 | Remeasure | Other Utility Building (Pavilion) | CSI | Supply And Installation Of Drain Accessories Including Fittings, Fixings And All Required Accessories Complete;Sewage Swing Check Valve - 200 Mm Diameter | 2 | Nr | SAR | 430
Orig | 1 | 1.0175 | Kingdom of Saudi Arabia | Riyadh | Infrastructure | Sports Boulevard | BP2A -Promenade | SBF | Al Bawani | Award | 2021 | Remeasure | Other Utility Building (Pavilion) | CSI | Drainage Pipework-Aboveground; Supply And Installation Of Upvc Sch 40 Pipes Including Fittings, Supports, Hangers, Joints And All Required Accessories Complete; 100Mm Diameter | 66 | m | SAR | 136
Orig | 1 | 1.0175 | Kingdom of Saudi Arabia | Riyadh | Infrastructure | Sports Boulevard | BP2A -Promenade | SBF | Al Bawani | Award | 2021 | Remeasure | Other Utility Building (Pavilion) | CSI | Drainage Pipework-Aboveground; Supply And Installation Of Upvc Sch 40 Pipes Including Fittings, Supports, Hangers, Joints And All Required Accessories Complete; 150Mm Diameter | 13 | m | SAR | 214
Orig | 1 | 1.0175 | Kingdom of Saudi Arabia | Riyadh | Infrastructure | Sports Boulevard | BP2A -Promenade | SBF | Al Bawani | Award | 2021 | Remeasure | Other Utility Building (Pavilion) | CSI | Supply And Installation Of Drain Accessories Including Fittings, Fixings And All Required Accessories Complete, Clean Out - 100Mm Diameter | 6 | Nr | SAR | 568
Orig | 1 | 1.0175 | Kingdom of Saudi Arabia | Riyadh | Infrastructure | Sports Boulevard | BP2A -Promenade | SBF | Al Bawani | Award | 2021 | Remeasure | Other Utility Building (Pavilion) | CSI | Supply And Installation Of Drain Accessories Including Fittings, Fixings And All Required Accessories Complete, Clean Out - 150Mm Diameter | 2 | Nr | SAR | 778
Orig | 1 | 1.0175 | Kingdom of Saudi Arabia | Riyadh | Infrastructure | Sports Boulevard | BP2A -Promenade | SBF | Al Bawani | Award | 2021 | Remeasure | Other Utility Building (Pavilion) | CSI | Supply And Installation Of Drain Accessories Including Fittings, Fixings And All Required Accessories Complete; Downspout Nozzle, No Hub Type, Cast Nickel Bronze With Anchor Flange - 150 Mm Diameter | 2 | Nr | SAR | 645
Orig | 1 | 1.0175 | Kingdom of Saudi Arabia | Riyadh | Infrastructure | Sports Boulevard | BP2A -Promenade | SBF | Al Bawani | Award | 2021 | Remeasure | Other Utility Building (Pavilion) | CSI | Supply And Installation Of Drain Accessories Including Fittings, Fixings And All Required Accessories Complete; Roof Drain 100Mm Diameter | 4 | Nr | SAR | 680
Orig | 1 | 1.0175 | Kingdom of Saudi Arabia | Riyadh | Infrastructure | Sports Boulevard | BP2A -Promenade | SBF | Al Bawani | Award | 2021 | Remeasure | Other Utility Building (Pavilion) | CSI | Supply And Installation Of Ablution Fixtures With All Required Mountings, Marble Base, Connections, Controls, Drainage System, Water Supply System And Accessories; Ablution Fixtures And Accessories | 10 | Nr | SAR | 7283
Orig | 1 | 1.0175 | Kingdom of Saudi Arabia | Riyadh | Infrastructure | Sports Boulevard | BP2A -Promenade | SBF | Al Bawani | Award | 2021 | Remeasure | Other Utility Building (Pavilion) | CSI | Supply And Installation Of Water Fill Station With All Required Mountings, Connections, Controls, Drainage System, Water Supply System And Accessories | 2 | Nr | SAR | 7283
Orig | 1 | 1.0175 | Kingdom of Saudi Arabia | Riyadh | Infrastructure | Sports Boulevard | BP2A -Promenade | SBF | Al Bawani | Award | 2021 | Remeasure | Other Utility Building (Pavilion) | CSI | Hvac; Supply And Installation Of Duct Insulation Including Overlapping Excess, Fixings, Tape, Sealants And All Required Accessories Complete; Mineral Fibre Blanket Insulation 25Mm Thick. | 91 | m² | SAR | 62
Orig | 1 | 1.0175 | Kingdom of Saudi Arabia | Riyadh | Infrastructure | Sports Boulevard | BP2A -Promenade | SBF | Al Bawani | Award | 2021 | Remeasure | Other Utility Building (Pavilion) | CSI | Supply And Installation Of Copper Pipe Including Insulation, Control Cables, Refrigerant And All Required Accessories; (1 M = 1 M Suction Line + 1 M Liquid Line) ; 15Mm Diameter | 72 | m | SAR | 84
Orig | 1 | 1.0176 | Kingdom of Saudi Arabia | Riyadh | Infrastructure | Sports Boulevard | BP2A -Promenade | SBF | Al Bawani | Award | 2021 | Remeasure | Other Utility Building (Pavilion) | CSI | Supply And Installation Of Copper Pipe Including Insulation, Control Cables, Refrigerant And All Required Accessories; (1 M = 1 M Suction Line + 1 M Liquid Line) ; 10Mm Diameter | 40 | m | SAR | 59
Orig | 1 | 1.0176 | Kingdom of Saudi Arabia | Riyadh | Infrastructure | Sports Boulevard | BP2A -Promenade | SBF | Al Bawani | Award | 2021 | Remeasure | Other Utility Building (Pavilion) | CSI | Supply And Installation Of Copper Pipe Including Insulation, Control Cables, Refrigerant And All Required Accessories; (1 M = 1 M Suction Line + 1 M Liquid Line) ; 8Mm Diameter | 24 | m | SAR | 52
Orig | 1 | 1.0176 | Kingdom of Saudi Arabia | Riyadh | Infrastructure | Sports Boulevard | BP2A -Promenade | SBF | Al Bawani | Award | 2021 | Remeasure | Other Utility Building (Pavilion) | CSI | Supply And Installation Of Copper Pipe Including Insulation, Control Cables, Refrigerant And All Required Accessories; (1 M = 1 M Suction Line + 1 M Liquid Line) ; 6Mm Diameter | 92 | m | SAR | 50
Orig | 1 | 1.0176 | Kingdom of Saudi Arabia | Riyadh | Infrastructure | Sports Boulevard | BP2A -Promenade | SBF | Al Bawani | Award | 2021 | Remeasure | Other Utility Building (Pavilion) | CSI | Supply And Installation Of Copper Pipe Including Insulation, Control Cables, Refrigerant And All Required Accessories; (1 M = 1 M Suction Line + 1 M Liquid Line) ; 12Mm Diameter | 3 | m | SAR | 59
Orig | 1 | 1.0176 | Kingdom of Saudi Arabia | Riyadh | Infrastructure | Sports Boulevard | BP2A -Promenade | SBF | Al Bawani | Award | 2021 | Remeasure | Other Utility Building (Pavilion) | CSI | Supply And Installation Of Galvanized Steel Ductwork Including Fittings, Supports, Hangers, Fixings, Threaded Rods, Joints, Access Doors, Sealants And All Required Accessories; 100Mm Diameter | 7 | m | SAR | 147
Orig | 1 | 1.0176 | Kingdom of Saudi Arabia | Riyadh | Infrastructure | Sports Boulevard | BP2A -Promenade | SBF | Al Bawani | Award | 2021 | Remeasure | Other Utility Building (Pavilion) | CSI | Supply And Installation Of Galvanized Steel Ductwork Including Fittings, Supports, Hangers, Fixings, Threaded Rods, Joints, Access Doors, Sealants And All Required Accessories; 150Mm Diameter | 11 | m | SAR | 183
Orig | 1 | 1.0176 | Kingdom of Saudi Arabia | Riyadh | Infrastructure | Sports Boulevard | BP2A -Promenade | SBF | Al Bawani | Award | 2021 | Remeasure | Other Utility Building (Pavilion) | CSI | Supply And Installation Of Galvanized Steel Ductwork Including Fittings, Supports, Hangers, Fixings, Threaded Rods, Joints, Access Doors, Sealants And All Required Accessories; 200Mm Diameter | 11 | m | SAR | 213
Orig | 1 | 1.0176 | Kingdom of Saudi Arabia | Riyadh | Infrastructure | Sports Boulevard | BP2A -Promenade | SBF | Al Bawani | Award | 2021 | Remeasure | Other Utility Building (Pavilion) | CSI | Supply And Installation Of Kitchen Hood Exhaust Ductwork Including Fittings, Supports, Hangers, Fixings, Threaded Rods, Joints, Access Doors, Sealants And All Required Accessories Complete; 300Mm Diameter | 6 | m | SAR | 1792
Orig | 1 | 1.0176 | Kingdom of Saudi Arabia | Riyadh | Infrastructure | Sports Boulevard | BP2A -Promenade | SBF | Al Bawani | Award | 2021 | Remeasure | Other Utility Building (Pavilion) | CSI | Supply And Installation Of Inline Fan Including Filters, Supports, Hangers, Controls, Control Cabling And All Required Accessories Complete; Exhaust Fan; Efu-01 | 1 | Nr | SAR | 2628
Orig | 1 | 1.0176 | Kingdom of Saudi Arabia | Riyadh | Infrastructure | Sports Boulevard | BP2A -Promenade | SBF | Al Bawani | Award | 2021 | Remeasure | Other Utility Building (Pavilion) | CSI | Supply And Installation Of Inline Fan Including Filters, Supports, Hangers, Controls, Control Cabling And All Required Accessories Complete; Exhaust Fan; Efu-05 | 1 | Nr | SAR | 2006
Orig | 1 | 1.0177 | Kingdom of Saudi Arabia | Riyadh | Infrastructure | Sports Boulevard | BP2A -Promenade | SBF | Al Bawani | Award | 2021 | Remeasure | Other Utility Building (Pavilion) | CSI | Supply And Installation Of Inline Fan Including Filters, Supports, Hangers, Controls, Control Cabling And All Required Accessories Complete; Exhaust Fan; Efu-02 | 1 | Nr | SAR | 2069
Orig | 1 | 1.0177 | Kingdom of Saudi Arabia | Riyadh | Infrastructure | Sports Boulevard | BP2A -Promenade | SBF | Al Bawani | Award | 2021 | Remeasure | Other Utility Building (Pavilion) | CSI | Supply And Installation Of Inline Fan Including Filters, Supports, Hangers, Controls, Control Cabling And All Required Accessories Complete; Exhaust Fan; Efu-03 | 1 | Nr | SAR | 2006
Orig | 1 | 1.0177 | Kingdom of Saudi Arabia | Riyadh | Infrastructure | Sports Boulevard | BP2A -Promenade | SBF | Al Bawani | Award | 2021 | Remeasure | Other Utility Building (Pavilion) | CSI | Supply And Installation Of Inline Fan Including Filters, Supports, Hangers, Controls, Control Cabling And All Required Accessories Complete; Exhaust Fan; Efu-06 | 1 | Nr | SAR | 2054
Orig | 1 | 1.0177 | Kingdom of Saudi Arabia | Riyadh | Infrastructure | Sports Boulevard | BP2A -Promenade | SBF | Al Bawani | Award | 2021 | Remeasure | Other Utility Building (Pavilion) | CSI | Supply And Installation Of Inline Fan Including Filters, Supports, Hangers, Controls, Control Cabling And All Required Accessories Complete; Supply Fan; Sfu 01 | 1 | Nr | SAR | 5858
Orig | 1 | 1.0177 | Kingdom of Saudi Arabia | Riyadh | Infrastructure | Sports Boulevard | BP2A -Promenade | SBF | Al Bawani | Award | 2021 | Remeasure | Other Utility Building (Pavilion) | CSI | Supply And Installation Of Wall Axial Fan Including Supports, Hangers, Controls, Control Cabling And All Required Accessories; Exhaust Fan; Efu-07 | 6 | Nr | SAR | 3069
Orig | 1 | 1.0177 | Kingdom of Saudi Arabia | Riyadh | Infrastructure | Sports Boulevard | BP2A -Promenade | SBF | Al Bawani | Award | 2021 | Remeasure | Other Utility Building (Pavilion) | CSI | Supply And Installation Of Air Outlets Including Plenum Box, Volume Damper, Supports, Hangers, Dampers And All Required Accessories Complete; Rg-01 With Size 225 X 125 Mm | 19 | Nr | SAR | 109
Orig | 1 | 1.0177 | Kingdom of Saudi Arabia | Riyadh | Infrastructure | Sports Boulevard | BP2A -Promenade | SBF | Al Bawani | Award | 2021 | Remeasure | Other Utility Building (Pavilion) | CSI | Supply And Installation Of Air Outlets Including Plenum Box, Volume Damper, Supports, Hangers, Dampers And All Required Accessories Complete; Rg-02 With Size 425 X 125 Mm | 4 | Nr | SAR | 126
Orig | 1 | 1.0177 | Kingdom of Saudi Arabia | Riyadh | Infrastructure | Sports Boulevard | BP2A -Promenade | SBF | Al Bawani | Award | 2021 | Remeasure | Other Utility Building (Pavilion) | CSI | Supply And Installation Of Air Outlets Including Plenum Box, Volume Damper, Supports, Hangers, Dampers And All Required Accessories Complete; Rg-03 With Size 325 X 225 Mm | 2 | Nr | SAR | 143
Orig | 1 | 1.0177 | Kingdom of Saudi Arabia | Riyadh | Infrastructure | Sports Boulevard | BP2A -Promenade | SBF | Al Bawani | Award | 2021 | Remeasure | Other Utility Building (Pavilion) | CSI | Supply And Installation Of Air Outlets Including Plenum Box, Volume Damper, Supports, Hangers, Dampers And All Required Accessories Complete;Rg-05 With Size 625 X 325 Mm | 2 | Nr | SAR | 238
Orig | 1 | 1.0177 | Kingdom of Saudi Arabia | Riyadh | Infrastructure | Sports Boulevard | BP2A -Promenade | SBF | Al Bawani | Award | 2021 | Remeasure | Other Utility Building (Pavilion) | CSI | Supply And Installation Of Air Outlets Including Plenum Box, Volume Damper, Supports, Hangers, Dampers And All Required Accessories Complete; Sg-01 With Size 225 X 125 Mm | 8 | Nr | SAR | 252
Orig | 1 | 1.0178 | Kingdom of Saudi Arabia | Riyadh | Infrastructure | Sports Boulevard | BP2A -Promenade | SBF | Al Bawani | Award | 2021 | Remeasure | Other Utility Building (Pavilion) | CSI | Supply And Installation Of Air Outlets Including Plenum Box, Volume Damper, Supports, Hangers, Dampers And All Required Accessories Complete; Sg-02 With Size 425 X 125 Mm | 6 | Nr | SAR | 297
Orig | 1 | 1.0178 | Kingdom of Saudi Arabia | Riyadh | Infrastructure | Sports Boulevard | BP2A -Promenade | SBF | Al Bawani | Award | 2021 | Remeasure | Other Utility Building (Pavilion) | CSI | Supply And Installation Of Air Outlets Including Plenum Box, Volume Damper, Supports, Hangers, Dampers And All Required Accessories Complete; Sg-03 With Size 325 X 125 Mm | 6 | Nr | SAR | 318
Orig | 1 | 1.0178 | Kingdom of Saudi Arabia | Riyadh | Infrastructure | Sports Boulevard | BP2A -Promenade | SBF | Al Bawani | Award | 2021 | Remeasure | Other Utility Building (Pavilion) | CSI | Supply And Installation Of Air Outlets Including Plenum Box, Volume Damper, Supports, Hangers, Dampers And All Required Accessories Complete; Stl-01 With Size 300 X 300 Mm | 3 | Nr | SAR | 889
Orig | 1 | 1.0178 | Kingdom of Saudi Arabia | Riyadh | Infrastructure | Sports Boulevard | BP2A -Promenade | SBF | Al Bawani | Award | 2021 | Remeasure | Other Utility Building (Pavilion) | CSI | Supply And Installation Of Manholes Including Manhole Cover, All Associated Civil Works, Fittings And Accessories Complete; Manhole - 400 X 400 X 950 Mm Size (For Canopies Support Pipe Access) | 4 | m | SAR | 1890
Orig | 1 | 1.0178 | Kingdom of Saudi Arabia | Riyadh | Infrastructure | Sports Boulevard | BP2A -Promenade | SBF | Al Bawani | Award | 2021 | Remeasure | Other Utility Building (Pavilion) | CSI | Supply And Installation Of Concealed Ducted Dx Split Air Conditioning Unit Including Internal & External Unit, Drain Pane, Supports, Hangers, Control Panel, Controls, Control Cabling, Thermostat, Refrigerant And All Required Accessories Complete; Iu-01 ; Capacity - 3.6 / 2.3 Kw (Total / Sensible) | 1 | Nr | SAR | 7636
Orig | 1 | 1.0178 | Kingdom of Saudi Arabia | Riyadh | Infrastructure | Sports Boulevard | BP2A -Promenade | SBF | Al Bawani | Award | 2021 | Remeasure | Other Utility Building (Pavilion) | CSI | Supply And Installation Of Concealed Ducted Dx Split Air Conditioning Unit Including Internal & External Unit, Drain Pane, Supports, Hangers, Control Panel, Controls, Control Cabling, Thermostat, Refrigerant And All Required Accessories Complete;Iu-02 ; Capacity - 9 / 6.2 Kw (Total / Sensible) | 1 | Nr | SAR | 8560
Orig | 1 | 1.0178 | Kingdom of Saudi Arabia | Riyadh | Infrastructure | Sports Boulevard | BP2A -Promenade | SBF | Al Bawani | Award | 2021 | Remeasure | Other Utility Building (Pavilion) | CSI | Supply And Installation Of Concealed Ducted Dx Split Air Conditioning Unit Including Internal & External Unit, Drain Pane, Supports, Hangers, Control Panel, Controls, Control Cabling, Thermostat, Refrigerant And All Required Accessories Complete;Iu-03 ; Capacity - 2.2 / 1.3 Kw (Total / Sensible) | 1 | Nr | SAR | 7133
Orig | 1 | 1.0178 | Kingdom of Saudi Arabia | Riyadh | Infrastructure | Sports Boulevard | BP2A -Promenade | SBF | Al Bawani | Award | 2021 | Remeasure | Other Utility Building (Pavilion) | CSI | Supply And Installation Of Concealed Ducted Dx Split Air Conditioning Unit Including Internal & External Unit, Drain Pane, Supports, Hangers, Control Panel, Controls, Control Cabling, Thermostat, Refrigerant And All Required Accessories Complete; Iu-04 ; Capacity - 6.6 / 5.2 Kw (Total / Sensible) | 3 | Nr | SAR | 7020
Orig | 1 | 1.0178 | Kingdom of Saudi Arabia | Riyadh | Infrastructure | Sports Boulevard | BP2A -Promenade | SBF | Al Bawani | Award | 2021 | Remeasure | Other Utility Building (Pavilion) | CSI | Supply And Installation Of Concealed Ducted Dx Split Air Conditioning Unit Including Internal & External Unit, Drain Pane, Supports, Hangers, Control Panel, Controls, Control Cabling, Thermostat, Refrigerant And All Required Accessories Complete; Ou-01 ; Capacity -12.5 Kw (Total) | 1 | Nr | SAR | 45247
Orig | 1 | 1.0178 | Kingdom of Saudi Arabia | Riyadh | Infrastructure | Sports Boulevard | BP2A -Promenade | SBF | Al Bawani | Award | 2021 | Remeasure | Other Utility Building (Pavilion) | CSI | Supply And Installation Of Concealed Ducted Dx Split Air Conditioning Unit Including Internal & External Unit, Drain Pane, Supports, Hangers, Control Panel, Controls, Control Cabling, Thermostat, Refrigerant And All Required Accessories Complete; Ou-02 ; Capacity -5.3 Kw (Total) | 3 | Nr | SAR | 9136
Orig | 1 | 1.0179 | Kingdom of Saudi Arabia | Riyadh | Infrastructure | Sports Boulevard | BP2A -Promenade | SBF | Al Bawani | Award | 2021 | Remeasure | Other Utility Building (Pavilion) | CSI | Supply And Installation Of Concealed Ducted Dx Split Air Conditioning Unit Including Internal & External Unit, Drain Pane, Supports, Hangers, Control Panel, Controls, Control Cabling, Thermostat, Refrigerant And All Required Accessories Complete; Iu-06 ; Capacity - 5 / 4 Kw (Total / Sensible) | 1 | Nr | SAR | 6404
Orig | 1 | 1.0179 | Kingdom of Saudi Arabia | Riyadh | Infrastructure | Sports Boulevard | BP2A -Promenade | SBF | Al Bawani | Award | 2021 | Remeasure | Other Utility Building (Pavilion) | CSI | Supply And Installation Of Concealed Ducted Dx Split Air Conditioning Unit Including Internal & External Unit, Drain Pane, Supports, Hangers, Control Panel, Controls, Control Cabling, Thermostat, Refrigerant And All Required Accessories Complete; Ou-04 ; Capacity -4 Kw (Total) | 1 | Nr | SAR | 9136
Orig | 1 | 1.0179 | Kingdom of Saudi Arabia | Riyadh | Infrastructure | Sports Boulevard | BP2A -Promenade | SBF | Al Bawani | Award | 2021 | Remeasure | Other Utility Building (Pavilion) | CSI | Supply And Installation Of Concealed Ducted Dx Split Air Conditioning Unit Including Internal & External Unit, Drain Pane, Supports, Hangers, Control Panel, Controls, Control Cabling, Thermostat, Refrigerant And All Required Accessories Complete; Iu-05 ; Capacity - 7 / 5.6 Kw (Total / Sensible) | 1 | Nr | SAR | 8506
Orig | 1 | 1.0179 | Kingdom of Saudi Arabia | Riyadh | Infrastructure | Sports Boulevard | BP2A -Promenade | SBF | Al Bawani | Award | 2021 | Remeasure | Other Utility Building (Pavilion) | CSI | Supply And Installation Of Concealed Ducted Dx Split Air Conditioning Unit Including Internal & External Unit, Drain Pane, Supports, Hangers, Control Panel, Controls, Control Cabling, Thermostat, Refrigerant And All Required Accessories Complete;Ou-03 ; Capacity -5.6 Kw (Total) | 1 | Nr | SAR | 8786
Orig | 1 | 1.0179 | Kingdom of Saudi Arabia | Riyadh | Infrastructure | Sports Boulevard | BP2A -Promenade | SBF | Al Bawani | Award | 2021 | Remeasure | Other Utility Building (Pavilion) | CSI | Supply And Installation Of Mist Cooling Station With Controls, Sensors, Supports, Hangers And All Required Accessories Complete | 6 | Nr | SAR | 11200
Orig | 1 | 1.0179 | Kingdom of Saudi Arabia | Riyadh | Infrastructure | Sports Boulevard | BP2A -Promenade | SBF | Al Bawani | Award | 2021 | Remeasure | Other Utility Building (Pavilion) | CSI | Supply And Installation Of Nylon 9.4Mm Diameter, 70Bar Operation Pressure, Distribution Pipes For Mist Cooling With Fittings, Supports, Hangers, Connections And All Required Accessories Complete; | 823 | m | SAR | 56
Orig | 1 | 1.0179 | Kingdom of Saudi Arabia | Riyadh | Infrastructure | Sports Boulevard | BP2A -Promenade | SBF | Al Bawani | Award | 2021 | Remeasure | Other Utility Building (Pavilion) | CSI | Supply And Installation Of Nozzles 0.15Mm Diameter, Stainless Steel, With Supports, Hangers And All Required Accessories Complete; | 509 | Nr | SAR | 168
Orig | 1 | 1.0179 | Kingdom of Saudi Arabia | Riyadh | Infrastructure | Sports Boulevard | BP2A -Promenade | SBF | Al Bawani | Award | 2021 | Remeasure | Other Utility Building (Pavilion) | CSI | Supply And Installation Of Cables, Laid In Ducts, Cable Tray Or Trunking , Including Fixing, Accessories And Connections To Equipment; Complete; 4Cx35Mm2 Cu/Xlpe/Pvc/Swa +1Cx16Mm2 Cu/Pvc € | 8 | m | SAR | 168
Orig | 1 | 1.0179 | Kingdom of Saudi Arabia | Riyadh | Infrastructure | Sports Boulevard | BP2A -Promenade | SBF | Al Bawani | Award | 2021 | Remeasure | Other Utility Building (Pavilion) | CSI | Supply And Installation Of Cables, Laid In Ducts, Cable Tray Or Trunking , Including Fixing, Accessories And Connections To Equipment; Complete; 4Cx10Mm2 Cu/Xlpe/Pvc/Swa +1Cx10Mm2 Cu/Pvc € | 26 | m | SAR | 98
Orig | 1 | 1.0179 | Kingdom of Saudi Arabia | Riyadh | Infrastructure | Sports Boulevard | BP2A -Promenade | SBF | Al Bawani | Award | 2021 | Remeasure | Other Utility Building (Pavilion) | CSI | Supply And Installation Of Cables, Laid In Ducts, Cable Tray Or Trunking , Including Fixing, Accessories And Connections To Equipment; Complete; 4Cx16Mm2 Cu/Xlpe/Pvc/Swa +1Cx16Mm2 Cu/Pvc € | 44 | m | SAR | 126
Orig | 1 | 1.018 | Kingdom of Saudi Arabia | Riyadh | Infrastructure | Sports Boulevard | BP2A -Promenade | SBF | Al Bawani | Award | 2021 | Remeasure | Other Utility Building (Pavilion) | CSI | Supply And Installation Of Cables, Laid In Ducts, Cable Tray Or Trunking , Including Fixing, Accessories And Connections To Equipment; Complete; 4Cx6Mm2 Cu/Xlpe/Pvc/Swa +1Cx6Mm2 Cu/Pvc ( E ) | 60 | m | SAR | 70
Orig | 1 | 1.018 | Kingdom of Saudi Arabia | Riyadh | Infrastructure | Sports Boulevard | BP2A -Promenade | SBF | Al Bawani | Award | 2021 | Remeasure | Other Utility Building (Pavilion) | CSI | Supply And Installation Of Cables, Laid In Ducts, Cable Tray Or Trunking , Including Fixing, Accessories And Connections To Equipment; Complete; 2Cx6Mm2 Cu/Xlpe/Pvc/Swa +1Cx6Mm2 Cu/Pvc ( E ) | 1878 | m | SAR | 56
Orig | 1 | 1.018 | Kingdom of Saudi Arabia | Riyadh | Infrastructure | Sports Boulevard | BP2A -Promenade | SBF | Al Bawani | Award | 2021 | Remeasure | Other Utility Building (Pavilion) | CSI | Supply And Installation Of Cables, Laid In Ducts, Cable Tray Or Trunking , Including Fixing, Accessories And Connections To Equipment; Complete; 4Cx4Mm2 Cu/Xlpe/Pvc/Swa +1Cx4Mm2 Cu/Pvc ( E ) | 138 | m | SAR | 49
Orig | 1 | 1.018 | Kingdom of Saudi Arabia | Riyadh | Infrastructure | Sports Boulevard | BP2A -Promenade | SBF | Al Bawani | Award | 2021 | Remeasure | Other Utility Building (Pavilion) | CSI | Supply And Installation Of Cables, Laid In Ducts, Cable Tray Or Trunking , Including Fixing, Accessories And Connections To Equipment; Complete; 2Cx4Mm2 Cu/Xlpe/Pvc/Swa +1Cx4Mm2 Cu/Pvc ( E ) | 643 | m | SAR | 35
Orig | 1 | 1.018 | Kingdom of Saudi Arabia | Riyadh | Infrastructure | Sports Boulevard | BP2A -Promenade | SBF | Al Bawani | Award | 2021 | Remeasure | Other Utility Building (Pavilion) | CSI | Supply And Installation Of Cables, Laid In Ducts, Cable Tray Or Trunking , Including Fixing, Accessories And Connections To Equipment; Complete; 2Cx2.5Mm2 Cu/Xlpe/Pvc/Swa +1Cx2.5Mm2 Cu/Pvc € | 642 | m | SAR | 28
Orig | 1 | 1.018 | Kingdom of Saudi Arabia | Riyadh | Infrastructure | Sports Boulevard | BP2A -Promenade | SBF | Al Bawani | Award | 2021 | Remeasure | Other Utility Building (Pavilion) | CSI | Supply And Installation Of Cables, Laid In Ducts, Cable Tray Or Trunking , Including Fixing, Accessories And Connections To Equipment; Complete;70Mm2 Insulated Copper Cable | 36 | m | SAR | 63
Orig | 1 | 1.018 | Kingdom of Saudi Arabia | Riyadh | Infrastructure | Sports Boulevard | BP2A -Promenade | SBF | Al Bawani | Award | 2021 | Remeasure | Other Utility Building (Pavilion) | CSI | Supply And Installation Of Cables, Laid In Ducts, Cable Tray Or Trunking , Including Fixing, Accessories And Connections To Equipment; Complete;1Cx2.5Mm2 Cu/Xlpe/Pvc/Swa 0.6/1Kv € | 580 | m | SAR | 7
Orig | 1 | 1.018 | Kingdom of Saudi Arabia | Riyadh | Infrastructure | Sports Boulevard | BP2A -Promenade | SBF | Al Bawani | Award | 2021 | Remeasure | Other Utility Building (Pavilion) | CSI | Supply And Installation Of Cables, Laid In Ducts, Cable Tray Or Trunking , Including Fixing, Accessories And Connections To Equipment; Complete;1Cx4Mm2 Cu/Xlpe/Pvc/Swa 0.6/1Kv € | 532 | m | SAR | 8
Orig | 1 | 1.018 | Kingdom of Saudi Arabia | Riyadh | Infrastructure | Sports Boulevard | BP2A -Promenade | SBF | Al Bawani | Award | 2021 | Remeasure | Other Utility Building (Pavilion) | CSI | Supply And Installation Of Cables, Laid In Ducts, Cable Tray Or Trunking , Including Fixing, Accessories And Connections To Equipment; Complete;1Cx6Mm2 Cu/Xlpe/Pvc/Swa 0.6/1Kv € | 832 | m | SAR | 10
Orig | 1 | 1.018 | Kingdom of Saudi Arabia | Riyadh | Infrastructure | Sports Boulevard | BP2A -Promenade | SBF | Al Bawani | Award | 2021 | Remeasure | Other Utility Building (Pavilion) | CSI | Supply And Installation Of Cables, Laid In Ducts, Cable Tray Or Trunking , Including Fixing, Accessories And Connections To Equipment; Complete;1Cx10Mm2 Cu/Xlpe/Pvc/Swa 0.6/1Kv € | 374 | m | SAR | 11
Orig | 1 | 1.0181 | Kingdom of Saudi Arabia | Riyadh | Infrastructure | Sports Boulevard | BP2A -Promenade | SBF | Al Bawani | Award | 2021 | Remeasure | Other Utility Building (Pavilion) | CSI | Supply And Installation Of Cables, Laid In Ducts, Cable Tray Or Trunking , Including Fixing, Accessories And Connections To Equipment; Complete;1Cx16Mm2 Cu/Xlpe/Pvc/Swa 0.6/1Kv € | 13241 | m | SAR | 17
Orig | 1 | 1.0181 | Kingdom of Saudi Arabia | Riyadh | Infrastructure | Sports Boulevard | BP2A -Promenade | SBF | Al Bawani | Award | 2021 | Remeasure | Other Utility Building (Pavilion) | CSI | Supply And Installation Of Cables, Laid In Ducts, Cable Tray Or Trunking , Including Fixing, Accessories And Connections To Equipment; Complete;1Cx25Mm2 Cu/Xlpe/Pvc/Swa 0.6/1Kv € | 10 | m | SAR | 21
Orig | 1 | 1.0181 | Kingdom of Saudi Arabia | Riyadh | Infrastructure | Sports Boulevard | BP2A -Promenade | SBF | Al Bawani | Award | 2021 | Remeasure | Other Utility Building (Pavilion) | CSI | Supply And Installation Of Cables, Laid In Ducts, Cable Tray Or Trunking , Including Fixing, Accessories And Connections To Equipment; Complete;1Cx35Mm2 Cu/Xlpe/Pvc/Swa 0.6/1Kv € | 10 | m | SAR | 28
Orig | 1 | 1.0181 | Kingdom of Saudi Arabia | Riyadh | Infrastructure | Sports Boulevard | BP2A -Promenade | SBF | Al Bawani | Award | 2021 | Remeasure | Other Utility Building (Pavilion) | CSI | Supply And Installation Of Cables, Laid In Ducts, Cable Tray Or Trunking , Including Fixing, Accessories And Connections To Equipment; Complete;1Cx35Mm2 Cu/Xlpe/Pvc/Swa 0.6/1Kv € | 2 | m | SAR | 70
Orig | 1 | 1.0181 | Kingdom of Saudi Arabia | Riyadh | Infrastructure | Sports Boulevard | BP2A -Promenade | SBF | Al Bawani | Award | 2021 | Remeasure | Other Utility Building (Pavilion) | CSI | Supply And Installation Of Cables, Laid In Ducts, Cable Tray Or Trunking , Including Fixing, Accessories And Connections To Equipment; Complete;1Cx70Mm2 Cu/Xlpe/Pvc/Swa 0.6/1Kv € | 660 | m | SAR | 42
Orig | 1 | 1.0181 | Kingdom of Saudi Arabia | Riyadh | Infrastructure | Sports Boulevard | BP2A -Promenade | SBF | Al Bawani | Award | 2021 | Remeasure | Other Utility Building (Pavilion) | CSI | Supply And Installation Of Cables, Laid In Ducts, Cable Tray Or Trunking , Including Fixing, Accessories And Connections To Equipment; Complete;1Cx120Mm2 Cu/Xlpe/Pvc/Swa 0.6/1Kv € | 1 | m | SAR | 119
Orig | 1 | 1.0181 | Kingdom of Saudi Arabia | Riyadh | Infrastructure | Sports Boulevard | BP2A -Promenade | SBF | Al Bawani | Award | 2021 | Remeasure | Other Utility Building (Pavilion) | CSI | Supply And Installation Of Cables, Laid In Ducts, Cable Tray Or Trunking , Including Fixing, Accessories And Connections To Equipment; Complete;2Cx2.5Mm2 Cu/Xlpe/Pvc/Swa 0.6/1Kv ( E ) | 585 | m | SAR | 28
Orig | 1 | 1.0181 | Kingdom of Saudi Arabia | Riyadh | Infrastructure | Sports Boulevard | BP2A -Promenade | SBF | Al Bawani | Award | 2021 | Remeasure | Other Utility Building (Pavilion) | CSI | Supply And Installation Of Cables, Laid In Ducts, Cable Tray Or Trunking , Including Fixing, Accessories And Connections To Equipment; Complete;2Cx4Mm2 Cu/Xlpe/Pvc/Swa 0.6/1Kv ( E ) | 337 | m | SAR | 35
Orig | 1 | 1.0181 | Kingdom of Saudi Arabia | Riyadh | Infrastructure | Sports Boulevard | BP2A -Promenade | SBF | Al Bawani | Award | 2021 | Remeasure | Other Utility Building (Pavilion) | CSI | Supply And Installation Of Cables, Laid In Ducts, Cable Tray Or Trunking , Including Fixing, Accessories And Connections To Equipment; Complete;4Cx4Mm2 Cu/Xlpe/Pvc/Swa 0.6/1Kv ( E ) | 2787 | m | SAR | 49
Orig | 1 | 1.0182 | Kingdom of Saudi Arabia | Riyadh | Infrastructure | Sports Boulevard | BP2A -Promenade | SBF | Al Bawani | Award | 2021 | Remeasure | Other Utility Building (Pavilion) | CSI | Supply And Installation Of Cables, Laid In Ducts, Cable Tray Or Trunking , Including Fixing, Accessories And Connections To Equipment; Complete;4Cx6Mm2 Cu/Xlpe/Pvc/Swa 0.6/1Kv ( E ) | 11155 | m | SAR | 63
Orig | 1 | 1.0182 | Kingdom of Saudi Arabia | Riyadh | Infrastructure | Sports Boulevard | BP2A -Promenade | SBF | Al Bawani | Award | 2021 | Remeasure | Other Utility Building (Pavilion) | CSI | Supply And Installation Of Cables, Laid In Ducts, Cable Tray Or Trunking , Including Fixing, Accessories And Connections To Equipment; Complete;4Cx10Mm2 Cu/Xlpe/Pvc/Swa 0.6/1Kv ( E ) | 1 | m | SAR | 98
Orig | 1 | 1.0182 | Kingdom of Saudi Arabia | Riyadh | Infrastructure | Sports Boulevard | BP2A -Promenade | SBF | Al Bawani | Award | 2021 | Remeasure | Other Utility Building (Pavilion) | CSI | Supply And Installation Of Cables, Laid In Ducts, Cable Tray Or Trunking , Including Fixing, Accessories And Connections To Equipment; Complete;4Cx10Mm2 Cu/Xlpe/Pvc/Swa 0.6/1Kv ( E ) | 1 | m | SAR | 238
Orig | 1 | 1.0182 | Kingdom of Saudi Arabia | Riyadh | Infrastructure | Sports Boulevard | BP2A -Promenade | SBF | Al Bawani | Award | 2021 | Remeasure | Other Utility Building (Pavilion) | CSI | Supply And Installation Of Cables, Laid In Ducts, Cable Tray Or Trunking , Including Fixing, Accessories And Connections To Equipment; Complete;4Cx16Mm2 Cu/Xlpe/Pvc/Swa 0.6/1Kv ( E ) | 8 | m | SAR | 126
Orig | 1 | 1.0182 | Kingdom of Saudi Arabia | Riyadh | Infrastructure | Sports Boulevard | BP2A -Promenade | SBF | Al Bawani | Award | 2021 | Remeasure | Other Utility Building (Pavilion) | CSI | Supply And Installation Of Cables, Laid In Ducts, Cable Tray Or Trunking , Including Fixing, Accessories And Connections To Equipment; Complete;4Cx16Mm2 Cu/Xlpe/Pvc/Swa 0.6/1Kv ( E ) | 2 | m | SAR | 266
Orig | 1 | 1.0182 | Kingdom of Saudi Arabia | Riyadh | Infrastructure | Sports Boulevard | BP2A -Promenade | SBF | Al Bawani | Award | 2021 | Remeasure | Other Utility Building (Pavilion) | CSI | Supply And Installation Of Cables, Laid In Ducts, Cable Tray Or Trunking , Including Fixing, Accessories And Connections To Equipment; Complete;4Cx25Mm2 Cu/Xlpe/Pvc/Swa 0.6/1Kv ( E ) | 10 | m | SAR | 154
Orig | 1 | 1.0182 | Kingdom of Saudi Arabia | Riyadh | Infrastructure | Sports Boulevard | BP2A -Promenade | SBF | Al Bawani | Award | 2021 | Remeasure | Other Utility Building (Pavilion) | CSI | Supply And Installation Of Cables, Laid In Ducts, Cable Tray Or Trunking , Including Fixing, Accessories And Connections To Equipment; Complete;4Cx25Mm2 Cu/Xlpe/Pvc/Swa 0.6/1Kv ( E ) | 2 | m | SAR | 294
Orig | 1 | 1.0182 | Kingdom of Saudi Arabia | Riyadh | Infrastructure | Sports Boulevard | BP2A -Promenade | SBF | Al Bawani | Award | 2021 | Remeasure | Other Utility Building (Pavilion) | CSI | Supply And Installation Of Cables, Laid In Ducts, Cable Tray Or Trunking , Including Fixing, Accessories And Connections To Equipment; Complete;4Cx50Mm2 Cu/Xlpe/Pvc/Swa 0.6/1Kv ( E ) | 10 | m | SAR | 182
Orig | 1 | 1.0182 | Kingdom of Saudi Arabia | Riyadh | Infrastructure | Sports Boulevard | BP2A -Promenade | SBF | Al Bawani | Award | 2021 | Remeasure | Other Utility Building (Pavilion) | CSI | Supply And Installation Of Cables, Laid In Ducts, Cable Tray Or Trunking , Including Fixing, Accessories And Connections To Equipment; Complete;4Cx300Mm2 Ai/Xlpe/Pvc/Swa 0.6/1Kv ( E ) | 1560 | m | SAR | 224
Orig | 1 | 1.0182 | Kingdom of Saudi Arabia | Riyadh | Infrastructure | Sports Boulevard | BP2A -Promenade | SBF | Al Bawani | Award | 2021 | Remeasure | Other Utility Building (Pavilion) | CSI | Supply And Installation Of Cables, Laid In Ducts, Cable Tray Or Trunking , Including Fixing, Accessories And Connections To Equipment; Complete;4Cx185Mm2 Ai/Xlpe/Pvc/Swa 0.6/1Kv ( E ) | 75 | m | SAR | 140
Orig | 1 | 1.0183 | Kingdom of Saudi Arabia | Riyadh | Infrastructure | Sports Boulevard | BP2A -Promenade | SBF | Al Bawani | Award | 2021 | Remeasure | Other Utility Building (Pavilion) | CSI | Supply And Installation Of Cables, Laid In Ducts, Cable Tray Or Trunking , Including Fixing, Accessories And Connections To Equipment; Complete;4Cx70Mm2 Ai/Xlpe/Pvc/Swa 0.6/1Kv ( E ) | 355 | m | SAR | 91
Orig | 1 | 1.0183 | Kingdom of Saudi Arabia | Riyadh | Infrastructure | Sports Boulevard | BP2A -Promenade | SBF | Al Bawani | Award | 2021 | Remeasure | Other Utility Building (Pavilion) | CSI | Supply And Installation Of Cables, Laid In Ducts, Cable Tray Or Trunking , Including Fixing, Accessories And Connections To Equipment; Complete;4Cx70Mm2 Cu/Xlpe/Pvc/Swa 0.6/1Kv ( E ) | 97 | m | SAR | 203
Orig | 1 | 1.0183 | Kingdom of Saudi Arabia | Riyadh | Infrastructure | Sports Boulevard | BP2A -Promenade | SBF | Al Bawani | Award | 2021 | Remeasure | Other Utility Building (Pavilion) | CSI | Supply And Installation Of Cables, Laid In Ducts, Cable Tray Or Trunking , Including Fixing, Accessories And Connections To Equipment; Complete;4Cx240Mm2 Cu/Xlpe/Pvc/Swa 0.6/1Kv ( E ) | 1 | m | SAR | 840
Orig | 1 | 1.0183 | Kingdom of Saudi Arabia | Riyadh | Infrastructure | Sports Boulevard | BP2A -Promenade | SBF | Al Bawani | Award | 2021 | Remeasure | Other Utility Building (Pavilion) | CSI | Supply And Installation Of Secondary Panel Board Including Circuit Breakers And All Necessary Accessories To Complete; Electrical Switchboard For Mv Substations | 3 | Nr | SAR | 70000
Orig | 1 | 1.0183 | Kingdom of Saudi Arabia | Riyadh | Infrastructure | Sports Boulevard | BP2A -Promenade | SBF | Al Bawani | Award | 2021 | Remeasure | Other Utility Building (Pavilion) | CSI | Supply And Installation Of Small Power Accessories Including All Necessary Fittings, Fixing And Supports Complete; Socket Outlet (230V/16A). Surface Mounted Ip65 | 3 | Nr | SAR | 672
Orig | 1 | 1.0183 | Kingdom of Saudi Arabia | Riyadh | Infrastructure | Sports Boulevard | BP2A -Promenade | SBF | Al Bawani | Award | 2021 | Remeasure | Other Utility Building (Pavilion) | CSI | Supply And Installation Of Small Power Accessories Including All Necessary Fittings, Fixing And Supports Complete;Isolator Switch (240V) Ip65 | 2 | Nr | SAR | 910
Orig | 1 | 1.0183 | Kingdom of Saudi Arabia | Riyadh | Infrastructure | Sports Boulevard | BP2A -Promenade | SBF | Al Bawani | Award | 2021 | Remeasure | Other Utility Building (Pavilion) | CSI | Supply And Installation Of Small Power Accessories Including All Necessary Fittings, Fixing And Supports Complete; One Way Single Pole Switch 10A 230V Ip65 | 1 | Nr | SAR | 504
Orig | 1 | 1.0183 | Kingdom of Saudi Arabia | Riyadh | Infrastructure | Sports Boulevard | BP2A -Promenade | SBF | Al Bawani | Award | 2021 | Remeasure | Other Utility Building (Pavilion) | CSI | Supply And Installation Of Small Power Accessories Including All Necessary Fittings, Fixing And Supports Complete; Junction Box Ip65 | 4 | Nr | SAR | 840
Orig | 1 | 1.0183 | Kingdom of Saudi Arabia | Riyadh | Infrastructure | Sports Boulevard | BP2A -Promenade | SBF | Al Bawani | Award | 2021 | Remeasure | Other Utility Building (Pavilion) | CSI | Supply And Installation Of Conduit Including Fixings, Fittings, Supports, Complete; Galvanized Steel Pipe 20Mm Diameter | 40 | m | SAR | 28
Orig | 1 | 1.0183 | Kingdom of Saudi Arabia | Riyadh | Infrastructure | Sports Boulevard | BP2A -Promenade | SBF | Al Bawani | Award | 2021 | Remeasure | Other Utility Building (Pavilion) | CSI | Supply And Installation Of Earthing And Bonding Including All Required Accessories And Fittings; 70 Mm2 Insulated Copper Cable 0,6/1Kv | 10 | m | SAR | 63
Orig | 1 | 1.0184 | Kingdom of Saudi Arabia | Riyadh | Infrastructure | Sports Boulevard | BP2A -Promenade | SBF | Al Bawani | Award | 2021 | Remeasure | Other Utility Building (Pavilion) | CSI | Supply And Installation Of Earthing And Bonding Including All Required Accessories And Fittings; 70 Mm2 Insulated Copper Cable 0,6/1Kv | 30 | m | SAR | 105
Orig | 1 | 1.0184 | Kingdom of Saudi Arabia | Riyadh | Infrastructure | Sports Boulevard | BP2A -Promenade | SBF | Al Bawani | Award | 2021 | Remeasure | Other Utility Building (Pavilion) | CSI | Supply And Installation Of Earthing And Bonding Including All Required Accessories And Fittings; 120 Mm2 Insulated Copper Cable 0,6/1Kv | 79 | m | SAR | 91
Orig | 1 | 1.0184 | Kingdom of Saudi Arabia | Riyadh | Infrastructure | Sports Boulevard | BP2A -Promenade | SBF | Al Bawani | Award | 2021 | Remeasure | Other Utility Building (Pavilion) | CSI | Supply And Installation Of Earthing And Bonding Including All Required Accessories And Fittings; 70Mm2 Bare Copper Cable | 20 | m | SAR | 56
Orig | 1 | 1.0184 | Kingdom of Saudi Arabia | Riyadh | Infrastructure | Sports Boulevard | BP2A -Promenade | SBF | Al Bawani | Award | 2021 | Remeasure | Other Utility Building (Pavilion) | CSI | Supply And Installation Of Earthing And Bonding Including All Required Accessories And Fittings; 70Mm2 Bare Copper Cable 0.6/1Kv | 180 | m | SAR | 105
Orig | 1 | 1.0184 | Kingdom of Saudi Arabia | Riyadh | Infrastructure | Sports Boulevard | BP2A -Promenade | SBF | Al Bawani | Award | 2021 | Remeasure | Other Utility Building (Pavilion) | CSI | Supply And Installation Of Earthing And Bonding Including All Required Accessories And Fittings; 120Mm2 Bare Copper Cable | 132 | m | SAR | 84
Orig | 1 | 1.0184 | Kingdom of Saudi Arabia | Riyadh | Infrastructure | Sports Boulevard | BP2A -Promenade | SBF | Al Bawani | Award | 2021 | Remeasure | Other Utility Building (Pavilion) | CSI | Supply And Installation Of Earthing And Bonding Including All Required Accessories And Fittings; Grounding Point With Inspection Pit And Rod 19Mm Diameter Copper Rod. Rod Length 3M | 4 | Nr | SAR | 1540
Orig | 1 | 1.0184 | Kingdom of Saudi Arabia | Riyadh | Infrastructure | Sports Boulevard | BP2A -Promenade | SBF | Al Bawani | Award | 2021 | Remeasure | Other Utility Building (Pavilion) | CSI | Supply And Installation Of Light Fixtures Including Supports, Fittings And Accessories; Lighting Fixture With Led Lamp 30 W, Surface Mounted, Ip66 With Polycarbonate Cover | 4 | Nr | SAR | 1190
Orig | 1 | 1.0184 | Kingdom of Saudi Arabia | Riyadh | Infrastructure | Sports Boulevard | BP2A -Promenade | SBF | Al Bawani | Award | 2021 | Remeasure | Other Utility Building (Pavilion) | CSI | Supply And Installation Of Light Fixtures Including Supports, Fittings And Accessories; Wall Mounted Exit Sign With 3 Hr Battery And Led Lamp Ip66 | 1 | Nr | SAR | 1190
Orig | 1 | 1.0184 | Kingdom of Saudi Arabia | Riyadh | Infrastructure | Sports Boulevard | BP2A -Promenade | SBF | Al Bawani | Award | 2021 | Remeasure | Other Utility Building (Pavilion) | CSI | Supply And Installation Of Earthing And Bonding Including All Required Accessories And Fittings; Earthing Cable 4Mm2 | 251 | m | SAR | 8
Orig | 1 | 1.0184 | Kingdom of Saudi Arabia | Riyadh | Infrastructure | Sports Boulevard | BP2A -Promenade | SBF | Al Bawani | Award | 2021 | Remeasure | Other Utility Building (Pavilion) | CSI | Supply And Installation Of Earthing And Bonding Including All Required Accessories And Fittings; Earthing Cable 10Mm2 | 4 | m | SAR | 11
Orig | 1 | 1.0185 | Kingdom of Saudi Arabia | Riyadh | Infrastructure | Sports Boulevard | BP2A -Promenade | SBF | Al Bawani | Award | 2021 | Remeasure | Other Utility Building (Pavilion) | CSI | Supply And Installation Of Earthing And Bonding Including All Required Accessories And Fittings; Earthing Cable 16Mm2 | 4 | m | SAR | 17
Orig | 1 | 1.0185 | Kingdom of Saudi Arabia | Riyadh | Infrastructure | Sports Boulevard | BP2A -Promenade | SBF | Al Bawani | Award | 2021 | Remeasure | Other Utility Building (Pavilion) | CSI | Supply And Installation Of Earthing And Bonding Including All Required Accessories And Fittings; Earthing Cable 25Mm2 | 6 | m | SAR | 21
Orig | 1 | 1.0185 | Kingdom of Saudi Arabia | Riyadh | Infrastructure | Sports Boulevard | BP2A -Promenade | SBF | Al Bawani | Award | 2021 | Remeasure | Other Utility Building (Pavilion) | CSI | Supply And Installation Of Earthing And Bonding Including All Required Accessories And Fittings; Earthing Bar | 4 | Nr | SAR | 1820
Orig | 1 | 1.0185 | Kingdom of Saudi Arabia | Riyadh | Infrastructure | Sports Boulevard | BP2A -Promenade | SBF | Al Bawani | Award | 2021 | Remeasure | Other Utility Building (Pavilion) | CSI | Supply And Installation Of Earthing And Bonding Including All Required Accessories And Fittings; Earthing Rod 19Mm Diameter Copper Rod. Rod Length 3 M | 7 | Nr | SAR | 980
Orig | 1 | 1.0185 | Kingdom of Saudi Arabia | Riyadh | Infrastructure | Sports Boulevard | BP2A -Promenade | SBF | Al Bawani | Award | 2021 | Remeasure | Other Utility Building (Pavilion) | CSI | Supply And Installation Of Earthing And Bonding Including All Required Accessories And Fittings;Ground Point With Inspection Pit | 13 | Nr | SAR | 1540
Orig | 1 | 1.0185 | Kingdom of Saudi Arabia | Riyadh | Infrastructure | Sports Boulevard | BP2A -Promenade | SBF | Al Bawani | Award | 2021 | Remeasure | Other Utility Building (Pavilion) | CSI | Supply And Installation Of Conduit Including Fixings, Fittings, Supports, Complete; 75Mm Diameter For Underground Cabling | 115 | m | SAR | 84
Orig | 1 | 1.0185 | Kingdom of Saudi Arabia | Riyadh | Infrastructure | Sports Boulevard | BP2A -Promenade | SBF | Al Bawani | Award | 2021 | Remeasure | Other Utility Building (Pavilion) | CSI | Supply And Installation Of Conduit Including Fixings, Fittings, Supports, Complete; 75Mm Diameter For Underground Cabling | 121 | m | SAR | 98
Orig | 1 | 1.0185 | Kingdom of Saudi Arabia | Riyadh | Infrastructure | Sports Boulevard | BP2A -Promenade | SBF | Al Bawani | Award | 2021 | Remeasure | Other Utility Building (Pavilion) | CSI | Supply And Installation Of Conduit Including Fixings, Fittings, Supports, Complete; 20Mm Diameter For Exposed And Embedded Installation | 2582 | m | SAR | 28
Orig | 1 | 1.0185 | Kingdom of Saudi Arabia | Riyadh | Infrastructure | Sports Boulevard | BP2A -Promenade | SBF | Al Bawani | Award | 2021 | Remeasure | Other Utility Building (Pavilion) | CSI | Supply And Installation Of Conduit Including Fixings, Fittings, Supports, Complete;Galvanized Steel Pipe 20Mm Diameter | 348 | m | SAR | 28
Orig | 1 | 1.0185 | Kingdom of Saudi Arabia | Riyadh | Infrastructure | Sports Boulevard | BP2A -Promenade | SBF | Al Bawani | Award | 2021 | Remeasure | Other Utility Building (Pavilion) | CSI | Conduit And Wiring To Small Power Accessories From Distribution Boards; Including Wires, Conduits, Terminations, Fixings, Fittings And The Like Complete; Socket Outlet (230V/16A) | 34 | Nr | SAR | 504
Orig | 1 | 1.0186 | Kingdom of Saudi Arabia | Riyadh | Infrastructure | Sports Boulevard | BP2A -Promenade | SBF | Al Bawani | Award | 2021 | Remeasure | Other Utility Building (Pavilion) | CSI | Conduit And Wiring To Small Power Accessories From Distribution Boards; Including Wires, Conduits, Terminations, Fixings, Fittings And The Like Complete; Socket Outlet (230V/20A) | 4 | Nr | SAR | 504
Orig | 1 | 1.0186 | Kingdom of Saudi Arabia | Riyadh | Infrastructure | Sports Boulevard | BP2A -Promenade | SBF | Al Bawani | Award | 2021 | Remeasure | Other Utility Building (Pavilion) | CSI | Conduit And Wiring To Small Power Accessories From Distribution Boards; Including Wires, Conduits, Terminations, Fixings, Fittings And The Like Complete; Socket Outlet Waterproof (230V/16A) | 2 | Nr | SAR | 616
Orig | 1 | 1.0186 | Kingdom of Saudi Arabia | Riyadh | Infrastructure | Sports Boulevard | BP2A -Promenade | SBF | Al Bawani | Award | 2021 | Remeasure | Other Utility Building (Pavilion) | CSI | Supply And Installation Of Cables 3 Core 15 Kv Mv Cable (3X1X300 Mm² Cu) Armoured 15 Kv Or Same Section As Existent, As Per Sec Specifications, Laid In Ducts,Or Direct Buried , Including Fixing, Accessories, Splices And Connections; Complete; | 60 | m | SAR | 2100
Orig | 1 | 1.0186 | Kingdom of Saudi Arabia | Riyadh | Infrastructure | Sports Boulevard | BP2A -Promenade | SBF | Al Bawani | Award | 2021 | Remeasure | Other Utility Building (Pavilion) | CSI | Supply And Installation Of Medium Voltage Transformers Including Fittings, Accessories And Final Connections Complete; Medium Voltage Three Phase Oil Transformer 13.8Kv/400V Dyn11 500Kva As Per Sec Specifications | 3 | Nr | SAR | 308000
Orig | 1 | 1.0186 | Kingdom of Saudi Arabia | Riyadh | Infrastructure | Sports Boulevard | BP2A -Promenade | SBF | Al Bawani | Award | 2021 | Remeasure | Other Utility Building (Pavilion) | CSI | Supply And Installation Of Medium Voltage Switchgear Including Fittings, Accessories And Final Connections Complete; Medium Voltage Rmu Sf6 Insulated, Non-Extensible Ring Main Unit 17.5Kv (To Be Used In 13.8Kv) As Per Sec Specifications | 3 | Nr | SAR | 126000
Orig | 1 | 1.0186 | Kingdom of Saudi Arabia | Riyadh | Infrastructure | Sports Boulevard | BP2A -Promenade | SBF | Al Bawani | Award | 2021 | Remeasure | Other Utility Building (Pavilion) | CSI | Supply And Installation Of Occupancy Sensors Including Fittings, Accessories And Final Connections Complete;'Occupancy/Vacancy Sensor Mounted At Wall Or Ceiling. 230º/360º Detection Area. Ip55 | 34 | Nr | SAR | 1372
Orig | 1 | 1.0186 | Kingdom of Saudi Arabia | Riyadh | Infrastructure | Sports Boulevard | BP2A -Promenade | SBF | Al Bawani | Award | 2021 | Remeasure | Other Utility Building (Pavilion) | CSI | Supply And Installation Of Occupancy Sensors Including Fittings, Accessories And Final Connections Complete;'Occupancy/Vacancy Sensor Mounted At Wall Or Ceiling. 230º/360º Detection Area. Ip55 | 36 | Nr | SAR | 1050
Orig | 1 | 1.0186 | Kingdom of Saudi Arabia | Riyadh | Infrastructure | Sports Boulevard | BP2A -Promenade | SBF | Al Bawani | Award | 2021 | Remeasure | Other Utility Building (Pavilion) | CSI | Supply And Installation Of Occupancy Sensors Including Fittings, Accessories And Final Connections Complete; Push Button | 2 | Nr | SAR | 630
Orig | 1 | 1.0186 | Kingdom of Saudi Arabia | Riyadh | Infrastructure | Sports Boulevard | BP2A -Promenade | SBF | Al Bawani | Award | 2021 | Remeasure | Other Utility Building (Pavilion) | CSI | Supply And Installation Of Occupancy Sensors Including Fittings, Accessories And Final Connections Complete;'Ceiling Sensor For Detecting Daylight | 7 | Nr | SAR | 1050
Orig | 1 | 1.0186 | Kingdom of Saudi Arabia | Riyadh | Infrastructure | Sports Boulevard | BP2A -Promenade | SBF | Al Bawani | Award | 2021 | Remeasure | Other Utility Building (Pavilion) | CSI | Supply And Installation Of Occupancy Sensors Including Fittings, Accessories And Final Connections Complete;Twilight Switch | 4 | Nr | SAR | 1680
Orig | 1 | 1.0187 | Kingdom of Saudi Arabia | Riyadh | Infrastructure | Sports Boulevard | BP2A -Promenade | SBF | Al Bawani | Award | 2021 | Remeasure | Other Utility Building (Pavilion) | CSI | Supply And Installation Of Occupancy Sensors Including Fittings, Accessories And Final Connections Complete;'Push Button 3 Scenes Control Lighting | 7 | Nr | SAR | 3500
Orig | 1 | 1.0187 | Kingdom of Saudi Arabia | Riyadh | Infrastructure | Sports Boulevard | BP2A -Promenade | SBF | Al Bawani | Award | 2021 | Remeasure | Other Utility Building (Pavilion) | CSI | Supply And Installation Of Lighting Control Panels Including Control Lighting Management System With 3 Dali Lines And Astronomical Timeclock, Router, Touch Panel For Control Lighting, App For Daylight-Dependent Adjustment Of Artificial Light And Use Of Daylight Auxiliary Lighting, Analogue Output Devices With 2 Analogue Outputs For Control Of Loads With A 0...10V,Input Modules, Universal Input 4X, Switch Cabinets, Power Supply, Fittings And All Required Accessories Complete, Commissioning On Site; Including Conduit And Wiring To Control Lighting Equipment'S And Accessories From Control Switch Board; Including Wires, Conduits, Terminations, Fixings, Fittings And The Like Complete; Including Connection To Ethernet, Ref: Control Lighting Switchboard | 4 | Nr | SAR | 70000
Orig | 1 | 1.0187 | Kingdom of Saudi Arabia | Riyadh | Infrastructure | Sports Boulevard | BP2A -Promenade | SBF | Al Bawani | Award | 2021 | Remeasure | Other Utility Building (Pavilion) | CSI | Low- Voltage - Supply And Installation Of Main Distribution Board Including Circuit Breakers And All Necessary Accessories To Complete; Mdb-Pr-Wp-N-01 [Tcl:46.46Kw\Tdl:37.17Kw] | 1 | Nr | SAR | 42000
Orig | 1 | 1.0187 | Kingdom of Saudi Arabia | Riyadh | Infrastructure | Sports Boulevard | BP2A -Promenade | SBF | Al Bawani | Award | 2021 | Remeasure | Other Utility Building (Pavilion) | CSI | Low- Voltage - Supply And Installation Of Main Distribution Board Including Circuit Breakers And All Necessary Accessories To Complete;Mdb-Pr-Ep-N-01 [Tcl: 42.8 Kw\Tdl: 35.05 Kw] | 1 | Nr | SAR | 42000
Orig | 1 | 1.0187 | Kingdom of Saudi Arabia | Riyadh | Infrastructure | Sports Boulevard | BP2A -Promenade | SBF | Al Bawani | Award | 2021 | Remeasure | Other Utility Building (Pavilion) | CSI | Low- Voltage - Supply And Installation Of Main Distribution Board Including Circuit Breakers And All Necessary Accessories To Complete;Electrical Switchboard For Street Lighting Ip55 With Energy Meter. Ref: Sb-Pr-Ex-N-01 (Tcl = 12.11 Kw, Tdl = 12.11Kw) | 1 | Nr | SAR | 36400
Orig | 1 | 1.0187 | Kingdom of Saudi Arabia | Riyadh | Infrastructure | Sports Boulevard | BP2A -Promenade | SBF | Al Bawani | Award | 2021 | Remeasure | Other Utility Building (Pavilion) | CSI | Low- Voltage - Supply And Installation Of Main Distribution Board Including Circuit Breakers And All Necessary Accessories To Complete;Electrical Switchboard For Power Ip55 With Energy Meter. Ref: Sb-Pr-Ex-N-14 | 1 | Nr | SAR | 36400
Orig | 1 | 1.0187 | Kingdom of Saudi Arabia | Riyadh | Infrastructure | Sports Boulevard | BP2A -Promenade | SBF | Al Bawani | Award | 2021 | Remeasure | Other Utility Building (Pavilion) | CSI | Low- Voltage - Supply And Installation Of Main Distribution Board Including Circuit Breakers And All Necessary Accessories To Complete;Electrical Main Distribution Panel Board With Energy Meter. Ref: Mdb-Pr-Pa-We-N-01 | 1 | Nr | SAR | 36400
Orig | 1 | 1.0187 | Kingdom of Saudi Arabia | Riyadh | Infrastructure | Sports Boulevard | BP2A -Promenade | SBF | Al Bawani | Award | 2021 | Remeasure | Other Utility Building (Pavilion) | CSI | Low- Voltage - Supply And Installation Of Main Distribution Board Including Circuit Breakers And All Necessary Accessories To Complete;Distribution Pillar With 5 Outgoing For Sec | 3 | Nr | SAR | 28000
Orig | 1 | 1.0187 | Kingdom of Saudi Arabia | Riyadh | Infrastructure | Sports Boulevard | BP2A -Promenade | SBF | Al Bawani | Award | 2021 | Remeasure | Other Utility Building (Pavilion) | CSI | Low- Voltage - Supply And Installation Of Main Distribution Board Including Circuit Breakers And All Necessary Accessories To Complete; Electrical Switchboard For Fountain/ Water Tank Ip55 With Energy Meter Ref: Sb-Pr-Ex-N-08 | 1 | Nr | SAR | 63000
Orig | 1 | 1.0187 | Kingdom of Saudi Arabia | Riyadh | Infrastructure | Sports Boulevard | BP2A -Promenade | SBF | Al Bawani | Award | 2021 | Remeasure | Other Utility Building (Pavilion) | CSI | Low- Voltage - Supply And Installation Of Main Distribution Board Including Circuit Breakers And All Necessary Accessories To Complete; Electrical Switchboard For Street Lighting Ip55 With Energy Meter. Ref: Sb-Pr-Ex-N-04 | 1 | Nr | SAR | 63000
Orig | 1 | 1.0188 | Kingdom of Saudi Arabia | Riyadh | Infrastructure | Sports Boulevard | BP2A -Promenade | SBF | Al Bawani | Award | 2021 | Remeasure | Other Utility Building (Pavilion) | CSI | Low- Voltage - Supply And Installation Of Main Distribution Board Including Circuit Breakers And All Necessary Accessories To Complete; Electrical Switchboard For Power Ip55 With Energy Meter. Ref: Sb-Pr-Ex-N-17 | 1 | Nr | SAR | 63000
Orig | 1 | 1.0188 | Kingdom of Saudi Arabia | Riyadh | Infrastructure | Sports Boulevard | BP2A -Promenade | SBF | Al Bawani | Award | 2021 | Remeasure | Other Utility Building (Pavilion) | CSI | Supply And Installation Of Main Distribution Board Including Circuit Breakers And All Necessary Accessories To Complete; Electrical Switchboard For Street Lighting Ip55 With Energy Meter Ref: Sb-Pr-Ex-N02 (Tcl = 18.25 Kw, Tdl = 18.25 Kw) | 1 | Nr | SAR | 47600
Orig | 1 | 1.0188 | Kingdom of Saudi Arabia | Riyadh | Infrastructure | Sports Boulevard | BP2A -Promenade | SBF | Al Bawani | Award | 2021 | Remeasure | Other Utility Building (Pavilion) | CSI | Supply And Installation Of Main Distribution Board Including Circuit Breakers And All Necessary Accessories To Complete; Electrical Switchboard For Power Ip55 With Energy Meter. Ref: Sb-Pr-Es-N-15 | 1 | Nr | SAR | 47600
Orig | 1 | 1.0188 | Kingdom of Saudi Arabia | Riyadh | Infrastructure | Sports Boulevard | BP2A -Promenade | SBF | Al Bawani | Award | 2021 | Remeasure | Other Utility Building (Pavilion) | CSI | Supply And Installation Of Main Distribution Board Including Circuit Breakers And All Necessary Accessories To Complete; Electrical Switchboard For Fountain/Water Tank Ip55 With Energy Meter | 2 | Nr | SAR | 47600
Orig | 1 | 1.0188 | Kingdom of Saudi Arabia | Riyadh | Infrastructure | Sports Boulevard | BP2A -Promenade | SBF | Al Bawani | Award | 2021 | Remeasure | Other Utility Building (Pavilion) | CSI | Supply And Installation Of Main Distribution Board Including Circuit Breakers And All Necessary Accessories To Complete; Electrical Switchboard For Fountain/Water Tank Ip55 With Energy Meter Ref: Sb-Pr-Es-N13 | 1 | Nr | SAR | 47600
Orig | 1 | 1.0188 | Kingdom of Saudi Arabia | Riyadh | Infrastructure | Sports Boulevard | BP2A -Promenade | SBF | Al Bawani | Award | 2021 | Remeasure | Other Utility Building (Pavilion) | CSI | Supply And Installation Of Main Distribution Board Including Circuit Breakers And All Necessary Accessories To Complete; Electrical Switchboard For Fountain/Water Tank Ip55 With Energy Meter Ref: Sb-Pr-Es-N09 | 1 | Nr | SAR | 47600
Orig | 1 | 1.0188 | Kingdom of Saudi Arabia | Riyadh | Infrastructure | Sports Boulevard | BP2A -Promenade | SBF | Al Bawani | Award | 2021 | Remeasure | Other Utility Building (Pavilion) | CSI | Supply And Installation Of Main Distribution Board Including Circuit Breakers And All Necessary Accessories To Complete; Electrical Switchboard For Power Ip55 With Energy Meter. | 2 | Nr | SAR | 47600
Orig | 1 | 1.0188 | Kingdom of Saudi Arabia | Riyadh | Infrastructure | Sports Boulevard | BP2A -Promenade | SBF | Al Bawani | Award | 2021 | Remeasure | Other Utility Building (Pavilion) | CSI | Supply And Installation Of Main Distribution Board Including Circuit Breakers And All Necessary Accessories To Complete; Electrical Switchboard For Street Lighting Ip55 With Energy Meter. Ref: Sb-Pr-Ex-N-03 (Tcl = 17.19 Kw, Tdl = 17.19Kw) | 1 | Nr | SAR | 47600
Orig | 1 | 1.0188 | Kingdom of Saudi Arabia | Riyadh | Infrastructure | Sports Boulevard | BP2A -Promenade | SBF | Al Bawani | Award | 2021 | Remeasure | Other Utility Building (Pavilion) | CSI | Supply And Installation Of Main Distribution Board Including Circuit Breakers And All Necessary Accessories To Complete;Distribution Pillar For 5 Outgoings For Sec | 5 | Nr | SAR | 28000
Orig | 1 | 1.0188 | Kingdom of Saudi Arabia | Riyadh | Infrastructure | Sports Boulevard | BP2A -Promenade | SBF | Al Bawani | Award | 2021 | Remeasure | Other Utility Building (Pavilion) | CSI | Supply And Installation Of Main Distribution Board Including Circuit Breakers And All Necessary Accessories To Complete; Electrical Lv Panel Board For Sec Substation, According To Sec Specifications | 3 | Nr | SAR | 42000
Orig | 1 | 1.0189 | Kingdom of Saudi Arabia | Riyadh | Infrastructure | Sports Boulevard | BP2A -Promenade | SBF | Al Bawani | Award | 2021 | Remeasure | Other Utility Building (Pavilion) | CSI | Supply And Installation Of Main Distribution Board Including Circuit Breakers And All Necessary Accessories To Complete;Electrical Switchboard For Street Lighting Ip55 With Energy Meter Ref: Sb-Pr-Ex-N-05 (Tcl = 19.01 Kw, Tdl = 19.01 Kw) | 1 | Nr | SAR | 47600
Orig | 1 | 1.0189 | Kingdom of Saudi Arabia | Riyadh | Infrastructure | Sports Boulevard | BP2A -Promenade | SBF | Al Bawani | Award | 2021 | Remeasure | Other Utility Building (Pavilion) | CSI | Supply And Installation Of Main Distribution Board Including Circuit Breakers And All Necessary Accessories To Complete; Electrical Switchboard For Street Lighting Ip55 With Energy Meter Ref: Sb-Pr-Ex-N-06 (Tcl = 16.63 Kw, Tdl = 16.63 Kw) | 1 | Nr | SAR | 47600
Orig | 1 | 1.0189 | Kingdom of Saudi Arabia | Riyadh | Infrastructure | Sports Boulevard | BP2A -Promenade | SBF | Al Bawani | Award | 2021 | Remeasure | Other Utility Building (Pavilion) | CSI | Supply And Installation Of Main Distribution Board Including Circuit Breakers And All Necessary Accessories To Complete; Electrical Main Distribution Panel Board With Energy Meter Ref: Mdb-Pr-Pa-Ea-N-01 | 1 | Nr | SAR | 75600
Orig | 1 | 1.0189 | Kingdom of Saudi Arabia | Riyadh | Infrastructure | Sports Boulevard | BP2A -Promenade | SBF | Al Bawani | Award | 2021 | Remeasure | Other Utility Building (Pavilion) | CSI | Supply And Installation Of Secondary Panel Board Including Circuit Breakers And All Necessary Accessories To Complete; Sb-Pr-Wp-N-01 [Tcl: 19.67 Kw\Tdl: 15.74 Kw] | 1 | Nr | SAR | 33600
Orig | 1 | 1.0189 | Kingdom of Saudi Arabia | Riyadh | Infrastructure | Sports Boulevard | BP2A -Promenade | SBF | Al Bawani | Award | 2021 | Remeasure | Other Utility Building (Pavilion) | CSI | Supply And Installation Of Secondary Panel Board Including Circuit Breakers And All Necessary Accessories To Complete; Sb-Pr-Wp-N-02 [Tcl: 26.79 Kw\Tdl: 21.43Kw] | 1 | Nr | SAR | 33600
Orig | 1 | 1.0189 | Kingdom of Saudi Arabia | Riyadh | Infrastructure | Sports Boulevard | BP2A -Promenade | SBF | Al Bawani | Award | 2021 | Remeasure | Other Utility Building (Pavilion) | CSI | Supply And Installation Of Secondary Panel Board Including Circuit Breakers And All Necessary Accessories To Complete; Sdcb-Pr-Wp-N-01 | 1 | Nr | SAR | 25200
Orig | 1 | 1.0189 | Kingdom of Saudi Arabia | Riyadh | Infrastructure | Sports Boulevard | BP2A -Promenade | SBF | Al Bawani | Award | 2021 | Remeasure | Other Utility Building (Pavilion) | CSI | Supply And Installation Of Secondary Panel Board Including Circuit Breakers And All Necessary Accessories To Complete; Sdcb-Pr-Wp-N-02 | 1 | Nr | SAR | 25200
Orig | 1 | 1.0189 | Kingdom of Saudi Arabia | Riyadh | Infrastructure | Sports Boulevard | BP2A -Promenade | SBF | Al Bawani | Award | 2021 | Remeasure | Other Utility Building (Pavilion) | CSI | Supply And Installation Of Secondary Panel Board Including Circuit Breakers And All Necessary Accessories To Complete; Sacb-Pr-Wp-N-01 | 1 | Nr | SAR | 25200
Orig | 1 | 1.0189 | Kingdom of Saudi Arabia | Riyadh | Infrastructure | Sports Boulevard | BP2A -Promenade | SBF | Al Bawani | Award | 2021 | Remeasure | Other Utility Building (Pavilion) | CSI | Supply And Installation Of Secondary Panel Board Including Circuit Breakers And All Necessary Accessories To Complete; Sb-Pr-Ep-N-01 [Tcl: 17.25 Kw\Tdl: 13.8 Kw] | 1 | Nr | SAR | 33600
Orig | 1 | 1.0189 | Kingdom of Saudi Arabia | Riyadh | Infrastructure | Sports Boulevard | BP2A -Promenade | SBF | Al Bawani | Award | 2021 | Remeasure | Other Utility Building (Pavilion) | CSI | Supply And Installation Of Secondary Panel Board Including Circuit Breakers And All Necessary Accessories To Complete; Sb-Pr-Ep-N-02 [Tcl: 26.56 Kw\Tdl: 21.25 Kw] | 1 | Nr | SAR | 33600
Orig | 1 | 1.019 | Kingdom of Saudi Arabia | Riyadh | Infrastructure | Sports Boulevard | BP2A -Promenade | SBF | Al Bawani | Award | 2021 | Remeasure | Other Utility Building (Pavilion) | CSI | Supply And Installation Of Secondary Panel Board Including Circuit Breakers And All Necessary Accessories To Complete; Sdcb-Pr-Ep-N-01 | 1 | Nr | SAR | 25200
Orig | 1 | 1.019 | Kingdom of Saudi Arabia | Riyadh | Infrastructure | Sports Boulevard | BP2A -Promenade | SBF | Al Bawani | Award | 2021 | Remeasure | Other Utility Building (Pavilion) | CSI | Supply And Installation Of Secondary Panel Board Including Circuit Breakers And All Necessary Accessories To Complete; Sdcb-Pr-Ep-N-02 | 1 | Nr | SAR | 25200
Orig | 1 | 1.019 | Kingdom of Saudi Arabia | Riyadh | Infrastructure | Sports Boulevard | BP2A -Promenade | SBF | Al Bawani | Award | 2021 | Remeasure | Other Utility Building (Pavilion) | CSI | Supply And Installation Of Secondary Panel Board Including Circuit Breakers And All Necessary Accessories To Complete; Sacb-Pr-Ep-N-01 | 1 | Nr | SAR | 25200
Orig | 1 | 1.019 | Kingdom of Saudi Arabia | Riyadh | Infrastructure | Sports Boulevard | BP2A -Promenade | SBF | Al Bawani | Award | 2021 | Remeasure | Other Utility Building (Pavilion) | CSI | Supply And Installation Of Secondary Panel Board Including Circuit Breakers And All Necessary Accessories To Complete;Sacb-Pr-Ep-N-02 | 1 | Nr | SAR | 25200
Orig | 1 | 1.019 | Kingdom of Saudi Arabia | Riyadh | Infrastructure | Sports Boulevard | BP2A -Promenade | SBF | Al Bawani | Award | 2021 | Remeasure | Other Utility Building (Pavilion) | CSI | Supply And Installation Of Secondary Panel Board Including Circuit Breakers And All Necessary Accessories To Complete; Sb-Pr-Exn-08 [Tcl: 36.80 Kw\Tdl: 22.42 Kw] | 1 | Nr | SAR | 67200
Orig | 1 | 1.019 | Kingdom of Saudi Arabia | Riyadh | Infrastructure | Sports Boulevard | BP2A -Promenade | SBF | Al Bawani | Award | 2021 | Remeasure | Other Utility Building (Pavilion) | CSI | Supply And Installation Of Secondary Panel Board Including Circuit Breakers And All Necessary Accessories To Complete; B-Pr-Exn-09 [Tcl: 37.30 Kw\Tdl: 35.05 Kw] | 1 | Nr | SAR | 67200
Orig | 1 | 1.019 | Kingdom of Saudi Arabia | Riyadh | Infrastructure | Sports Boulevard | BP2A -Promenade | SBF | Al Bawani | Award | 2021 | Remeasure | Other Utility Building (Pavilion) | CSI | Supply And Installation Of Power Meter Panel Including All Required Accessories & Fittings; (Bidirectional) | 4 | Nr | SAR | 16800
Orig | 1 | 1.019 | Kingdom of Saudi Arabia | Riyadh | Infrastructure | Sports Boulevard | BP2A -Promenade | SBF | Al Bawani | Award | 2021 | Remeasure | Other Utility Building (Pavilion) | CSI | Supply And Installation Of Small Power Accessories Including All Necessary Fittings, Fixing And Supports Complete; Socket Outlet (230V/16A). Surface Mounted Ip65 | 8 | Nr | SAR | 672
Orig | 1 | 1.019 | Kingdom of Saudi Arabia | Riyadh | Infrastructure | Sports Boulevard | BP2A -Promenade | SBF | Al Bawani | Award | 2021 | Remeasure | Other Utility Building (Pavilion) | CSI | Supply And Installation Of Small Power Accessories Including All Necessary Fittings, Fixing And Supports Complete; Solator Switch (240V) Ip65 | 11 | Nr | SAR | 910
Orig | 1 | 1.019 | Kingdom of Saudi Arabia | Riyadh | Infrastructure | Sports Boulevard | BP2A -Promenade | SBF | Al Bawani | Award | 2021 | Remeasure | Other Utility Building (Pavilion) | CSI | Supply And Installation Of Small Power Accessories Including All Necessary Fittings, Fixing And Supports Complete;Isolator Switch (400V) Ip65 | 7 | Nr | SAR | 1260
Orig | 1 | 1.0191 | Kingdom of Saudi Arabia | Riyadh | Infrastructure | Sports Boulevard | BP2A -Promenade | SBF | Al Bawani | Award | 2021 | Remeasure | Other Utility Building (Pavilion) | CSI | Supply And Installation Of Small Power Accessories Including All Necessary Fittings, Fixing And Supports Complete; One Way Single Pole Switch 10A 230V Ip65 | 2 | Nr | SAR | 490
Orig | 1 | 1.0191 | Kingdom of Saudi Arabia | Riyadh | Infrastructure | Sports Boulevard | BP2A -Promenade | SBF | Al Bawani | Award | 2021 | Remeasure | Other Utility Building (Pavilion) | CSI | Supply And Installation Of Small Power Accessories Including All Necessary Fittings, Fixing And Supports Complete; Junction Box Ip65 | 107 | Nr | SAR | 840
Orig | 1 | 1.0191 | Kingdom of Saudi Arabia | Riyadh | Infrastructure | Sports Boulevard | BP2A -Promenade | SBF | Al Bawani | Award | 2021 | Remeasure | Other Utility Building (Pavilion) | CSI | Supply And Installation Of Small Power Accessories Including All Necessary Fittings, Fixing And Supports Complete; Inground Power Unit Ip67 With Rcb0, One Socket 3P+N+G 32A 400V And One Socket 2P+G 16A 230V (E1) | 11 | Nr | SAR | 1330
Orig | 1 | 1.0191 | Kingdom of Saudi Arabia | Riyadh | Infrastructure | Sports Boulevard | BP2A -Promenade | SBF | Al Bawani | Award | 2021 | Remeasure | Other Utility Building (Pavilion) | CSI | Supply And Installation Of Small Power Accessories Including All Necessary Fittings, Fixing And Supports Complete; Inground Power Unit Ip67 With Rcb0, One Socket 3P+N+G 16A 400V And One Socket 2P+G 16A 230V (E2) | 9 | Nr | SAR | 1330
Orig | 1 | 1.0191 | Kingdom of Saudi Arabia | Riyadh | Infrastructure | Sports Boulevard | BP2A -Promenade | SBF | Al Bawani | Award | 2021 | Remeasure | Other Utility Building (Pavilion) | CSI | Supply And Installation Of Small Power Accessories Including All Necessary Fittings, Fixing And Supports Complete; Connection To Wayfinding (Wf) | 50 | Nr | SAR | 840
Orig | 1 | 1.0191 | Kingdom of Saudi Arabia | Riyadh | Infrastructure | Sports Boulevard | BP2A -Promenade | SBF | Al Bawani | Award | 2021 | Remeasure | Other Utility Building (Pavilion) | CSI | Supply And Installation Of Photovoltaic Solar Modules/Panels (330W) Including Supporting Structure, Supports, Fixings, Connections, Cablings And All Required Accessories Complete; Photovoltaic Module | 153 | Nr | SAR | 2100
Orig | 1 | 1.0191 | Kingdom of Saudi Arabia | Riyadh | Infrastructure | Sports Boulevard | BP2A -Promenade | SBF | Al Bawani | Award | 2021 | Remeasure | Other Utility Building (Pavilion) | CSI | Supply And Installation Of Cables, Laid In Ducts, Cable Tray Or Trunking Including Fixing, Accessories And Connections To Equipment;1Cx4Mm2 Cu/Hepr/Eva H1Z2Z2-K | 1188 | m | SAR | 17
Orig | 1 | 1.0191 | Kingdom of Saudi Arabia | Riyadh | Infrastructure | Sports Boulevard | BP2A -Promenade | SBF | Al Bawani | Award | 2021 | Remeasure | Other Utility Building (Pavilion) | CSI | Supply And Installation Of Cables, Laid In Ducts, Cable Tray Or Trunking Including Fixing, Accessories And Connections To Equipment;4Cx6Mm2 Cu/Xlpe/Pvc/Swa | 5 | m | SAR | 126
Orig | 1 | 1.0191 | Kingdom of Saudi Arabia | Riyadh | Infrastructure | Sports Boulevard | BP2A -Promenade | SBF | Al Bawani | Award | 2021 | Remeasure | Other Utility Building (Pavilion) | CSI | Supply And Installation Of Cables, Laid In Ducts, Cable Tray Or Trunking Including Fixing, Accessories And Connections To Equipment;4Cx10Mm2 Cu/Xlpe/Pvc/Swa | 4 | m | SAR | 126
Orig | 1 | 1.0191 | Kingdom of Saudi Arabia | Riyadh | Infrastructure | Sports Boulevard | BP2A -Promenade | SBF | Al Bawani | Award | 2021 | Remeasure | Other Utility Building (Pavilion) | CSI | Supply And Installation Of Cables, Laid In Ducts, Cable Tray Or Trunking Including Fixing, Accessories And Connections To Equipment;4Cx16Mm2 Cu/Xlpe/Pvc/Swa | 4 | m | SAR | 140
Orig | 1 | 1.0192 | Kingdom of Saudi Arabia | Riyadh | Infrastructure | Sports Boulevard | BP2A -Promenade | SBF | Al Bawani | Award | 2021 | Remeasure | Other Utility Building (Pavilion) | CSI | Supply And Installation Of Cables, Laid In Ducts, Cable Tray Or Trunking Including Fixing, Accessories And Connections To Equipment;4Cx25Mm2 Cu/Xlpe/Pvc/Swa | 6 | m | SAR | 168
Orig | 1 | 1.0192 | Kingdom of Saudi Arabia | Riyadh | Infrastructure | Sports Boulevard | BP2A -Promenade | SBF | Al Bawani | Award | 2021 | Remeasure | Other Utility Building (Pavilion) | CSI | Supply And Installation Of Cables, Laid In Ducts, Cable Tray Or Trunking Including Fixing, Accessories And Connections To Equipment;4Cx50Mm2 Cu/Xlpe/Pvc/Swa | 14 | m | SAR | 196
Orig | 1 | 1.0192 | Kingdom of Saudi Arabia | Riyadh | Infrastructure | Sports Boulevard | BP2A -Promenade | SBF | Al Bawani | Award | 2021 | Remeasure | Other Utility Building (Pavilion) | CSI | Supply And Installation Of Cable Tray And Conduit Including Fixings, Fittings, Supports, Complete; 60X60Mm Cable Tray | 507 | m | SAR | 112
Orig | 1 | 1.0192 | Kingdom of Saudi Arabia | Riyadh | Infrastructure | Sports Boulevard | BP2A -Promenade | SBF | Al Bawani | Award | 2021 | Remeasure | Other Utility Building (Pavilion) | CSI | Supply And Installation Of Cable Tray And Conduit Including Fixings, Fittings, Supports, Complete; 100X60Mm Cable Tray | 30 | m | SAR | 168
Orig | 1 | 1.0192 | Kingdom of Saudi Arabia | Riyadh | Infrastructure | Sports Boulevard | BP2A -Promenade | SBF | Al Bawani | Award | 2021 | Remeasure | Other Utility Building (Pavilion) | CSI | Supply And Installation Of Cable Tray And Conduit Including Fixings, Fittings, Supports, Complete; 75Mm Diameter Conduit | 271 | m | SAR | 91
Orig | 1 | 1.0192 | Kingdom of Saudi Arabia | Riyadh | Infrastructure | Sports Boulevard | BP2A -Promenade | SBF | Al Bawani | Award | 2021 | Remeasure | Other Utility Building (Pavilion) | CSI | Supply And Installation Of Inverter Including Fixings, Fittings, Supports, Complete; Inverter 15Kw | 3 | Nr | SAR | 21000
Orig | 1 | 1.0192 | Kingdom of Saudi Arabia | Riyadh | Infrastructure | Sports Boulevard | BP2A -Promenade | SBF | Al Bawani | Award | 2021 | Remeasure | Other Utility Building (Pavilion) | CSI | Supply And Installation Of Inverter Including Fixings, Fittings, Supports, Complete; Inverter 5Kw | 1 | Nr | SAR | 9800
Orig | 1 | 1.0192 | Kingdom of Saudi Arabia | Riyadh | Infrastructure | Sports Boulevard | BP2A -Promenade | SBF | Al Bawani | Award | 2021 | Remeasure | Other Utility Building (Pavilion) | CSI | Supply And Installation Of Lighting Fixtures Including Supports, Fittings And Accessories; L01 - Recessed Slot Perimeter Linear Led Downlight, Manufacturer :Lumenwerx, Product Number: V3Pers-Hlo- Led-80-750-30-Unv-D1-Wintegral 3000K Led, ≥ 50,000 Hrs. Lamp Life, 80+ Cri | 23 | Nr | SAR | 1316
Orig | 1 | 1.0192 | Kingdom of Saudi Arabia | Riyadh | Infrastructure | Sports Boulevard | BP2A -Promenade | SBF | Al Bawani | Award | 2021 | Remeasure | Other Utility Building (Pavilion) | CSI | Supply And Installation Of Lighting Fixtures Including Supports, Fittings And Accessories; L02 - Recessed Round Ceiling Downlight, Manufacturer :Xal,Product Number: Sono Flex 600- 863-3258537 Ointegral 3000K Led, ≥ 50,000 Hrs. Lamp Life, 80+ Cri | 9 | Nr | SAR | 9072
Orig | 1 | 1.0192 | Kingdom of Saudi Arabia | Riyadh | Infrastructure | Sports Boulevard | BP2A -Promenade | SBF | Al Bawani | Award | 2021 | Remeasure | Other Utility Building (Pavilion) | CSI | Supply And Installation Of Lighting Fixtures Including Supports, Fittings And Accessories; L03 - Recessed Linear Ceiling Mounted Led Downlight, Manufacturer :Selux, Product Number:L125R1-1B30-30-Sd- (Mounting Tbd)-Wh-Unvdim-Trintegral 3000K Led, ≥ 50,000 Hrs. Lamp Life, 90+ Cri | 6 | Nr | SAR | 1344
Orig | 1 | 1.0192 | Kingdom of Saudi Arabia | Riyadh | Infrastructure | Sports Boulevard | BP2A -Promenade | SBF | Al Bawani | Award | 2021 | Remeasure | Other Utility Building (Pavilion) | CSI | Supply And Installation Of Lighting Fixtures Including Supports, Fittings And Accessories; L04 - Surface Mounted Round 8'', Manufacturer: Dmf, Product Number Drd5S-8R-15-9-30-Triac/Elv. Integral 3000K Led, ≥ 50,000 Hrs. Lamp Life, 90+ Cri | 10 | Nr | SAR | 1568
Orig | 1 | 1.0193 | Kingdom of Saudi Arabia | Riyadh | Infrastructure | Sports Boulevard | BP2A -Promenade | SBF | Al Bawani | Award | 2021 | Remeasure | Other Utility Building (Pavilion) | CSI | Supply And Installation Of Lighting Fixtures Including Supports, Fittings And Accessories;L05- Fully Encapsulated Flexible Linear Led Fixture, Manufacturer Qtran Led, Model Wurm-Sw, 3000K, 11W/N, >50,000 Hre. Lamp Lifr, 90+ Cri | 162 | m | SAR | 2702
Orig | 1 | 1.0193 | Kingdom of Saudi Arabia | Riyadh | Infrastructure | Sports Boulevard | BP2A -Promenade | SBF | Al Bawani | Award | 2021 | Remeasure | Other Utility Building (Pavilion) | CSI | Supply And Installation Of Light Fixtures Including Supports, Fittings And Accessories; Wall Mounted Exit Sign With 3 Hr Battery And Led Lamp Ip66 | 2 | Nr | SAR | 700
Orig | 1 | 1.0193 | Kingdom of Saudi Arabia | Riyadh | Infrastructure | Sports Boulevard | BP2A -Promenade | SBF | Al Bawani | Award | 2021 | Remeasure | Other Utility Building (Pavilion) | CSI | Supply And Installation Of Light Fixtures Including Supports, Fittings And Accessories; Lighting Fixture With Led Lamp 30 W, Surface Mounted, Ip66 With Polycarbonate Cover | 12 | Nr | SAR | 2100
Orig | 1 | 1.0193 | Kingdom of Saudi Arabia | Riyadh | Infrastructure | Sports Boulevard | BP2A -Promenade | SBF | Al Bawani | Award | 2021 | Remeasure | Other Utility Building (Pavilion) | CSI | Supply And Installation Of Light Fixtures Including Supports, Fittings And Accessories; Ex01 - Exterior Rated Integrated 16 Degree Optic Led Stainless Steel Rail Fixture, Manufacturer :Wagner, Product Number:Lulf-30K-16-5-(Mounting Tbd)-(Stainless Steel)-(Accessories Tbd)Integral 3000K Led, ≥ 100,000 Hrs. Lamp Life, 80+ Cri | 221 | m | SAR | 854
Orig | 1 | 1.0193 | Kingdom of Saudi Arabia | Riyadh | Infrastructure | Sports Boulevard | BP2A -Promenade | SBF | Al Bawani | Award | 2021 | Remeasure | Other Utility Building (Pavilion) | CSI | Supply And Installation Of Light Fixtures Including Supports, Fittings And Accessories;Ex02 - Fully Encapsulated Flexible Side Emitting Led Fixture, Manufacturer :Q-Tran, Product Number: Kurv-Sw- (Mounting Tbd)-Wet-30-Vhoenc/Cl-(Type Tbd)-Brl- Brl-S5-S6Integral 3000K Led, ≥ 40,000 Hrs. Lamp Life, 80+ Cri | 400 | m | SAR | 1652
Orig | 1 | 1.0193 | Kingdom of Saudi Arabia | Riyadh | Infrastructure | Sports Boulevard | BP2A -Promenade | SBF | Al Bawani | Award | 2021 | Remeasure | Other Utility Building (Pavilion) | CSI | Supply And Installation Of Light Fixtures Including Supports, Fittings And Accessories; Ex03 - In-Ground Recessed Adjustable Uplight Led Fixture, Manufacturer :Iguzzini, Product Number: E125Integral 3000K Led, ≥ 50,000 Hrs. Lamp Life, 80+ Cri | 114 | Nr | SAR | 3962
Orig | 1 | 1.0193 | Kingdom of Saudi Arabia | Riyadh | Infrastructure | Sports Boulevard | BP2A -Promenade | SBF | Al Bawani | Award | 2021 | Remeasure | Streetlighting | CSI | Supply And Installation Of Street Light Fittings And Fixtures Including Supports, Fittings And Accessories; Inground Uplight To Larger Trees Ref: Xu-1 /Iguzzini/ No: Light Up Earth, E163 / Finish: Steel Bezel | 627 | Nr | SAR | 4522
Orig | 1 | 1.0193 | Kingdom of Saudi Arabia | Riyadh | Infrastructure | Sports Boulevard | BP2A -Promenade | SBF | Al Bawani | Award | 2021 | Remeasure | Streetlighting | CSI | Supply And Installation Of Street Light Fittings And Fixtures Including Supports, Fittings And Accessories;Inground Uplight To Smaller Trees Ref: Xu-2 /Iguzzini/ Product No: Light Up Earth, E129 / Finish: Steel Bezel | 54 | Nr | SAR | 3682
Orig | 1 | 1.0193 | Kingdom of Saudi Arabia | Riyadh | Infrastructure | Sports Boulevard | BP2A -Promenade | SBF | Al Bawani | Award | 2021 | Remeasure | Streetlighting | CSI | Supply And Installation Of Street Light Fittings And Fixtures Including Supports, Fittings And Accessories;Inground Led Wall Washer Ref: Xu-4 /Iguzzini/ Product No: Light Up Earth, Bv89 / Finish: Steel Bezel | 10 | Nr | SAR | 4592
Orig | 1 | 1.0193 | Kingdom of Saudi Arabia | Riyadh | Infrastructure | Sports Boulevard | BP2A -Promenade | SBF | Al Bawani | Award | 2021 | Remeasure | Streetlighting | CSI | Supply And Installation Of Street Light Fittings And Fixtures Including Supports, Fittings And Accessories;Street Light, 10M Ref: Xc-1 /Iguzzini/ Product No: Archidele Hp, Ref.Ed39 / Finish: Die-Cast Aluminium Alloy(Grey) | 126 | Nr | SAR | 7140
Orig | 1 | 1.0194 | Kingdom of Saudi Arabia | Riyadh | Infrastructure | Sports Boulevard | BP2A -Promenade | SBF | Al Bawani | Award | 2021 | Remeasure | Streetlighting | CSI | Supply And Installation Of Street Light Fittings And Fixtures Including Supports, Fittings And Accessories; Inground Uplight To Larger Trees Ref: Xu-1 /Iguzzini/ No: Light Up Earth, E163 / Finish: Steel Bezel | 24 | Nr | SAR | 6832
Orig | 1 | 1.0194 | Kingdom of Saudi Arabia | Riyadh | Infrastructure | Sports Boulevard | BP2A -Promenade | SBF | Al Bawani | Award | 2021 | Remeasure | Streetlighting | CSI | Supply And Installation Of Street Light Fittings And Fixtures Including Supports, Fittings And Accessories; Surface Mounted Linear Luminaire Integrated Within Bench/Step Ref: Xl1 /Osram/ Product No: Linearright Flex Project Short Pitch, Ref. Lfp800S-G4-830-10 / Finish: Silicon Encapsulated Led Tape Within Extruded Aluminium Channel And Clip-On Opal Diffuser | 2163 | m | SAR | 532
Orig | 1 | 1.0194 | Kingdom of Saudi Arabia | Riyadh | Infrastructure | Sports Boulevard | BP2A -Promenade | SBF | Al Bawani | Award | 2021 | Remeasure | Streetlighting | CSI | Supply And Installation Of Street Light Fittings And Fixtures Including Supports, Fittings And Accessories; Linear Luminaire Integrated With Handrail Ref: Xl3 /Osram/ Product No: Product No: Linear Light Flex Project Short Pitch, Ref. Lfp800S-G4-830-10 / Finish: N/A | 113 | m | SAR | 546
Orig | 1 | 1.0194 | Kingdom of Saudi Arabia | Riyadh | Infrastructure | Sports Boulevard | BP2A -Promenade | SBF | Al Bawani | Award | 2021 | Remeasure | Streetlighting | CSI | Supply And Installation Of Street Light Fittings And Fixtures Including Supports, Fittings And Accessories; Led Column Mounted Gobo Projector Luminaire Ref: Xsp1/Iguzzini/ Product No: Palco In/Out Gobo 40, Ref. En27+ Gobo40 / Finish: Aluminium Alloy | 44 | Nr | SAR | 10402
Orig | 1 | 1.0194 | Kingdom of Saudi Arabia | Riyadh | Infrastructure | Sports Boulevard | BP2A -Promenade | SBF | Al Bawani | Award | 2021 | Remeasure | Streetlighting | CSI | Supply And Installation Of Street Light Fittings And Fixtures Including Supports, Fittings And Accessories; Exterior Led Downlight To Table Tennis Ref: Xd-1 /Linea Light/ Product No: Portik_Q, Ref. 80623W23 / Finish: Black Finish Tbc | 26 | Nr | SAR | 3304
Orig | 1 | 1.0194 | Kingdom of Saudi Arabia | Riyadh | Infrastructure | Sports Boulevard | BP2A -Promenade | SBF | Al Bawani | Award | 2021 | Remeasure | Streetlighting | CSI | Supply And Installation Of Street Light Fittings And Fixtures Including Supports, Fittings And Accessories; Rgb Colour Change Led Luminaire To Fountains/Jets Ref: Xu-3 /Iguzzini/ Product No: Water App, B103 / Finish: All Stainless Steel Body With Clear Glass Lens | 64 | Nr | SAR | 9310
Orig | 1 | 1.0194 | Kingdom of Saudi Arabia | Riyadh | Infrastructure | Sports Boulevard | BP2A -Promenade | SBF | Al Bawani | Award | 2021 | Remeasure | Streetlighting | CSI | Supply And Installation Of Street Light Fittings And Fixtures Including Supports, Fittings And Accessories; Thread Uplight Ref: Xu-5 /Iguzzini/ Product No: Light Up Earth, E129 + X205 / Finish: Steel Bezel | 118 | Nr | SAR | 3570
Orig | 1 | 1.0194 | Kingdom of Saudi Arabia | Riyadh | Infrastructure | Sports Boulevard | BP2A -Promenade | SBF | Al Bawani | Award | 2021 | Remeasure | Streetlighting | CSI | Supply And Installation Of Street Light Fittings And Fixtures Including Supports, Fittings And Accessories; Street Light, 8M Ref: Xc-3 /Iguzzini/ Product No: Archidele Hp, Ref.Ed39 / Finish: Die-Cast Aluminium Alloy(Grey) | 182 | Nr | SAR | 6832
Orig | 1 | 1.0194 | Kingdom of Saudi Arabia | Riyadh | Infrastructure | Sports Boulevard | BP2A -Promenade | SBF | Al Bawani | Award | 2021 | Remeasure | Streetlighting | CSI | Supply And Installation Of Street Light Fittings And Fixtures Including Supports, Fittings And Accessories; Linear Luminaire Integrated With Handrail Ref: Xl3 /Osram/ Product No: Product No: Linear Light Flex Project Short Pitch, Ref. Lfp800S-G4-830-10 / Finish: N/A | 380 | m | SAR | 532
Orig | 1 | 1.0194 | Kingdom of Saudi Arabia | Riyadh | Infrastructure | Sports Boulevard | BP2A -Promenade | SBF | Al Bawani | Award | 2021 | Remeasure | Streetlighting | CSI | Supply And Installation Of Street Light Fittings And Fixtures Including Supports, Fittings And Accessories;Linear Led Integrated Into The Edge Of The Thread Ref: Xl5 /Led-Linea R/ Product No: Varioled Flex Venus True Colour 3D / Finish: Screw Fixed Via Mounting Clip | 410 | m | SAR | 2030
Orig | 1 | 1.0195 | Kingdom of Saudi Arabia | Riyadh | Infrastructure | Sports Boulevard | BP2A -Promenade | SBF | Al Bawani | Award | 2021 | Remeasure | Streetlighting | CSI | Supply And Installation Of Street Light Fittings And Fixtures Including Supports, Fittings And Accessories; Luminaire Ref: Xd-2 | 9 | Nr | SAR | 3640
Orig | 1 | 1.0195 | Kingdom of Saudi Arabia | Riyadh | Infrastructure | Sports Boulevard | BP2A -Promenade | SBF | Al Bawani | Award | 2021 | Remeasure | Streetlighting | CSI | Supply And Installation Of Street Light Fittings And Fixtures Including Supports, Fittings And Accessories; Lighting Bench | 12 | Nr | SAR | 3640
Orig | 1 | 1.0195 | Kingdom of Saudi Arabia | Riyadh | Infrastructure | Sports Boulevard | BP2A -Promenade | SBF | Al Bawani | Award | 2021 | Remeasure | Streetlighting | CSI | Supply And Installation Of Street Light Fittings And Fixtures Including Supports, Fittings And Accessories; Street Light, 10M Ref: Xc-1 /Iguzzini/ Product No: Archidele Hp, Ref.Ed39 / Finish: Die-Cast Aluminium Alloy(Grey) | 68 | Nr | SAR | 7112
Orig | 1 | 1.0195 | Kingdom of Saudi Arabia | Riyadh | Infrastructure | Sports Boulevard | BP2A -Promenade | SBF | Al Bawani | Award | 2021 | Remeasure | Streetlighting | CSI | Supply And Installation Of Street Light Fittings And Fixtures Including Supports, Fittings And Accessories; Linear Led Luminaire Integrated Within Water Feature Ref: Xl8 Edges | 400 | m | SAR | 1484
Orig | 1 | 1.0195 | Kingdom of Saudi Arabia | Riyadh | Infrastructure | Sports Boulevard | BP2A -Promenade | SBF | Al Bawani | Award | 2021 | Remeasure | Streetlighting | CSI | Supply And Installation Of Street Light Fittings And Fixtures Including Supports, Fittings And Accessories; Linear Led Luminaire Integrated Within Water Feature Ref: Xl9 Edges | 240 | m | SAR | 1484
Orig | 1 | 1.0195 | Kingdom of Saudi Arabia | Riyadh | Infrastructure | Sports Boulevard | BP2A -Promenade | SBF | Al Bawani | Award | 2021 | Remeasure | Streetlighting | CSI | Supply And Installation Of Street Light Fittings And Fixtures Including Supports, Fittings And Accessories; Inground Led Wall Washer Ref: Xu-4 /Iguzzini/ Product No: Light Up Earth, Bv89 / Finish: Steel Bezel | 6 | Nr | SAR | 4592
Orig | 1 | 1.0195 | Kingdom of Saudi Arabia | Riyadh | Infrastructure | Sports Boulevard | BP2A -Promenade | SBF | Al Bawani | Award | 2021 | Remeasure | Demolition And Site Clearance | CSI | Removal Of Existing Utilities | 7590 | m | SAR | 140
Orig | 1 | 1.0195 | Kingdom of Saudi Arabia | Riyadh | Infrastructure | Sports Boulevard | BP2A -Promenade | SBF | Al Bawani | Award | 2021 | Remeasure | Demolition And Site Clearance | CSI | Dissassembly Of Lighting Column And Luminaire And Transport To Landfill Or Otherwise | 132 | Nr | SAR | 2800
Orig | 1 | 1.0195 | Kingdom of Saudi Arabia | Riyadh | Infrastructure | Sports Boulevard | BP2A -Promenade | SBF | Al Bawani | Award | 2021 | Remeasure | Other Utility Building (Pavilion) | CSI | Supply And Installation Of Main Distribution Board Including Circuit Breakers And All Necessary Accessories To Complete; Sb-Pr-Ex-N-16 | 1 | Nr | SAR | 28000
Orig | 1 | 1.0195 | Kingdom of Saudi Arabia | Riyadh | Infrastructure | Sports Boulevard | BP2A -Promenade | SBF | Al Bawani | Award | 2021 | Remeasure | Other Utility Building (Pavilion) | CSI | Supply And Installation Of Main Distribution Board Including Circuit Breakers And All Necessary Accessories To Complete; Sb-Pr-Ex-N-07 | 1 | Nr | SAR | 28000
Orig | 1 | 1.0196 | Kingdom of Saudi Arabia | Riyadh | Infrastructure | Sports Boulevard | BP2A -Promenade | SBF | Al Bawani | Award | 2021 | Remeasure | Other Utility Building (Pavilion) | CSI | Supply And Installation Of Main Distribution Board Including Circuit Breakers And All Necessary Accessories To Complete; Sb-Pr-Ex-N-11 | 1 | Nr | SAR | 28000
Orig | 1 | 1.0196 | Kingdom of Saudi Arabia | Riyadh | Infrastructure | Sports Boulevard | BP2A -Promenade | SBF | Al Bawani | Award | 2021 | Remeasure | Streetlighting | CSI | Supply And Installation Of Street Light Fittings And Fixtures Including Supports, Fittings And Accessories; Puck Light Under "The Thread" Ref: Xd-1 /Planet Light/ Product No. Plant Led Puck / Finish: 316 Stainless Steel Electropolished | 2197 | Nr | SAR | 3304
Orig | 1 | 1.0196 | Kingdom of Saudi Arabia | Riyadh | Infrastructure | Sports Boulevard | BP2A -Promenade | SBF | Al Bawani | Award | 2021 | Remeasure | Streetlighting | CSI | Supply And Installation Of Street Light Fittings And Fixtures Including Supports, Fittings And Accessories; Xw1 | 49 | Nr | SAR | 1183
Orig | 1 | 1.0196 | Kingdom of Saudi Arabia | Riyadh | Infrastructure | Sports Boulevard | BP2A -Promenade | SBF | Al Bawani | Award | 2021 | Remeasure | Streetlighting | CSI | Supply And Installation Of Street Light Fittings And Fixtures Including Supports, Fittings And Accessories; Xp-1 | 32 | Nr | SAR | 868
Orig | 1 | 1.0196 | Kingdom of Saudi Arabia | Riyadh | Infrastructure | Sports Boulevard | BP2A -Promenade | SBF | Al Bawani | Award | 2021 | Remeasure | Telecom | CSI | Supply And Installation Of Manholes Complete With All Civil Works, Accessories And Fittings; Manhole (400X400X600Mm), Concrete Prefabricated | 10 | Nr | SAR | 2240
Orig | 1 | 1.0196 | Kingdom of Saudi Arabia | Riyadh | Infrastructure | Sports Boulevard | BP2A -Promenade | SBF | Al Bawani | Award | 2021 | Remeasure | Telecom | CSI | Supply And Installation Of Duct Bank Complete With All Civil Works, Accessories And Fittings; Trench Pipe Type C-2 (2 Pvc Conduits 90Mm Diameter) | 135 | m | SAR | 168
Orig | 1 | 1.0196 | Kingdom of Saudi Arabia | Riyadh | Infrastructure | Sports Boulevard | BP2A -Promenade | SBF | Al Bawani | Award | 2021 | Remeasure | Telecom | CSI | Supply And Installation Of Cable Containment Including All Required Fittings, Accessories And Supports;Metallic Tray 100X60Mm | 4 | m | SAR | 168
Orig | 1 | 1.0196 | Kingdom of Saudi Arabia | Riyadh | Infrastructure | Sports Boulevard | BP2A -Promenade | SBF | Al Bawani | Award | 2021 | Remeasure | Telecom | CSI | Supply And Installation Of Telecom Companies Closet (6U 19"), 600X600X368Mm With Perforated Backside, Including All Required Fittings, Accessories And Supports; | 2 | Nr | SAR | 77000
Orig | 1 | 1.0196 | Kingdom of Saudi Arabia | Riyadh | Infrastructure | Sports Boulevard | BP2A -Promenade | SBF | Al Bawani | Award | 2021 | Remeasure | Telecom | CSI | Supply And Installation Of Singlemode Fiber Optic Outside Plan And Ftp Cate6A Cabling With All Civil Work, Accessories And Fittings; Outside Plant Fiber Optic Cable , Armored,6-Fiber ,Sm,Os2,Loose Tubr , Gel-Filled | 4500 | m | SAR | 20
Orig | 1 | 1.0196 | Kingdom of Saudi Arabia | Riyadh | Infrastructure | Sports Boulevard | BP2A -Promenade | SBF | Al Bawani | Award | 2021 | Remeasure | Telecom | CSI | Supply And Installation Of Singlemode Fiber Optic Outside Plan And Ftp Cate6A Cabling With All Civil Work, Accessories And Fittings; Fiber Optic Interconnecting Devices , Patch Panel With 12 Sc Connectors | 11 | Nr | SAR | 3360
Orig | 1 | 1.0197 | Kingdom of Saudi Arabia | Riyadh | Infrastructure | Sports Boulevard | BP2A -Promenade | SBF | Al Bawani | Award | 2021 | Remeasure | Telecom | CSI | Supply And Installation Of Singlemode Fiber Optic Outside Plan And Ftp Cate6A Cabling With All Civil Work, Accessories And Fittings; 24X Rj45 Utp Cate6A Patch Panel | 11 | Nr | SAR | 19600
Orig | 1 | 1.0197 | Kingdom of Saudi Arabia | Riyadh | Infrastructure | Sports Boulevard | BP2A -Promenade | SBF | Al Bawani | Award | 2021 | Remeasure | Telecom | CSI | Supply And Installation Of Telecom Outdoor Closets, 600X400X800 Mm With Perforated Backside , Including All Required Fittings , Accessories And Supports, Outdoor Rack Cabinet | 11 | Nr | SAR | 6300
Orig | 1 | 1.0197 | Kingdom of Saudi Arabia | Riyadh | Infrastructure | Sports Boulevard | BP2A -Promenade | SBF | Al Bawani | Award | 2021 | Remeasure | Telecom | CSI | Supply And Installation Of Telecom Outdoor Closets, 600X400X800 Mm With Perforated Backside , Including All Required Fittings , Accessories And Supports; Electrical Connection Point | 11 | Nr | SAR | 840
Orig | 1 | 1.0197 | Kingdom of Saudi Arabia | Riyadh | Infrastructure | Sports Boulevard | BP2A -Promenade | SBF | Al Bawani | Award | 2021 | Remeasure | Telecom | CSI | Supply And Installation Of Telecom Industrial Switch For Cctv Cameras, Including All Required Fittings, Accessories And Supports; Managed Industrial Ethernet Switch 10-Port Poe (100W) Gigabit Switch | 11 | Nr | SAR | 4200
Orig | 1 | 1.0197 | Kingdom of Saudi Arabia | Riyadh | Infrastructure | Sports Boulevard | BP2A -Promenade | SBF | Al Bawani | Award | 2021 | Remeasure | Electrical | CSI | Supply And Installation Of Cctv System Along Public Realm Area In This Bid Package, Including All Necessary Equipment Such As Cameras, Control, Video Recording Storage And Communications Equipment, Both In Place As In Respective Cctv Control Centre Including All Necessary Cabling For Communications And Power Supply Coordinated To Area Low Voltage (Lv) Power Design), Containments And Associated Civil Works, Fittings, Fixing And Supports, Even Masts; Ptz Camera With Outdoor Housing | 11 | Nr | SAR | 16000
Orig | 1 | 1.0197 | Kingdom of Saudi Arabia | Riyadh | Infrastructure | Sports Boulevard | BP2A -Promenade | SBF | Al Bawani | Award | 2021 | Remeasure | Electrical | CSI | Supply And Installation Of Cctv System Along Public Realm Area In This Bid Package, Including All Necessary Equipment Such As Cameras, Control, Video Recording Storage And Communications Equipment, Both In Place As In Respective Cctv Control Centre Including All Necessary Cabling For Communications And Power Supply Coordinated To Area Low Voltage (Lv) Power Design), Containments And Associated Civil Works, Fittings, Fixing And Supports, Even Masts; Outdoor Bullet Camera | 6 | Nr | SAR | 3000
Orig | 1 | 1.0197 | Kingdom of Saudi Arabia | Riyadh | Infrastructure | Sports Boulevard | BP2A -Promenade | SBF | Al Bawani | Award | 2021 | Remeasure | Electrical | CSI | Supply And Installation Of Cctv System Along Public Realm Area In This Bid Package, Including All Necessary Equipment Such As Cameras, Control, Video Recording Storage And Communications Equipment, Both In Place As In Respective Cctv Control Centre Including All Necessary Cabling For Communications And Power Supply Coordinated To Area Low Voltage (Lv) Power Design), Containments And Associated Civil Works, Fittings, Fixing And Supports, Even Masts;Panoramic 180 Outdoor Camera | 15 | Nr | SAR | 28000
Orig | 1 | 1.0197 | Kingdom of Saudi Arabia | Riyadh | Infrastructure | Sports Boulevard | BP2A -Promenade | SBF | Al Bawani | Award | 2021 | Remeasure | Electrical | CSI | Supply And Installation Of Cctv System Along Public Realm Area In This Bid Package, Including All Necessary Equipment Such As Cameras, Control, Video Recording Storage And Communications Equipment, Both In Place As In Respective Cctv Control Centre Including All Necessary Cabling For Communications And Power Supply Coordinated To Area Low Voltage (Lv) Power Design), Containments And Associated Civil Works, Fittings, Fixing And Supports, Even Masts; Camera Connection Point | 32 | Nr | SAR | 800
Orig | 1 | 1.0197 | Kingdom of Saudi Arabia | Riyadh | Infrastructure | Sports Boulevard | BP2A -Promenade | SBF | Al Bawani | Award | 2021 | Remeasure | Electrical | CSI | Storage Management Application Servers; Vxstorage System 72.76 Tb | 2 | Nr | SAR | 145000
Orig | 1 | 1.0197 | Kingdom of Saudi Arabia | Riyadh | Infrastructure | Sports Boulevard | BP2A -Promenade | SBF | Al Bawani | Award | 2021 | Remeasure | Earthworks | CSI | Excavation To In Any Type Of Soil To The Required Levels And Grades Including Support System, Dewatering, Disposition Offsite | 94860 | m³ | SAR | 22
Orig | 1 | 1.0198 | Kingdom of Saudi Arabia | Riyadh | Infrastructure | Sports Boulevard | BP2A -Promenade | SBF | Al Bawani | Award | 2021 | Remeasure | Earthworks | CSI | Excavation To In Any Type Of Rocks To The Required Levels And Grades Including Support System, Dewatering, Disposition Offsite | 10540 | m³ | SAR | 42
Orig | 1 | 1.0198 | Kingdom of Saudi Arabia | Riyadh | Infrastructure | Sports Boulevard | BP2A -Promenade | SBF | Al Bawani | Award | 2021 | Remeasure | Earthworks | CSI | Excavation For Structural Foundations | 15484 | m³ | SAR | 42
Orig | 1 | 1.0198 | Kingdom of Saudi Arabia | Riyadh | Infrastructure | Sports Boulevard | BP2A -Promenade | SBF | Al Bawani | Award | 2021 | Remeasure | Earthworks | CSI | Disposal Of Surplus Excavated Material; Material Other Than Topsoil, Rock Or Artificial Hard Material. | 49478 | m³ | SAR | 14
Orig | 1 | 1.0198 | Kingdom of Saudi Arabia | Riyadh | Infrastructure | Sports Boulevard | BP2A -Promenade | SBF | Al Bawani | Award | 2021 | Remeasure | Earthworks | CSI | Supply Of A-1-A Backfilling Materials, Backfill And Compaction To The Required Grades, Including Transportation Of Material, Spreading In Layers, Compaction To The Finished Levels | 7438 | m³ | SAR | 42
Orig | 1 | 1.0198 | Kingdom of Saudi Arabia | Riyadh | Infrastructure | Sports Boulevard | BP2A -Promenade | SBF | Al Bawani | Award | 2021 | Remeasure | Roads And Pavings | CSI | Milling Surface In Area Where Joining Current And Final Surface | 7177 | m² | SAR | 10
Orig | 1 | 1.0198 | Kingdom of Saudi Arabia | Riyadh | Infrastructure | Sports Boulevard | BP2A -Promenade | SBF | Al Bawani | Award | 2021 | Remeasure | Roads And Pavings | CSI | Asphaltic Base Course With Polymer Modified Bitumen (Pmb), Including All Necessary Excavation, Screed, Bedding Materials, Supports, Grouts, Spacers, Trims And Fixing Accessories. | 1731 | m³ | SAR | 532
Orig | 1 | 1.0198 | Kingdom of Saudi Arabia | Riyadh | Infrastructure | Sports Boulevard | BP2A -Promenade | SBF | Al Bawani | Award | 2021 | Remeasure | Roads And Pavings | CSI | Asphaltic Base Course Including All Necessary Excavation, Screed, Bedding Materials, Supports, Grouts, Spacers, Trims And Fixing Accessories, (Composed Of Bitumen Pg 76-10) | 1549 | m³ | SAR | 476
Orig | 1 | 1.0198 | Kingdom of Saudi Arabia | Riyadh | Infrastructure | Sports Boulevard | BP2A -Promenade | SBF | Al Bawani | Award | 2021 | Remeasure | Roads And Pavings | CSI | Aggregate Base Course Including All Necessary Excavation, Screed, Bedding Materials, Supports, Grouts, Spacers, Trims And Fixing Accessories | 9760 | m³ | SAR | 77
Orig | 1 | 1.0198 | Kingdom of Saudi Arabia | Riyadh | Infrastructure | Sports Boulevard | BP2A -Promenade | SBF | Al Bawani | Award | 2021 | Remeasure | Roads And Pavings | CSI | Aggregate Subbase Course Including All Necessary Excavation, Screed, Bedding Materials, Supports, Grouts, Spacers, Trims And Fixing Accessories | 12665 | m³ | SAR | 56
Orig | 1 | 1.0198 | Kingdom of Saudi Arabia | Riyadh | Infrastructure | Sports Boulevard | BP2A -Promenade | SBF | Al Bawani | Award | 2021 | Remeasure | Roads And Pavings | CSI | Compacted Subgrade Including All Necessary Excavation, Screed, Bedding Materials, Supports, Grouts, Spacers, Trims And Fixing Accessories | 49759 | m³ | SAR | 28
Orig | 1 | 1.0199 | Kingdom of Saudi Arabia | Riyadh | Infrastructure | Sports Boulevard | BP2A -Promenade | SBF | Al Bawani | Award | 2021 | Remeasure | Roads And Pavings | CSI | 50 Mm Thick Asphalt Rubber Gap Graded Wearing Course, Including All Necessary Excavation, Screed, Bedding Materials, Supports, Grouts, Spacers, Trims And Fixing Accessories | 1595 | m³ | SAR | 504
Orig | 1 | 1.0199 | Kingdom of Saudi Arabia | Riyadh | Infrastructure | Sports Boulevard | BP2A -Promenade | SBF | Al Bawani | Award | 2021 | Remeasure | Roads And Pavings | CSI | Prime Coat (Ms-1) | 24724 | m² | SAR | 3
Orig | 1 | 1.0199 | Kingdom of Saudi Arabia | Riyadh | Infrastructure | Sports Boulevard | BP2A -Promenade | SBF | Al Bawani | Award | 2021 | Remeasure | Roads And Pavings | CSI | Tack Coat (Rc-2) | 51026 | m² | SAR | 3
Orig | 1 | 1.0199 | Kingdom of Saudi Arabia | Riyadh | Infrastructure | Sports Boulevard | BP2A -Promenade | SBF | Al Bawani | Award | 2021 | Remeasure | Streetscape | CSI | Supply And Fixed Rigid Cement Concrete Pavement Above Base Course Including Conventional Modified Pavement; P2A - Stone Planks Alternating Pattern, Local Granite, Medium Grey, 200Mm X 1200 Mm X 80Mm Thick Sandblasted | 4800 | m² | SAR | 512
Orig | 1 | 1.0199 | Kingdom of Saudi Arabia | Riyadh | Infrastructure | Sports Boulevard | BP2A -Promenade | SBF | Al Bawani | Award | 2021 | Remeasure | Streetscape | CSI | Supply And Fixed Rigid Cement Concrete Pavement Above Base Course Including Conventional Modified Pavement;P2B - Stone Planks Stacked Bond Pattern, Local Granite, Medium Grey, 200Mm X 1200 Mm X 80Mm Thick, Sandblasted | 128 | m² | SAR | 512
Orig | 1 | 1.0199 | Kingdom of Saudi Arabia | Riyadh | Infrastructure | Sports Boulevard | BP2A -Promenade | SBF | Al Bawani | Award | 2021 | Remeasure | Streetscape | CSI | Supply And Fixed Rigid Cement Concrete Pavement Above Base Course Including Conventional Modified Pavement;P4 - Triangle Pavers, Small, Local Granite, Mix Of Light Grey, Medium Grey And Dark Grey, 200Mm, 60Mm Thick, Sand Blasted | 25000 | m² | SAR | 512
Orig | 1 | 1.0199 | Kingdom of Saudi Arabia | Riyadh | Infrastructure | Sports Boulevard | BP2A -Promenade | SBF | Al Bawani | Award | 2021 | Remeasure | Streetscape | CSI | Supply And Fixed Rigid Cement Concrete Pavement Above Base Course Including Conventional Modified Pavement;P6 - Triangle Pavers, Large, Local Granite, Medium Grey, 400Mm, 60Mm Thick Flamed | 1326 | m² | SAR | 512
Orig | 1 | 1.0199 | Kingdom of Saudi Arabia | Riyadh | Infrastructure | Sports Boulevard | BP2A -Promenade | SBF | Al Bawani | Award | 2021 | Remeasure | Streetscape | CSI | Supply And Fixed Rigid Cement Concrete Pavement Above Base Course Including Conventional Modified Pavement;P7 - Triangle Pavers, Water Feature, Local Granite, Dark Grey, 200Mm, 60Mm Thick Flamed | 1500 | m² | SAR | 596
Orig | 1 | 1.0199 | Kingdom of Saudi Arabia | Riyadh | Infrastructure | Sports Boulevard | BP2A -Promenade | SBF | Al Bawani | Award | 2021 | Remeasure | Streetscape | CSI | Supply And Fixed Rigid Cement Concrete Pavement Above Base Course Including Conventional Modified Pavement;P8 - Triangle Pavers, Water Feature, Local Granite, Dark Grey, 200Mm, 60Mm Thick Heavy Grooved Finish | 610 | m² | SAR | 596
Orig | 1 | 1.0199 | Kingdom of Saudi Arabia | Riyadh | Infrastructure | Sports Boulevard | BP2A -Promenade | SBF | Al Bawani | Award | 2021 | Remeasure | Streetscape | CSI | Supply And Fixed Rigid Cement Concrete Pavement Above Base Course Including Conventional Modified Pavement;P9 - Stone Pavers, Local Granite, Light Grey, 1000Mm X 2000Mm X 80Mm Thick Flamed | 667 | m² | SAR | 512
Orig | 1 | 1.02 | Kingdom of Saudi Arabia | Riyadh | Infrastructure | Sports Boulevard | BP2A -Promenade | SBF | Al Bawani | Award | 2021 | Remeasure | Streetscape | CSI | Supply And Fixed Rigid Cement Concrete Pavement Above Base Course Including Conventional Modified Pavement; P11 - Stone Pavers, Local Granite, Medium Grey, 500Mm X 1000Mm X 80Mm Thick Sandblasted | 82 | m² | SAR | 512
Orig | 1 | 1.02 | Kingdom of Saudi Arabia | Riyadh | Infrastructure | Sports Boulevard | BP2A -Promenade | SBF | Al Bawani | Award | 2021 | Remeasure | Streetscape | CSI | Supply And Fixed Rigid Cement Concrete Pavement Above Base Course Including Conventional Modified Pavement; P12 - Stone Pavers, Local Granite, Medium Grey, 180Mm X 400Mm X 50Mm Thick Sandblasted | 473 | m² | SAR | 512
Orig | 1 | 1.02 | Kingdom of Saudi Arabia | Riyadh | Infrastructure | Sports Boulevard | BP2A -Promenade | SBF | Al Bawani | Award | 2021 | Remeasure | Streetscape | CSI | Supply And Fixed Rigid Cement Concrete Pavement Above Base Course Including Conventional Modified Pavement; P14A - Stone Pavers, Local Granite, Medium Grey, 299Mm X 599Mm X 150Mm Thick Sandblasted | 876 | m² | SAR | 435
Orig | 1 | 1.02 | Kingdom of Saudi Arabia | Riyadh | Infrastructure | Sports Boulevard | BP2A -Promenade | SBF | Al Bawani | Award | 2021 | Remeasure | Streetscape | CSI | Supply And Fixed Rigid Cement Concrete Pavement Above Base Course Including Conventional Modified Pavement;P17 - Stone Tactile Warning, Local Granite, Light Grey, 600Mm X600Mm X 50Mm Thick Heavy Grooved Finish | 300 | m² | SAR | 3466
Orig | 1 | 1.02 | Kingdom of Saudi Arabia | Riyadh | Infrastructure | Sports Boulevard | BP2A -Promenade | SBF | Al Bawani | Award | 2021 | Remeasure | Streetscape | CSI | Supply And Fixed Rigid Cement Concrete Pavement Above Base Course Including Conventional Modified Pavement;P18 - Play Area Surface, Poured In Place Rubber, Custom Purple, 400Mm Triangles | 639 | m² | SAR | 490
Orig | 1 | 1.02 | Kingdom of Saudi Arabia | Riyadh | Infrastructure | Sports Boulevard | BP2A -Promenade | SBF | Al Bawani | Award | 2021 | Remeasure | Streetscape | CSI | Coloured Concrete With Exposed Aggregate Including All Necessary Excavation, Screed, Bedding Materials, Supports, Grouts, Spacers, Trims And Fixing Accessories | 193 | m³ | SAR | 256
Orig | 1 | 1.02 | Kingdom of Saudi Arabia | Riyadh | Infrastructure | Sports Boulevard | BP2A -Promenade | SBF | Al Bawani | Award | 2021 | Remeasure | Streetscape | CSI | Compacted Subgrade Including All Necessary Excavation, Screed, Bedding Materials, Supports, Grouts, Spacers, Trims And Fixing Accessories | 27914 | m³ | SAR | 56
Orig | 1 | 1.02 | Kingdom of Saudi Arabia | Riyadh | Infrastructure | Sports Boulevard | BP2A -Promenade | SBF | Al Bawani | Award | 2021 | Remeasure | Streetscape | CSI | Mortar Including All Necessary Excavation, Screed, Bedding Materials, Supports, Grouts, Spacers, Trims And Fixing Accessories | 821 | m² | SAR | 73
Orig | 1 | 1.02 | Kingdom of Saudi Arabia | Riyadh | Infrastructure | Sports Boulevard | BP2A -Promenade | SBF | Al Bawani | Award | 2021 | Remeasure | Streetscape | CSI | Concrete Slab Including All Necessary Excavation, Screed, Bedding Materials, Supports, Grouts, Spacers, Trims And Fixing Accessories | 1000 | m² | SAR | 1120
Orig | 1 | 1.02 | Kingdom of Saudi Arabia | Riyadh | Infrastructure | Sports Boulevard | BP2A -Promenade | SBF | Al Bawani | Award | 2021 | Remeasure | Streetscape | CSI | Stone Pavers Including All Necessary Excavation, Screed, Sand Swept Joint And Bedding Materials, Supports, Grouts, Spacers, Trims And Fixing Accessories | 2805 | m² | SAR | 490
Orig | 1 | 1.0201 | Kingdom of Saudi Arabia | Riyadh | Infrastructure | Sports Boulevard | BP2A -Promenade | SBF | Al Bawani | Award | 2021 | Remeasure | Streetscape | CSI | Sand Setting Bed Including All Necessary Excavation, Screed, Bedding Materials, Supports, Grouts, Spacers, Trims And Fixing Accessories | 2134 | m² | SAR | 105
Orig | 1 | 1.0201 | Kingdom of Saudi Arabia | Riyadh | Infrastructure | Sports Boulevard | BP2A -Promenade | SBF | Al Bawani | Award | 2021 | Remeasure | Streetscape | CSI | Concrete Unreinforced Including All Necessary Excavation, Screed, Bedding Materials, Supports, Grouts, Spacers, Trims And Fixing Accessories | 1414 | m² | SAR | 630
Orig | 1 | 1.0201 | Kingdom of Saudi Arabia | Riyadh | Infrastructure | Sports Boulevard | BP2A -Promenade | SBF | Al Bawani | Award | 2021 | Remeasure | Streetscape | CSI | Poured In Place Top Surface Including All Necessary Excavation, Screed, Bedding Materials, Supports, Grouts, Spacers, Trims And Fixing Accessories | 1 | m² | SAR | 1260
Orig | 1 | 1.0201 | Kingdom of Saudi Arabia | Riyadh | Infrastructure | Sports Boulevard | BP2A -Promenade | SBF | Al Bawani | Award | 2021 | Remeasure | Streetscape | CSI | Local Granite Triangle 200 Mm Thick Including All Necessary Excavation, Screed, Sand Swept Joint And Bedding Materials, Supports, Grouts, Spacers, Trims And Fixing Accessories | 566 | m² | SAR | 1371
Orig | 1 | 1.0201 | Kingdom of Saudi Arabia | Riyadh | Infrastructure | Sports Boulevard | BP2A -Promenade | SBF | Al Bawani | Award | 2021 | Remeasure | Streetscape | CSI | Wp3 - Hexegonal Paver 50Mm Thick | 48 | Nr | SAR | 386
Orig | 1 | 1.0201 | Kingdom of Saudi Arabia | Riyadh | Infrastructure | Sports Boulevard | BP2A -Promenade | SBF | Al Bawani | Award | 2021 | Remeasure | Streetscape | CSI | Wp4 - Rectangular Paver 50Mm Thick | 350 | m² | SAR | 392
Orig | 1 | 1.0201 | Kingdom of Saudi Arabia | Riyadh | Infrastructure | Sports Boulevard | BP2A -Promenade | SBF | Al Bawani | Award | 2021 | Remeasure | Streetscape | CSI | Wp5 - Rectangular Paver 50Mm Thick | 173 | m | SAR | 280
Orig | 1 | 1.0201 | Kingdom of Saudi Arabia | Riyadh | Infrastructure | Sports Boulevard | BP2A -Promenade | SBF | Al Bawani | Award | 2021 | Remeasure | Streetscape | CSI | Wp6 - Rectangular Paver 50Mm Thick | 59 | m | SAR | 322
Orig | 1 | 1.0201 | Kingdom of Saudi Arabia | Riyadh | Infrastructure | Sports Boulevard | BP2A -Promenade | SBF | Al Bawani | Award | 2021 | Remeasure | Streetscape | CSI | Wp7 - Rectangular Paver 50Mm Thick | 39 | m | SAR | 153
Orig | 1 | 1.0201 | Kingdom of Saudi Arabia | Riyadh | Infrastructure | Sports Boulevard | BP2A -Promenade | SBF | Al Bawani | Award | 2021 | Remeasure | Streetscape | CSI | Wp8 - Rectangular Paver 50Mm Thick | 250 | m | SAR | 1592
Orig | 1 | 1.0202 | Kingdom of Saudi Arabia | Riyadh | Infrastructure | Sports Boulevard | BP2A -Promenade | SBF | Al Bawani | Award | 2021 | Remeasure | Streetscape | CSI | Ww01 - Granite 45Mm,Textured Steps | 66 | m | SAR | 693
Orig | 1 | 1.0202 | Kingdom of Saudi Arabia | Riyadh | Infrastructure | Sports Boulevard | BP2A -Promenade | SBF | Al Bawani | Award | 2021 | Remeasure | Streetscape | CSI | Ww02 - Granite 80Mm,Textured Steps | 66 | m | SAR | 897
Orig | 1 | 1.0202 | Kingdom of Saudi Arabia | Riyadh | Infrastructure | Sports Boulevard | BP2A -Promenade | SBF | Al Bawani | Award | 2021 | Remeasure | Streetscape | CSI | Ww03 - Granite 85Mm,Textured Steps | 44 | m | SAR | 923
Orig | 1 | 1.0202 | Kingdom of Saudi Arabia | Riyadh | Infrastructure | Sports Boulevard | BP2A -Promenade | SBF | Al Bawani | Award | 2021 | Remeasure | Streetscape | CSI | Ww04 - Granite 100Mm,Textured Steps | 2 | m | SAR | 953
Orig | 1 | 1.0202 | Kingdom of Saudi Arabia | Riyadh | Infrastructure | Sports Boulevard | BP2A -Promenade | SBF | Al Bawani | Award | 2021 | Remeasure | Streetscape | CSI | Ww05 - Granite 155Mm,Textured Steps | 44 | m | SAR | 1113
Orig | 1 | 1.0202 | Kingdom of Saudi Arabia | Riyadh | Infrastructure | Sports Boulevard | BP2A -Promenade | SBF | Al Bawani | Award | 2021 | Remeasure | Streetscape | CSI | Ww06 - Granite 170Mm,Textured Steps | 29 | m | SAR | 1142
Orig | 1 | 1.0202 | Kingdom of Saudi Arabia | Riyadh | Infrastructure | Sports Boulevard | BP2A -Promenade | SBF | Al Bawani | Award | 2021 | Remeasure | Streetscape | CSI | Ww07 - Granite 187Mm,Textured Steps | 2 | m | SAR | 1201
Orig | 1 | 1.0202 | Kingdom of Saudi Arabia | Riyadh | Infrastructure | Sports Boulevard | BP2A -Promenade | SBF | Al Bawani | Award | 2021 | Remeasure | Streetscape | CSI | Ww08 - Granite 310Mm,Textured Steps | 29 | m | SAR | 1522
Orig | 1 | 1.0202 | Kingdom of Saudi Arabia | Riyadh | Infrastructure | Sports Boulevard | BP2A -Promenade | SBF | Al Bawani | Award | 2021 | Remeasure | Streetscape | CSI | Ww09 - Granite , Weir At Base Pool | 3 | m | SAR | 141
Orig | 1 | 1.0203 | Kingdom of Saudi Arabia | Riyadh | Infrastructure | Sports Boulevard | BP2A -Promenade | SBF | Al Bawani | Award | 2021 | Remeasure | Streetscape | CSI | Ww10 - Granite , Weir Befor Slope | 36 | m | SAR | 668
Orig | 1 | 1.0203 | Kingdom of Saudi Arabia | Riyadh | Infrastructure | Sports Boulevard | BP2A -Promenade | SBF | Al Bawani | Award | 2021 | Remeasure | Streetscape | CSI | Ww11 - Granite , Weir At End Of Slope | 39 | m | SAR | 232
Orig | 1 | 1.0203 | Kingdom of Saudi Arabia | Riyadh | Infrastructure | Sports Boulevard | BP2A -Promenade | SBF | Al Bawani | Award | 2021 | Remeasure | Streetscape | CSI | Ww12 - Granite , Weir At Water Wall Trough | 157 | m | SAR | 668
Orig | 1 | 1.0203 | Kingdom of Saudi Arabia | Riyadh | Infrastructure | Sports Boulevard | BP2A -Promenade | SBF | Al Bawani | Award | 2021 | Remeasure | Streetscape | CSI | Ww13 - Granite , Weir Under Sidewalk | 173 | m | SAR | 706
Orig | 1 | 1.0203 | Kingdom of Saudi Arabia | Riyadh | Infrastructure | Sports Boulevard | BP2A -Promenade | SBF | Al Bawani | Award | 2021 | Remeasure | Streetscape | CSI | Ww14 - Granite , Weir Under Sidewalk At Base Pool | 60 | m | SAR | 706
Orig | 1 | 1.0203 | Kingdom of Saudi Arabia | Riyadh | Infrastructure | Sports Boulevard | BP2A -Promenade | SBF | Al Bawani | Award | 2021 | Remeasure | Streetscape | CSI | Ww15 - Granite , Texture Step At First Pool West | 1 | m | SAR | 952
Orig | 1 | 1.0203 | Kingdom of Saudi Arabia | Riyadh | Infrastructure | Sports Boulevard | BP2A -Promenade | SBF | Al Bawani | Award | 2021 | Remeasure | Streetscape | CSI | Ww16 - Granite , Texture Step At First Pool East | 1 | m | SAR | 1201
Orig | 1 | 1.0203 | Kingdom of Saudi Arabia | Riyadh | Infrastructure | Sports Boulevard | BP2A -Promenade | SBF | Al Bawani | Award | 2021 | Remeasure | Streetscape | CSI | Ww17 - Granite , Water Wall Weir Piece | 250 | m | SAR | 297
Orig | 1 | 1.0203 | Kingdom of Saudi Arabia | Riyadh | Infrastructure | Sports Boulevard | BP2A -Promenade | SBF | Al Bawani | Award | 2021 | Remeasure | Streetscape | CSI | Ws1 - Vertical Cladding , 50Mm Thick , Dimensions Vary | 412 | m² | SAR | 2594
Orig | 1 | 1.0203 | Kingdom of Saudi Arabia | Riyadh | Infrastructure | Sports Boulevard | BP2A -Promenade | SBF | Al Bawani | Award | 2021 | Remeasure | Streetscape | CSI | Ws2 - Water Wall Finish , Split Face Stacked Stone | 250 | m | SAR | 1725
Orig | 1 | 1.0204 | Kingdom of Saudi Arabia | Riyadh | Infrastructure | Sports Boulevard | BP2A -Promenade | SBF | Al Bawani | Award | 2021 | Remeasure | Streetscape | CSI | Supply And Installation Of The Trampoline , By Eurotramp Kids Trampoline " Playground Xl" , Including All Required Accessories | 3 | Nr | SAR | 23800
Orig | 1 | 1.0204 | Kingdom of Saudi Arabia | Riyadh | Infrastructure | Sports Boulevard | BP2A -Promenade | SBF | Al Bawani | Award | 2021 | Remeasure | Streetscape | CSI | Supply And Installation Of The Metal Grate Tree Grate, 2000Mm*2000Mm Parallelogram , Including All Required Accessories | 500 | Nr | SAR | 2240
Orig | 1 | 1.0204 | Kingdom of Saudi Arabia | Riyadh | Infrastructure | Sports Boulevard | BP2A -Promenade | SBF | Al Bawani | Award | 2021 | Remeasure | Streetscape | CSI | Supply And Installation Of The Paver Tree Grate, 1800Mm*1800Mm Rectangle , Including All Required Accessories | 13 | Nr | SAR | 1890
Orig | 1 | 1.0204 | Kingdom of Saudi Arabia | Riyadh | Infrastructure | Sports Boulevard | BP2A -Promenade | SBF | Al Bawani | Award | 2021 | Remeasure | Streetscape | CSI | Supply And Installation Of The Paver Tree Grate, 2000Mm*1960Mm Parallelogram , Including All Required Accessories | 112 | Nr | SAR | 2240
Orig | 1 | 1.0204 | Kingdom of Saudi Arabia | Riyadh | Infrastructure | Sports Boulevard | BP2A -Promenade | SBF | Al Bawani | Award | 2021 | Remeasure | Streetscape | CSI | P3A - Stone Planks , Granite , 199Mm*1199Mm , 80Mm Thick | 426 | Nr | SAR | 442
Orig | 1 | 1.0204 | Kingdom of Saudi Arabia | Riyadh | Infrastructure | Sports Boulevard | BP2A -Promenade | SBF | Al Bawani | Award | 2021 | Remeasure | Streetscape | CSI | P3B - Stone Planks , Limestone , 199Mm*1199Mm , 80Mm Thick | 227 | m² | SAR | 442
Orig | 1 | 1.0204 | Kingdom of Saudi Arabia | Riyadh | Infrastructure | Sports Boulevard | BP2A -Promenade | SBF | Al Bawani | Award | 2021 | Remeasure | Streetscape | CSI | P5 - Triangular Paver - Vehicular , 199Mm,80Mm Thick | 13500 | m² | SAR | 553
Orig | 1 | 1.0204 | Kingdom of Saudi Arabia | Riyadh | Infrastructure | Sports Boulevard | BP2A -Promenade | SBF | Al Bawani | Award | 2021 | Remeasure | Streetscape | CSI | P10A - Stone Pavers , Local Granite , Medium Grey, 599Mm X 1199Mm X 80Mm Thick Sandblasted | 143 | m² | SAR | 560
Orig | 1 | 1.0204 | Kingdom of Saudi Arabia | Riyadh | Infrastructure | Sports Boulevard | BP2A -Promenade | SBF | Al Bawani | Award | 2021 | Remeasure | Streetscape | CSI | P10B - Stone Pavers , Local Granite , Medium Grey, 600Mm X 1200Mm X 80Mm Thick Sandblasted | 171 | m² | SAR | 567
Orig | 1 | 1.0204 | Kingdom of Saudi Arabia | Riyadh | Infrastructure | Sports Boulevard | BP2A -Promenade | SBF | Al Bawani | Award | 2021 | Remeasure | Streetscape | CSI | P13 - Edge Stone Pavers , Vehicular , Granite , 179Mm*399Mm , 80Mm Thick | 141 | m² | SAR | 441
Orig | 1 | 1.0205 | Kingdom of Saudi Arabia | Riyadh | Infrastructure | Sports Boulevard | BP2A -Promenade | SBF | Al Bawani | Award | 2021 | Remeasure | Streetscape | CSI | P14B - Stone Pavers, Local Granite, Medium Grey, 329Mm X 599Mm X 150Mm Thick Sandblasted | 171 | m² | SAR | 435
Orig | 1 | 1.0205 | Kingdom of Saudi Arabia | Riyadh | Infrastructure | Sports Boulevard | BP2A -Promenade | SBF | Al Bawani | Award | 2021 | Remeasure | Streetscape | CSI | P14C - Stone Pavers, Local Granite, Medium Grey, 259Mm X 599Mm X 150Mm Thick Sandblasted | 64 | m² | SAR | 406
Orig | 1 | 1.0205 | Kingdom of Saudi Arabia | Riyadh | Infrastructure | Sports Boulevard | BP2A -Promenade | SBF | Al Bawani | Award | 2021 | Remeasure | Streetscape | CSI | P15 - Rectangular Pavers , Parking , Granite , 99Mm*199Mm , 80Mm Thick | 2200 | m² | SAR | 553
Orig | 1 | 1.0205 | Kingdom of Saudi Arabia | Riyadh | Infrastructure | Sports Boulevard | BP2A -Promenade | SBF | Al Bawani | Award | 2021 | Remeasure | Streetscape | CSI | P20A - Limestone Stairs | 1200 | m² | SAR | 1243
Orig | 1 | 1.0205 | Kingdom of Saudi Arabia | Riyadh | Infrastructure | Sports Boulevard | BP2A -Promenade | SBF | Al Bawani | Award | 2021 | Remeasure | Streetscape | CSI | P20B - Granite Stairs | 24 | m² | SAR | 1519
Orig | 1 | 1.0205 | Kingdom of Saudi Arabia | Riyadh | Infrastructure | Sports Boulevard | BP2A -Promenade | SBF | Al Bawani | Award | 2021 | Remeasure | Streetscape | CSI | Supply And Installation Of The P16-Athletic Surfaces | 789 | m² | SAR | 350
Orig | 1 | 1.0205 | Kingdom of Saudi Arabia | Riyadh | Infrastructure | Sports Boulevard | BP2A -Promenade | SBF | Al Bawani | Award | 2021 | Remeasure | Roads And Pavings | CSI | Supply And Installation Of Kerbs Including All Necessary Excavation, Screed, Bedding Materials, Supports, Grouts, Spacers, Trims And Fixing Accessories; Raised Kerb (Width 15Cm) | 510 | m | SAR | 97
Orig | 1 | 1.0205 | Kingdom of Saudi Arabia | Riyadh | Infrastructure | Sports Boulevard | BP2A -Promenade | SBF | Al Bawani | Award | 2021 | Remeasure | Roads And Pavings | CSI | Supply And Installation Of Kerbs Including All Necessary Excavation, Screed, Bedding Materials, Supports, Grouts, Spacers, Trims And Fixing Accessories; Raised Kerb (Width 30Cm) | 4000 | m | SAR | 97
Orig | 1 | 1.0205 | Kingdom of Saudi Arabia | Riyadh | Infrastructure | Sports Boulevard | BP2A -Promenade | SBF | Al Bawani | Award | 2021 | Remeasure | Roads And Pavings | CSI | Supply And Installation Of Kerbs Including All Necessary Excavation, Screed, Bedding Materials, Supports, Grouts, Spacers, Trims And Fixing Accessories; Dropped Kerb Type A (Width 30Cm) | 336 | m | SAR | 97
Orig | 1 | 1.0205 | Kingdom of Saudi Arabia | Riyadh | Infrastructure | Sports Boulevard | BP2A -Promenade | SBF | Al Bawani | Award | 2021 | Remeasure | Roads And Pavings | CSI | Supply And Installation Of Kerbs Including All Necessary Excavation, Screed, Bedding Materials, Supports, Grouts, Spacers, Trims And Fixing Accessories; Dropped Kerb Type B (Width 15Cm) | 175 | m | SAR | 97
Orig | 1 | 1.0206 | Kingdom of Saudi Arabia | Riyadh | Infrastructure | Sports Boulevard | BP2A -Promenade | SBF | Al Bawani | Award | 2021 | Remeasure | Roads And Pavings | CSI | Supply And Installation Of Kerbs Including All Necessary Excavation, Screed, Bedding Materials, Supports, Grouts, Spacers, Trims And Fixing Accessories; Fall To Dropped Kerb | 20 | m | SAR | 97
Orig | 1 | 1.0206 | Kingdom of Saudi Arabia | Riyadh | Infrastructure | Sports Boulevard | BP2A -Promenade | SBF | Al Bawani | Award | 2021 | Remeasure | Roads And Pavings | CSI | Supply And Installation Of Kerbs Including All Necessary Excavation, Screed, Bedding Materials, Supports, Grouts, Spacers, Trims And Fixing Accessories; Flush Kerb (Width 15Cm) | 3844 | m | SAR | 97
Orig | 1 | 1.0206 | Kingdom of Saudi Arabia | Riyadh | Infrastructure | Sports Boulevard | BP2A -Promenade | SBF | Al Bawani | Award | 2021 | Remeasure | Roads And Pavings | CSI | Supply And Installation Of Kerbs Including All Necessary Excavation, Screed, Bedding Materials, Supports, Grouts, Spacers, Trims And Fixing Accessories; Flush Kerb (Width 30Cm) | 5454 | m | SAR | 97
Orig | 1 | 1.0206 | Kingdom of Saudi Arabia | Riyadh | Infrastructure | Sports Boulevard | BP2A -Promenade | SBF | Al Bawani | Award | 2021 | Remeasure | Roads And Pavings | CSI | Ancillaries Surface Marking; Thermo Plastic Marking; Continuous White Edge Line | 868 | m | SAR | 13
Orig | 1 | 1.0206 | Kingdom of Saudi Arabia | Riyadh | Infrastructure | Sports Boulevard | BP2A -Promenade | SBF | Al Bawani | Award | 2021 | Remeasure | Roads And Pavings | CSI | Ancillaries Surface Marking; Thermo Plastic Marking; Yellow Continuous Lines 120Mm Wide For Traffic Diversion | 21660 | m | SAR | 11
Orig | 1 | 1.0206 | Kingdom of Saudi Arabia | Riyadh | Infrastructure | Sports Boulevard | BP2A -Promenade | SBF | Al Bawani | Award | 2021 | Remeasure | Roads And Pavings | CSI | Ancillaries Surface Marking; Thermo Plastic Marking; Broken White Lane Line | 4557 | m | SAR | 13
Orig | 1 | 1.0206 | Kingdom of Saudi Arabia | Riyadh | Infrastructure | Sports Boulevard | BP2A -Promenade | SBF | Al Bawani | Award | 2021 | Remeasure | Roads And Pavings | CSI | Ancillaries Surface Marking; Thermo Plastic Marking; White Broken Lines 120Mm Wide For Traffic Diversion | 16026 | m | SAR | 11
Orig | 1 | 1.0206 | Kingdom of Saudi Arabia | Riyadh | Infrastructure | Sports Boulevard | BP2A -Promenade | SBF | Al Bawani | Award | 2021 | Remeasure | Roads And Pavings | CSI | Ancillaries Surface Marking; Thermo Plastic Marking; Pavement Arrow | 67 | Nr | SAR | 364
Orig | 1 | 1.0206 | Kingdom of Saudi Arabia | Riyadh | Infrastructure | Sports Boulevard | BP2A -Promenade | SBF | Al Bawani | Award | 2021 | Remeasure | Roads And Pavings | CSI | Ancillaries Surface Marking; Thermo Plastic Marking; Yellow Pavement Arrow For Traffic Diversion | 222 | Nr | SAR | 364
Orig | 1 | 1.0206 | Kingdom of Saudi Arabia | Riyadh | Infrastructure | Sports Boulevard | BP2A -Promenade | SBF | Al Bawani | Award | 2021 | Remeasure | Roads And Pavings | CSI | Ancillaries Surface Marking; Thermo Plastic Marking; Parking Line | 1049 | m | SAR | 17
Orig | 1 | 1.0207 | Kingdom of Saudi Arabia | Riyadh | Infrastructure | Sports Boulevard | BP2A -Promenade | SBF | Al Bawani | Award | 2021 | Remeasure | Roads And Pavings | CSI | Ancillaries Surface Marking; Thermo Plastic Marking; Channelized Surface With Hatch Lines | 216 | m² | SAR | 27
Orig | 1 | 1.0207 | Kingdom of Saudi Arabia | Riyadh | Infrastructure | Sports Boulevard | BP2A -Promenade | SBF | Al Bawani | Award | 2021 | Remeasure | Roads And Pavings | CSI | Ancillaries Surface Marking; Thermo Plastic Marking; Bus Stop Surface Marking | 4 | Nr | SAR | 700
Orig | 1 | 1.0207 | Kingdom of Saudi Arabia | Riyadh | Infrastructure | Sports Boulevard | BP2A -Promenade | SBF | Al Bawani | Award | 2021 | Remeasure | Roads And Pavings | CSI | Ancillaries Surface Marking; Thermo Plastic Marking; Flush Pedestrian Crossing | 24 | Nr | SAR | 700
Orig | 1 | 1.0207 | Kingdom of Saudi Arabia | Riyadh | Infrastructure | Sports Boulevard | BP2A -Promenade | SBF | Al Bawani | Award | 2021 | Remeasure | Roads And Pavings | CSI | Ancillaries Surface Marking; Thermo Plastic Marking; Raised Pedestrian Crossing | 41 | Nr | SAR | 700
Orig | 1 | 1.0207 | Kingdom of Saudi Arabia | Riyadh | Infrastructure | Sports Boulevard | BP2A -Promenade | SBF | Al Bawani | Award | 2021 | Remeasure | Roads And Pavings | CSI | Ancillaries Surface Marking; Thermo Plastic Marking; Stop Line | 310 | m | SAR | 13
Orig | 1 | 1.0207 | Kingdom of Saudi Arabia | Riyadh | Infrastructure | Sports Boulevard | BP2A -Promenade | SBF | Al Bawani | Award | 2021 | Remeasure | Streetscape | CSI | Supply And Place In Position The Following Furniture/ Appliances/ Equipment Etc. From Specified Manufacturers; Allow For Secure Storage, Multiple Handling Etc. Cb - Custom Bench/Stair, Local Limestone Desert Stone Grey, Swan Finish, Fully Custom | 1604 | m² | SAR | 973
Orig | 1 | 1.0207 | Kingdom of Saudi Arabia | Riyadh | Infrastructure | Sports Boulevard | BP2A -Promenade | SBF | Al Bawani | Award | 2021 | Remeasure | Streetscape | CSI | Supply And Place In Position The Following Furniture/ Appliances/ Equipment Etc. From Specified Manufacturers; Allow For Secure Storage, Multiple Handling Etc. Cd - Ground Level Gathering, Local Limestone, Desert Stone Grey, Swan Finish, Fully Custom | 67 | m² | SAR | 973
Orig | 1 | 1.0207 | Kingdom of Saudi Arabia | Riyadh | Infrastructure | Sports Boulevard | BP2A -Promenade | SBF | Al Bawani | Award | 2021 | Remeasure | Streetscape | CSI | Supply And Place In Position The Following Furniture/ Appliances/ Equipment Etc. From Specified Manufacturers; Allow For Secure Storage, Multiple Handling Etc.Cl - Teak, 40Mm X 140Mm Board Alternative Desert Stone Grey Limestone, Swan Finish, | 744 | m² | SAR | 973
Orig | 1 | 1.0207 | Kingdom of Saudi Arabia | Riyadh | Infrastructure | Sports Boulevard | BP2A -Promenade | SBF | Al Bawani | Award | 2021 | Remeasure | Streetscape | CSI | Supply And Place In Position The Following Furniture/ Appliances/ Equipment Etc. From Specified Manufacturers; Allow For Secure Storage, Multiple Handling Etc. Bk - Bike Rack, Escofet Raval, Uhpc Concrete, Grey, Branded/Custom Product | 114 | Nr | SAR | 1050
Orig | 1 | 1.0207 | Kingdom of Saudi Arabia | Riyadh | Infrastructure | Sports Boulevard | BP2A -Promenade | SBF | Al Bawani | Award | 2021 | Remeasure | Streetscape | CSI | Supply And Place In Position The Following Furniture/ Appliances/ Equipment Etc. From Specified Manufacturers; Allow For Secure Storage, Multiple Handling Etc. Bl - Bollard, Escofet Push, Concrete Grey, Branded/Custom Product | 324 | Nr | SAR | 560
Orig | 1 | 1.0208 | Kingdom of Saudi Arabia | Riyadh | Infrastructure | Sports Boulevard | BP2A -Promenade | SBF | Al Bawani | Award | 2021 | Remeasure | Streetscape | CSI | Supply And Place In Position The Following Furniture/ Appliances/ Equipment Etc. From Specified Manufacturers; Allow For Secure Storage, Multiple Handling Etc. Bw - Bouldering Wall, Custom Colour And Construction, 3.25M Height, Fully Custom | 1 | Nr | SAR | 54600
Orig | 1 | 1.0208 | Kingdom of Saudi Arabia | Riyadh | Infrastructure | Sports Boulevard | BP2A -Promenade | SBF | Al Bawani | Award | 2021 | Remeasure | Streetscape | CSI | Supply And Place In Position The Following Furniture/ Appliances/ Equipment Etc. From Specified Manufacturers; Allow For Secure Storage, Multiple Handling Etc.Cc - Movable Chair, Vestra April Go Chair 7013, Custom Color, Kebony Wood Top | 192 | Nr | SAR | 1399
Orig | 1 | 1.0208 | Kingdom of Saudi Arabia | Riyadh | Infrastructure | Sports Boulevard | BP2A -Promenade | SBF | Al Bawani | Award | 2021 | Remeasure | Streetscape | CSI | Supply And Place In Position The Following Furniture/ Appliances/ Equipment Etc. From Specified Manufacturers; Allow For Secure Storage, Multiple Handling Etc. Ct - Movable Table, Vestra April Go Folding Table 7033, Custom Color, Kebony Wood Top | 53 | Nr | SAR | 3585
Orig | 1 | 1.0208 | Kingdom of Saudi Arabia | Riyadh | Infrastructure | Sports Boulevard | BP2A -Promenade | SBF | Al Bawani | Award | 2021 | Remeasure | Streetscape | CSI | Supply And Place In Position The Following Furniture/ Appliances/ Equipment Etc. From Specified Manufacturers; Allow For Secure Storage, Multiple Handling Etc. Bouldering Bumps | 1 | Nr | SAR | 35000
Orig | 1 | 1.0208 | Kingdom of Saudi Arabia | Riyadh | Infrastructure | Sports Boulevard | BP2A -Promenade | SBF | Al Bawani | Award | 2021 | Remeasure | Streetscape | CSI | Supply And Place In Position The Following Furniture/ Appliances/ Equipment Etc. From Specified Manufacturers; Allow For Secure Storage, Multiple Handling Etc. Df - Drinking Fountain, Escofet Play, Ldpe, Grey, Branded Product | 7 | Nr | SAR | 8064
Orig | 1 | 1.0208 | Kingdom of Saudi Arabia | Riyadh | Infrastructure | Sports Boulevard | BP2A -Promenade | SBF | Al Bawani | Award | 2021 | Remeasure | Streetscape | CSI | Supply And Place In Position The Following Furniture/ Appliances/ Equipment Etc. From Specified Manufacturers; Allow For Secure Storage, Multiple Handling Etc. Hm - Hammock, Branded/Custom Product | 17 | Nr | SAR | 55716
Orig | 1 | 1.0208 | Kingdom of Saudi Arabia | Riyadh | Infrastructure | Sports Boulevard | BP2A -Promenade | SBF | Al Bawani | Award | 2021 | Remeasure | Streetscape | CSI | Supply And Place In Position The Following Furniture/ Appliances/ Equipment Etc. From Specified Manufacturers; Allow For Secure Storage, Multiple Handling Etc. Lb - Lighting Bench, Escofet Extasi Plastic, Pdpe, White, Branded/Custom Product | 50 | Nr | SAR | 9058
Orig | 1 | 1.0208 | Kingdom of Saudi Arabia | Riyadh | Infrastructure | Sports Boulevard | BP2A -Promenade | SBF | Al Bawani | Award | 2021 | Remeasure | Streetscape | CSI | Supply And Place In Position The Following Furniture/ Appliances/ Equipment Etc. From Specified Manufacturers; Allow For Secure Storage, Multiple Handling Etc. Pn - Play Net, Climbing Net Between Ground And Elevated Thread, Custom Product | 1 | Nr | SAR | 164657
Orig | 1 | 1.0208 | Kingdom of Saudi Arabia | Riyadh | Infrastructure | Sports Boulevard | BP2A -Promenade | SBF | Al Bawani | Award | 2021 | Remeasure | Streetscape | CSI | Supply And Place In Position The Following Furniture/ Appliances/ Equipment Etc. From Specified Manufacturers; Allow For Secure Storage, Multiple Handling Etc. Rc - Ropes Course, Play Ropes Between Ground And Elevated Thread, Custom Product | 1 | Nr | SAR | 19001
Orig | 1 | 1.0208 | Kingdom of Saudi Arabia | Riyadh | Infrastructure | Sports Boulevard | BP2A -Promenade | SBF | Al Bawani | Award | 2021 | Remeasure | Streetscape | CSI | Supply And Place In Position The Following Furniture/ Appliances/ Equipment Etc. From Specified Manufacturers; Allow For Secure Storage, Multiple Handling Etc. Sg - Group Swing, 2M X 2.5M Group Swing, Branded/Custom Product | 6 | Nr | SAR | 12603
Orig | 1 | 1.0209 | Kingdom of Saudi Arabia | Riyadh | Infrastructure | Sports Boulevard | BP2A -Promenade | SBF | Al Bawani | Award | 2021 | Remeasure | Streetscape | CSI | Supply And Place In Position The Following Furniture/ Appliances/ Equipment Etc. From Specified Manufacturers; Allow For Secure Storage, Multiple Handling Etc. Ss - Single Swing, 750Cm X 240 Cm Single Swing, Branded/Custom Product | 12 | Nr | SAR | 2026
Orig | 1 | 1.0209 | Kingdom of Saudi Arabia | Riyadh | Infrastructure | Sports Boulevard | BP2A -Promenade | SBF | Al Bawani | Award | 2021 | Remeasure | Streetscape | CSI | Supply And Place In Position The Following Furniture/ Appliances/ Equipment Etc. From Specified Manufacturers; Allow For Secure Storage, Multiple Handling Etc. Tb - Trash/Recycling Bin, Mmcite, Btt302, Light Grey, Branded/Custom Product | 66 | Nr | SAR | 1750
Orig | 1 | 1.0209 | Kingdom of Saudi Arabia | Riyadh | Infrastructure | Sports Boulevard | BP2A -Promenade | SBF | Al Bawani | Award | 2021 | Remeasure | Streetscape | CSI | Supply And Place In Position The Following Furniture/ Appliances/ Equipment Etc. From Specified Manufacturers; Allow For Secure Storage, Multiple Handling Etc. Tt - Table Tennis Table, Branded / Custom Product | 5 | Nr | SAR | 29400
Orig | 1 | 1.0209 | Kingdom of Saudi Arabia | Riyadh | Infrastructure | Sports Boulevard | BP2A -Promenade | SBF | Al Bawani | Award | 2021 | Remeasure | Irrigation | CSI | Supply And Installation Of Control Hydrozone Kit, Including Solenoid Valve, Wires, Water Proof Connectors, Pressure Reducing Module, Standard Valve Box With Cover, Ball Valve, Filter, Decoder, Fittings, Support, Protection, Excavation, Backfilling And All Required Accessories Complete; 1" Valve Assembly | 63 | Nr | SAR | 1316
Orig | 1 | 1.0209 | Kingdom of Saudi Arabia | Riyadh | Infrastructure | Sports Boulevard | BP2A -Promenade | SBF | Al Bawani | Award | 2021 | Remeasure | Irrigation | CSI | Supply And Installation Of Control Hydrozone Kit, Including Solenoid Valve, Wires, Water Proof Connectors, Pressure Reducing Module, Standard Valve Box With Cover, Ball Valve, Filter, Decoder, Fittings, Support, Protection, Excavation, Backfilling And All Required Accessories Complete; 1.5" Valve Assembly | 30 | Nr | SAR | 1974
Orig | 1 | 1.0209 | Kingdom of Saudi Arabia | Riyadh | Infrastructure | Sports Boulevard | BP2A -Promenade | SBF | Al Bawani | Award | 2021 | Remeasure | Irrigation | CSI | Supply And Installation Of Control Hydrozone Kit, Including Solenoid Valve, Wires, Water Proof Connectors, Pressure Reducing Module, Standard Valve Box With Cover, Ball Valve, Filter, Decoder, Fittings, Support, Protection, Excavation, Backfilling And All Required Accessories Complete; 2" Valve Assembly | 21 | Nr | SAR | 2961
Orig | 1 | 1.0209 | Kingdom of Saudi Arabia | Riyadh | Infrastructure | Sports Boulevard | BP2A -Promenade | SBF | Al Bawani | Award | 2021 | Remeasure | Irrigation | CSI | Supply And Installation Of Solenoid Master Valve 3" Including Wires, Water Proof Connectors, Decoder, Fittings, And All Required Accessories Complete; | 97 | Nr | SAR | 5880
Orig | 1 | 1.0209 | Kingdom of Saudi Arabia | Riyadh | Infrastructure | Sports Boulevard | BP2A -Promenade | SBF | Al Bawani | Award | 2021 | Remeasure | Irrigation | CSI | Supply And Installation Of Hdpe-Pn10 Pipes Including Socket Joints Fittings, Connections, Cover Over Piping, Warning Tape, Excavation, Backfilling, Bedding, Filling Material, Thrust Blocks, Sleeves Under Road Crossings, Supports, Joints And All Required Accessories Complete; Pipe Hdpe 32 Mm Diameter | 7837 | m | SAR | 35
Orig | 1 | 1.0209 | Kingdom of Saudi Arabia | Riyadh | Infrastructure | Sports Boulevard | BP2A -Promenade | SBF | Al Bawani | Award | 2021 | Remeasure | Irrigation | CSI | Supply And Installation Of Hdpe-Pn10 Pipes Including Socket Joints Fittings, Connections, Cover Over Piping, Warning Tape, Excavation, Backfilling, Bedding, Filling Material, Thrust Blocks, Sleeves Under Road Crossings, Supports, Joints And All Required Accessories Complete; Pipe Hdpe 40 Mm Diameter | 201 | m | SAR | 43
Orig | 1 | 1.0209 | Kingdom of Saudi Arabia | Riyadh | Infrastructure | Sports Boulevard | BP2A -Promenade | SBF | Al Bawani | Award | 2021 | Remeasure | Irrigation | CSI | Supply And Installation Of Hdpe-Pn10 Pipes Including Socket Joints Fittings, Connections, Cover Over Piping, Warning Tape, Excavation, Backfilling, Bedding, Filling Material, Thrust Blocks, Sleeves Under Road Crossings, Supports, Joints And All Required Accessories Complete; Pipe Hdpe 50 Mm Diameter | 985 | m | SAR | 49
Orig | 1 | 1.021 | Kingdom of Saudi Arabia | Riyadh | Infrastructure | Sports Boulevard | BP2A -Promenade | SBF | Al Bawani | Award | 2021 | Remeasure | Irrigation | CSI | Supply And Installation Of Hdpe-Pn10 Pipes Including Socket Joints Fittings, Connections, Cover Over Piping, Warning Tape, Excavation, Backfilling, Bedding, Filling Material, Thrust Blocks, Sleeves Under Road Crossings, Supports, Joints And All Required Accessories Complete; Pipe Hdpe 63 Mm Diameter | 1881 | m | SAR | 56
Orig | 1 | 1.021 | Kingdom of Saudi Arabia | Riyadh | Infrastructure | Sports Boulevard | BP2A -Promenade | SBF | Al Bawani | Award | 2021 | Remeasure | Irrigation | CSI | Supply And Installation Of Hdpe-Pn10 Pipes Including Socket Joints Fittings, Connections, Cover Over Piping, Warning Tape, Excavation, Backfilling, Bedding, Filling Material, Thrust Blocks, Sleeves Under Road Crossings, Supports, Joints And All Required Accessories Complete; Pipe Hdpe 75 Mm Diameter | 765 | m | SAR | 66
Orig | 1 | 1.021 | Kingdom of Saudi Arabia | Riyadh | Infrastructure | Sports Boulevard | BP2A -Promenade | SBF | Al Bawani | Award | 2021 | Remeasure | Irrigation | CSI | Supply And Installation Of Hdpe-Pn10 Pipes Including Socket Joints Fittings, Connections, Cover Over Piping, Warning Tape, Excavation, Backfilling, Bedding, Filling Material, Thrust Blocks, Sleeves Under Road Crossings, Supports, Joints And All Required Accessories Complete; Pipe Hdpe 90 Mm Diameter | 305 | m | SAR | 78
Orig | 1 | 1.021 | Kingdom of Saudi Arabia | Riyadh | Infrastructure | Sports Boulevard | BP2A -Promenade | SBF | Al Bawani | Award | 2021 | Remeasure | Irrigation | CSI | Supply And Installation Of Hdpe-Pn10 Pipes Including Socket Joints Fittings, Connections, Cover Over Piping, Warning Tape, Excavation, Backfilling, Bedding, Filling Material, Thrust Blocks, Sleeves Under Road Crossings, Supports, Joints And All Required Accessories Complete; Pipe Hdpe 110 Mm Diameter | 581 | m | SAR | 101
Orig | 1 | 1.021 | Kingdom of Saudi Arabia | Riyadh | Infrastructure | Sports Boulevard | BP2A -Promenade | SBF | Al Bawani | Award | 2021 | Remeasure | Irrigation | CSI | Supply And Installation Of Hdpe-Pn10 Pipes Including Socket Joints Fittings, Connections, Cover Over Piping, Warning Tape, Excavation, Backfilling, Bedding, Filling Material, Thrust Blocks, Sleeves Under Road Crossings, Supports, Joints And All Required Accessories Complete; Pipe Hdpe 160 Mm Diameter | 3967 | m | SAR | 161
Orig | 1 | 1.021 | Kingdom of Saudi Arabia | Riyadh | Infrastructure | Sports Boulevard | BP2A -Promenade | SBF | Al Bawani | Award | 2021 | Remeasure | Irrigation | CSI | Supply And Installation Of On-Surface Dripline Automatic Irrigation Network Including Lhpe Pipes ∅16 Mm 0.9 Gph (3.9 L/H), Emitter Spacing 12 " (30.5 Cm), Relief Valves, Flush Points, Tie Down Stakes, Socket Joints Fittings, And All Required Accessories Complete; | 15448 | m² | SAR | 67
Orig | 1 | 1.021 | Kingdom of Saudi Arabia | Riyadh | Infrastructure | Sports Boulevard | BP2A -Promenade | SBF | Al Bawani | Award | 2021 | Remeasure | Irrigation | CSI | Supply And Installation Of Automatic Drip Irrigation Network For Trees Including Lhpe Pipes, 3 Single Outlet Pressure Compensating Emitters With Diffuser Cap 12 Gpm (45 L/H) Per Tree, Relief Valves, Flush Points, Tie Down Stakes, Socket Joints Fittings, And All Required Accessories Complete; All In Accordance With Drawings And Specifications | 1387 | Nr | SAR | 10
Orig | 1 | 1.021 | Kingdom of Saudi Arabia | Riyadh | Infrastructure | Sports Boulevard | BP2A -Promenade | SBF | Al Bawani | Award | 2021 | Remeasure | Irrigation | CSI | Controller Based On Decoder Wiring Connection System (Basic Module 50 Stations And Extensible Modules Up To 200 Stations) Iq Communication Cartridge Installed To Allow Its Management From A Central Irrigation Unit | 1 | Nr | SAR | 20440
Orig | 1 | 1.021 | Kingdom of Saudi Arabia | Riyadh | Infrastructure | Sports Boulevard | BP2A -Promenade | SBF | Al Bawani | Award | 2021 | Remeasure | Irrigation | CSI | Supply And Installation Of Control Wires (2X2.5 Mm² ) Installed Into Sleeve Pvc 63Mm Next Main Pipe Including Water Proof Connectors, Boxs Wire, Warning Tape, Joints And All Required Accessories Complete; In Accordance With Drawings And Specifications. | 3880 | m | SAR | 45
Orig | 1 | 1.021 | Kingdom of Saudi Arabia | Riyadh | Infrastructure | Sports Boulevard | BP2A -Promenade | SBF | Al Bawani | Award | 2021 | Remeasure | Streetscape | CSI | Supply, Installation And Maintenance Of Planting Pits/Beds For Trees, Shrubs, Ground Covers And Grass Including Excavation, Filling, Disposal Of Surplus Materials, Planting Soil, Water Proofing Membrane, Gravel Bed, Soil Separator Membrane/Geotextile Membrane, Compost, Supports, Fertilizers And The Like; T-1: Acacia Farnesiana | 59 | Nr | SAR | 1494
Orig | 1 | 1.0211 | Kingdom of Saudi Arabia | Riyadh | Infrastructure | Sports Boulevard | BP2A -Promenade | SBF | Al Bawani | Award | 2021 | Remeasure | Streetscape | CSI | Supply, Installation And Maintenance Of Planting Pits/Beds For Trees, Shrubs, Ground Covers And Grass Including Excavation, Filling, Disposal Of Surplus Materials, Planting Soil, Water Proofing Membrane, Gravel Bed, Soil Separator Membrane/Geotextile Membrane, Compost, Supports, Fertilizers And The Like; T-2: Acacia Gerradii | 556 | Nr | SAR | 1680
Orig | 1 | 1.0211 | Kingdom of Saudi Arabia | Riyadh | Infrastructure | Sports Boulevard | BP2A -Promenade | SBF | Al Bawani | Award | 2021 | Remeasure | Streetscape | CSI | Supply, Installation And Maintenance Of Planting Pits/Beds For Trees, Shrubs, Ground Covers And Grass Including Excavation, Filling, Disposal Of Surplus Materials, Planting Soil, Water Proofing Membrane, Gravel Bed, Soil Separator Membrane/Geotextile Membrane, Compost, Supports, Fertilizers And The Like; T-3: Acacia Nilotica | 359 | Nr | SAR | 1596
Orig | 1 | 1.0211 | Kingdom of Saudi Arabia | Riyadh | Infrastructure | Sports Boulevard | BP2A -Promenade | SBF | Al Bawani | Award | 2021 | Remeasure | Streetscape | CSI | Supply, Installation And Maintenance Of Planting Pits/Beds For Trees, Shrubs, Ground Covers And Grass Including Excavation, Filling, Disposal Of Surplus Materials, Planting Soil, Water Proofing Membrane, Gravel Bed, Soil Separator Membrane/Geotextile Membrane, Compost, Supports, Fertilizers And The Like; T-4: Acacia Tortilis | 21 | Nr | SAR | 1291
Orig | 1 | 1.0211 | Kingdom of Saudi Arabia | Riyadh | Infrastructure | Sports Boulevard | BP2A -Promenade | SBF | Al Bawani | Award | 2021 | Remeasure | Streetscape | CSI | Supply, Installation And Maintenance Of Planting Pits/Beds For Trees, Shrubs, Ground Covers And Grass Including Excavation, Filling, Disposal Of Surplus Materials, Planting Soil, Water Proofing Membrane, Gravel Bed, Soil Separator Membrane/Geotextile Membrane, Compost, Supports, Fertilizers And The Like; T-5: Cercidium Floridum | 77 | Nr | SAR | 987
Orig | 1 | 1.0211 | Kingdom of Saudi Arabia | Riyadh | Infrastructure | Sports Boulevard | BP2A -Promenade | SBF | Al Bawani | Award | 2021 | Remeasure | Streetscape | CSI | Supply, Installation And Maintenance Of Planting Pits/Beds For Trees, Shrubs, Ground Covers And Grass Including Excavation, Filling, Disposal Of Surplus Materials, Planting Soil, Water Proofing Membrane, Gravel Bed, Soil Separator Membrane/Geotextile Membrane, Compost, Supports, Fertilizers And The Like; T-6: Ficus Altissima | 230 | Nr | SAR | 1291
Orig | 1 | 1.0211 | Kingdom of Saudi Arabia | Riyadh | Infrastructure | Sports Boulevard | BP2A -Promenade | SBF | Al Bawani | Award | 2021 | Remeasure | Streetscape | CSI | Supply, Installation And Maintenance Of Planting Pits/Beds For Trees, Shrubs, Ground Covers And Grass Including Excavation, Filling, Disposal Of Surplus Materials, Planting Soil, Water Proofing Membrane, Gravel Bed, Soil Separator Membrane/Geotextile Membrane, Compost, Supports, Fertilizers And The Like; T-7: Olea Europaea | 26 | Nr | SAR | 1088
Orig | 1 | 1.0211 | Kingdom of Saudi Arabia | Riyadh | Infrastructure | Sports Boulevard | BP2A -Promenade | SBF | Al Bawani | Award | 2021 | Remeasure | Streetscape | CSI | Supply, Installation And Maintenance Of Planting Pits/Beds For Trees, Shrubs, Ground Covers And Grass Including Excavation, Filling, Disposal Of Surplus Materials, Planting Soil, Water Proofing Membrane, Gravel Bed, Soil Separator Membrane/Geotextile Membrane, Compost, Supports, Fertilizers And The Like; T-8: Parkinsonia Aculeata | 67 | Nr | SAR | 1190
Orig | 1 | 1.0211 | Kingdom of Saudi Arabia | Riyadh | Infrastructure | Sports Boulevard | BP2A -Promenade | SBF | Al Bawani | Award | 2021 | Remeasure | Streetscape | CSI | Supply, Installation And Maintenance Of Planting Pits/Beds For Trees, Shrubs, Ground Covers And Grass Including Excavation, Filling, Disposal Of Surplus Materials, Planting Soil, Water Proofing Membrane, Gravel Bed, Soil Separator Membrane/Geotextile Membrane, Compost, Supports, Fertilizers And The Like;T-9: Prosopis Cineraria | 63 | Nr | SAR | 1680
Orig | 1 | 1.0211 | Kingdom of Saudi Arabia | Riyadh | Infrastructure | Sports Boulevard | BP2A -Promenade | SBF | Al Bawani | Award | 2021 | Remeasure | Streetscape | CSI | Supply, Installation And Maintenance Of Planting Pits/Beds For Trees, Shrubs, Ground Covers And Grass Including Excavation, Filling, Disposal Of Surplus Materials, Planting Soil, Water Proofing Membrane, Gravel Bed, Soil Separator Membrane/Geotextile Membrane, Compost, Supports, Fertilizers And The Like; Ziziphus Spina-Christi | 176 | Nr | SAR | 1680
Orig | 1 | 1.0211 | Kingdom of Saudi Arabia | Riyadh | Infrastructure | Sports Boulevard | BP2A -Promenade | SBF | Al Bawani | Award | 2021 | Remeasure | Streetscape | CSI | Supply, Installation And Maintenance Of Planting Pits/Beds For Trees, Shrubs, Ground Covers And Grass Including Excavation, Filling, Disposal Of Surplus Materials, Planting Soil, Water Proofing Membrane, Gravel Bed, Soil Separator Membrane/Geotextile Membrane, Compost, Supports, Fertilizers And The Like;Grass: Cynodom Dactylon | 1959 | m² | SAR | 64
Orig | 1 | 1.0212 | Kingdom of Saudi Arabia | Riyadh | Infrastructure | Sports Boulevard | BP2A -Promenade | SBF | Al Bawani | Award | 2021 | Remeasure | Streetscape | CSI | Supply, Installation And Maintenance Of Planting Pits/Beds For Trees, Shrubs, Ground Covers And Grass Including Excavation, Filling, Disposal Of Surplus Materials, Planting Soil, Water Proofing Membrane, Gravel Bed, Soil Separator Membrane/Geotextile Membrane, Compost, Supports, Fertilizers And The Like; Grass: Pennisetum Setaceum | 617 | m² | SAR | 77
Orig | 1 | 1.0212 | Kingdom of Saudi Arabia | Riyadh | Infrastructure | Sports Boulevard | BP2A -Promenade | SBF | Al Bawani | Award | 2021 | Remeasure | Streetscape | CSI | Supply, Installation And Maintenance Of Planting Pits/Beds For Trees, Shrubs, Ground Covers And Grass Including Excavation, Filling, Disposal Of Surplus Materials, Planting Soil, Water Proofing Membrane, Gravel Bed, Soil Separator Membrane/Geotextile Membrane, Compost, Supports, Fertilizers And The Like; Grass & Succulent: Pennisetum Setaceum, Aloe Arborescens | 1506 | m² | SAR | 77
Orig | 1 | 1.0212 | Kingdom of Saudi Arabia | Riyadh | Infrastructure | Sports Boulevard | BP2A -Promenade | SBF | Al Bawani | Award | 2021 | Remeasure | Streetscape | CSI | Supply, Installation And Maintenance Of Planting Pits/Beds For Trees, Shrubs, Ground Covers And Grass Including Excavation, Filling, Disposal Of Surplus Materials, Planting Soil, Water Proofing Membrane, Gravel Bed, Soil Separator Membrane/Geotextile Membrane, Compost, Supports, Fertilizers And The Like; Perennial: Encelia Farinosa Perennial: | 608 | m² | SAR | 112
Orig | 1 | 1.0212 | Kingdom of Saudi Arabia | Riyadh | Infrastructure | Sports Boulevard | BP2A -Promenade | SBF | Al Bawani | Award | 2021 | Remeasure | Streetscape | CSI | Supply, Installation And Maintenance Of Planting Pits/Beds For Trees, Shrubs, Ground Covers And Grass Including Excavation, Filling, Disposal Of Surplus Materials, Planting Soil, Water Proofing Membrane, Gravel Bed, Soil Separator Membrane/Geotextile Membrane, Compost, Supports, Fertilizers And The Like; Hymenoxys Acaulis Perennial: Santolina | 305 | m² | SAR | 71
Orig | 1 | 1.0212 | Kingdom of Saudi Arabia | Riyadh | Infrastructure | Sports Boulevard | BP2A -Promenade | SBF | Al Bawani | Award | 2021 | Remeasure | Streetscape | CSI | Supply, Installation And Maintenance Of Planting Pits/Beds For Trees, Shrubs, Ground Covers And Grass Including Excavation, Filling, Disposal Of Surplus Materials, Planting Soil, Water Proofing Membrane, Gravel Bed, Soil Separator Membrane/Geotextile Membrane, Compost, Supports, Fertilizers And The Like; Chamaecyparissus Perennial: | 1338 | m² | SAR | 71
Orig | 1 | 1.0212 | Kingdom of Saudi Arabia | Riyadh | Infrastructure | Sports Boulevard | BP2A -Promenade | SBF | Al Bawani | Award | 2021 | Remeasure | Streetscape | CSI | Supply, Installation And Maintenance Of Planting Pits/Beds For Trees, Shrubs, Ground Covers And Grass Including Excavation, Filling, Disposal Of Surplus Materials, Planting Soil, Water Proofing Membrane, Gravel Bed, Soil Separator Membrane/Geotextile Membrane, Compost, Supports, Fertilizers And The Like; Tradescantia Spathacea Convolvulus | 631 | m² | SAR | 71
Orig | 1 | 1.0212 | Kingdom of Saudi Arabia | Riyadh | Infrastructure | Sports Boulevard | BP2A -Promenade | SBF | Al Bawani | Award | 2021 | Remeasure | Streetscape | CSI | Supply, Installation And Maintenance Of Planting Pits/Beds For Trees, Shrubs, Ground Covers And Grass Including Excavation, Filling, Disposal Of Surplus Materials, Planting Soil, Water Proofing Membrane, Gravel Bed, Soil Separator Membrane/Geotextile Membrane, Compost, Supports, Fertilizers And The Like;Cneorum | 718 | m² | SAR | 104
Orig | 1 | 1.0212 | Kingdom of Saudi Arabia | Riyadh | Infrastructure | Sports Boulevard | BP2A -Promenade | SBF | Al Bawani | Award | 2021 | Remeasure | Streetscape | CSI | Supply, Installation And Maintenance Of Planting Pits/Beds For Trees, Shrubs, Ground Covers And Grass Including Excavation, Filling, Disposal Of Surplus Materials, Planting Soil, Water Proofing Membrane, Gravel Bed, Soil Separator Membrane/Geotextile Membrane, Compost, Supports, Fertilizers And The Like; Shrub: Atriplex Halimus | 7766 | m² | SAR | 146
Orig | 1 | 1.0212 | Kingdom of Saudi Arabia | Riyadh | Infrastructure | Sports Boulevard | BP2A -Promenade | SBF | Al Bawani | Award | 2021 | Remeasure | Streetscape | CSI | Supply, Installation And Maintenance Of Planting Pits/Beds For Trees, Shrubs, Ground Covers And Grass Including Excavation, Filling, Disposal Of Surplus Materials, Planting Soil, Water Proofing Membrane, Gravel Bed, Soil Separator Membrane/Geotextile Membrane, Compost, Supports, Fertilizers And The Like; Shrub: Lavandula Angustfolia | 332 | m² | SAR | 203
Orig | 1 | 1.0212 | Kingdom of Saudi Arabia | Riyadh | Infrastructure | Sports Boulevard | BP2A -Promenade | SBF | Al Bawani | Award | 2021 | Remeasure | Streetscape | CSI | Supply, Installation And Maintenance Of Planting Pits/Beds For Trees, Shrubs, Ground Covers And Grass Including Excavation, Filling, Disposal Of Surplus Materials, Planting Soil, Water Proofing Membrane, Gravel Bed, Soil Separator Membrane/Geotextile Membrane, Compost, Supports, Fertilizers And The Like; Shrub: Leucophyllum Frutescens | 412 | m² | SAR | 154
Orig | 1 | 1.0212 | Kingdom of Saudi Arabia | Riyadh | Infrastructure | Sports Boulevard | BP2A -Promenade | SBF | Al Bawani | Award | 2021 | Remeasure | Streetscape | CSI | Supply, Installation And Maintenance Of Planting Pits/Beds For Trees, Shrubs, Ground Covers And Grass Including Excavation, Filling, Disposal Of Surplus Materials, Planting Soil, Water Proofing Membrane, Gravel Bed, Soil Separator Membrane/Geotextile Membrane, Compost, Supports, Fertilizers And The Like; Shrub: Pennisetum Setaceum | 1506 | m² | SAR | 77
Orig | 1 | 1.0213 | Kingdom of Saudi Arabia | Riyadh | Infrastructure | Sports Boulevard | BP2A -Promenade | SBF | Al Bawani | Award | 2021 | Remeasure | Streetscape | CSI | Supply, Installation And Maintenance Of Planting Pits/Beds For Trees, Shrubs, Ground Covers And Grass Including Excavation, Filling, Disposal Of Surplus Materials, Planting Soil, Water Proofing Membrane, Gravel Bed, Soil Separator Membrane/Geotextile Membrane, Compost, Supports, Fertilizers And The Like;Succulent: Agave Americana | 2462 | m² | SAR | 224
Orig | 1 | 1.0213 | Kingdom of Saudi Arabia | Riyadh | Infrastructure | Sports Boulevard | BP2A -Promenade | SBF | Al Bawani | Award | 2021 | Remeasure | Streetscape | CSI | Supply, Installation And Maintenance Of Planting Pits/Beds For Trees, Shrubs, Ground Covers And Grass Including Excavation, Filling, Disposal Of Surplus Materials, Planting Soil, Water Proofing Membrane, Gravel Bed, Soil Separator Membrane/Geotextile Membrane, Compost, Supports, Fertilizers And The Like;Succulent: Agave Angustifolia | 112 | m² | SAR | 224
Orig | 1 | 1.0213 | Kingdom of Saudi Arabia | Riyadh | Infrastructure | Sports Boulevard | BP2A -Promenade | SBF | Al Bawani | Award | 2021 | Remeasure | Streetscape | CSI | Supply, Installation And Maintenance Of Planting Pits/Beds For Trees, Shrubs, Ground Covers And Grass Including Excavation, Filling, Disposal Of Surplus Materials, Planting Soil, Water Proofing Membrane, Gravel Bed, Soil Separator Membrane/Geotextile Membrane, Compost, Supports, Fertilizers And The Like; Succulent: Aloe Arbor | 343 | m² | SAR | 179
Orig | 1 | 1.0213 | Kingdom of Saudi Arabia | Riyadh | Infrastructure | Sports Boulevard | BP2A -Promenade | SBF | Al Bawani | Award | 2021 | Remeasure | Streetscape | CSI | Supply, Installation And Maintenance Of Planting Pits/Beds For Trees, Shrubs, Ground Covers And Grass Including Excavation, Filling, Disposal Of Surplus Materials, Planting Soil, Water Proofing Membrane, Gravel Bed, Soil Separator Membrane/Geotextile Membrane, Compost, Supports, Fertilizers And The Like; 'Succulent: Aloe Vera | 203 | m² | SAR | 171
Orig | 1 | 1.0213 | Kingdom of Saudi Arabia | Riyadh | Infrastructure | Sports Boulevard | BP2A -Promenade | SBF | Al Bawani | Award | 2021 | Remeasure | Streetscape | CSI | Supply, Installation And Maintenance Of Planting Pits/Beds For Trees, Shrubs, Ground Covers And Grass Including Excavation, Filling, Disposal Of Surplus Materials, Planting Soil, Water Proofing Membrane, Gravel Bed, Soil Separator Membrane/Geotextile Membrane, Compost, Supports, Fertilizers And The Like; Succulent: Carpobrotus Acinaciformis | 298 | m² | SAR | 122
Orig | 1 | 1.0213 | Kingdom of Saudi Arabia | Riyadh | Infrastructure | Sports Boulevard | BP2A -Promenade | SBF | Al Bawani | Award | 2021 | Remeasure | Streetscape | CSI | Supply, Installation And Maintenance Of Planting Pits/Beds For Trees, Shrubs, Ground Covers And Grass Including Excavation, Filling, Disposal Of Surplus Materials, Planting Soil, Water Proofing Membrane, Gravel Bed, Soil Separator Membrane/Geotextile Membrane, Compost, Supports, Fertilizers And The Like; Succulent: Echinicactus Grusonii | 242 | m² | SAR | 203
Orig | 1 | 1.0213 | Kingdom of Saudi Arabia | Riyadh | Infrastructure | Sports Boulevard | BP2A -Promenade | SBF | Al Bawani | Award | 2021 | Remeasure | Streetscape | CSI | Supply, Installation And Maintenance Of Planting Pits/Beds For Trees, Shrubs, Ground Covers And Grass Including Excavation, Filling, Disposal Of Surplus Materials, Planting Soil, Water Proofing Membrane, Gravel Bed, Soil Separator Membrane/Geotextile Membrane, Compost, Supports, Fertilizers And The Like;Succulent: Lampranthus Aureus | 1965 | m² | SAR | 122
Orig | 1 | 1.0213 | Kingdom of Saudi Arabia | Riyadh | Infrastructure | Sports Boulevard | BP2A -Promenade | SBF | Al Bawani | Award | 2021 | Remeasure | Streetscape | CSI | Supply, Installation And Maintenance Of Planting Pits/Beds For Trees, Shrubs, Ground Covers And Grass Including Excavation, Filling, Disposal Of Surplus Materials, Planting Soil, Water Proofing Membrane, Gravel Bed, Soil Separator Membrane/Geotextile Membrane, Compost, Supports, Fertilizers And The Like;Succulent: Lampranthus Glauca | 2304 | m² | SAR | 122
Orig | 1 | 1.0213 | Kingdom of Saudi Arabia | Riyadh | Infrastructure | Sports Boulevard | BP2A -Promenade | SBF | Al Bawani | Award | 2021 | Remeasure | Streetscape | CSI | Supply, Installation And Maintenance Of Planting Pits/Beds For Trees, Shrubs, Ground Covers And Grass Including Excavation, Filling, Disposal Of Surplus Materials, Planting Soil, Water Proofing Membrane, Gravel Bed, Soil Separator Membrane/Geotextile Membrane, Compost, Supports, Fertilizers And The Like; Succulent: Sesuvium Portulacastrum | 226 | m² | SAR | 122
Orig | 1 | 1.0213 | Kingdom of Saudi Arabia | Riyadh | Infrastructure | Sports Boulevard | BP2A -Promenade | SBF | Al Bawani | Award | 2021 | Remeasure | Streetscape | CSI | Supply, Installation And Maintenance Of Planting Pits/Beds For Trees, Shrubs, Ground Covers And Grass Including Excavation, Filling, Disposal Of Surplus Materials, Planting Soil, Water Proofing Membrane, Gravel Bed, Soil Separator Membrane/Geotextile Membrane, Compost, Supports, Fertilizers And The Like; Mulch | 30 | m² | SAR | 22
Orig | 1 | 1.0214 | Kingdom of Saudi Arabia | Riyadh | Infrastructure | Sports Boulevard | BP2A -Promenade | SBF | Al Bawani | Award | 2021 | Remeasure | Potable Water | CSI | Supply And Installation Of Hdpe Pipes Including Fittings, Connections, Cover Over Piping, Concrete Encasement (For Road Crossing), Warning Tape, Excavation, Backfilling, Bedding, Filling Material, Thrust Blocks, Supports, Joints And All Required Accessories Complete; Pipe Hdpe 25 Mm Diameter | 119 | m | SAR | 34
Orig | 1 | 1.0214 | Kingdom of Saudi Arabia | Riyadh | Infrastructure | Sports Boulevard | BP2A -Promenade | SBF | Al Bawani | Award | 2021 | Remeasure | Potable Water | CSI | Supply And Installation Of Hdpe Pipes Including Fittings, Connections, Cover Over Piping, Concrete Encasement (For Road Crossing), Warning Tape, Excavation, Backfilling, Bedding, Filling Material, Thrust Blocks, Supports, Joints And All Required Accessories Complete; Pipe Hdpe 32 Mm Diameter | 1 | m | SAR | 36
Orig | 1 | 1.0214 | Kingdom of Saudi Arabia | Riyadh | Infrastructure | Sports Boulevard | BP2A -Promenade | SBF | Al Bawani | Award | 2021 | Remeasure | Potable Water | CSI | Supply And Installation Of Hdpe Pipes Including Fittings, Connections, Cover Over Piping, Concrete Encasement (For Road Crossing), Warning Tape, Excavation, Backfilling, Bedding, Filling Material, Thrust Blocks, Supports, Joints And All Required Accessories Complete; Pipe Hdpe 50 Mm Diameter | 11 | m | SAR | 245
Orig | 1 | 1.0214 | Kingdom of Saudi Arabia | Riyadh | Infrastructure | Sports Boulevard | BP2A -Promenade | SBF | Al Bawani | Award | 2021 | Remeasure | Potable Water | CSI | Supply And Installation Of Hdpe Pipes Including Fittings, Connections, Cover Over Piping, Concrete Encasement (For Road Crossing), Warning Tape, Excavation, Backfilling, Bedding, Filling Material, Thrust Blocks, Supports, Joints And All Required Accessories Complete; Pipe Hdpe 63 Mm Diameter | 514 | m | SAR | 258
Orig | 1 | 1.0214 | Kingdom of Saudi Arabia | Riyadh | Infrastructure | Sports Boulevard | BP2A -Promenade | SBF | Al Bawani | Award | 2021 | Remeasure | Potable Water | CSI | Supply And Installation Of Hdpe Pipes Including Fittings, Connections, Cover Over Piping, Concrete Encasement (For Road Crossing), Warning Tape, Excavation, Backfilling, Bedding, Filling Material, Thrust Blocks, Supports, Joints And All Required Accessories Complete; Pipe Hdpe 75 Mm Diameter | 750 | m | SAR | 371
Orig | 1 | 1.0214 | Kingdom of Saudi Arabia | Riyadh | Infrastructure | Sports Boulevard | BP2A -Promenade | SBF | Al Bawani | Award | 2021 | Remeasure | Potable Water | CSI | Supply And Installation Of Hdpe Pipes Including Fittings, Connections, Cover Over Piping, Concrete Encasement (For Road Crossing), Warning Tape, Excavation, Backfilling, Bedding, Filling Material, Thrust Blocks, Supports, Joints And All Required Accessories Complete; Pipe Hdpe 90 Mm Diameter | 1 | m | SAR | 386
Orig | 1 | 1.0214 | Kingdom of Saudi Arabia | Riyadh | Infrastructure | Sports Boulevard | BP2A -Promenade | SBF | Al Bawani | Award | 2021 | Remeasure | Potable Water | CSI | Supply And Installation Of Water Meter Chamber With Cover, Civil Works, Supports, Provision For Pipe Pass, Filling, Excavation, Backfilling And All Required Accessories Complete; 25Mm Diameter | 6 | m | SAR | 4340
Orig | 1 | 1.0214 | Kingdom of Saudi Arabia | Riyadh | Infrastructure | Sports Boulevard | BP2A -Promenade | SBF | Al Bawani | Award | 2021 | Remeasure | Potable Water | CSI | Supply And Installation Of Water Meter Chamber With Cover, Civil Works, Supports, Provision For Pipe Pass, Filling, Excavation, Backfilling And All Required Accessories Complete; 50Mm Diameter | 1 | m | SAR | 4340
Orig | 1 | 1.0214 | Kingdom of Saudi Arabia | Riyadh | Infrastructure | Sports Boulevard | BP2A -Promenade | SBF | Al Bawani | Award | 2021 | Remeasure | Potable Water | CSI | Supply And Installation Of Water Meter Chamber With Cover, Civil Works, Supports, Provision For Pipe Pass, Filling, Excavation, Backfilling And All Required Accessories Complete; 63Mm Diameter | 2 | m | SAR | 4340
Orig | 1 | 1.0214 | Kingdom of Saudi Arabia | Riyadh | Infrastructure | Sports Boulevard | BP2A -Promenade | SBF | Al Bawani | Award | 2021 | Remeasure | Potable Water | CSI | Supply And Installation Of Water Meter Chamber With Cover, Civil Works, Supports, Provision For Pipe Pass, Filling, Excavation, Backfilling And All Required Accessories Complete; 75Mm Diameter | 1 | m | SAR | 4340
Orig | 1 | 1.0215 | Kingdom of Saudi Arabia | Riyadh | Infrastructure | Sports Boulevard | BP2A -Promenade | SBF | Al Bawani | Award | 2021 | Remeasure | Potable Water | CSI | Supply And Installation Of Water Meter Assembly With Valves, Supports, Fittings, Excavation, Backfilling And All Required Accessories Complete; 25Mm Diameter | 6 | Nr | SAR | 4187
Orig | 1 | 1.0215 | Kingdom of Saudi Arabia | Riyadh | Infrastructure | Sports Boulevard | BP2A -Promenade | SBF | Al Bawani | Award | 2021 | Remeasure | Potable Water | CSI | Supply And Installation Of Water Meter Assembly With Valves, Supports, Fittings, Excavation, Backfilling And All Required Accessories Complete; 50Mm Diameter | 1 | Nr | SAR | 9869
Orig | 1 | 1.0215 | Kingdom of Saudi Arabia | Riyadh | Infrastructure | Sports Boulevard | BP2A -Promenade | SBF | Al Bawani | Award | 2021 | Remeasure | Potable Water | CSI | Supply And Installation Of Water Meter Assembly With Valves, Supports, Fittings, Excavation, Backfilling And All Required Accessories Complete; 63Mm Diameter | 2 | Nr | SAR | 17472
Orig | 1 | 1.0215 | Kingdom of Saudi Arabia | Riyadh | Infrastructure | Sports Boulevard | BP2A -Promenade | SBF | Al Bawani | Award | 2021 | Remeasure | Potable Water | CSI | Supply And Installation Of Water Meter Assembly With Valves, Supports, Fittings, Excavation, Backfilling And All Required Accessories Complete; 75Mm Diameter | 1 | Nr | SAR | 20629
Orig | 1 | 1.0215 | Kingdom of Saudi Arabia | Riyadh | Infrastructure | Sports Boulevard | BP2A -Promenade | SBF | Al Bawani | Award | 2021 | Remeasure | Potable Water | CSI | Supply And Installation Of Washout Chamber With Cover, Civil Works, Supports, Provision For Pipe Pass, Filling, Excavation, Backfilling And All Required Accessories Complete; | 1 | Nr | SAR | 16100
Orig | 1 | 1.0215 | Kingdom of Saudi Arabia | Riyadh | Infrastructure | Sports Boulevard | BP2A -Promenade | SBF | Al Bawani | Award | 2021 | Remeasure | Potable Water | CSI | Supply And Installation Of Washout Valves Set Assembly With Valves, Pipes, Supports, Fittings And All Required Accessories Complete; | 1 | Nr | SAR | 9730
Orig | 1 | 1.0215 | Kingdom of Saudi Arabia | Riyadh | Infrastructure | Sports Boulevard | BP2A -Promenade | SBF | Al Bawani | Award | 2021 | Remeasure | Potable Water | CSI | Supply And Installation Of Air Release Valve Chamber With Cover, Civil Works, Supports, Provision For Pipe Pass, Filling, Excavation, Backfilling And All Required Accessories Complete; | 1 | Nr | SAR | 19600
Orig | 1 | 1.0215 | Kingdom of Saudi Arabia | Riyadh | Infrastructure | Sports Boulevard | BP2A -Promenade | SBF | Al Bawani | Award | 2021 | Remeasure | Potable Water | CSI | Supply And Installation Of Air Release Valve Set Assembly With Valves, Pipes, Supports, Fittings & All Required Accessories Complete; | 1 | Nr | SAR | 8330
Orig | 1 | 1.0215 | Kingdom of Saudi Arabia | Riyadh | Infrastructure | Sports Boulevard | BP2A -Promenade | SBF | Al Bawani | Award | 2021 | Remeasure | Potable Water | CSI | Supply And Installation Of Isolation Valve & Back Flow Prevention Valve Chamber With Cover, Civil Works, Supports, Provision For Pipe Pass, Filling, Excavation, Backfilling And All Required Accessories Complete; | 1 | Nr | SAR | 17780
Orig | 1 | 1.0215 | Kingdom of Saudi Arabia | Riyadh | Infrastructure | Sports Boulevard | BP2A -Promenade | SBF | Al Bawani | Award | 2021 | Remeasure | Potable Water | CSI | Supply And Installation Of Isolation Valve & Back Flow Prevention Valve Assembly With Valves, Pipes, Supports, Fittings And All Required Accessories Complete; | 1 | Nr | SAR | 27496
Orig | 1 | 1.0216 | Kingdom of Saudi Arabia | Riyadh | Infrastructure | Sports Boulevard | BP2A -Promenade | SBF | Al Bawani | Award | 2021 | Remeasure | Potable Water | CSI | Potable Water Connection From Nwc Network - 90Mm Dia Connection | 1 | Nr | SAR | 3279
Orig | 1 | 1.0216 | Kingdom of Saudi Arabia | Riyadh | Infrastructure | Sports Boulevard | BP2A -Promenade | SBF | Al Bawani | Award | 2021 | Remeasure | Potable Water | CSI | Supply And Installation Of In Ground Potable Water Chamber Including Box, Concrete And Civil Works, Connections, And All Required Accessories Complete; | 6 | Nr | SAR | 7000
Orig | 1 | 1.0216 | Kingdom of Saudi Arabia | Riyadh | Infrastructure | Sports Boulevard | BP2A -Promenade | SBF | Al Bawani | Award | 2021 | Remeasure | Stormwater | CSI | Supply And Installation Of Packaged Booster Pump Including Valves, Supports, Fittings, Fixings, Vibration Isolators, Connections, Control Panel, Controllers And All Required Accessories Complete; (2D + 1S) | 1 | Nr | SAR | 188776
Orig | 1 | 1.0216 | Kingdom of Saudi Arabia | Riyadh | Infrastructure | Sports Boulevard | BP2A -Promenade | SBF | Al Bawani | Award | 2021 | Remeasure | Stormwater | CSI | Supply And Installation Of Sand Filter Including Valves, Supports, Fixings, Fittings, Piping, Connections And All Required Accessories Complete; | 2 | Nr | SAR | 215320
Orig | 1 | 1.0216 | Kingdom of Saudi Arabia | Riyadh | Infrastructure | Sports Boulevard | BP2A -Promenade | SBF | Al Bawani | Award | 2021 | Remeasure | Stormwater | CSI | Supply And Installation Of Uv Disinfection Device Including Valves, Supports, Fixings, Fittings, Piping, Cables, Connections And All Required Accessories Complete; | 1 | Nr | SAR | 127064
Orig | 1 | 1.0216 | Kingdom of Saudi Arabia | Riyadh | Infrastructure | Sports Boulevard | BP2A -Promenade | SBF | Al Bawani | Award | 2021 | Remeasure | Stormwater | CSI | Supply And Installation Of Sump Pump Set Including Lifting Chain, Fixings, Fittings, Piping, Connections And All Required Accessories Complete; (1D + 1S) | 2 | Nr | SAR | 45990
Orig | 1 | 1.0216 | Kingdom of Saudi Arabia | Riyadh | Infrastructure | Sports Boulevard | BP2A -Promenade | SBF | Al Bawani | Award | 2021 | Remeasure | Stormwater | CSI | Supply And Installation Of Float Valve Including Fittings, Connections And All Required Accessories Complete; | 2 | Nr | SAR | 20160
Orig | 1 | 1.0216 | Kingdom of Saudi Arabia | Riyadh | Infrastructure | Sports Boulevard | BP2A -Promenade | SBF | Al Bawani | Award | 2021 | Remeasure | Stormwater | CSI | Supply And Installation Of Smart Control System Including Microcontrollers, Relay Boards, Weather Station, Wires, Fittings, Fixings, Supports, Boxes, And All Required Accessories Complete; | 1 | Nr | SAR | 343980
Orig | 1 | 1.0216 | Kingdom of Saudi Arabia | Riyadh | Infrastructure | Sports Boulevard | BP2A -Promenade | SBF | Al Bawani | Award | 2021 | Remeasure | Potable Water | CSI | Supply And Installation Of Packaged Booster Pump Including Mountings, Fixings, Valves, Connections, Supports, Expansion Tank, Control Panel, Controls And All Required Accessories Complete; (1D + 1S) | 1 | Nr | SAR | 121576
Orig | 1 | 1.0216 | Kingdom of Saudi Arabia | Riyadh | Infrastructure | Sports Boulevard | BP2A -Promenade | SBF | Al Bawani | Award | 2021 | Remeasure | Potable Water | CSI | Supply And Installation Of Sump Pump Including Lifting Chain, Controls, Fittings, Fixings And All Required Accessories Complete; (1D + 1S) | 1 | Nr | SAR | 45990
Orig | 1 | 1.0217 | Kingdom of Saudi Arabia | Riyadh | Infrastructure | Sports Boulevard | BP2A -Promenade | SBF | Al Bawani | Award | 2021 | Remeasure | Potable Water | CSI | Supply And Installation Of Float Valve Including Controls, Fittings, Fixings And All Required Accessories Complete; | 2 | Nr | SAR | 18564
Orig | 1 | 1.0217 | Kingdom of Saudi Arabia | Riyadh | Infrastructure | Sports Boulevard | BP2A -Promenade | SBF | Al Bawani | Award | 2021 | Remeasure | Potable Water | CSI | Supply And Installation Of Uv Disinfection Device Including Valves, Supports, Fixings, Fittings, Piping, Cables, Connections And All Required Accessories Complete; | 1 | Nr | SAR | 126958
Orig | 1 | 1.0217 | Kingdom of Saudi Arabia | Riyadh | Infrastructure | Sports Boulevard | BP2A -Promenade | SBF | Al Bawani | Award | 2021 | Remeasure | Potable Water | CSI | Supply And Installation Cast Iron Pipe 600 Mm Diameter Including Fittings, Connections, Cover Over Piping, Concrete Encasement (For Road Crossing), Warning Tape, Excavation, Backfilling, Bedding, Filling Material, Thrust Blocks, Supports, Joints And All Required Accessories Complete; | 1380 | m | SAR | 8173
Orig | 1 | 1.0217 | Kingdom of Saudi Arabia | Riyadh | Infrastructure | Sports Boulevard | BP2A -Promenade | SBF | Al Bawani | Award | 2021 | Remeasure | Potable Water | CSI | Supply And Installation Of Concrete Chamber Type 3, For Single Butterfly Valve With Cover, Civil Works, Supports, Provision Pipe Pass, Filling, Excavation, Backfilling And All Required Accessories Complete; | 7 | Nr | SAR | 29015
Orig | 1 | 1.0217 | Kingdom of Saudi Arabia | Riyadh | Infrastructure | Sports Boulevard | BP2A -Promenade | SBF | Al Bawani | Award | 2021 | Remeasure | Potable Water | CSI | Supply And Installation Of Concrete Air Vent Chamber With Cover, Civil Works, Supports, Provision Pipe Pass, Filling, Excavation, Backfilling And All Required Accessories Complete; | 2 | Nr | SAR | 18389
Orig | 1 | 1.0217 | Kingdom of Saudi Arabia | Riyadh | Infrastructure | Sports Boulevard | BP2A -Promenade | SBF | Al Bawani | Award | 2021 | Remeasure | Potable Water | CSI | Supply And Installation Hdpe Pipe 160 Mm Diameter Including Fittings, Connections, Cover Over Piping, Warning Tape, Excavation Bcakfilling, Bedding, Filling Material, Thrust Blocks, Supports, Joints And All Required Accesories Complete; | 200 | m | SAR | 325
Orig | 1 | 1.0217 | Kingdom of Saudi Arabia | Riyadh | Infrastructure | Sports Boulevard | BP2A -Promenade | SBF | Al Bawani | Award | 2021 | Remeasure | Potable Water | CSI | Supply And Installation Hdpe Pipe 160 Mm Diameter Including Fittings, Connections, Cover Over Piping, Concrete Encasement (For Road Crossing) Warning Tape, Excavation Bcakfilling, Bedding, Filling Material, Thrust Blocks, Supports, Joints And All Required Accesories Complete; | 70 | m | SAR | 406
Orig | 1 | 1.0217 | Kingdom of Saudi Arabia | Riyadh | Infrastructure | Sports Boulevard | BP2A -Promenade | SBF | Al Bawani | Award | 2021 | Remeasure | Potable Water | CSI | Supply And Installation Of Concrete Chamber Type 1, For Single Gate Valve With Cover, Civil Works, Supports, Provision Pipe Pass, Filling Excavation, Backfiling And All Required Accessories Complete; | 4 | Nr | SAR | 18389
Orig | 1 | 1.0217 | Kingdom of Saudi Arabia | Riyadh | Infrastructure | Sports Boulevard | BP2A -Promenade | SBF | Al Bawani | Award | 2021 | Remeasure | Potable Water | CSI | Supply And Installation Of Butterfly Valve 600 Mm Diameter With Fittings, Fixings, Supports And All Required Accessories Complete; | 8 | Nr | SAR | 65435
Orig | 1 | 1.0217 | Kingdom of Saudi Arabia | Riyadh | Infrastructure | Sports Boulevard | BP2A -Promenade | SBF | Al Bawani | Award | 2021 | Remeasure | Potable Water | CSI | Supply And Installation Of Automatic Air Vent 60 Mm Diameter Over 600 Mm Diameter Pipe, With Fittings; Fixings, Supports And All Required Accessories Complete | 3 | Nr | SAR | 14608
Orig | 1 | 1.0218 | Kingdom of Saudi Arabia | Riyadh | Infrastructure | Sports Boulevard | BP2A -Promenade | SBF | Al Bawani | Award | 2021 | Remeasure | Demolition And Site Clearance | CSI | Potable Water. Remove Existing Utilities Including Protection | 2190 | m | SAR | 133
Orig | 1 | 1.0218 | Kingdom of Saudi Arabia | Riyadh | Infrastructure | Sports Boulevard | BP2A -Promenade | SBF | Al Bawani | Award | 2021 | Remeasure | Potable Water | CSI | Supply And Installation Of Gate Valve 160 Mm Diameter With Fittings, Fixings, Supports And All Required Accessories Complete | 3 | Nr | SAR | 7574
Orig | 1 | 1.0218 | Kingdom of Saudi Arabia | Riyadh | Infrastructure | Sports Boulevard | BP2A -Promenade | SBF | Al Bawani | Award | 2021 | Remeasure | Potable Water | CSI | Supply And Installation Of Automatic Air Vent 60 Mm Diameter Over 160 Mm Diameter Pipe, With Fittings; Fixings, Supports And All Required Accessories Complete | 1 | Nr | SAR | 9400
Orig | 1 | 1.0218 | Kingdom of Saudi Arabia | Riyadh | Infrastructure | Sports Boulevard | BP2A -Promenade | SBF | Al Bawani | Award | 2021 | Remeasure | Potable Water | CSI | Supply And Installation Of Concrete Washout Valve Chamber With Cover, Civil Works, Supports, Provision Pipe Pass, Filling, Excavation, Backfilling And All Required Accessories Complete | 4 | Nr | SAR | 22458
Orig | 1 | 1.0218 | Kingdom of Saudi Arabia | Riyadh | Infrastructure | Sports Boulevard | BP2A -Promenade | SBF | Al Bawani | Award | 2021 | Remeasure | Potable Water | CSI | Supply And Installation Cast Iron Pipe 160 Mm Diameter Including Fittings, Connections, Cover Over Piping, Warning Tape, Excavation, Backfilling, Bedding, Filling Material, Thrust Blocks, Supports, Joints And All Required Accessories Complete | 200 | m | SAR | 1121
Orig | 1 | 1.0218 | Kingdom of Saudi Arabia | Riyadh | Infrastructure | Sports Boulevard | BP2A -Promenade | SBF | Al Bawani | Award | 2021 | Remeasure | Potable Water | CSI | Supply And Installation Of Washout For 600 Mm Diameter Pipe, With Fittings; Fixings, Supports And All Required Accessories Complete; | 2 | Nr | SAR | 65435
Orig | 1 | 1.0218 | Kingdom of Saudi Arabia | Riyadh | Infrastructure | Sports Boulevard | BP2A -Promenade | SBF | Al Bawani | Award | 2021 | Remeasure | Potable Water | CSI | Supply And Installation Of Washout For 600 Mm Diameter Pipe, With Fittings; Fixings, Supports And All Required Accessories Complete; | 1 | Nr | SAR | 1961
Orig | 1 | 1.0218 | Kingdom of Saudi Arabia | Riyadh | Infrastructure | Sports Boulevard | BP2A -Promenade | SBF | Al Bawani | Award | 2021 | Remeasure | Sewer And Main Water Renovation And Anciliary Works | CSI | Supply And Installation Of Hdpe Pipes Including Fittings, Connections, Cover Over Piping, Concrete Encasement (For Road, Crossing), Warning Tape, Excavation, Backfilling, Bedding, Filling, Material, Thrust Blocks, Supports, Joints And All Required, Accessories Complete ; 20Mm Diameter | 10 | m | SAR | 34
Orig | 1 | 1.0218 | Kingdom of Saudi Arabia | Riyadh | Infrastructure | Sports Boulevard | BP2A -Promenade | SBF | Al Bawani | Award | 2021 | Remeasure | Sewer And Main Water Renovation And Anciliary Works | CSI | Supply And Installation Of Hdpe Pipes Including Fittings, Connections, Cover Over Piping, Concrete Encasement (For Road, Crossing), Warning Tape, Excavation, Backfilling, Bedding, Filling, Material, Thrust Blocks, Supports, Joints And All Required, Accessories Complete ; 25Mm Diameter | 1030 | m | SAR | 34
Orig | 1 | 1.0218 | Kingdom of Saudi Arabia | Riyadh | Infrastructure | Sports Boulevard | BP2A -Promenade | SBF | Al Bawani | Award | 2021 | Remeasure | Sewer And Main Water Renovation And Anciliary Works | CSI | Supply And Installation Of Hdpe Pipes Including Fittings, Connections, Cover Over Piping, Concrete Encasement (For Road, Crossing), Warning Tape, Excavation, Backfilling, Bedding, Filling, Material, Thrust Blocks, Supports, Joints And All Required, Accessories Complete ; 32Mm Diameter | 25 | m | SAR | 36
Orig | 1 | 1.0219 | Kingdom of Saudi Arabia | Riyadh | Infrastructure | Sports Boulevard | BP2A -Promenade | SBF | Al Bawani | Award | 2021 | Remeasure | Sewer And Main Water Renovation And Anciliary Works | CSI | Supply And Installation Of Hdpe Pipes Including Fittings, Connections, Cover Over Piping, Concrete Encasement (For Road, Crossing), Warning Tape, Excavation, Backfilling, Bedding, Filling, Material, Thrust Blocks, Supports, Joints And All Required, Accessories Complete ; 40Mm Diameter | 400 | m | SAR | 53
Orig | 1 | 1.0219 | Kingdom of Saudi Arabia | Riyadh | Infrastructure | Sports Boulevard | BP2A -Promenade | SBF | Al Bawani | Award | 2021 | Remeasure | Sewer And Main Water Renovation And Anciliary Works | CSI | Supply And Installation Of Hdpe Pipes Including Fittings, Connections, Cover Over Piping, Concrete Encasement (For Road, Crossing), Warning Tape, Excavation, Backfilling, Bedding, Filling, Material, Thrust Blocks, Supports, Joints And All Required, Accessories Complete ; 50Mm Diameter | 254 | m | SAR | 241
Orig | 1 | 1.0219 | Kingdom of Saudi Arabia | Riyadh | Infrastructure | Sports Boulevard | BP2A -Promenade | SBF | Al Bawani | Award | 2021 | Remeasure | Sewer And Main Water Renovation And Anciliary Works | CSI | Supply And Installation Of Hdpe Pipes Including Fittings, Connections, Cover Over Piping, Concrete Encasement (For Road, Crossing), Warning Tape, Excavation, Backfilling, Bedding, Filling, Material, Thrust Blocks, Supports, Joints And All Required, Accessories Complete ; 125Mm Diameter | 100 | m | SAR | 350
Orig | 1 | 1.0219 | Kingdom of Saudi Arabia | Riyadh | Infrastructure | Sports Boulevard | BP2A -Promenade | SBF | Al Bawani | Award | 2021 | Remeasure | Sewer And Main Water Renovation And Anciliary Works | CSI | Supply And Installation Of Hdpe Pipes Including Fittings, Connections, Cover Over Piping, Concrete Encasement (For Road, Crossing), Warning Tape, Excavation, Backfilling, Bedding, Filling, Material, Thrust Blocks, Supports, Joints And All Required, Accessories Complete ; 710Mm Diameter | 1200 | m | SAR | 3947
Orig | 1 | 1.0219 | Kingdom of Saudi Arabia | Riyadh | Infrastructure | Sports Boulevard | BP2A -Promenade | SBF | Al Bawani | Award | 2021 | Remeasure | Sewer And Main Water Renovation And Anciliary Works | CSI | Supply And Installation Of Water Meter Chamber With Cover, Civil Works, Supports, Provision For Pipe Pass, Filling, Excavation, Backfilling And All Required Accessories Complete | 1 | Nr | SAR | 19079
Orig | 1 | 1.0219 | Kingdom of Saudi Arabia | Riyadh | Infrastructure | Sports Boulevard | BP2A -Promenade | SBF | Al Bawani | Award | 2021 | Remeasure | Sewer And Main Water Renovation And Anciliary Works | CSI | Supply And Installation Of Water Meter Assembly With Valves, Pipes, Y-Strainer, Supports, Fittings &All Required Accessories Complete; | 4 | Nr | SAR | 17472
Orig | 1 | 1.0219 | Kingdom of Saudi Arabia | Riyadh | Infrastructure | Sports Boulevard | BP2A -Promenade | SBF | Al Bawani | Award | 2021 | Remeasure | Sewer And Main Water Renovation And Anciliary Works | CSI | Supply And Installation Of Isolation Valve & Back Flow Prevention Valve Chamber With Cover, Civil Works, Supports, Provision For Pipe Pass, Filling, Excavation, Backfilling And All Required Accessories Complete | 1 | Nr | SAR | 19079
Orig | 1 | 1.0219 | Kingdom of Saudi Arabia | Riyadh | Infrastructure | Sports Boulevard | BP2A -Promenade | SBF | Al Bawani | Award | 2021 | Remeasure | Sewer And Main Water Renovation And Anciliary Works | CSI | Supply And Installation Of Isolation Valve & Back Flow Prevention Valve Assembly With Valves, Pipes, Supports, Fittings And All Required Accessories Complete; | 1 | Nr | SAR | 4343
Orig | 1 | 1.0219 | Kingdom of Saudi Arabia | Riyadh | Infrastructure | Sports Boulevard | BP2A -Promenade | SBF | Al Bawani | Award | 2021 | Remeasure | Sewer And Main Water Renovation And Anciliary Works | CSI | Supply And Installation Of Air Valve Chamber With Cover For 710Mm Diameter Pipe, Civil Works, Supports, Provision For Pipe Pass, Filling, Excavation, Backfilling And All Required Accessories Complete Including Valves And Fittings; | 1 | Nr | SAR | 18389
Orig | 1 | 1.0219 | Kingdom of Saudi Arabia | Riyadh | Infrastructure | Sports Boulevard | BP2A -Promenade | SBF | Al Bawani | Award | 2021 | Remeasure | Sewer And Main Water Renovation And Anciliary Works | CSI | Supply And Installation Cast Iron Pipe 600 Mm Diameter Including Fittings, Connections, Cover Over Piping, Concrete Encasement (For Road Crossing), Warning Tape, Excavation, Backfilling, Bedding, Filling Material, Thrust Blocks, Supports, Joints And All Required Accessories Complete; | 450 | m | SAR | 8173
Orig | 1 | 1.022 | Kingdom of Saudi Arabia | Riyadh | Infrastructure | Sports Boulevard | BP2A -Promenade | SBF | Al Bawani | Award | 2021 | Remeasure | Sewer And Main Water Renovation And Anciliary Works | CSI | Supply And Installation Of Concrete Chamber Type 3, For Single Butterfly Valve With Cover, Civil Works, Supports, Provision Pipe Pass, Filling, Excavation, Backfilling And All Required Accessories Complete; | 3 | Nr | SAR | 29015
Orig | 1 | 1.022 | Kingdom of Saudi Arabia | Riyadh | Infrastructure | Sports Boulevard | BP2A -Promenade | SBF | Al Bawani | Award | 2021 | Remeasure | Sewer And Main Water Renovation And Anciliary Works | CSI | Supply And Installation Of Concrete Washout Valve Chamber With Cover, Civil Works, Supports, Provision Pipe Pass, Filling, Excavation, Backfilling And All Required Accessories Complete; | 4 | Nr | SAR | 22548
Orig | 1 | 1.022 | Kingdom of Saudi Arabia | Riyadh | Infrastructure | Sports Boulevard | BP2A -Promenade | SBF | Al Bawani | Award | 2021 | Remeasure | Sewer And Main Water Renovation And Anciliary Works | CSI | Supply And Installation Of Butterfly Valve 600 Mm Diameter With Fittings, Fixings, Supports And All Required Accessories Complete; | 4 | Nr | SAR | 65435
Orig | 1 | 1.022 | Kingdom of Saudi Arabia | Riyadh | Infrastructure | Sports Boulevard | BP2A -Promenade | SBF | Al Bawani | Award | 2021 | Remeasure | Sewer And Main Water Renovation And Anciliary Works | CSI | Supply And Installation Of Automatic Air Vent 60 Mm Diameter Over Ø 600 Mm Diameter Pipe, With Fittings; Fixings, Supports And All Required Accessories Complete; | 2 | Nr | SAR | 14608
Orig | 1 | 1.022 | Kingdom of Saudi Arabia | Riyadh | Infrastructure | Sports Boulevard | BP2A -Promenade | SBF | Al Bawani | Award | 2021 | Remeasure | Demolition And Site Clearance | CSI | Tse : Remove Existing Utilities Including Protection | 550 | m | SAR | 133
Orig | 1 | 1.022 | Kingdom of Saudi Arabia | Riyadh | Infrastructure | Sports Boulevard | BP2A -Promenade | SBF | Al Bawani | Award | 2021 | Remeasure | Sewer And Main Water Renovation And Anciliary Works | CSI | Supply And Installation Cast Iron Pipe 600 Mm Diameter Including Fittings, Connections, Cover Over Piping, Concrete Encasement (For Road Crossing), Warning Tape, Excavation, Backfilling, Bedding, Filling Material, Thrust Blocks, Supports, Joints And All Required Accessories Complete; | 100 | m | SAR | 8873
Orig | 1 | 1.022 | Kingdom of Saudi Arabia | Riyadh | Infrastructure | Sports Boulevard | BP2A -Promenade | SBF | Al Bawani | Award | 2021 | Remeasure | Sewer And Main Water Renovation And Anciliary Works | CSI | Supply And Installation Of Concrete Chamber Type 3, For Single Butterfly Valve With Cover, Civil Works, Supports, Provision Pipe Pass, Filling, Excavation, Backfilling And All Required Accessories Complete | 1 | Nr | SAR | 30065
Orig | 1 | 1.022 | Kingdom of Saudi Arabia | Riyadh | Infrastructure | Sports Boulevard | BP2A -Promenade | SBF | Al Bawani | Award | 2021 | Remeasure | Sewer And Main Water Renovation And Anciliary Works | CSI | Supply And Installation Of Washout For 600 Mm Diameter Pipe, With Fittings; Fixings, Supports And All Required Accessories Complete; | 2 | Nr | SAR | 1961
Orig | 1 | 1.022 | Kingdom of Saudi Arabia | Riyadh | Infrastructure | Sports Boulevard | BP2A -Promenade | SBF | Al Bawani | Award | 2021 | Remeasure | Stormwater | CSI | Supply And Installation Of Granite Finished Linear Drain Including Civil Works, Concrete Works, Mortar, Cover, Fittings, Fixings, Outfall And All Required Accessories Complete;(Width Of Drain - 160Mm) | 1029 | m | SAR | 483
Orig | 1 | 1.022 | Kingdom of Saudi Arabia | Riyadh | Infrastructure | Sports Boulevard | BP2A -Promenade | SBF | Al Bawani | Award | 2021 | Remeasure | Stormwater | CSI | Supply And Installation Of Storm Water Drain Pipes Including Fittings, Excavation, Backfilling/ Bedding, Concrete Works, Supports And All Required Accessories Complete; 150Mm Diameter Solid Pipe | 1555 | m | SAR | 388
Orig | 1 | 1.0221 | Kingdom of Saudi Arabia | Riyadh | Infrastructure | Sports Boulevard | BP2A -Promenade | SBF | Al Bawani | Award | 2021 | Remeasure | Stormwater | CSI | Supply And Installation Of Storm Water Drain Pipes Including Fittings, Excavation, Backfilling/ Bedding, Concrete Works, Supports And All Required Accessories Complete; 225Mm Diameter Solid Pipe | 198 | m | SAR | 433
Orig | 1 | 1.0221 | Kingdom of Saudi Arabia | Riyadh | Infrastructure | Sports Boulevard | BP2A -Promenade | SBF | Al Bawani | Award | 2021 | Remeasure | Stormwater | CSI | Supply And Installation Of Storm Water Drain Pipes Including Fittings, Excavation, Backfilling/ Bedding, Concrete Works, Supports And All Required Accessories Complete; 300Mm Diameter Solid Pipe | 36 | m | SAR | 636
Orig | 1 | 1.0221 | Kingdom of Saudi Arabia | Riyadh | Infrastructure | Sports Boulevard | BP2A -Promenade | SBF | Al Bawani | Award | 2021 | Remeasure | Stormwater | CSI | Supply And Installation Of Storm Water Drain Pipes Including Fittings, Excavation, Backfilling/ Bedding, Concrete Works, Supports And All Required Accessories Complete; 375Mm Diameter Solid Pipe | 26 | m | SAR | 886
Orig | 1 | 1.0221 | Kingdom of Saudi Arabia | Riyadh | Infrastructure | Sports Boulevard | BP2A -Promenade | SBF | Al Bawani | Award | 2021 | Remeasure | Stormwater | CSI | Supply And Installation Of Underdrain Perforated Pipes Including Fittings, Excavation, Backfilling/ Bedding, Concrete Works, Supports And All Required Accessories Complete; 150Mm Diameter Perforated Pipe | 6500 | m | SAR | 515
Orig | 1 | 1.0221 | Kingdom of Saudi Arabia | Riyadh | Infrastructure | Sports Boulevard | BP2A -Promenade | SBF | Al Bawani | Award | 2021 | Remeasure | Stormwater | CSI | Supply And Installation Of Storm Water Drain Pipes Including Fittings, Excavation, Backfilling/ Bedding, Concrete Works, Supports And All Required Accessories Complete;225Mm Diameter Perforated Pipe | 1500 | m | SAR | 699
Orig | 1 | 1.0221 | Kingdom of Saudi Arabia | Riyadh | Infrastructure | Sports Boulevard | BP2A -Promenade | SBF | Al Bawani | Award | 2021 | Remeasure | Stormwater | CSI | Supply And Installation Of Storm Water Manhole Including Fittings, Fixings, Civil Works, Excavation, Backfilling, Cover, Steps And All Required Accessories Complete;Stormwater Manhole | 172 | Nr | SAR | 2310
Orig | 1 | 1.0221 | Kingdom of Saudi Arabia | Riyadh | Infrastructure | Sports Boulevard | BP2A -Promenade | SBF | Al Bawani | Award | 2021 | Remeasure | Stormwater | CSI | Supply And Installation Of Overflow Chambers Including Fittings, Fixings, Civil Works, Excavation, Backfilling, Cover, Steps And All Required Accessories Complete; Overflow Chambers | 38 | Nr | SAR | 1960
Orig | 1 | 1.0221 | Kingdom of Saudi Arabia | Riyadh | Infrastructure | Sports Boulevard | BP2A -Promenade | SBF | Al Bawani | Award | 2021 | Remeasure | Stormwater | CSI | Supply And Installation Of Inspection Chambers Including Fittings, Fixings, Civil Works, Excavation, Backfilling, Cover, Steps And All Required Accessories Complete; Inspection Chambers | 159 | Nr | SAR | 2170
Orig | 1 | 1.0221 | Kingdom of Saudi Arabia | Riyadh | Infrastructure | Sports Boulevard | BP2A -Promenade | SBF | Al Bawani | Award | 2021 | Remeasure | Stormwater | CSI | Supply And Installation Of Kerb Inlets Including Fittings, Fixings, Civil Works, Excavation, Backfilling, Cover, Steps And All Required Accessories Complete; Kerb Inlets | 367 | Nr | SAR | 154
Orig | 1 | 1.0221 | Kingdom of Saudi Arabia | Riyadh | Infrastructure | Sports Boulevard | BP2A -Promenade | SBF | Al Bawani | Award | 2021 | Remeasure | Stormwater | CSI | Supply And Installation 600 Mm Diameter Hdpe Pipe Including Fittings, Connections, Cover Over Piping, Concrete Encasement (For Road Crossing), Warning Tape, Excavation, Backfilling, Bedding, Filling Material, Thrust Blocks, Supports, Joints And All Required Accessories Complete; Type A | 40 | m | SAR | 3310
Orig | 1 | 1.0222 | Kingdom of Saudi Arabia | Riyadh | Infrastructure | Sports Boulevard | BP2A -Promenade | SBF | Al Bawani | Award | 2021 | Remeasure | Stormwater | CSI | Supply And Installation 600 Mm Diameter Hdpe Pipe Including Fittings, Connections, Cover Over Piping, Concrete Encasement (For Road Crossing), Warning Tape, Excavation, Backfilling, Bedding, Filling Material, Thrust Blocks, Supports, Joints And All Required Accessories Complete;Type B | 20 | m | SAR | 3310
Orig | 1 | 1.0222 | Kingdom of Saudi Arabia | Riyadh | Infrastructure | Sports Boulevard | BP2A -Promenade | SBF | Al Bawani | Award | 2021 | Remeasure | Stormwater | CSI | Supply And Installation Of Storm Water Manhole Type M3 Including Fittings, Fixings, Civil Works, Excavation, Backfilling, Cover, Steps And All Required Accessories Complete; | 2 | Nr | SAR | 2940
Orig | 1 | 1.0222 | Kingdom of Saudi Arabia | Riyadh | Infrastructure | Sports Boulevard | BP2A -Promenade | SBF | Al Bawani | Award | 2021 | Remeasure | Stormwater | CSI | Sewerage & Stormwater Drainage: Remove Existing Utilities Including Protection. | 75 | m | SAR | 280
Orig | 1 | 1.0222 | Kingdom of Saudi Arabia | Riyadh | Infrastructure | Sports Boulevard | BP2A -Promenade | SBF | Al Bawani | Award | 2021 | Remeasure | Stormwater | CSI | Supply And Installation Precast Box Culvert 1500X1500 Mm Interior Dimensions, And 300 Mm Walls, Including Fittings, Connections, Cover Over Culvert, Concrete Encasement (For Road Crossing), Warning Tape, Excavation, Backfilling, Bedding, Filling Material, Thrust Blocks, Supports, Joints And All Required Accessories Complete; | 40 | m | SAR | 7980
Orig | 1 | 1.0222 | Kingdom of Saudi Arabia | Riyadh | Infrastructure | Sports Boulevard | BP2A -Promenade | SBF | Al Bawani | Award | 2021 | Remeasure | Stormwater | CSI | Supply And Installation Of Storm Water Manhole Type I Including Fittings, Fixings, Civil Works, Excavation, Backfilling, Cover, Steps And All Required Accessories Complete; | 1 | Nr | SAR | 2730
Orig | 1 | 1.0222 | Kingdom of Saudi Arabia | Riyadh | Infrastructure | Sports Boulevard | BP2A -Promenade | SBF | Al Bawani | Award | 2021 | Remeasure | Stormwater | CSI | Supply And Installation Of Storm Water Manhole Type Connection Existing Including Fittings, Fixings, Civil Works, Excavation, Backfilling, Cover, Steps And All Required Accessories Complete; | 1 | Nr | SAR | 3500
Orig | 1 | 1.0222 | Kingdom of Saudi Arabia | Riyadh | Infrastructure | Sports Boulevard | BP2A -Promenade | SBF | Al Bawani | Award | 2021 | Remeasure | Stormwater | CSI | Supply And Installation Of Suds Check Dams Including Civil Works, Concrete Works, Mortar, Cover, Fittings, Fixings, And All Required Accessories Complete; | 176 | Nr | SAR | 3780
Orig | 1 | 1.0222 | Kingdom of Saudi Arabia | Riyadh | Infrastructure | Sports Boulevard | BP2A -Promenade | SBF | Al Bawani | Award | 2021 | Remeasure | Stormwater | CSI | Supply And Installation Of Suds Bio Retention Strip Including Civil Works, Excavation, Backfilling, Geo Cellular Structure, Geonet, Root Barrier, Anchor System, Plastic Reinforcing Mesh, Fittings, Supports And All Required Accessories Complete; Width - 1.2M | 659 | m | SAR | 602
Orig | 1 | 1.0222 | Kingdom of Saudi Arabia | Riyadh | Infrastructure | Sports Boulevard | BP2A -Promenade | SBF | Al Bawani | Award | 2021 | Remeasure | Stormwater | CSI | Supply And Installation Of Suds Bio Retention Strip Including Civil Works, Excavation, Backfilling, Geo Cellular Structure, Geonet, Root Barrier, Anchor System, Plastic Reinforcing Mesh, Fittings, Supports And All Required Accessories Complete; Width - 1.7M | 1599 | m | SAR | 1050
Orig | 1 | 1.0223 | Kingdom of Saudi Arabia | Riyadh | Infrastructure | Sports Boulevard | BP2A -Promenade | SBF | Al Bawani | Award | 2021 | Remeasure | Stormwater | CSI | Supply And Installation Of Suds Bio Retention Strip Including Civil Works, Excavation, Backfilling, Geo Cellular Structure, Geonet, Root Barrier, Anchor System, Plastic Reinforcing Mesh, Fittings, Supports And All Required Accessories Complete; Width - 2.2M | 167 | m | SAR | 1330
Orig | 1 | 1.0223 | Kingdom of Saudi Arabia | Riyadh | Infrastructure | Sports Boulevard | BP2A -Promenade | SBF | Al Bawani | Award | 2021 | Remeasure | Stormwater | CSI | Supply And Installation Of Suds Bio Retention Area Including Civil Works, Excavation, Backfilling, Geo Cellular Structure, Geonet, Root Barrier, Anchor System, Plastic Reinforcing Mesh, Fittings, Supports And All Required Accessories Complete; | 238 | m³ | SAR | 1680
Orig | 1 | 1.0223 | Kingdom of Saudi Arabia | Riyadh | Infrastructure | Sports Boulevard | BP2A -Promenade | SBF | Al Bawani | Award | 2021 | Remeasure | Electrical | CSI | Manhole 600X600X800 Mm With Earthing Rod 2 M Length And 18 Mm Diameter | 663 | Nr | SAR | 3640
Orig | 1 | 1.0223 | Kingdom of Saudi Arabia | Riyadh | Infrastructure | Sports Boulevard | BP2A -Promenade | SBF | Al Bawani | Award | 2021 | Remeasure | Electrical | CSI | Manhole 600X600X1200 Mm With Earthing Rod 2M Length And 18Mm Diameter | 102 | Nr | SAR | 4480
Orig | 1 | 1.0223 | Kingdom of Saudi Arabia | Riyadh | Infrastructure | Sports Boulevard | BP2A -Promenade | SBF | Al Bawani | Award | 2021 | Remeasure | Electrical | CSI | Manhole 600X600X800 Mm | 10 | Nr | SAR | 3080
Orig | 1 | 1.0223 | Kingdom of Saudi Arabia | Riyadh | Infrastructure | Sports Boulevard | BP2A -Promenade | SBF | Al Bawani | Award | 2021 | Remeasure | Electrical | CSI | Manhole 600X600X800 Mm | 6 | Nr | SAR | 2240
Orig | 1 | 1.0223 | Kingdom of Saudi Arabia | Riyadh | Infrastructure | Sports Boulevard | BP2A -Promenade | SBF | Al Bawani | Award | 2021 | Remeasure | Electrical | CSI | Manhole 600X600X1200 Mm | 93 | Nr | SAR | 3920
Orig | 1 | 1.0223 | Kingdom of Saudi Arabia | Riyadh | Infrastructure | Sports Boulevard | BP2A -Promenade | SBF | Al Bawani | Award | 2021 | Remeasure | Electrical | CSI | Buried Electrical Canalization With Pvc Ducts; 2 Pipes X 150 Mm Diameter | 11 | m | SAR | 280
Orig | 1 | 1.0223 | Kingdom of Saudi Arabia | Riyadh | Infrastructure | Sports Boulevard | BP2A -Promenade | SBF | Al Bawani | Award | 2021 | Remeasure | Electrical | CSI | Buried Electrical Canalization With Pvc Ducts; 2 Pipes X 150 Mm Diameter | 17 | m | SAR | 252
Orig | 1 | 1.0223 | Kingdom of Saudi Arabia | Riyadh | Infrastructure | Sports Boulevard | BP2A -Promenade | SBF | Al Bawani | Award | 2021 | Remeasure | Electrical | CSI | Buried Electrical Canalization With Pvc Ducts; 3 Pipes X 150 Mm Diameter | 410 | m | SAR | 364
Orig | 1 | 1.0224 | Kingdom of Saudi Arabia | Riyadh | Infrastructure | Sports Boulevard | BP2A -Promenade | SBF | Al Bawani | Award | 2021 | Remeasure | Electrical | CSI | Buried Electrical Canalization With Pvc Ducts; 4 Pipes X 150 Mm Diameter | 420 | m | SAR | 448
Orig | 1 | 1.0224 | Kingdom of Saudi Arabia | Riyadh | Infrastructure | Sports Boulevard | BP2A -Promenade | SBF | Al Bawani | Award | 2021 | Remeasure | Electrical | CSI | Buried Electrical Canalization With Pvc Ducts; 6 Pipes X 150 Mm Diameter | 570 | m | SAR | 616
Orig | 1 | 1.0224 | Kingdom of Saudi Arabia | Riyadh | Infrastructure | Sports Boulevard | BP2A -Promenade | SBF | Al Bawani | Award | 2021 | Remeasure | Electrical | CSI | Buried Electrical Canalization With Pvc Ducts; 3 Pipes X 110 Mm Diameter | 1075 | m | SAR | 252
Orig | 1 | 1.0224 | Kingdom of Saudi Arabia | Riyadh | Infrastructure | Sports Boulevard | BP2A -Promenade | SBF | Al Bawani | Award | 2021 | Remeasure | Electrical | CSI | Buried Electrical Canalization With Pvc Ducts; 4 Pipes X 110 Mm Diameter | 405 | m | SAR | 308
Orig | 1 | 1.0224 | Kingdom of Saudi Arabia | Riyadh | Infrastructure | Sports Boulevard | BP2A -Promenade | SBF | Al Bawani | Award | 2021 | Remeasure | Electrical | CSI | Buried Electrical Canalization With Pvc Ducts; 4 Pipes X 50 Mm Diameter | 5689 | m | SAR | 252
Orig | 1 | 1.0224 | Kingdom of Saudi Arabia | Riyadh | Infrastructure | Sports Boulevard | BP2A -Promenade | SBF | Al Bawani | Award | 2021 | Remeasure | Electrical | CSI | Buried Electrical Canalization With Pvc Ducts; 4 Pipes X 50 Mm Diameter | 1522 | m | SAR | 308
Orig | 1 | 1.0224 | Kingdom of Saudi Arabia | Riyadh | Infrastructure | Sports Boulevard | BP2A -Promenade | SBF | Al Bawani | Award | 2021 | Remeasure | Electrical | CSI | Buried Electrical Canalization With Pvc Ducts; 5 Pipes X 50 Mm Diameter | 1521 | m | SAR | 294
Orig | 1 | 1.0224 | Kingdom of Saudi Arabia | Riyadh | Infrastructure | Sports Boulevard | BP2A -Promenade | SBF | Al Bawani | Award | 2021 | Remeasure | Electrical | CSI | Buried Electrical Canalization With Pvc Ducts; 6 Pipes X 50 Mm Diameter | 86 | m | SAR | 336
Orig | 1 | 1.0224 | Kingdom of Saudi Arabia | Riyadh | Infrastructure | Sports Boulevard | BP2A -Promenade | SBF | Al Bawani | Award | 2021 | Remeasure | Electrical | CSI | Buried Electrical Canalization With Pvc Ducts; 6 Pipes X 50 Mm Diameter | 656 | m | SAR | 350
Orig | 1 | 1.0224 | Kingdom of Saudi Arabia | Riyadh | Infrastructure | Sports Boulevard | BP2A -Promenade | SBF | Al Bawani | Award | 2021 | Remeasure | Electrical | CSI | Buried Electrical Canalization With Pvc Ducts; 7 Pipes X 50 Mm Diameter | 712 | m | SAR | 392
Orig | 1 | 1.0225 | Kingdom of Saudi Arabia | Riyadh | Infrastructure | Sports Boulevard | BP2A -Promenade | SBF | Al Bawani | Award | 2021 | Remeasure | Electrical | CSI | Buried Electrical Canalization With Pvc Ducts; 8 Pipes X 50 Mm Diameter | 497 | m | SAR | 434
Orig | 1 | 1.0225 | Kingdom of Saudi Arabia | Riyadh | Infrastructure | Sports Boulevard | BP2A -Promenade | SBF | Al Bawani | Award | 2021 | Remeasure | Electrical | CSI | Buried Electrical Canalization With Pvc Ducts; 9 Pipes X 50 Mm Diameter | 76 | m | SAR | 476
Orig | 1 | 1.0225 | Kingdom of Saudi Arabia | Riyadh | Infrastructure | Sports Boulevard | BP2A -Promenade | SBF | Al Bawani | Award | 2021 | Remeasure | Electrical | CSI | Buried Electrical Canalization With Pvc Ducts; 10 Pipes X 50 Mm Diameter | 4 | m | SAR | 560
Orig | 1 | 1.0225 | Kingdom of Saudi Arabia | Riyadh | Infrastructure | Sports Boulevard | BP2A -Promenade | SBF | Al Bawani | Award | 2021 | Remeasure | Electrical | CSI | Buried Electrical Canalization With Pvc Ducts; 10 Pipes X 50 Mm Diameter | 95 | m | SAR | 532
Orig | 1 | 1.0225 | Kingdom of Saudi Arabia | Riyadh | Infrastructure | Sports Boulevard | BP2A -Promenade | SBF | Al Bawani | Award | 2021 | Remeasure | Electrical | CSI | Buried Electrical Canalization With Pvc Ducts; 2 Pipes X 50 Mm Diameter | 161 | m | SAR | 154
Orig | 1 | 1.0225 | Kingdom of Saudi Arabia | Riyadh | Infrastructure | Sports Boulevard | BP2A -Promenade | SBF | Al Bawani | Award | 2021 | Remeasure | Electrical | CSI | Buried Electrical Canalization With Pvc Ducts; 2 Pipes X 50 Mm Diameter | 165 | m | SAR | 112
Orig | 1 | 1.0225 | Kingdom of Saudi Arabia | Riyadh | Infrastructure | Sports Boulevard | BP2A -Promenade | SBF | Al Bawani | Award | 2021 | Remeasure | Electrical | CSI | Buried Electrical Canalization With Pvc Ducts; 2 Pipes X 75 Mm Diameter | 37 | m | SAR | 168
Orig | 1 | 1.0225 | Kingdom of Saudi Arabia | Riyadh | Infrastructure | Sports Boulevard | BP2A -Promenade | SBF | Al Bawani | Award | 2021 | Remeasure | Electrical | CSI | Buried Electrical Canalization With Pvc Ducts; 4 Pipes X 75 Mm Diameter | 45 | m | SAR | 280
Orig | 1 | 1.0225 | Kingdom of Saudi Arabia | Riyadh | Infrastructure | Sports Boulevard | BP2A -Promenade | SBF | Al Bawani | Award | 2021 | Remeasure | Electrical | CSI | Buried Electrical Canalization With Pvc Ducts; 4 Pipes X 75 Mm Diameter | 53 | m | SAR | 196
Orig | 1 | 1.0225 | Kingdom of Saudi Arabia | Riyadh | Infrastructure | Sports Boulevard | BP2A -Promenade | SBF | Al Bawani | Award | 2021 | Remeasure | Electrical | CSI | Buried Electrical Canalization With Pvc Ducts, Under Asphalt Road, 2 Lines Lay In Ducts, With 3 Pipes X 160 Mm Diameter (1 Spare), Embedded In Mass Concrete, Back Filling And Warning Tapes. 13,8 Kv. | 35 | m | SAR | 504
Orig | 1 | 1.0226 | Kingdom of Saudi Arabia | Riyadh | Infrastructure | Sports Boulevard | BP2A -Promenade | SBF | Al Bawani | Award | 2021 | Remeasure | Electrical | CSI | Buried Electrical Canalization, Direct Buried, Under Walkway, 2 Lines Direct Buried, Lay In Fine Sand, With Concrete Tile For Protection, Back Filling And Warning Tapes. 13,8 Kv | 265 | m | SAR | 196
Orig | 1 | 1.0226 | Kingdom of Saudi Arabia | Riyadh | Infrastructure | Sports Boulevard | BP2A -Promenade | SBF | Al Bawani | Award | 2021 | Remeasure | Electrical | CSI | Supply And Installation Of Cables 3 Core 15 Kv Mv Cable, 2 Line. 2Cx3X300/35 Mm² Cu Xlpe Armoured 15 Kv Or Same Section As Existent, As Per Sec Specifications, Laid In Ducts, Or Direct Buried , Including Fixing, Accessories, Splices And Connections; Complete; | 700 | m | SAR | 1400
Orig | 1 | 1.0226 | Kingdom of Saudi Arabia | Riyadh | Infrastructure | Sports Boulevard | BP2A -Promenade | SBF | Al Bawani | Award | 2021 | Remeasure | Demolition And Site Clearance | CSI | Mv 13,8 Kv; Remove Existent Utilities Including Protection | 1800 | m | SAR | 140
Orig | 1 | 1.0226 | Kingdom of Saudi Arabia | Riyadh | Infrastructure | Sports Boulevard | BP2A -Promenade | SBF | Al Bawani | Award | 2021 | Remeasure | Electrical | CSI | Supply And Installation Of Electrical Manholes Interior Dimensions 3X3 And Adequate Depht, Including Fittings, Fixings, Civil Works, Concrete Encasement, Excavation, Backfilling, Cover, Steps And All Required Accessories Complete | 1 | Nr | SAR | 63000
Orig | 1 | 1.0226 | Kingdom of Saudi Arabia | Riyadh | Infrastructure | Sports Boulevard | BP2A -Promenade | SBF | Al Bawani | Award | 2021 | Remeasure | Electrical | CSI | Buried Electrical Canalization With Pvc Ducts, Under Asphalt Road, 3 Lines Lay In Ducts, With 6 Pipes X 160 Mm Diameter (3 Spare), Embedded In Mass Concrete, Back Filling And Warning Tapes. 33 Kv | 35 | m | SAR | 840
Orig | 1 | 1.0226 | Kingdom of Saudi Arabia | Riyadh | Infrastructure | Sports Boulevard | BP2A -Promenade | SBF | Al Bawani | Award | 2021 | Remeasure | Electrical | CSI | Buried Electrical Canalization, Direct Buried, Under Walkway, 3 Lines Direct Buried, Lay In Fine Sand, With Concrete Tile For Protection, Back Filling And Warning Tapes. | 245 | m | SAR | 224
Orig | 1 | 1.0226 | Kingdom of Saudi Arabia | Riyadh | Infrastructure | Sports Boulevard | BP2A -Promenade | SBF | Al Bawani | Award | 2021 | Remeasure | Electrical | CSI | Supply And Installation Of Cables 3 Core 36 Kv Mv Cable, 3 Lines. 3Cx3X185/35 Mm² Cu Xlpe Armoured 36 Kv Or Same Section As Existent, As Per Sec Specifications, Laid In Ducts, Or Direct Buried, Including Fixing, Accessories, Splices And Connections; | 280 | m | SAR | 1960
Orig | 1 | 1.0226 | Kingdom of Saudi Arabia | Riyadh | Infrastructure | Sports Boulevard | BP2A -Promenade | SBF | Al Bawani | Award | 2021 | Remeasure | Electrical | CSI | Buried Electrical Canalization, Direct Buried, Under Asphalt Road, 1 Line Laid In Ducts, With 3 Pipes X 160 Mm Diameter And1 Pipe 110 Mm Pvc Duct With 4X32 Mm Hdpe Subducts For Of Cable (Spare Subducts With Pulling Rope), Lay In Fine Sand, With Concrete Tiles For Protection, Special Back Filling And Steel Wire Mesh Pvc Coated And Warning Tapes. 132 Kv | 1520 | m | SAR | 756
Orig | 1 | 1.0226 | Kingdom of Saudi Arabia | Riyadh | Infrastructure | Sports Boulevard | BP2A -Promenade | SBF | Al Bawani | Award | 2021 | Remeasure | Electrical | CSI | Supply And Installation Of Precast Junction Chamber For 132 Kv Underground Electric Lines, For One Or Two Circuits , Including Joint Sealing, Ventilation, Drainage And Registration Elements According To The Specifications Of The Electric Company. Fully Installed, Including Excavation, Cleaning Concrete And Gravel Filling. | 12 | Nr | SAR | 49000
Orig | 1 | 1.0226 | Kingdom of Saudi Arabia | Riyadh | Infrastructure | Sports Boulevard | BP2A -Promenade | SBF | Al Bawani | Award | 2021 | Remeasure | Electrical | CSI | Supply And Installation Of Cables 1 Core 132 Kv Hv Cable, 1 Line. 1Cx3X1200/60 Mm² Cu Xlpe Armoured 145 Kv Or Same Section As Existent, As Per Sec Specifications, Laid In Ducts, Or Direct Buried , Including Fixing, Accessories, Splices And Connections; Complete | 9660 | m | SAR | 2520
Orig | 1 | 1.0227 | Kingdom of Saudi Arabia | Riyadh | Infrastructure | Sports Boulevard | BP2A -Promenade | SBF | Al Bawani | Award | 2021 | Remeasure | Electrical | CSI | Supply And Installation Of 1 Pilot Cables. 1C Optical Fibre Cable, Single Mode, 12 Strands, As Per Sec Specifications | 9660 | m | SAR | 49
Orig | 1 | 1.0227 | Kingdom of Saudi Arabia | Riyadh | Infrastructure | Sports Boulevard | BP2A -Promenade | SBF | Al Bawani | Award | 2021 | Remeasure | Demolition And Site Clearance | CSI | Hv 132 Kv; Remove Existent Utilities Including Protection | 8830 | m | SAR | 140
Orig | 1 | 1.0227 | Kingdom of Saudi Arabia | Riyadh | Infrastructure | Sports Boulevard | BP2A -Promenade | SBF | Al Bawani | Award | 2021 | Remeasure | Electrical | CSI | Supply And Installation Of Electrical Manholes Interior Dimensions 4X4 And Adequate Depth, Including Fittings, Fixings, Civil Works, Concrete Encasement, Excavation, Backfilling, Cover, Steps And All Required Accessories Complete; | 29 | Nr | SAR | 67200
Orig | 1 | 1.0227 | Kingdom of Saudi Arabia | Riyadh | Infrastructure | Sports Boulevard | BP2A -Promenade | SBF | Al Bawani | Award | 2021 | Remeasure | Electrical | CSI | Supply And Installation Of Electrical Manholes Interior Dimensions 3X3 And Adequate Depth, Including Fittings, Fixings, Civil Works, Concrete Encasement, Excavation, Backfilling, Cover, Steps And All Required Accessories Complete; | 14 | Nr | SAR | 56000
Orig | 1 | 1.0227 | Kingdom of Saudi Arabia | Riyadh | Infrastructure | Sports Boulevard | BP2A -Promenade | SBF | Al Bawani | Award | 2021 | Remeasure | Demolition And Site Clearance | CSI | Street Lighting: Remove Existing Utilities Including Protection | 6325 | m | SAR | 140
Orig | 1 | 1.0227 | Kingdom of Saudi Arabia | Riyadh | Infrastructure | Sports Boulevard | BP2A -Promenade | SBF | Al Bawani | Award | 2021 | Remeasure | Demolition And Site Clearance | CSI | Dissassembly Of Lighting Column And Luminaire And Transport To Landfill Or Otherwise | 73 | Nr | SAR | 2800
Orig | 1 | 1.0227 | Kingdom of Saudi Arabia | Riyadh | Infrastructure | Sports Boulevard | BP2A -Promenade | SBF | Al Bawani | Award | 2021 | Remeasure | Demolition And Site Clearance | CSI | Dissassembly Of Lighting Column And Luminaire And Transport To Landfill Or Warehouse | 28 | Nr | SAR | 3500
Orig | 1 | 1.0227 | Kingdom of Saudi Arabia | Riyadh | Infrastructure | Sports Boulevard | BP2A -Promenade | SBF | Al Bawani | Award | 2021 | Remeasure | Electrical | CSI | Buried Electrical Canalization With Pvc Ducts, Under Asphalt Road, 1 Line Lay In Duct, With 2 Pipes X160 Mm Diameter (1 Spare), Embedded In Mass Concrete, Back Filling And Warning Tapes. 13,8 Kv. | 20 | m | SAR | 420
Orig | 1 | 1.0227 | Kingdom of Saudi Arabia | Riyadh | Infrastructure | Sports Boulevard | BP2A -Promenade | SBF | Al Bawani | Award | 2021 | Remeasure | Electrical | CSI | Buried Electrical Canalization With Pvc Ducts, Under Asphalt Road, 2 Lines Lay In Ducts, With 3 Pipes X 160 Mm Diameter (1 Spare), Embedded In Mass Concrete, Back Filling And Warning Tapes. 13,8 Kv. | 40 | m | SAR | 560
Orig | 1 | 1.0227 | Kingdom of Saudi Arabia | Riyadh | Infrastructure | Sports Boulevard | BP2A -Promenade | SBF | Al Bawani | Award | 2021 | Remeasure | Electrical | CSI | Buried Electrical Canalization, Direct Buried, Under Walkway, 1 Line Direct Buried, Lay In Fine Sand, With Concrete Tile For Protection, Back Filling And Warning Tapes. 13,8 Kv. | 495 | m | SAR | 140
Orig | 1 | 1.0228 | Kingdom of Saudi Arabia | Riyadh | Infrastructure | Sports Boulevard | BP2A -Promenade | SBF | Al Bawani | Award | 2021 | Remeasure | Electrical | CSI | Buried Electrical Canalization, Direct Buried, Under Walkway, 2 Line Direct Buried, Lay In Fine Sand, With Concrete Tile For Protection, Back Filling And Warning Tapes. 13,8 Kv. | 250 | m | SAR | 140
Orig | 1 | 1.0228 | Kingdom of Saudi Arabia | Riyadh | Infrastructure | Sports Boulevard | BP2A -Promenade | SBF | Al Bawani | Award | 2021 | Remeasure | Electrical | CSI | Supply And Installation Of Cables 3 Core 15 Kv Mv Cable, 1 Line. 1Cx(3X300/35) Mm² Cu Xlpe Armoured 15 Kv Or Same Section As Existent, As Per Sec Specifications, Laid In Ducts, Or Direct Buried , Including Fixing, Accessories, Splices And Connections; | 400 | m | SAR | 770
Orig | 1 | 1.0228 | Kingdom of Saudi Arabia | Riyadh | Infrastructure | Sports Boulevard | BP2A -Promenade | SBF | Al Bawani | Award | 2021 | Remeasure | Electrical | CSI | Buried Electrical Canalization With Pvc Ducts, Under Asphalt Road, 4 Lines Lay In Ducts, With 6 Pipes X 160 Mm Diameter (2 Spare), Embedded In Mass Concrete, Back Filling And Warning Tapes. 33 Kv | 30 | m | SAR | 728
Orig | 1 | 1.0228 | Kingdom of Saudi Arabia | Riyadh | Infrastructure | Sports Boulevard | BP2A -Promenade | SBF | Al Bawani | Award | 2021 | Remeasure | Electrical | CSI | Buried Electrical Canalization With Pvc Ducts, Under Asphalt Road, 3 Lines Lay In Ducts, With 6 Pipes X 160 Mm Diameter (3 Spare), Embedded In Mass Concrete, Back Filling And Warning Tapes. 33 Kv | 30 | m | SAR | 728
Orig | 1 | 1.0228 | Kingdom of Saudi Arabia | Riyadh | Infrastructure | Sports Boulevard | BP2A -Promenade | SBF | Al Bawani | Award | 2021 | Remeasure | Electrical | CSI | Buried Electrical Canalization, Direct Buried, Under Walkway, 3 Lines Direct Buried, Lay In Fine Sand, With Concrete Tile For Protection, Back Filling And Warning Tapes. | 450 | m | SAR | 420
Orig | 1 | 1.0228 | Kingdom of Saudi Arabia | Riyadh | Infrastructure | Sports Boulevard | BP2A -Promenade | SBF | Al Bawani | Award | 2021 | Remeasure | Electrical | CSI | Buried Electrical Canalization , Direct Buried, Under Walkway, 4 Lines Direct Buried, Lay In Fine Sand, With Concrete Tile For Protection, Back Filling And Warning Tapes. | 30 | m | SAR | 504
Orig | 1 | 1.0228 | Kingdom of Saudi Arabia | Riyadh | Infrastructure | Sports Boulevard | BP2A -Promenade | SBF | Al Bawani | Award | 2021 | Remeasure | Electrical | CSI | Supply And Installation Of Cables 3 Core 36 Kv Mv Cable, 3 Lines. 3Cx3X185/35 Mm² Cu Xlpe Armoured 36 Kv Or Same Section As Existent, As Per Sec Specifications, Laid In Ducts, Or Direct Buried , Including Fixing, Accessories, Splices And Connections; | 480 | m | SAR | 1680
Orig | 1 | 1.0228 | Kingdom of Saudi Arabia | Riyadh | Infrastructure | Sports Boulevard | BP2A -Promenade | SBF | Al Bawani | Award | 2021 | Remeasure | Electrical | CSI | Supply And Installation Of Cables 3 Core 36 Kv Mv Cable, 4 Line. 4Cx3X185/35 Mm² Cu Xlpe Armoured 36 Kv Or Same Section As Existent, As Per Sec Specifications, Laid In Ducts, Or Direct Buried , Including Fixing, Accessories, Splices And Connections; | 60 | m | SAR | 2240
Orig | 1 | 1.0228 | Kingdom of Saudi Arabia | Riyadh | Infrastructure | Sports Boulevard | BP2A -Promenade | SBF | Al Bawani | Award | 2021 | Remeasure | Electrical | CSI | Relocation Of Street Lighting Power Feeder, Rmu And Compact Mv & Lv Room Unit With Power Transformer Size Between 300 To 500 Kva, Include New Foundation For Rmu (Ring Main Unit) Dimension 1.5M X 1.3M X 0.5 M And Foundation For Package Unit Room (Transformer And Lv Panels) Dimension 2M X 2M X0.5 M, Electrical Duct Bank From Actual Place To New Implementation 50 M, With Pvc Flexible Pipes 6 X Ø 125 Mm., Extension Of Electrical Wires, Electrical Connections, Testing & Commissioning. | 1 | Nr | SAR | 210000
Orig | 1 | 1.0228 | Kingdom of Saudi Arabia | Riyadh | Infrastructure | Sports Boulevard | BP2A -Promenade | SBF | Al Bawani | Award | 2021 | Remeasure | Electrical | CSI | Buried Electrical Canalization With Pvc Ducts, Under Asphalt Road, 1 Line Lay In Ducts, With 3 Pipes X 160 Mm Diameter And 1 Pipe 110 Mm Pvc Duct With 4X32 Mm Hdpe Subducts For Of Cable (Spare Subducts With Pulling Rope), Embedded In Mass Concrete, Special Back Filling, Steel Wire Mesh Pvc Coated And Warning Tapes. 132 Kv | 2100 | m | SAR | 588
Orig | 1 | 1.0229 | Kingdom of Saudi Arabia | Riyadh | Infrastructure | Sports Boulevard | BP2A -Promenade | SBF | Al Bawani | Award | 2021 | Remeasure | Electrical | CSI | Buried Electrical Canalization, Direct Buried, Under Walkway, 1 Line Direct Buried And 1 Pipe 110 Mm Pvc Duct With 4X32 Mm Hdpe Subducts For Of Cable (Spare Subducts With Pulling Rope), Lay In Fine Sand, With Concrete Tiles For Protection, Special Back Filling And Steel Wire Mesh Pvc Coated And Warning Tapes. 132 Kv | 5420 | m | SAR | 224
Orig | 1 | 1.0229 | Kingdom of Saudi Arabia | Riyadh | Infrastructure | Sports Boulevard | BP2A -Promenade | SBF | Al Bawani | Award | 2021 | Remeasure | Electrical | CSI | Supply And Installation Of Single-Pole Terminals For 1 Core 132 Kv Hv Cable, 1Cx1X1200/60 Mm² Cu Xlpe Armoured 145 Kv Or Same Section As Existent According To Sec Standards And Specifications. Including All Accessories, Connection Of The Shield With The Earth Cable, Fully Installed, Tested And Put Into Operation According To Sec Standards. | 48 | Nr | SAR | 21000
Orig | 1 | 1.0229 | Kingdom of Saudi Arabia | Riyadh | Infrastructure | Sports Boulevard | BP2A -Promenade | SBF | Al Bawani | Award | 2021 | Remeasure | Electrical | CSI | Buried Electrical Canalization With Pvc Ducts, Under Asphalt Road, 1 Line Lay In Duct, With 2 Pipes X160 Mm Diameter (1 Spare), Embedded In Mass Concrete, Back Filling And Warning Tapes. 0,4 Kv. | 30 | m | SAR | 448
Orig | 1 | 1.0229 | Kingdom of Saudi Arabia | Riyadh | Infrastructure | Sports Boulevard | BP2A -Promenade | SBF | Al Bawani | Award | 2021 | Remeasure | Electrical | CSI | Buried Electrical Canalization, Direct Buried, Under Walkway, 1 Line Direct Buried, Lay In Fine Sand, With Concrete Tile For Protection, Back Filling And Warning Tapes. 13,8 Kv. | 270 | m | SAR | 140
Orig | 1 | 1.0229 | Kingdom of Saudi Arabia | Riyadh | Infrastructure | Sports Boulevard | BP2A -Promenade | SBF | Al Bawani | Award | 2021 | Remeasure | Electrical | CSI | Supply And Installation Of Cables, 4Cx500Mm² Cu/Xlpe/Pvc/Swa 0.6/1Kv Laid In Ducts Including Fixing, Accessories And Connections To Equipment; | 155 | m | SAR | 1008
Orig | 1 | 1.0229 | Kingdom of Saudi Arabia | Riyadh | Infrastructure | Sports Boulevard | BP2A -Promenade | SBF | Al Bawani | Award | 2021 | Remeasure | Demolition And Site Clearance | CSI | Lv 0,4 Kv; Remove Existing Utilities Including Protection | 100 | m | SAR | 140
Orig | 1 | 1.0229 | Kingdom of Saudi Arabia | Riyadh | Infrastructure | Sports Boulevard | BP2A -Promenade | SBF | Al Bawani | Award | 2021 | Remeasure | Electrical | CSI | Buried Electrical Canalization With Pvc Ducts, Under Asphalt Road, 1 Line Lay In Duct, With 2 Pipes X160 Mm Diameter (1 Spare), Embedded In Mass Concrete, Back Filling And Warning Tapes. 13,8 Kv. | 55 | m | SAR | 448
Orig | 1 | 1.0229 | Kingdom of Saudi Arabia | Riyadh | Infrastructure | Sports Boulevard | BP2A -Promenade | SBF | Al Bawani | Award | 2021 | Remeasure | Electrical | CSI | Supply And Installation Of Cables 3 Core 15 Kv Mv Cable, 1 Line. 1Cx3X300/35 Mm² Cu Xlpe Armoured 15 Kv Or Same Section As Existent, As Per Sec Specifications, Laid In Ducts, Or Direct Buried , Including Fixing, Accessories, Splices And Connections; Complete | 35 | m | SAR | 910
Orig | 1 | 1.0229 | Kingdom of Saudi Arabia | Riyadh | Infrastructure | Sports Boulevard | BP2A -Promenade | SBF | Al Bawani | Award | 2021 | Remeasure | Electrical | CSI | Supply And Installation Of Cables 3 Core 15 Kv Mv Cable, 2 Line. 2Cx3X300/35 Mm² Cu Xlpe Armoured 15 Kv Or Same Section As Existent, As Per Sec Specifications, Laid In Ducts, Or Direct Buried , Including Fixing, Accessories, Splices And Connections; | 20 | m | SAR | 1960
Orig | 1 | 1.0229 | Kingdom of Saudi Arabia | Riyadh | Infrastructure | Sports Boulevard | BP2A -Promenade | SBF | Al Bawani | Award | 2021 | Remeasure | Electrical | CSI | Buried Electrical Canalization With Pvc Ducts, Under Asphalt Road, 1 Line Lay In Ducts, With 3 Pipes X 160 Mm Diameter And 1 Pipe 110 Mm Pvc Duct With 4X32 Mm Hdpe Subducts For Of Cable (Spare Subducts With Pulling Rope), Embedded In Mass Concrete, Special Back Filling, Steel Wire Mesh Pvc Coated And Warning Tapes. 132 Kv | 70 | m | SAR | 644
Orig | 1 | 1.023 | Kingdom of Saudi Arabia | Riyadh | Infrastructure | Sports Boulevard | BP2A -Promenade | SBF | Al Bawani | Award | 2021 | Remeasure | Electrical | CSI | Supply And Installation Of Cables 3 Core 15 Kv Mv Cable, 1 Line. 1Cx3X300/35 Mm² Cu Xlpe Armoured 15 Kv Or Same Section As Existent, As Per Sec Specifications, Laid In Ducts, Or Direct Buried , Including Fixing, Accessories, Splices And Connections; | 145 | m | SAR | 630
Orig | 1 | 1.023 | Kingdom of Saudi Arabia | Riyadh | Infrastructure | Sports Boulevard | BP2A -Promenade | SBF | Al Bawani | Award | 2021 | Remeasure | Electrical | CSI | Supply And Installation Of Cables 3 Core 15 Kv Mv Cable, 2 Line. 2Cx3X300/35 Mm² Cu Xlpe Armoured 15 Kv Or Same Section As Existent, As Per Sec Specifications, Laid In Ducts, Or Direct Buried , Including Fixing, Accessories, Splices And Connections; | 30 | m | SAR | 1890
Orig | 1 | 1.023 | Kingdom of Saudi Arabia | Riyadh | Infrastructure | Sports Boulevard | BP2A -Promenade | SBF | Al Bawani | Award | 2021 | Remeasure | Electrical | CSI | Supply And Installation Of Cables 3 Core 15 Kv Mv Cable, 2 Line. 2Cx3X500/35 Mm² Cu Xlpe Armoured 15 Kv Or Same Section As Existent, As Per Sec Specifications, Laid In Ducts, Or Direct Buried , Including Fixing, Accessories, Splices And Connections; | 35 | m | SAR | 2240
Orig | 1 | 1.023 | Kingdom of Saudi Arabia | Riyadh | Infrastructure | Sports Boulevard | BP2A -Promenade | SBF | Al Bawani | Award | 2021 | Remeasure | Electrical | CSI | Supply And Installation Of Cables 3 Core 15 Kv Mv Cable, 2 Line. 1Cx3X500/35 Mm²+1Cx3X300/35 Mm² Cu Xlpe Armoured 15 Kv Or Same Section As Existent, As Per Sec Specifications, Laid In Ducts, Or Direct Buried , Including Fixing, Accessories, Splices And Connections; Complete; | 70 | m | SAR | 1750
Orig | 1 | 1.023 | Kingdom of Saudi Arabia | Riyadh | Infrastructure | Sports Boulevard | BP2A -Promenade | SBF | Al Bawani | Award | 2021 | Remeasure | Telecom | CSI | Duct Bank Type C-6 (6 Pvc Conduits 110 Mm Diameter). Supply And Installation Of Duct Bank Complete With All Civil Works, Accessories | 3490 | m | SAR | 420
Orig | 1 | 1.023 | Kingdom of Saudi Arabia | Riyadh | Infrastructure | Sports Boulevard | BP2A -Promenade | SBF | Al Bawani | Award | 2021 | Remeasure | Telecom | CSI | Supply And Installation Of M2 Type Manholes Complete With All Civil Works, Accessories And Fittings | 29 | Nr | SAR | 9240
Orig | 1 | 1.023 | Kingdom of Saudi Arabia | Riyadh | Infrastructure | Sports Boulevard | BP2A -Promenade | SBF | Al Bawani | Award | 2021 | Remeasure | Telecom | CSI | Supply And Installation Of Telecommunications Cables, Optical Fibre Cable, Single Mode, 12 Strands, Hdpe Innerduct Or Same Section As Existent, As Per Stc Specifications, Laid In Ducts, Including Fixing, Labelling, Accessories And Connections; | 3635 | Nr | SAR | 77
Orig | 1 | 1.023 | Kingdom of Saudi Arabia | Riyadh | Infrastructure | Sports Boulevard | BP2A -Promenade | SBF | Al Bawani | Award | 2021 | Remeasure | Telecom | CSI | Supply And Installation Of Telecommunications Cables, Shielded Cooper Pairs Conductor, As Per Stc Specifications, Laid In Ducts, Including Fixing, Labelling, Accessories And Connections | 3285 | Nr | SAR | 280
Orig | 1 | 1.023 | Kingdom of Saudi Arabia | Riyadh | Infrastructure | Sports Boulevard | BP2A -Promenade | SBF | Al Bawani | Award | 2021 | Remeasure | Demolition And Site Clearance | CSI | Remove Existing Utilities Including Protection | 3425 | m | SAR | 140
Orig | 1 | 1.023 | Kingdom of Saudi Arabia | Riyadh | Infrastructure | Sports Boulevard | BP2A -Promenade | SBF | Al Bawani | Award | 2021 | Remeasure | Telecom | CSI | Supply And Installation Of Duct Bank For Service Access Line In Telecommunication System (To Be Coordinated With Stc) Complete With All Civil Works , Accessories And Fittings | 55 | m | SAR | 490
Orig | 1 | 1.0231 | Kingdom of Saudi Arabia | Riyadh | Infrastructure | Sports Boulevard | BP2A -Promenade | SBF | Al Bawani | Award | 2021 | Remeasure | Telecom | CSI | Supply And Installation Of Manholes Complete With All Civil Works , Accessories And Fittings; Telecommunication Companies Enrty Manhole , Size 400X400 Mm | 2 | Nr | SAR | 2240
Orig | 1 | 1.0231 | Kingdom of Saudi Arabia | Riyadh | Infrastructure | Sports Boulevard | BP2A -Promenade | SBF | Al Bawani | Award | 2021 | Remeasure | Roads And Pavings | CSI | Supply And Install Of Traffic Signage Including And All Necessary Installing And Accessories To Complete The Work; Bus Stop Only | 4 | Nr | SAR | 1260
Orig | 1 | 1.0231 | Kingdom of Saudi Arabia | Riyadh | Infrastructure | Sports Boulevard | BP2A -Promenade | SBF | Al Bawani | Award | 2021 | Remeasure | Roads And Pavings | CSI | Supply And Install Of Traffic Signage Including And All Necessary Installing And Accessories To Complete The Work;R 1-1 | 2 | Nr | SAR | 1561
Orig | 1 | 1.0231 | Kingdom of Saudi Arabia | Riyadh | Infrastructure | Sports Boulevard | BP2A -Promenade | SBF | Al Bawani | Award | 2021 | Remeasure | Roads And Pavings | CSI | Supply And Install Of Traffic Signage Including And All Necessary Installing And Accessories To Complete The Work;R 3-1 | 28 | Nr | SAR | 1540
Orig | 1 | 1.0231 | Kingdom of Saudi Arabia | Riyadh | Infrastructure | Sports Boulevard | BP2A -Promenade | SBF | Al Bawani | Award | 2021 | Remeasure | Roads And Pavings | CSI | Supply And Install Of Traffic Signage Including And All Necessary Installing And Accessories To Complete The Work; R 8-1 | 2 | Nr | SAR | 1540
Orig | 1 | 1.0231 | Kingdom of Saudi Arabia | Riyadh | Infrastructure | Sports Boulevard | BP2A -Promenade | SBF | Al Bawani | Award | 2021 | Remeasure | Roads And Pavings | CSI | Supply And Install Of Traffic Signage Including And All Necessary Installing And Accessories To Complete The Work;R 8-2 | 12 | Nr | SAR | 1540
Orig | 1 | 1.0231 | Kingdom of Saudi Arabia | Riyadh | Infrastructure | Sports Boulevard | BP2A -Promenade | SBF | Al Bawani | Award | 2021 | Remeasure | Roads And Pavings | CSI | Supply And Install Of Traffic Signage Including And All Necessary Installing And Accessories To Complete The Work;R 16-1R | 12 | Nr | SAR | 1330
Orig | 1 | 1.0231 | Kingdom of Saudi Arabia | Riyadh | Infrastructure | Sports Boulevard | BP2A -Promenade | SBF | Al Bawani | Award | 2021 | Remeasure | Roads And Pavings | CSI | Supply And Install Of Traffic Signage Including And All Necessary Installing And Accessories To Complete The Work;R 16-1L | 12 | Nr | SAR | 1330
Orig | 1 | 1.0231 | Kingdom of Saudi Arabia | Riyadh | Infrastructure | Sports Boulevard | BP2A -Promenade | SBF | Al Bawani | Award | 2021 | Remeasure | Roads And Pavings | CSI | Supply And Install Of Traffic Signage Including And All Necessary Installing And Accessories To Complete The Work;R 17 - 1L | 6 | Nr | SAR | 1540
Orig | 1 | 1.0231 | Kingdom of Saudi Arabia | Riyadh | Infrastructure | Sports Boulevard | BP2A -Promenade | SBF | Al Bawani | Award | 2021 | Remeasure | Roads And Pavings | CSI | Supply And Install Of Traffic Signage Including And All Necessary Installing And Accessories To Complete The Work;R 17-3 | 1 | Nr | SAR | 1540
Orig | 1 | 1.0232 | Kingdom of Saudi Arabia | Riyadh | Infrastructure | Sports Boulevard | BP2A -Promenade | SBF | Al Bawani | Award | 2021 | Remeasure | Roads And Pavings | CSI | Supply And Install Of Traffic Signage Including And All Necessary Installing And Accessories To Complete The Work;R 19-1 | 10 | Nr | SAR | 1540
Orig | 1 | 1.0232 | Kingdom of Saudi Arabia | Riyadh | Infrastructure | Sports Boulevard | BP2A -Promenade | SBF | Al Bawani | Award | 2021 | Remeasure | Roads And Pavings | CSI | Supply And Install Of Traffic Signage Including And All Necessary Installing And Accessories To Complete The Work;W 6-1 | 45 | Nr | SAR | 1365
Orig | 1 | 1.0232 | Kingdom of Saudi Arabia | Riyadh | Infrastructure | Sports Boulevard | BP2A -Promenade | SBF | Al Bawani | Award | 2021 | Remeasure | Roads And Pavings | CSI | Supply And Install Of Traffic Signage Including And All Necessary Installing And Accessories To Complete The Work;W 11-1 | 36 | Nr | SAR | 1540
Orig | 1 | 1.0232 | Kingdom of Saudi Arabia | Riyadh | Infrastructure | Sports Boulevard | BP2A -Promenade | SBF | Al Bawani | Award | 2021 | Remeasure | Roads And Pavings | CSI | Supply And Install Of Traffic Signage Including And All Necessary Installing And Accessories To Complete The Work;Tw 50-1 | 24 | Nr | SAR | 1540
Orig | 1 | 1.0232 | Kingdom of Saudi Arabia | Riyadh | Infrastructure | Sports Boulevard | BP2A -Promenade | SBF | Al Bawani | Award | 2021 | Remeasure | Roads And Pavings | CSI | Supply And Install Of Traffic Signage Including And All Necessary Installing And Accessories To Complete The Work;Tw 3-1 | 3 | Nr | SAR | 3
Orig | 1 | 1.0232 | Kingdom of Saudi Arabia | Riyadh | Infrastructure | Sports Boulevard | BP2A -Promenade | SBF | Al Bawani | Award | 2021 | Remeasure | Roads And Pavings | CSI | Supply And Install Of Traffic Signage Including And All Necessary Installing And Accessories To Complete The Work;Tw 37-1 | 200 | Nr | SAR | 200
Orig | 1 | 1.0232 | Kingdom of Saudi Arabia | Riyadh | Infrastructure | Sports Boulevard | BP2A -Promenade | SBF | Al Bawani | Award | 2021 | Remeasure | Roads And Pavings | CSI | Supply And Install Of Traffic Signage Including And All Necessary Installing And Accessories To Complete The Work;Tw 17-6R | 20 | Nr | SAR | 1540
Orig | 1 | 1.0232 | Kingdom of Saudi Arabia | Riyadh | Infrastructure | Sports Boulevard | BP2A -Promenade | SBF | Al Bawani | Award | 2021 | Remeasure | Roads And Pavings | CSI | Supply And Install Of Traffic Signage Including And All Necessary Installing And Accessories To Complete The Work;Tw 1-R | 1 | Nr | SAR | 1540
Orig | 1 | 1.0232 | Kingdom of Saudi Arabia | Riyadh | Infrastructure | Sports Boulevard | BP2A -Promenade | SBF | Al Bawani | Award | 2021 | Remeasure | Roads And Pavings | CSI | Supply And Install Of Traffic Signage Including And All Necessary Installing And Accessories To Complete The Work;I-9-3 | 5 | Nr | SAR | 1500
Orig | 1 | 1.0232 | Kingdom of Saudi Arabia | Riyadh | Infrastructure | Sports Boulevard | BP2A -Promenade | SBF | Al Bawani | Award | 2021 | Remeasure | Roads And Pavings | CSI | Supply And Install Of Traffic Signage Including And All Necessary Installing And Accessories To Complete The Work; 1-7-1B | 12 | Nr | SAR | 1500
Orig | 1 | 1.0232 | Kingdom of Saudi Arabia | Riyadh | Infrastructure | Sports Boulevard | BP2A -Promenade | SBF | Al Bawani | Award | 2021 | Remeasure | Roads And Pavings | CSI | Supply And Install Of Traffic Signage Including And All Necessary Installing And Accessories To Complete The Work;Directional | 1 | Nr | SAR | 3000
Orig | 1 | 1.0233 | Kingdom of Saudi Arabia | Riyadh | Infrastructure | Sports Boulevard | BP2A -Promenade | SBF | Al Bawani | Award | 2021 | Remeasure | Streetscape | CSI | Supply And Install Of Traffic Signage Including And All Necessary Installing And Accessories To Complete The Work;Dt-1 ( Pedestrian Directional Free Standing ) | 11 | Nr | SAR | 770
Orig | 1 | 1.0233 | Kingdom of Saudi Arabia | Riyadh | Infrastructure | Sports Boulevard | BP2A -Promenade | SBF | Al Bawani | Award | 2021 | Remeasure | Streetscape | CSI | Supply And Install Of Traffic Signage Including And All Necessary Installing And Accessories To Complete The Work;Df-1 ( Pedestrian Directional Floor Based) | 7 | Nr | SAR | 770
Orig | 1 | 1.0233 | Kingdom of Saudi Arabia | Riyadh | Infrastructure | Sports Boulevard | BP2A -Promenade | SBF | Al Bawani | Award | 2021 | Remeasure | Streetscape | CSI | Supply And Install Of Traffic Signage Including And All Necessary Installing And Accessories To Complete The Work;Di-2 ( Cycling Directional Item Based) | 12 | Nr | SAR | 630
Orig | 1 | 1.0233 | Kingdom of Saudi Arabia | Riyadh | Infrastructure | Sports Boulevard | BP2A -Promenade | SBF | Al Bawani | Award | 2021 | Remeasure | Streetscape | CSI | Supply And Install Of Traffic Signage Including And All Necessary Installing And Accessories To Complete The Work;Df-2 ( Cycling Directional Floor Based) | 5 | Nr | SAR | 630
Orig | 1 | 1.0233 | Kingdom of Saudi Arabia | Riyadh | Infrastructure | Sports Boulevard | BP2A -Promenade | SBF | Al Bawani | Award | 2021 | Remeasure | Streetscape | CSI | Supply And Install Of Traffic Signage Including And All Necessary Installing And Accessories To Complete The Work;Iw-1 ( Identification Wall Based) | 10 | Nr | SAR | 630
Orig | 1 | 1.0233 | Kingdom of Saudi Arabia | Riyadh | Infrastructure | Sports Boulevard | BP2A -Promenade | SBF | Al Bawani | Award | 2021 | Remeasure | Streetscape | CSI | Supply And Install Of Traffic Signage Including And All Necessary Installing And Accessories To Complete The Work;If-1 ( Identification Floor Based) | 11 | Nr | SAR | 630
Orig | 1 | 1.0233 | Kingdom of Saudi Arabia | Riyadh | Infrastructure | Sports Boulevard | BP2A -Promenade | SBF | Al Bawani | Award | 2021 | Remeasure | Streetscape | CSI | Supply And Install Of Traffic Signage Including And All Necessary Installing And Accessories To Complete The Work;If-2 ( Identification Floor Based) | 17 | Nr | SAR | 630
Orig | 1 | 1.0233 | Kingdom of Saudi Arabia | Riyadh | Infrastructure | Sports Boulevard | BP2A -Promenade | SBF | Al Bawani | Award | 2021 | Remeasure | Streetscape | CSI | Supply And Install Of Traffic Signage Including And All Necessary Installing And Accessories To Complete The Work;Oi-1 (Orientation Item Based) | 7 | Nr | SAR | 630
Orig | 1 | 1.0233 | Kingdom of Saudi Arabia | Riyadh | Infrastructure | Sports Boulevard | BP2A -Promenade | SBF | Al Bawani | Award | 2021 | Remeasure | Roads And Pavings | CSI | Supply And Install Of Traffic Diversion Panel Detourahead Including And All Necessary Installing And Accessories To Complete The Work | 14 | Nr | SAR | 31325
Orig | 1 | 1.0233 | Kingdom of Saudi Arabia | Riyadh | Infrastructure | Sports Boulevard | BP2A -Promenade | SBF | Al Bawani | Award | 2021 | Remeasure | Roads And Pavings | CSI | Supply And Install Of Traffic Diversion Panel Works End Including And All Necessary Installing And Accessories To Complete The Work | 13 | Nr | SAR | 31325
Orig | 1 | 1.0234 | Kingdom of Saudi Arabia | Riyadh | Infrastructure | Sports Boulevard | BP2A -Promenade | SBF | Al Bawani | Award | 2021 | Remeasure | Roads And Pavings | CSI | Supply And Install Of Traffic Diversion Panel Detoutr 2 Km Including And All Necessary Installing And Accessories To Complete The Work | 3 | Nr | SAR | 45500
Orig | 1 | 1.0234 | Kingdom of Saudi Arabia | Riyadh | Infrastructure | Sports Boulevard | BP2A -Promenade | SBF | Al Bawani | Award | 2021 | Remeasure | Roads And Pavings | CSI | Supply And Install Of Barrier Traffic Diversion In Median Including And All Necessary Installing And Accessories To Complete The Work | 1735 | m | SAR | 210
Orig | 1 | 1.0234 | Kingdom of Saudi Arabia | Riyadh | Infrastructure | Sports Boulevard | BP2B -Cycling Bridge | SBF | Freyssinet | Award | 2021 | Remeasure | Demolition And Site Clearance | CSI | Breakout And Remove Existing Kerbs Including Concrete Slab, Backing And Hauling To Approved Dump Site. | 3553 | m | SAR | 25
Orig | 1 | 1.0234 | Kingdom of Saudi Arabia | Riyadh | Infrastructure | Sports Boulevard | BP2B -Cycling Bridge | SBF | Freyssinet | Award | 2021 | Remeasure | Demolition And Site Clearance | CSI | Demolition Of Sidewalk And Road Pavement Including Vegetation Or Similar And Other Obstruction Which Are Required To Be Cleared Including Disposal. | 12331 | m³ | SAR | 34
Orig | 1 | 1.0234 | Kingdom of Saudi Arabia | Riyadh | Infrastructure | Sports Boulevard | BP2B -Cycling Bridge | SBF | Freyssinet | Award | 2021 | Remeasure | Other Utility Buildings (Gateway Shelter) | CSI | Substructure; Foundations; Plain Concrete; Including Formwork; Blinding; 100 Thick With Minimum Concrete Grade Of C15/18; Footings | 192 | m² | SAR | 50
Orig | 1 | 1.0234 | Kingdom of Saudi Arabia | Riyadh | Infrastructure | Sports Boulevard | BP2B -Cycling Bridge | SBF | Freyssinet | Award | 2021 | Remeasure | Other Utility Buildings (Gateway Shelter) | CSI | Substructure; Foundations; Plain Concrete; Including Formwork; Blinding; 100 Thick With Minimum Concrete Grade Of C15/18; Tie Beams | 43 | m² | SAR | 50
Orig | 1 | 1.0234 | Kingdom of Saudi Arabia | Riyadh | Infrastructure | Sports Boulevard | BP2B -Cycling Bridge | SBF | Freyssinet | Award | 2021 | Remeasure | Other Utility Buildings (Gateway Shelter) | CSI | Substructure; Foundations; Plain Concrete; Including Formwork; Blinding; 100 Thick With Minimum Concrete Grade Of C15/18; Raft Slab | 151 | m² | SAR | 50
Orig | 1 | 1.0234 | Kingdom of Saudi Arabia | Riyadh | Infrastructure | Sports Boulevard | BP2B -Cycling Bridge | SBF | Freyssinet | Award | 2021 | Remeasure | Bridges & Tunnels | CSI | Substructure; Foundations; Plain Concrete; Including Formwork; Blinding; 100 Thick With Minimum Concrete Grade Of C15/18; Isolated Footing | 721 | m² | SAR | 50
Orig | 1 | 1.0234 | Kingdom of Saudi Arabia | Riyadh | Infrastructure | Sports Boulevard | BP2B -Cycling Bridge | SBF | Freyssinet | Award | 2021 | Remeasure | Bridges & Tunnels | CSI | Substructure; Foundations; Plain Concrete; Including Formwork; Blinding; 100 Thick With Minimum Concrete Grade Of C15/18; Pile Cap | 377 | m² | SAR | 50
Orig | 1 | 1.0234 | Kingdom of Saudi Arabia | Riyadh | Infrastructure | Sports Boulevard | BP2B -Cycling Bridge | SBF | Freyssinet | Award | 2021 | Remeasure | Bridges & Tunnels | CSI | Substructure; Foundations; Plain Concrete; Including Formwork; Blinding; 100 Thick With Minimum Concrete Grade Of C15/18; Abutment Footing | 1153 | m² | SAR | 50
Orig | 1 | 1.0235 | Kingdom of Saudi Arabia | Riyadh | Infrastructure | Sports Boulevard | BP2B -Cycling Bridge | SBF | Freyssinet | Award | 2021 | Remeasure | Bridges & Tunnels | CSI | Substructure; Foundations; Plain Concrete; Including Formwork; Blinding; 100 Thick With Minimum Concrete Grade Of C15/18; Stair Footings | 10 | m² | SAR | 50
Orig | 1 | 1.0235 | Kingdom of Saudi Arabia | Riyadh | Infrastructure | Sports Boulevard | BP2B -Cycling Bridge | SBF | Freyssinet | Award | 2021 | Remeasure | Bridges & Tunnels | CSI | Reinforced In Situ Concrete Including Formwork And Reinforcing Bars (Astm A615 Grade 420 In Various Diameters) ; Isolated Footing (Grade C35/45) | 1149 | m³ | SAR | 1314
Orig | 1 | 1.0235 | Kingdom of Saudi Arabia | Riyadh | Infrastructure | Sports Boulevard | BP2B -Cycling Bridge | SBF | Freyssinet | Award | 2021 | Remeasure | Bridges & Tunnels | CSI | Reinforced In Situ Concrete Including Formwork And Reinforcing Bars (Astm A615 Grade 420 In Various Diameters) ; Tie Beam (Grade C35/45) | 17 | m³ | SAR | 2083
Orig | 1 | 1.0235 | Kingdom of Saudi Arabia | Riyadh | Infrastructure | Sports Boulevard | BP2B -Cycling Bridge | SBF | Freyssinet | Award | 2021 | Remeasure | Bridges & Tunnels | CSI | Reinforced In Situ Concrete Including Formwork And Reinforcing Bars (Astm A615 Grade 420 In Various Diameters) ;Pedestal (Grade C40/50) | 70 | m³ | SAR | 2198
Orig | 1 | 1.0235 | Kingdom of Saudi Arabia | Riyadh | Infrastructure | Sports Boulevard | BP2B -Cycling Bridge | SBF | Freyssinet | Award | 2021 | Remeasure | Bridges & Tunnels | CSI | Reinforced In Situ Concrete Including Formwork And Reinforcing Bars (Astm A615 Grade 420 In Various Diameters) ;Raft Slab Of Water Tank (Grade C35/45) | 46 | m³ | SAR | 1314
Orig | 1 | 1.0235 | Kingdom of Saudi Arabia | Riyadh | Infrastructure | Sports Boulevard | BP2B -Cycling Bridge | SBF | Freyssinet | Award | 2021 | Remeasure | Bridges & Tunnels | CSI | Reinforced In Situ Concrete Including Formwork And Reinforcing Bars (Astm A615 Grade 420 In Various Diameters) ;Retaining Wall (Grade C35/45) | 75 | m³ | SAR | 2461
Orig | 1 | 1.0235 | Kingdom of Saudi Arabia | Riyadh | Infrastructure | Sports Boulevard | BP2B -Cycling Bridge | SBF | Freyssinet | Award | 2021 | Remeasure | Bridges & Tunnels | CSI | Reinforced In Situ Concrete Including Formwork And Reinforcing Bars (Astm A615 Grade 420 In Various Diameters) ;On Grade Slab Of Water Tank (Grade C35/45) | 59 | m³ | SAR | 1314
Orig | 1 | 1.0235 | Kingdom of Saudi Arabia | Riyadh | Infrastructure | Sports Boulevard | BP2B -Cycling Bridge | SBF | Freyssinet | Award | 2021 | Remeasure | Bridges & Tunnels | CSI | Reinforced In Situ Concrete Including Formwork And Reinforcing Bars (Astm A615 Grade 420 In Various Diameters) ;Pile Cap (Grade C35/45) | 435 | m³ | SAR | 1314
Orig | 1 | 1.0235 | Kingdom of Saudi Arabia | Riyadh | Infrastructure | Sports Boulevard | BP2B -Cycling Bridge | SBF | Freyssinet | Award | 2021 | Remeasure | Bridges & Tunnels | CSI | Reinforced In Situ Concrete Including Formwork And Reinforcing Bars (Astm A615 Grade 420 In Various Diameters) ;Column Pedestal (Grade C40/50) | 47 | m³ | SAR | 2198
Orig | 1 | 1.0235 | Kingdom of Saudi Arabia | Riyadh | Infrastructure | Sports Boulevard | BP2B -Cycling Bridge | SBF | Freyssinet | Award | 2021 | Remeasure | Bridges & Tunnels | CSI | Reinforced In Situ Concrete Including Formwork And Reinforcing Bars (Astm A615 Grade 420 In Various Diameters) ;Abutment Footing Slab (Grade C35/45) | 762 | m³ | SAR | 1314
Orig | 1 | 1.0236 | Kingdom of Saudi Arabia | Riyadh | Infrastructure | Sports Boulevard | BP2B -Cycling Bridge | SBF | Freyssinet | Award | 2021 | Remeasure | Bridges & Tunnels | CSI | Reinforced In Situ Concrete Including Formwork And Reinforcing Bars (Astm A615 Grade 420 In Various Diameters) ;Abutment Wall (Grade C40/50) | 459 | m³ | SAR | 2504
Orig | 1 | 1.0236 | Kingdom of Saudi Arabia | Riyadh | Infrastructure | Sports Boulevard | BP2B -Cycling Bridge | SBF | Freyssinet | Award | 2021 | Remeasure | Bridges & Tunnels | CSI | Reinforced In Situ Concrete Including Formwork And Reinforcing Bars (Astm A615 Grade 420 In Various Diameters) ;Stair Foundation In Rest Stations (Grade C35/45) | 6 | m³ | SAR | 1314
Orig | 1 | 1.0236 | Kingdom of Saudi Arabia | Riyadh | Infrastructure | Sports Boulevard | BP2B -Cycling Bridge | SBF | Freyssinet | Award | 2021 | Remeasure | Bridges & Tunnels | CSI | Reinforced In Situ Concrete Including Formwork And Reinforcing Bars (Astm A615 Grade 420 In Various Diameters) Walls (Grade C40/50) | 39 | m³ | SAR | 2504
Orig | 1 | 1.0236 | Kingdom of Saudi Arabia | Riyadh | Infrastructure | Sports Boulevard | BP2B -Cycling Bridge | SBF | Freyssinet | Award | 2021 | Remeasure | Bridges & Tunnels | CSI | Reinforced In Situ Concrete Including Formwork And Reinforcing Bars (Astm A615 Grade 420 In Various Diameters) ;Stair (Grade C35/45) - Main Stair In Gateway | 150 | m³ | SAR | 2521
Orig | 1 | 1.0236 | Kingdom of Saudi Arabia | Riyadh | Infrastructure | Sports Boulevard | BP2B -Cycling Bridge | SBF | Freyssinet | Award | 2021 | Remeasure | Bridges & Tunnels | CSI | Reinforced In Situ Concrete Including Formwork And Reinforcing Bars (Astm A615 Grade 420 In Various Diameters) ;Columns (Grade C40/50) | 610 | m³ | SAR | 2198
Orig | 1 | 1.0236 | Kingdom of Saudi Arabia | Riyadh | Infrastructure | Sports Boulevard | BP2B -Cycling Bridge | SBF | Freyssinet | Award | 2021 | Remeasure | Bridges & Tunnels | CSI | B1- Precast Concrete Bollard (Fixed Mount) | 8 | Nr | SAR | 3067
Orig | 1 | 1.0236 | Kingdom of Saudi Arabia | Riyadh | Infrastructure | Sports Boulevard | BP2B -Cycling Bridge | SBF | Freyssinet | Award | 2021 | Remeasure | Bridges & Tunnels | CSI | B2 - Precast Concrete Bollard (Movable Mount) | 99 | Nr | SAR | 6300
Orig | 1 | 1.0236 | Kingdom of Saudi Arabia | Riyadh | Infrastructure | Sports Boulevard | BP2B -Cycling Bridge | SBF | Freyssinet | Award | 2021 | Remeasure | Bridges & Tunnels | CSI | Neoprene Bearings 100X150X70{30) Mm | 8 | Nr | SAR | 5664
Orig | 1 | 1.0236 | Kingdom of Saudi Arabia | Riyadh | Infrastructure | Sports Boulevard | BP2B -Cycling Bridge | SBF | Freyssinet | Award | 2021 | Remeasure | Bridges & Tunnels | CSI | Internal Blockworks Including Head Restraints, Lintel, Joint Reinforcement And All Necessary Accessories; 150Mm Thk Block, 60 Min. Fire Rated | 66 | m² | SAR | 117
Orig | 1 | 1.0236 | Kingdom of Saudi Arabia | Riyadh | Infrastructure | Sports Boulevard | BP2B -Cycling Bridge | SBF | Freyssinet | Award | 2021 | Remeasure | Bridges & Tunnels | CSI | External Blockworks Including Head Restraints, Lintel, Joint Reinforcement And All Necessary Accessories; 200Mm Thk Block, 120 Min. Fire Rated | 150 | m² | SAR | 135
Orig | 1 | 1.0237 | Kingdom of Saudi Arabia | Riyadh | Infrastructure | Sports Boulevard | BP2B -Cycling Bridge | SBF | Freyssinet | Award | 2021 | Remeasure | Other Utility Buildings (Gateway Shelter) | CSI | Structural Steel Works Including Corrosion Protection, Primer, Heat-Reflective Ceramic Paint, Embedded Plates, Bolts, Brackets, Flanges And All Necessary Accessories And Support, Welded And Bolted In Position, Supply And Erect Structural Steel Frame For The Structures; | 345 | t | SAR | 15482
Orig | 1 | 1.0237 | Kingdom of Saudi Arabia | Riyadh | Infrastructure | Sports Boulevard | BP2B -Cycling Bridge | SBF | Freyssinet | Award | 2021 | Remeasure | Bridges & Tunnels | CSI | Structural Steel Works Including Corrosion Protection, Primer, Heat-Reflective Ceramic Paint, Embedded Plates, Bolts, Brackets, Flanges And All Necessary Accessories And Support, Welded And Bolted In Position, Supply And Erect Structural Steel Frame For The Structures; | 2240 | t | SAR | 15379
Orig | 1 | 1.0237 | Kingdom of Saudi Arabia | Riyadh | Infrastructure | Sports Boulevard | BP2B -Cycling Bridge | SBF | Freyssinet | Award | 2021 | Remeasure | Bridges & Tunnels | CSI | Supply And Install Orthotropic Steel Deck Composed Of Plate #8 And U-Rib #4 Including Necessary Accessories | 6720 | m² | SAR | 1125
Orig | 1 | 1.0237 | Kingdom of Saudi Arabia | Riyadh | Infrastructure | Sports Boulevard | BP2B -Cycling Bridge | SBF | Freyssinet | Award | 2021 | Remeasure | Bridges & Tunnels | CSI | Roof Retractile Access Ladder Including Necessary Supports And Accessories | 1 | Nr | SAR | 8458
Orig | 1 | 1.0237 | Kingdom of Saudi Arabia | Riyadh | Infrastructure | Sports Boulevard | BP2B -Cycling Bridge | SBF | Freyssinet | Award | 2021 | Remeasure | Bridges & Tunnels | CSI | Steel Ladder In Water Tanks Including Necessary Supports And Accessories | 1 | Nr | SAR | 6388
Orig | 1 | 1.0237 | Kingdom of Saudi Arabia | Riyadh | Infrastructure | Sports Boulevard | BP2B -Cycling Bridge | SBF | Freyssinet | Award | 2021 | Remeasure | Bridges & Tunnels | CSI | Supply And Install Stainless Steel Tube 48Mm Diameter Hand Rail With 10Mm Diameter Bracket Arm Plate Welded In The Main Structural Frame; For Enclosed/Non-Enclosed Bridge | 3950 | m | SAR | 846
Orig | 1 | 1.0237 | Kingdom of Saudi Arabia | Riyadh | Infrastructure | Sports Boulevard | BP2B -Cycling Bridge | SBF | Freyssinet | Award | 2021 | Remeasure | Other Utility Buildings (Gateway Shelter) | CSI | Supply And Install Stainless Steel Tube 48Mm Diameter Hand Rail With 10Mm Diameter Bracket Arm Plate Welded In The Main Structural Frame; For Gateway Shelter | 44 | m | SAR | 846
Orig | 1 | 1.0237 | Kingdom of Saudi Arabia | Riyadh | Infrastructure | Sports Boulevard | BP2B -Cycling Bridge | SBF | Freyssinet | Award | 2021 | Remeasure | Bridges & Tunnels | CSI | Supply And Install Laminated Toughened Panel With Clear Low- Iron Starphire Float Glass Outside Surface To Receive Custom Ceramic Frit Pattern Including Necessary Accessories | 47 | m | SAR | 1322
Orig | 1 | 1.0237 | Kingdom of Saudi Arabia | Riyadh | Infrastructure | Sports Boulevard | BP2B -Cycling Bridge | SBF | Freyssinet | Award | 2021 | Remeasure | Bridges & Tunnels | CSI | Supply And Erect Perforated Aluminium Panel, 6Mm Thick With Heat-Reflective Ceramic Paint, Including Necessary Frame/Anchor Support Accessories; | 48912 | m² | SAR | 1046
Orig | 1 | 1.0237 | Kingdom of Saudi Arabia | Riyadh | Infrastructure | Sports Boulevard | BP2B -Cycling Bridge | SBF | Freyssinet | Award | 2021 | Remeasure | Other Utility Buildings (Gateway Shelter) | CSI | Supply And Erect Perforated Aluminium Panel, 6Mm Thick With Heat-Reflective Ceramic Paint, Including Necessary Frame/Anchor Support Accessories; | 5950 | m² | SAR | 1046
Orig | 1 | 1.0238 | Kingdom of Saudi Arabia | Riyadh | Infrastructure | Sports Boulevard | BP2B -Cycling Bridge | SBF | Freyssinet | Award | 2021 | Remeasure | Other Utility Buildings (Gateway Shelter) | CSI | Supply And Erect Perforated Aluminium Panel, 6Mm Thick With Slip Resistance Surface And Heat-Reflective Ceramic Paint, Including Necessary Frame/Anchor Support Accessories; | 1855 | m² | SAR | 1046
Orig | 1 | 1.0238 | Kingdom of Saudi Arabia | Riyadh | Infrastructure | Sports Boulevard | BP2B -Cycling Bridge | SBF | Freyssinet | Award | 2021 | Remeasure | Bridges & Tunnels | CSI | Supply And Install Folded Aluminium Plate, 6Mm Thick With Heat-Reflective Ceramic Paint And Corrosion Protection Tape; For Bridge (100X120X100 Mm) | 1908 | m | SAR | 417
Orig | 1 | 1.0238 | Kingdom of Saudi Arabia | Riyadh | Infrastructure | Sports Boulevard | BP2B -Cycling Bridge | SBF | Freyssinet | Award | 2021 | Remeasure | Other Utility Buildings (Gateway Shelter) | CSI | Supply And Install Folded Aluminium Plate, 6Mm Thick With Heat-Reflective Ceramic Paint And Corrosion Protection Tape;For Roof (200X450X200 Mm) | 197 | m | SAR | 1086
Orig | 1 | 1.0238 | Kingdom of Saudi Arabia | Riyadh | Infrastructure | Sports Boulevard | BP2B -Cycling Bridge | SBF | Freyssinet | Award | 2021 | Remeasure | Bridges & Tunnels | CSI | Supply And Install Of 1800 X 1800 Mm Perforated Metal Sheet On Paver Grate Including Necessary Accessories | 88 | Nr | SAR | 5003
Orig | 1 | 1.0238 | Kingdom of Saudi Arabia | Riyadh | Infrastructure | Sports Boulevard | BP2B -Cycling Bridge | SBF | Freyssinet | Award | 2021 | Remeasure | Other Utility Buildings (Gateway Shelter) | CSI | Supply And Install Metal Railings Including Necessary Accessories | 126 | m | SAR | 1406
Orig | 1 | 1.0238 | Kingdom of Saudi Arabia | Riyadh | Infrastructure | Sports Boulevard | BP2B -Cycling Bridge | SBF | Freyssinet | Award | 2021 | Remeasure | Bridges & Tunnels | CSI | Supply And Fix 38Mm Thick Thermory Ash Wooden Decking On Concrete Stair Threads And Risers Including All Necessary Accessories | 260 | m² | SAR | 2250
Orig | 1 | 1.0238 | Kingdom of Saudi Arabia | Riyadh | Infrastructure | Sports Boulevard | BP2B -Cycling Bridge | SBF | Freyssinet | Award | 2021 | Remeasure | Other Utility Buildings (Gateway Shelter) | CSI | Pre-Applied Composite Membrane Comprised Of Hdpe Film, Pressure Sensitive Adhesive And Weather Resistant Protective, Complete System Including Prime; To Concrete Surfaces; Horizontal | 396 | m² | SAR | 23
Orig | 1 | 1.0238 | Kingdom of Saudi Arabia | Riyadh | Infrastructure | Sports Boulevard | BP2B -Cycling Bridge | SBF | Freyssinet | Award | 2021 | Remeasure | Other Utility Buildings (Gateway Shelter) | CSI | Pre-Applied Composite Membrane Comprised Of Hdpe Film, Pressure Sensitive Adhesive And Weather Resistant Protective, Complete System Including Prime; To Concrete Surfaces; Vertical | 360 | m² | SAR | 23
Orig | 1 | 1.0238 | Kingdom of Saudi Arabia | Riyadh | Infrastructure | Sports Boulevard | BP2B -Cycling Bridge | SBF | Freyssinet | Award | 2021 | Remeasure | Other Utility Buildings (Gateway Shelter) | CSI | Pre-Applied Composite Membrane Comprised Of Hdpe Film, Pressure Sensitive Adhesive And Weather Resistant Protective, Complete System Including Prime; To Concrete Surfaces; Protection Board | 360 | m² | SAR | 23
Orig | 1 | 1.0238 | Kingdom of Saudi Arabia | Riyadh | Infrastructure | Sports Boulevard | BP2B -Cycling Bridge | SBF | Freyssinet | Award | 2021 | Remeasure | Other Utility Buildings (Gateway Shelter) | CSI | Pre-Applied Composite Membrane Comprised Of Hdpe Film, Pressure Sensitive Adhesive And Weather Resistant Protective, Complete System Including Prime; Polythene Sheet 1500 Gauge As Specified | 405 | m² | SAR | 17
Orig | 1 | 1.0239 | Kingdom of Saudi Arabia | Riyadh | Infrastructure | Sports Boulevard | BP2B -Cycling Bridge | SBF | Freyssinet | Award | 2021 | Remeasure | Other Utility Buildings (Gateway Shelter) | CSI | Application Of Solvent-Free Bituminous Paste (Water-Emulsified Bitumen, Special Fine-Graded Aggregates And Admixtures); Foundation (Isolated Footing - Horizontal) | 361 | m² | SAR | 113
Orig | 1 | 1.0239 | Kingdom of Saudi Arabia | Riyadh | Infrastructure | Sports Boulevard | BP2B -Cycling Bridge | SBF | Freyssinet | Award | 2021 | Remeasure | Other Utility Buildings (Gateway Shelter) | CSI | Application Of Solvent-Free Bituminous Paste (Water-Emulsified Bitumen, Special Fine-Graded Aggregates And Admixtures); Foundation (Isolated Footing, Column Neck - Vertical) | 306 | m² | SAR | 113
Orig | 1 | 1.0239 | Kingdom of Saudi Arabia | Riyadh | Infrastructure | Sports Boulevard | BP2B -Cycling Bridge | SBF | Freyssinet | Award | 2021 | Remeasure | Bridges & Tunnels | CSI | Pre-Applied Composite Membrane Comprised Of Hdpe Film, Pressure Sensitive Adhesive And Weather Resistant Protective, Complete System Including Prime; To Concrete Surfaces; Horizontal | 3286 | m² | SAR | 68
Orig | 1 | 1.0239 | Kingdom of Saudi Arabia | Riyadh | Infrastructure | Sports Boulevard | BP2B -Cycling Bridge | SBF | Freyssinet | Award | 2021 | Remeasure | Bridges & Tunnels | CSI | Pre-Applied Composite Membrane Comprised Of Hdpe Film, Pressure Sensitive Adhesive And Weather Resistant Protective, Complete System Including Prime; To Concrete Surfaces; Vertical | 2704 | m² | SAR | 68
Orig | 1 | 1.0239 | Kingdom of Saudi Arabia | Riyadh | Infrastructure | Sports Boulevard | BP2B -Cycling Bridge | SBF | Freyssinet | Award | 2021 | Remeasure | Bridges & Tunnels | CSI | Pre-Applied Composite Membrane Comprised Of Hdpe Film, Pressure Sensitive Adhesive And Weather Resistant Protective, Complete System Including Prime; To Concrete Surfaces; Protection Board | 2704 | m² | SAR | 68
Orig | 1 | 1.0239 | Kingdom of Saudi Arabia | Riyadh | Infrastructure | Sports Boulevard | BP2B -Cycling Bridge | SBF | Freyssinet | Award | 2021 | Remeasure | Bridges & Tunnels | CSI | Pre-Applied Composite Membrane Comprised Of Hdpe Film, Pressure Sensitive Adhesive And Weather Resistant Protective, Complete System Including Prime; Polythene Sheet 1500 Gauge As Specified | 1790 | m² | SAR | 68
Orig | 1 | 1.0239 | Kingdom of Saudi Arabia | Riyadh | Infrastructure | Sports Boulevard | BP2B -Cycling Bridge | SBF | Freyssinet | Award | 2021 | Remeasure | Bridges & Tunnels | CSI | Application Of Solvent-Free Bituminous Paste (Water-Emulsified Bitumen, Special Fine-Graded Aggregates And Admixtures); Foundation (Isolated Footing - Horizontal) | 1285 | m² | SAR | 113
Orig | 1 | 1.0239 | Kingdom of Saudi Arabia | Riyadh | Infrastructure | Sports Boulevard | BP2B -Cycling Bridge | SBF | Freyssinet | Award | 2021 | Remeasure | Bridges & Tunnels | CSI | Application Of Solvent-Free Bituminous Paste (Water-Emulsified Bitumen, Special Fine-Graded Aggregates And Admixtures); Foundation (Isolated Footing, Column Neck - Vertical) | 1222 | m² | SAR | 113
Orig | 1 | 1.0239 | Kingdom of Saudi Arabia | Riyadh | Infrastructure | Sports Boulevard | BP2B -Cycling Bridge | SBF | Freyssinet | Award | 2021 | Remeasure | Other Utility Buildings (Gateway Shelter) | CSI | Utility Room Stair | 10 | m² | SAR | 113
Orig | 1 | 1.0239 | Kingdom of Saudi Arabia | Riyadh | Infrastructure | Sports Boulevard | BP2B -Cycling Bridge | SBF | Freyssinet | Award | 2021 | Remeasure | Other Utility Buildings (Gateway Shelter) | CSI | Application Of Cementitious Coating Or Similar To Water Tank (Floor, Wall & Ceiling) | 510 | m² | SAR | 68
Orig | 1 | 1.024 | Kingdom of Saudi Arabia | Riyadh | Infrastructure | Sports Boulevard | BP2B -Cycling Bridge | SBF | Freyssinet | Award | 2021 | Remeasure | Bridges & Tunnels | CSI | Application Of Bridge'S Pavement Surface With Epoxy Primer Coat, Corrosion Protection And Coloured Top Coating Using Sikafloor Or Similar Product | 6720 | m² | SAR | 135
Orig | 1 | 1.024 | Kingdom of Saudi Arabia | Riyadh | Infrastructure | Sports Boulevard | BP2B -Cycling Bridge | SBF | Freyssinet | Award | 2021 | Remeasure | Bridges & Tunnels | CSI | Supply And Installation Of Expansion Joints For Bridge Piers (T260), Complete With Necessary Accessories | 36 | m² | SAR | 625
Orig | 1 | 1.024 | Kingdom of Saudi Arabia | Riyadh | Infrastructure | Sports Boulevard | BP2B -Cycling Bridge | SBF | Freyssinet | Award | 2021 | Remeasure | Bridges & Tunnels | CSI | Supply And Installation Of Expansion Joints For Bridge Abutments (T130), Complete With Necessary Accessories | 7 | m² | SAR | 625
Orig | 1 | 1.024 | Kingdom of Saudi Arabia | Riyadh | Infrastructure | Sports Boulevard | BP2B -Cycling Bridge | SBF | Freyssinet | Award | 2021 | Remeasure | Bridges & Tunnels | CSI | Supply And Fix Complete Metal Door Secure Set Comprising Of Galvanized Steel Door Insulated, With Galvanized Steel Frame, Including Supply And Fixing Of Ironmongery, Hinges, Painting, Non-Fire Rated; Single Leaf Steel Door Complete, Leaf Size 800Mm Wide X 2100Mm High, Hinged Single Leaf Set Of Lever Handle And Door Closer, 1.6 Mm Thick Flush Galvanized Steel Plates With A Mineral Wool Core, With Frame, Ironmongery, Threshold, Fixings, Hardware, Pre-Painted Finished, Including All Necessary Accessories | 2 | Nr | SAR | 3799
Orig | 1 | 1.024 | Kingdom of Saudi Arabia | Riyadh | Infrastructure | Sports Boulevard | BP2B -Cycling Bridge | SBF | Freyssinet | Award | 2021 | Remeasure | Bridges & Tunnels | CSI | Supply And Fix Complete Metal Door Secure Set Comprising Of Galvanized Steel Door Insulated, With Galvanized Steel Frame, Including Supply And Fixing Of Ironmongery, Hinges, Painting, Non-Fire Rated; Single Steel Door Complete, Leaf Size 1000Mm Wide X 2100Mm High, Hinged Single Leaf Set Of Lever Handle And Door Closer, 1.6 Mm Thick Flush Galvanized Steel Plates With A Mineral Wool Core, With Frame, Ironmongery, Threshold, Fixings, Hardware, Pre-Painted Finished, Ventilation Louvers Where Indicated In Drawings, Including All Necessary Accessories | 2 | Nr | SAR | 3679
Orig | 1 | 1.024 | Kingdom of Saudi Arabia | Riyadh | Infrastructure | Sports Boulevard | BP2B -Cycling Bridge | SBF | Freyssinet | Award | 2021 | Remeasure | Bridges & Tunnels | CSI | Supply And Fix Complete Metal Door Secure Set Comprising Of Galvanized Steel Door Insulated, With Galvanized Steel Frame, Including Supply And Fixing Of Ironmongery, Hinges, Painting, Non-Fire Rated; Double Steel Door Complete, Leaf Size 1600Mm Wide X 2100Mm High, Hinged Single Leaf Set Of Lever Handle And Door Closer, 1.6 Mm Thick Flush Galvanized Steel Plates With A Mineral Wool Core, With Frame, Ironmongery, Threshold, Fixings, Hardware, Pre-Painted Finished, Ventilation Louvers Where Indicated In Drawings, Including All Necessary Accessories | 1 | Nr | SAR | 6308
Orig | 1 | 1.024 | Kingdom of Saudi Arabia | Riyadh | Infrastructure | Sports Boulevard | BP2B -Cycling Bridge | SBF | Freyssinet | Award | 2021 | Remeasure | Bridges & Tunnels | CSI | Supply And Fix Complete Metal Door Secure Set Comprising Of Galvanized Steel Door Insulated, With Galvanized Steel Frame, Including Supply And Fixing Of Ironmongery, Hinges, Painting, Non-Fire Rated; Double Steel Door Complete, Leaf Size 1600Mm Wide X 2100Mm High, Hinged Single Leaf Set Of Lever Handle And Door Closer, 1.6 Mm Thick Flush Galvanized Steel Plates With A Mineral Wool Core, With Frame, Ironmongery, Threshold, Fixings, Hardware, Pre-Painted Finished, Including All Necessary Accessories | 1 | Nr | SAR | 5716
Orig | 1 | 1.024 | Kingdom of Saudi Arabia | Riyadh | Infrastructure | Sports Boulevard | BP2B -Cycling Bridge | SBF | Freyssinet | Award | 2021 | Remeasure | Other Utility Buildings (Gateway Shelter) | CSI | Supply And Application Of Approved Floor Finishes; Polishing Treatment Of Screed Concrete, Concrete Filling On Slab On Grade With Stained And Sealed Colour | 78 | m² | SAR | 259
Orig | 1 | 1.024 | Kingdom of Saudi Arabia | Riyadh | Infrastructure | Sports Boulevard | BP2B -Cycling Bridge | SBF | Freyssinet | Award | 2021 | Remeasure | Other Utility Buildings (Gateway Shelter) | CSI | Supply And Application Of Approved Wall Finishes; Supply And Application Of Plaster And Paint | 453 | m² | SAR | 126
Orig | 1 | 1.024 | Kingdom of Saudi Arabia | Riyadh | Infrastructure | Sports Boulevard | BP2B -Cycling Bridge | SBF | Freyssinet | Award | 2021 | Remeasure | Other Utility Buildings (Gateway Shelter) | CSI | Supply And Installation Of Custom Wayfinding Sign Elements Including Necessary Fixing And Accessories; If-3 - Cycling Identificational Floor; Inlaid Bronze | 3 | m | SAR | 2813
Orig | 1 | 1.0241 | Kingdom of Saudi Arabia | Riyadh | Infrastructure | Sports Boulevard | BP2B -Cycling Bridge | SBF | Freyssinet | Award | 2021 | Remeasure | Other Utility Buildings (Gateway Shelter) | CSI | Supply And Installation Of Custom Wayfinding Sign Elements Including Necessary Fixing And Accessories; Dt-1 Directional Totem | 1 | Nr | SAR | 40500
Orig | 1 | 1.0241 | Kingdom of Saudi Arabia | Riyadh | Infrastructure | Sports Boulevard | BP2B -Cycling Bridge | SBF | Freyssinet | Award | 2021 | Remeasure | Other Utility Buildings (Gateway Shelter) | CSI | Supply And Installation Of Custom Wayfinding Sign Elements Including Necessary Fixing And Accessories; Di-2 - Cycling Directional Hanging | 1 | Nr | SAR | 2813
Orig | 1 | 1.0241 | Kingdom of Saudi Arabia | Riyadh | Infrastructure | Sports Boulevard | BP2B -Cycling Bridge | SBF | Freyssinet | Award | 2021 | Remeasure | Other Utility Buildings (Gateway Shelter) | CSI | Supply And Installation Of Projector Lift, Including All Fittings, Supports, Joints, Fixings And All Required Accessories, Complete; | 1 | Nr | SAR | 37662
Orig | 1 | 1.0241 | Kingdom of Saudi Arabia | Riyadh | Infrastructure | Sports Boulevard | BP2B -Cycling Bridge | SBF | Freyssinet | Award | 2021 | Remeasure | Other Utility Buildings (Gateway Shelter) | CSI | Supply And Installation Of Portable Fire Extinguisher With Fixings, Supports And All Required Accessories Complete; Carbon Dioxide Portable Fire Extinguisher. | 3 | Nr | SAR | 1291
Orig | 1 | 1.0241 | Kingdom of Saudi Arabia | Riyadh | Infrastructure | Sports Boulevard | BP2B -Cycling Bridge | SBF | Freyssinet | Award | 2021 | Remeasure | Other Utility Buildings (Gateway Shelter) | CSI | Supply And Installation Of Portable Fire Extinguisher With Fixings, Supports And All Required Accessories Complete; Dry Chemical Powder Extinguisher (Abc) | 3 | Nr | SAR | 618
Orig | 1 | 1.0241 | Kingdom of Saudi Arabia | Riyadh | Infrastructure | Sports Boulevard | BP2B -Cycling Bridge | SBF | Freyssinet | Award | 2021 | Remeasure | Potable Water | CSI | Supply And Installation Of Hdpe Pipes Including Fittings, Connections, Cover Over Piping, Concrete Encasement (For Road Crossing), Warning Tape, Excavation, Backfilling, Bedding, Filling Material, Thrust Blocks, Supports, Joints And All Required Accessories Complete;25Mm Diameter | 62 | m | SAR | 39
Orig | 1 | 1.0241 | Kingdom of Saudi Arabia | Riyadh | Infrastructure | Sports Boulevard | BP2B -Cycling Bridge | SBF | Freyssinet | Award | 2021 | Remeasure | Potable Water | CSI | Supply And Installation Of Check Valve Assembly With Fittings, Fixings, Supports And All Required Accessories Complete; 25Mm Diameter | 2 | Nr | SAR | 3705
Orig | 1 | 1.0241 | Kingdom of Saudi Arabia | Riyadh | Infrastructure | Sports Boulevard | BP2B -Cycling Bridge | SBF | Freyssinet | Award | 2021 | Remeasure | Potable Water | CSI | Supply And Installation Of Ball Valve Assembly With Fittings, Fixings, Supports And All Required Accessories Complete; 25Mm Diameter | 5 | Nr | SAR | 3669
Orig | 1 | 1.0241 | Kingdom of Saudi Arabia | Riyadh | Infrastructure | Sports Boulevard | BP2B -Cycling Bridge | SBF | Freyssinet | Award | 2021 | Remeasure | Potable Water | CSI | Supply And Installation Of Water Meter With Chamber Including Supports, Fittings, Valves, Concrete Works, Excavation, Backfilling And All Required Accessories Complete;25Mm Diameter | 2 | Nr | SAR | 11178
Orig | 1 | 1.0241 | Kingdom of Saudi Arabia | Riyadh | Infrastructure | Sports Boulevard | BP2B -Cycling Bridge | SBF | Freyssinet | Award | 2021 | Remeasure | Demolition And Site Clearance | CSI | Removal Of Existent Utility Pipework; 160Mm Diameter | 199 | m | SAR | 251
Orig | 1 | 1.0242 | Kingdom of Saudi Arabia | Riyadh | Infrastructure | Sports Boulevard | BP2B -Cycling Bridge | SBF | Freyssinet | Award | 2021 | Remeasure | Potable Water | CSI | Supply And Installation Of Hdpe Pipes Including Fittings, Connections, Cover Over Piping, Concrete Encasement (For Road Crossing), Warning Tape, Excavation, Backfilling, Bedding, Filling Material, Thrust Blocks, Supports, Joints And All Required Accessories Complete; 160Mm Diameter | 214 | m | SAR | 376
Orig | 1 | 1.0242 | Kingdom of Saudi Arabia | Riyadh | Infrastructure | Sports Boulevard | BP2B -Cycling Bridge | SBF | Freyssinet | Award | 2021 | Remeasure | Potable Water | CSI | Supply And Installation Of Manholes Including Manhole Covers; All Associated Civil Works, Fittings And Accessories Complete; Proposed Manhole 600Mm Diameter Pipe Connection | 1 | Nr | SAR | 1938
Orig | 1 | 1.0242 | Kingdom of Saudi Arabia | Riyadh | Infrastructure | Sports Boulevard | BP2B -Cycling Bridge | SBF | Freyssinet | Award | 2021 | Remeasure | Potable Water | CSI | Supply And Installation Of Butterfly Valve 600 Mm Diameter With Fittings, Fixings, Supports And All Required Accessories Complete; | 1 | Nr | SAR | 87440
Orig | 1 | 1.0242 | Kingdom of Saudi Arabia | Riyadh | Infrastructure | Sports Boulevard | BP2B -Cycling Bridge | SBF | Freyssinet | Award | 2021 | Remeasure | Potable Water | CSI | Mechanical Protection During Construction | 739 | m | SAR | 63
Orig | 1 | 1.0242 | Kingdom of Saudi Arabia | Riyadh | Infrastructure | Sports Boulevard | BP2B -Cycling Bridge | SBF | Freyssinet | Award | 2021 | Remeasure | Potable Water | CSI | Mechanical Protection With Concrete Slab | 110 | m | SAR | 284
Orig | 1 | 1.0242 | Kingdom of Saudi Arabia | Riyadh | Infrastructure | Sports Boulevard | BP2B -Cycling Bridge | SBF | Freyssinet | Award | 2021 | Remeasure | Sewer And Main Water Renovation And Anciliary Works | CSI | Tse Underground.Supply And Installation Of Hdpe Pipes Including Fittings, Connections, Cover Over Piping, Encasement, Warning Tape, Excavation, Backfilling, Bedding, Filling Material, Thrust Blocks,Supports, Joints And All Required Accessories Complete; 63Mm Diameter Pipe | 27 | m | SAR | 266
Orig | 1 | 1.0242 | Kingdom of Saudi Arabia | Riyadh | Infrastructure | Sports Boulevard | BP2B -Cycling Bridge | SBF | Freyssinet | Award | 2021 | Remeasure | Sewer And Main Water Renovation And Anciliary Works | CSI | Tse Underground Supply And Installation Of Hdpe Pipes Including Fittings, Connections, Cover Over Piping, Encasement, Warning Tape, Excavation, Backfilling, Bedding, Filling Material, Thrust Blocks,Supports, Joints And All Required Accessories Complete; 400Mm Diameter Pipe | 34 | m | SAR | 1365
Orig | 1 | 1.0242 | Kingdom of Saudi Arabia | Riyadh | Infrastructure | Sports Boulevard | BP2B -Cycling Bridge | SBF | Freyssinet | Award | 2021 | Remeasure | Sewer And Main Water Renovation And Anciliary Works | CSI | Tse Underground.Supply And Installation Of Hdpe Pipes Including Fittings, Connections, Cover Over Piping, Encasement, Warning Tape, Excavation, Backfilling, Bedding, Filling Material, Thrust Blocks,Supports, Joints And All Required Accessories Complete; 710Mm Diameter Pipe | 130 | m | SAR | 4715
Orig | 1 | 1.0242 | Kingdom of Saudi Arabia | Riyadh | Infrastructure | Sports Boulevard | BP2B -Cycling Bridge | SBF | Freyssinet | Award | 2021 | Remeasure | Sewer And Main Water Renovation And Anciliary Works | CSI | Tse-Aboveground. Supply And Installation Of Grp Pipes Including Fittings, Support, Hangers, Joints And All Required Accessories Complete; 400Mm Diameter Pipe | 1703 | m | SAR | 824
Orig | 1 | 1.0243 | Kingdom of Saudi Arabia | Riyadh | Infrastructure | Sports Boulevard | BP2B -Cycling Bridge | SBF | Freyssinet | Award | 2021 | Remeasure | Sewer And Main Water Renovation And Anciliary Works | CSI | Supply And Installation Of Gate Valve With Chamber Including Supports, Fittings, Valves, Concrete Works, Steel Steps Excavation, Backfilling And All Required Accessories Complete; 63Mm Diameter | 2 | Nr | SAR | 12474
Orig | 1 | 1.0243 | Kingdom of Saudi Arabia | Riyadh | Infrastructure | Sports Boulevard | BP2B -Cycling Bridge | SBF | Freyssinet | Award | 2021 | Remeasure | Sewer And Main Water Renovation And Anciliary Works | CSI | Supply And Installation Of Gate Valve With Chamber Including Supports, Fittings, Valves, Concrete Works, Steel Steps Excavation, Backfilling And All Required Accessories Complete; 400Mm Diameter | 4 | Nr | SAR | 53564
Orig | 1 | 1.0243 | Kingdom of Saudi Arabia | Riyadh | Infrastructure | Sports Boulevard | BP2B -Cycling Bridge | SBF | Freyssinet | Award | 2021 | Remeasure | Sewer And Main Water Renovation And Anciliary Works | CSI | Supply And Installation Of Water Meter With Chamber Including Supports, Fittings, Valves, Concrete Works, Excavation, Backfilling And All Required Accessories Complete; 63Mm Diameter | 1 | Nr | SAR | 18576
Orig | 1 | 1.0243 | Kingdom of Saudi Arabia | Riyadh | Infrastructure | Sports Boulevard | BP2B -Cycling Bridge | SBF | Freyssinet | Award | 2021 | Remeasure | Sewer And Main Water Renovation And Anciliary Works | CSI | Supply And Installation Of Check Valve With Fittings, Fixings, Supports And All Required Accessories Complete; 63Mm Diameter | 1 | Nr | SAR | 7545
Orig | 1 | 1.0243 | Kingdom of Saudi Arabia | Riyadh | Infrastructure | Sports Boulevard | BP2B -Cycling Bridge | SBF | Freyssinet | Award | 2021 | Remeasure | Sewer And Main Water Renovation And Anciliary Works | CSI | Supply And Installation Of Ball Valve With Fittings, Fixings, Supports And All Required Accessories Complete; 63Mm Diameter | 1 | Nr | SAR | 7276
Orig | 1 | 1.0243 | Kingdom of Saudi Arabia | Riyadh | Infrastructure | Sports Boulevard | BP2B -Cycling Bridge | SBF | Freyssinet | Award | 2021 | Remeasure | Sewer And Main Water Renovation And Anciliary Works | CSI | 710Mm Diameter Connection To Supply To Bp2A | 1 | Nr | SAR | 44943
Orig | 1 | 1.0243 | Kingdom of Saudi Arabia | Riyadh | Infrastructure | Sports Boulevard | BP2B -Cycling Bridge | SBF | Freyssinet | Award | 2021 | Remeasure | Sewer And Main Water Renovation And Anciliary Works | CSI | Mechanical Protection During Construction | 185 | m | SAR | 63
Orig | 1 | 1.0243 | Kingdom of Saudi Arabia | Riyadh | Infrastructure | Sports Boulevard | BP2B -Cycling Bridge | SBF | Freyssinet | Award | 2021 | Remeasure | Other Utility Buildings (Gateway Shelter) | CSI | Supply And Installation Of Duct Insulation Including Overlapping Excess, Fixings, Tape, Sealants And All Required Accessories Complete; | 50 | m² | SAR | 105
Orig | 1 | 1.0243 | Kingdom of Saudi Arabia | Riyadh | Infrastructure | Sports Boulevard | BP2B -Cycling Bridge | SBF | Freyssinet | Award | 2021 | Remeasure | Pipework - Manholes And Pipework Ancillaries | CSI | Supply And Installation Of Mist Cooling System Including Manhole (1600X1000X1350Mm),Sensors, Control Panel, Downspout Nozzle At Discharge, Supports, Fittings, Hangers, Vent Pipe And All Required Accessories Complete; | 2 | Nr | SAR | 45424
Orig | 1 | 1.0243 | Kingdom of Saudi Arabia | Riyadh | Infrastructure | Sports Boulevard | BP2B -Cycling Bridge | SBF | Freyssinet | Award | 2021 | Remeasure | Pipework - Pipes | CSI | Supply And Installation Of Dn 9.4Mm Distribution Pipes For Mist Cooling Including Fittings, Supports, Painting, Hangers, Connections And All Required Accessories Complete; | 562 | m | SAR | 63
Orig | 1 | 1.0244 | Kingdom of Saudi Arabia | Riyadh | Infrastructure | Sports Boulevard | BP2B -Cycling Bridge | SBF | Freyssinet | Award | 2021 | Remeasure | Pipework - Fittings And Valves | CSI | Supply And Installation Of Mist Cooling Nozzles Dn15Mm, With Supports, Hangers, Fittings, Connections And All Required Accessories Complete; | 146 | Nr | SAR | 310
Orig | 1 | 1.0244 | Kingdom of Saudi Arabia | Riyadh | Infrastructure | Sports Boulevard | BP2B -Cycling Bridge | SBF | Freyssinet | Award | 2021 | Remeasure | Pipework - Fittings And Valves | CSI | Supply And Installation Of Mist Cooling Nozzles Dn30Mm, With Supports, Hangers, Fittings And All Required Accessories Complete; | 300 | Nr | SAR | 310
Orig | 1 | 1.0244 | Kingdom of Saudi Arabia | Riyadh | Infrastructure | Sports Boulevard | BP2B -Cycling Bridge | SBF | Freyssinet | Award | 2021 | Remeasure | Pipework - Fittings And Valves | CSI | Supply And Installation Of Mist Cooling Underground Pipe Galvanized Steel Including Backfilling, Excavation, Connections And All Required Accessories Complete; | 18 | m | SAR | 143
Orig | 1 | 1.0244 | Kingdom of Saudi Arabia | Riyadh | Infrastructure | Sports Boulevard | BP2B -Cycling Bridge | SBF | Freyssinet | Award | 2021 | Remeasure | Pipework - Pipes | CSI | Supply And Installation Of Copper Pipe Including Insulation,Control Cables, Refrigerant Charging, Conduit, Fittings, Supports And All Required Accessories Complete; Ref G - 12 Mm Diameter | 9 | m | SAR | 135
Orig | 1 | 1.0244 | Kingdom of Saudi Arabia | Riyadh | Infrastructure | Sports Boulevard | BP2B -Cycling Bridge | SBF | Freyssinet | Award | 2021 | Remeasure | Pipework - Pipes | CSI | Supply And Installation Of Copper Pipe Including Insulation,Control Cables, Refrigerant Charging, Conduit, Fittings, Supports And All Required Accessories Complete; Ref G - 15 Mm Diameter | 20 | m | SAR | 135
Orig | 1 | 1.0244 | Kingdom of Saudi Arabia | Riyadh | Infrastructure | Sports Boulevard | BP2B -Cycling Bridge | SBF | Freyssinet | Award | 2021 | Remeasure | Pipework - Pipes | CSI | Supply And Installation Of Copper Pipe Including Insulation,Control Cables, Refrigerant Charging, Conduit, Fittings, Supports And All Required Accessories Complete; Ref L - 6 Mm Diameter | 9 | m | SAR | 125
Orig | 1 | 1.0244 | Kingdom of Saudi Arabia | Riyadh | Infrastructure | Sports Boulevard | BP2B -Cycling Bridge | SBF | Freyssinet | Award | 2021 | Remeasure | Pipework - Pipes | CSI | Supply And Installation Of Copper Pipe Including Insulation, Control Cables, Refrigerant Charging, Conduit, Fittings, Supports And All Required Accessories Complete; Ref L - 10 Mm Diameter | 20 | m | SAR | 128
Alya | 2 | 2 | Kingdom of Saudi Arabia | Amaala | Infrastructure | Airport | Airside Works | RSG | Rawabi Butec | Award | 2020 |  | Earthworks | E413 | Excavation In Soil Not Exceeding 1 M For Site Preparation | 328818.25 | m³ | SAR | 10.27
Ellen | 2 | 2 | Kingdom of Saudi Arabia | Amaala | Infrastructure | Airport | Airside Works | RSG | Rawabi Butec | Award | 2020 |  | Earthworks | E631 | Backfill For Site Preparation | 129045.19 | m³ | SAR | 28.51
Ellen | 2 | 2 | Kingdom of Saudi Arabia | Amaala | Infrastructure | Airport | Airside Works | RSG | Rawabi Butec | Award | 2020 |  | Earthworks | E413 | Excavation In Soil Not Exceeding 1 M | 110810.32 | m³ | SAR | 10.27
Ellen | 2 | 2 | Kingdom of Saudi Arabia | Amaala | Infrastructure | Airport | Airside Works | RSG | Rawabi Butec | Award | 2020 |  | Earthworks | E413 | Excavation In Soil Not Exceeding 1M | 192801.623 | m³ | SAR | 10.27
Ellen | 2 | 2 | Kingdom of Saudi Arabia | Amaala | Infrastructure | Airport | Airside Works | RSG | Rawabi Butec | Award | 2020 |  | Earthworks | E413 | Excavation In Soil Not Exceeding 1M | 83529.227 | m³ | SAR | 10.27
Ellen | 2 | 2.0001 | Kingdom of Saudi Arabia | Amaala | Infrastructure | Airport | Airside Works | RSG | Rawabi Butec | Award | 2020 |  | Earthworks | E413 | Excavation In Soil Not Exceeding 1M | 24027.734 | m³ | SAR | 10.27
Ellen | 2 | 2.0001 | Kingdom of Saudi Arabia | Amaala | Infrastructure | Airport | Airside Works | RSG | Rawabi Butec | Award | 2020 |  | Earthworks | E413 | Excavation In Soil Not Exceeding 1M | 28549.364 | m³ | SAR | 10.27
Ellen | 2 | 2.0001 | Kingdom of Saudi Arabia | Amaala | Infrastructure | Airport | Airside Works | RSG | Rawabi Butec | Award | 2020 |  | Earthworks | E641 | Filling Including Necessary Surface Preparation, Trimming, Multiple Handling And Compaction As Required; Backfilling With Excavated Materials Layers Of 25Cm | 244281.517 | m³ | SAR | 28.51
Ellen | 2 | 2.0001 | Kingdom of Saudi Arabia | Amaala | Infrastructure | Airport | Airside Works | RSG | Rawabi Butec | Award | 2020 |  | Earthworks | E641 | Filling Including Necessary Surface Preparation, Trimming, Multiple Handling And Compaction As Required; Backfilling With Excavated Materials Layers Of 25Cm | 290725.443 | m³ | SAR | 28.51
Ellen | 2 | 2.0001 | Kingdom of Saudi Arabia | Amaala | Infrastructure | Airport | Airside Works | RSG | Rawabi Butec | Award | 2020 |  | Earthworks | E641 | Filling Including Necessary Surface Preparation, Trimming, Multiple Handling And Compaction As Required; Backfilling With Excavated Materials Layers Of 25Cm | 114884.166 | m³ | SAR | 28.51
Ellen | 2 | 2.0001 | Kingdom of Saudi Arabia | Amaala | Infrastructure | Airport | Airside Works | RSG | Rawabi Butec | Award | 2020 |  | Earthworks | E641 | Filling Including Necessary Surface Preparation, Trimming, Multiple Handling And Compaction As Required; Backfilling With Excavated Materials Layers Of 25Cm | 49906.355 | m³ | SAR | 28.51
Ellen | 2 | 2.0001 | Kingdom of Saudi Arabia | Amaala | Infrastructure | Airport | Airside Works | RSG | Rawabi Butec | Award | 2020 |  | Earthworks | E641 | Filling Including Necessary Surface Preparation, Trimming, Multiple Handling And Compaction As Required; Backfilling With Excavated Materials Layers Of 25Cm | 59297.923 | m³ | SAR | 28.51
Ellen | 2 | 2.0001 | Kingdom of Saudi Arabia | Amaala | Infrastructure | Airport | Airside Works | RSG | Rawabi Butec | Award | 2020 |  | Earthworks | E531 | Disposal Off Site To The Approved Dumpyard/ Designated Spoil Areas As Directed By The Engineer | 139722 | m³ | SAR | 16.4576
Ellen | 2 | 2.0001 | Kingdom of Saudi Arabia | Amaala | Infrastructure | Airport | Airside Works | RSG | Rawabi Butec | Award | 2020 |  | Earthworks | E531 | Disposal On Site To The Designated Location As Directed By The Engineer | 316998 | m³ | SAR | 7.5299
Ellen | 2 | 2.0002 | Kingdom of Saudi Arabia | Amaala | Infrastructure | Airport | Airside Works | RSG | Rawabi Butec | Award | 2020 |  | In situ concrete | F511 | Plain Cement Concrete; 150Mm/P5-01 Pcc | 53374.55 | m² | SAR | 75.6562
Ellen | 2 | 2.0002 | Kingdom of Saudi Arabia | Amaala | Infrastructure | Airport | Airside Works | RSG | Rawabi Butec | Award | 2020 |  | In situ concrete | F513 | Plain Cement Concrete; 330Mm/P5-01 Pcc | 101606.6 | m² | SAR | 150.54
Ellen | 2 | 2.0002 | Kingdom of Saudi Arabia | Amaala | Infrastructure | Airport | Airside Works | RSG | Rawabi Butec | Award | 2020 |  | In situ concrete | F513 | Plain Cement Concrete; 340Mm/P5-01 Pcc | 47307.6 | m² | SAR | 154.4201
Ellen | 2 | 2.0002 | Kingdom of Saudi Arabia | Amaala | Infrastructure | Airport | Airside Works | RSG | Rawabi Butec | Award | 2020 |  | Roads And Pavings |  | Service Road Pavement; 50Mm Bituminous Surface Course | 51113.7 | m² | SAR | 23.3716
Ellen | 2 | 2.0002 | Kingdom of Saudi Arabia | Amaala | Infrastructure | Airport | Airside Works | RSG | Rawabi Butec | Award | 2020 |  | Roads And Pavings |  | Service Road Pavement; 50Mm Bituminous Base Course | 51113.7 | m² | SAR | 23.5133
Ellen | 2 | 2.0002 | Kingdom of Saudi Arabia | Amaala | Infrastructure | Airport | Airside Works | RSG | Rawabi Butec | Award | 2020 |  | Roads And Pavings |  | Service Road Pavement; 150Mm Aggregate Base Course | 51113.7 | m² | SAR | 18.32
Ellen | 2 | 2.0002 | Kingdom of Saudi Arabia | Amaala | Infrastructure | Airport | Airside Works | RSG | Rawabi Butec | Award | 2020 |  | Roads And Pavings |  | Service Road Pavement; 150Mm Aggregate Sub-Base Course | 51113.7 | m² | SAR | 13.2363
Ellen | 2 | 2.0002 | Kingdom of Saudi Arabia | Amaala | Infrastructure | Airport | Airside Works | RSG | Rawabi Butec | Award | 2020 |  | Roads And Pavings |  | Service Road Pavement; Preparation Of Subgrade | 51113.7 | m² | SAR | 0.8242
Ellen | 2 | 2.0002 | Kingdom of Saudi Arabia | Amaala | Infrastructure | Airport | Airside Works | RSG | Rawabi Butec | Award | 2020 |  | Roads And Pavings |  | Perimeter & Rffs Road Pavement; 50Mm Bituminous Surface Course | 109990 | m² | SAR | 23.3846
Ellen | 2 | 2.0002 | Kingdom of Saudi Arabia | Amaala | Infrastructure | Airport | Airside Works | RSG | Rawabi Butec | Award | 2020 |  | Roads And Pavings |  | Perimeter & Rffs Road Pavement; 200Mm Aggregate Base Course | 109990 | m² | SAR | 24.6042
Ellen | 2 | 2.0002 | Kingdom of Saudi Arabia | Amaala | Infrastructure | Airport | Airside Works | RSG | Rawabi Butec | Award | 2020 |  | Roads And Pavings |  | Perimeter & Rffs Road Pavement; Preparation Of Subgrade | 109990 | m² | SAR | 0.82466
Ellen | 2 | 2.0003 | Kingdom of Saudi Arabia | Amaala | Infrastructure | Airport | Airside Works | RSG | Rawabi Butec | Award | 2020 |  | Roads And Pavings |  | Pavement Works To Include Aggregate Subbase/Subgrade Works, Aggregate Base Course, Asphalt Base Course, Asphalt Concrete Wearing Course/Surface, Asphalt Prime Coat, Asphalt Tank Coat, Hot Mix Asphalt Base Coarse And Any Other Required Works; Runway Full-Strength; 100Mm/P-401/403 Hma | 141458 | m² | SAR | 48.3447
Ellen | 2 | 2.0003 | Kingdom of Saudi Arabia | Amaala | Infrastructure | Airport | Airside Works | RSG | Rawabi Butec | Award | 2020 |  | Roads And Pavings |  | Pavement Works To Include Aggregate Subbase/Subgrade Works, Aggregate Base Course, Asphalt Base Course, Asphalt Concrete Wearing Course/Surface, Asphalt Prime Coat, Asphalt Tank Coat, Hot Mix Asphalt Base Coarse And Any Other Required Works; Runway Full-Strength; 130Mm/P-401/403 Hma Base | 141458 | m² | SAR | 58.9244
Ellen | 2 | 2.0003 | Kingdom of Saudi Arabia | Amaala | Infrastructure | Airport | Airside Works | RSG | Rawabi Butec | Award | 2020 |  | Roads And Pavings |  | Pavement Works To Include Aggregate Subbase/Subgrade Works, Aggregate Base Course, Asphalt Base Course, Asphalt Concrete Wearing Course/Surface, Asphalt Prime Coat, Asphalt Tank Coat, Hot Mix Asphalt Base Coarse And Any Other Required Works; Runway Full-Strength; 200Mm/P-209 Cabc | 141458 | m² | SAR | 24.5805
Ellen | 2 | 2.0003 | Kingdom of Saudi Arabia | Amaala | Infrastructure | Airport | Airside Works | RSG | Rawabi Butec | Award | 2020 |  | Roads And Pavings |  | Pavement Works To Include Aggregate Subbase/Subgrade Works, Aggregate Base Course, Asphalt Base Course, Asphalt Concrete Wearing Course/Surface, Asphalt Prime Coat, Asphalt Tank Coat, Hot Mix Asphalt Base Coarse And Any Other Required Works; Runway Full-Strength; Preparation Of Subgrade | 141458 | m² | SAR | 0.82386
Ellen | 2 | 2.0003 | Kingdom of Saudi Arabia | Amaala | Infrastructure | Airport | Airside Works | RSG | Rawabi Butec | Award | 2020 |  | Roads And Pavings |  | Pavement Works To Include Aggregate Subbase/Subgrade Works, Aggregate Base Course, Asphalt Base Course, Asphalt Concrete Wearing Course/Surface, Asphalt Prime Coat, Asphalt Tank Coat, Hot Mix Asphalt Base Coarse And Any Other Required Works; Runway Shoulder And Runway End Safety Area; 100Mm/P-401/403 Hma | 91140 | m² | SAR | 48.5258
Ellen | 2 | 2.0003 | Kingdom of Saudi Arabia | Amaala | Infrastructure | Airport | Airside Works | RSG | Rawabi Butec | Award | 2020 |  | Roads And Pavings |  | Pavement Works To Include Aggregate Subbase/Subgrade Works, Aggregate Base Course, Asphalt Base Course, Asphalt Concrete Wearing Course/Surface, Asphalt Prime Coat, Asphalt Tank Coat, Hot Mix Asphalt Base Coarse And Any Other Required Works; Runway Shoulder And Runway End Safety Area; 220Mm/P-209 Cabc | 91140 | m² | SAR | 27.1252
Ellen | 2 | 2.0003 | Kingdom of Saudi Arabia | Amaala | Infrastructure | Airport | Airside Works | RSG | Rawabi Butec | Award | 2020 |  | Roads And Pavings |  | Pavement Works To Include Aggregate Subbase/Subgrade Works, Aggregate Base Course, Asphalt Base Course, Asphalt Concrete Wearing Course/Surface, Asphalt Prime Coat, Asphalt Tank Coat, Hot Mix Asphalt Base Coarse And Any Other Required Works; Runway Shoulder And Runway End Safety Area; Preparation Of Subgrade | 91140 | m² | SAR | 0.82695
Ellen | 2 | 2.0003 | Kingdom of Saudi Arabia | Amaala | Infrastructure | Airport | Airside Works | RSG | Rawabi Butec | Award | 2020 |  | Roads And Pavings |  | Pavement Works To Include Aggregate Subbase/Subgrade Works, Aggregate Base Course, Asphalt Base Course, Asphalt Concrete Wearing Course/Surface, Asphalt Prime Coat, Asphalt Tank Coat, Hot Mix Asphalt Base Coarse And Any Other Required Works; Runway End Safety Area; 220Mm/P-209 Cabc | 48598 | m² | SAR | 27.0362
Ellen | 2 | 2.0003 | Kingdom of Saudi Arabia | Amaala | Infrastructure | Airport | Airside Works | RSG | Rawabi Butec | Award | 2020 |  | Roads And Pavings |  | Pavement Works To Include Aggregate Subbase/Subgrade Works, Aggregate Base Course, Asphalt Base Course, Asphalt Concrete Wearing Course/Surface, Asphalt Prime Coat, Asphalt Tank Coat, Hot Mix Asphalt Base Coarse And Any Other Required Works; Runway End Safety Area; Preparation Of Subgrade | 48598 | m² | SAR | 0.82424
Ellen | 2 | 2.0004 | Kingdom of Saudi Arabia | Amaala | Infrastructure | Airport | Airside Works | RSG | Rawabi Butec | Award | 2020 |  | Roads And Pavings |  | Pavement Works To Include Aggregate Subbase/Subgrade Works, Aggregate Base Course, Asphalt Base Course, Asphalt Concrete Wearing Course/Surface, Asphalt Prime Coat, Asphalt Tank Coat, Hot Mix Asphalt Base Coarse And Any Other Required Works; Taxiways; 100Mm/P-401/403 Hma | 15464.63 | m² | SAR | 48.3431
Ellen | 2 | 2.0004 | Kingdom of Saudi Arabia | Amaala | Infrastructure | Airport | Airside Works | RSG | Rawabi Butec | Award | 2020 |  | Roads And Pavings |  | Pavement Works To Include Aggregate Subbase/Subgrade Works, Aggregate Base Course, Asphalt Base Course, Asphalt Concrete Wearing Course/Surface, Asphalt Prime Coat, Asphalt Tank Coat, Hot Mix Asphalt Base Coarse And Any Other Required Works; Taxiways; 150Mm/P-209 Cabc | 15464.63 | m² | SAR | 18.3119
Ellen | 2 | 2.0004 | Kingdom of Saudi Arabia | Amaala | Infrastructure | Airport | Airside Works | RSG | Rawabi Butec | Award | 2020 |  | Roads And Pavings |  | Pavement Works To Include Aggregate Subbase/Subgrade Works, Aggregate Base Course, Asphalt Base Course, Asphalt Concrete Wearing Course/Surface, Asphalt Prime Coat, Asphalt Tank Coat, Hot Mix Asphalt Base Coarse And Any Other Required Works; Taxiways; Preparation Of Subgrade | 15464.63 | m² | SAR | 0.82384
Ellen | 2 | 2.0004 | Kingdom of Saudi Arabia | Amaala | Infrastructure | Airport | Airside Works | RSG | Rawabi Butec | Award | 2020 |  | Roads And Pavings |  | Pavement Works To Include Aggregate Subbase/Subgrade Works, Aggregate Base Course, Asphalt Base Course, Asphalt Concrete Wearing Course/Surface, Asphalt Prime Coat, Asphalt Tank Coat, Hot Mix Asphalt Base Coarse And Any Other Required Works; Taxiways; 100Mm/P-401/403 Hma | 53004.69 | m² | SAR | 48.3431
Ellen | 2 | 2.0004 | Kingdom of Saudi Arabia | Amaala | Infrastructure | Airport | Airside Works | RSG | Rawabi Butec | Award | 2020 |  | Roads And Pavings |  | Pavement Works To Include Aggregate Subbase/Subgrade Works, Aggregate Base Course, Asphalt Base Course, Asphalt Concrete Wearing Course/Surface, Asphalt Prime Coat, Asphalt Tank Coat, Hot Mix Asphalt Base Coarse And Any Other Required Works; Taxiways; 150Mm/P-209 Cabc | 53004.69 | m² | SAR | 18.3119
Ellen | 2 | 2.0004 | Kingdom of Saudi Arabia | Amaala | Infrastructure | Airport | Airside Works | RSG | Rawabi Butec | Award | 2020 |  | Roads And Pavings |  | Pavement Works To Include Aggregate Subbase/Subgrade Works, Aggregate Base Course, Asphalt Base Course, Asphalt Concrete Wearing Course/Surface, Asphalt Prime Coat, Asphalt Tank Coat, Hot Mix Asphalt Base Coarse And Any Other Required Works; Taxiways; Preparation Of Subgrade | 53004.69 | m² | SAR | 0.82384
Ellen | 2 | 2.0004 | Kingdom of Saudi Arabia | Amaala | Infrastructure | Airport | Airside Works | RSG | Rawabi Butec | Award | 2020 |  | Roads And Pavings |  | Pavement Works To Include Aggregate Subbase/Subgrade Works, Aggregate Base Course, Asphalt Base Course, Asphalt Concrete Wearing Course/Surface, Asphalt Prime Coat, Asphalt Tank Coat, Hot Mix Asphalt Base Coarse And Any Other Required Works; Taxiways; 130Mm/P-401/403 Hma Base | 53004.69 | m² | SAR | 58.9225
Ellen | 2 | 2.0004 | Kingdom of Saudi Arabia | Amaala | Infrastructure | Airport | Airside Works | RSG | Rawabi Butec | Award | 2020 |  | Roads And Pavings |  | Pavement Works To Include Aggregate Subbase/Subgrade Works, Aggregate Base Course, Asphalt Base Course, Asphalt Concrete Wearing Course/Surface, Asphalt Prime Coat, Asphalt Tank Coat, Hot Mix Asphalt Base Coarse And Any Other Required Works; Taxiways; 100Mm/P-401/403 Hma | 213775.5 | m² | SAR | 48.3431
Ellen | 2 | 2.0004 | Kingdom of Saudi Arabia | Amaala | Infrastructure | Airport | Airside Works | RSG | Rawabi Butec | Award | 2020 |  | Roads And Pavings |  | Pavement Works To Include Aggregate Subbase/Subgrade Works, Aggregate Base Course, Asphalt Base Course, Asphalt Concrete Wearing Course/Surface, Asphalt Prime Coat, Asphalt Tank Coat, Hot Mix Asphalt Base Coarse And Any Other Required Works; Taxiways; 130Mm/P-401/403 Hma Base | 213775.5 | m² | SAR | 58.9225
Ellen | 2 | 2.0004 | Kingdom of Saudi Arabia | Amaala | Infrastructure | Airport | Airside Works | RSG | Rawabi Butec | Award | 2020 |  | Roads And Pavings |  | Pavement Works To Include Aggregate Subbase/Subgrade Works, Aggregate Base Course, Asphalt Base Course, Asphalt Concrete Wearing Course/Surface, Asphalt Prime Coat, Asphalt Tank Coat, Hot Mix Asphalt Base Coarse And Any Other Required Works; Taxiways; Preparation Of Subgrade | 213775.5 | m² | SAR | 0.82384
Ellen | 2 | 2.0004 | Kingdom of Saudi Arabia | Amaala | Infrastructure | Airport | Airside Works | RSG | Rawabi Butec | Award | 2020 |  | Roads And Pavings |  | Pavement Works To Include Aggregate Subbase/Subgrade Works, Aggregate Base Course, Asphalt Base Course, Asphalt Concrete Wearing Course/Surface, Asphalt Prime Coat, Asphalt Tank Coat, Hot Mix Asphalt Base Coarse And Any Other Required Works; Taxiways; 200Mm/P-209 Cabc | 213776.5 | m² | SAR | 24.5796
Ellen | 2 | 2.0005 | Kingdom of Saudi Arabia | Amaala | Infrastructure | Airport | Airside Works | RSG | Rawabi Butec | Award | 2020 |  | Roads And Pavings |  | Pavement Works To Include Aggregate Subbase/Subgrade Works, Aggregate Base Course, Asphalt Base Course, Asphalt Concrete Wearing Course/Surface, Asphalt Prime Coat, Asphalt Tank Coat, Hot Mix Asphalt Base Coarse And Any Other Required Works; Taxiway Shoulder; 100Mm/P-401/403 Hma | 87335.37 | m² | SAR | 48.3661
Ellen | 2 | 2.0005 | Kingdom of Saudi Arabia | Amaala | Infrastructure | Airport | Airside Works | RSG | Rawabi Butec | Award | 2020 |  | Roads And Pavings |  | Pavement Works To Include Aggregate Subbase/Subgrade Works, Aggregate Base Course, Asphalt Base Course, Asphalt Concrete Wearing Course/Surface, Asphalt Prime Coat, Asphalt Tank Coat, Hot Mix Asphalt Base Coarse And Any Other Required Works; Taxiway Shoulder; 220Mm/P-209 Cabc | 87335.37 | m² | SAR | 27.0359
Ellen | 2 | 2.0005 | Kingdom of Saudi Arabia | Amaala | Infrastructure | Airport | Airside Works | RSG | Rawabi Butec | Award | 2020 |  | Roads And Pavings |  | Pavement Works To Include Aggregate Subbase/Subgrade Works, Aggregate Base Course, Asphalt Base Course, Asphalt Concrete Wearing Course/Surface, Asphalt Prime Coat, Asphalt Tank Coat, Hot Mix Asphalt Base Coarse And Any Other Required Works; Taxiway Shoulder; Preparation Of Subgrade | 87335.37 | m² | SAR | 0.82423
Ellen | 2 | 2.0005 | Kingdom of Saudi Arabia | Amaala | Infrastructure | Airport | Airside Works | RSG | Rawabi Butec | Award | 2020 |  | Roads And Pavings |  | Pavement Works To Include Aggregate Subbase/Subgrade Works, Aggregate Base Course, Asphalt Base Course, Asphalt Concrete Wearing Course/Surface, Asphalt Prime Coat, Asphalt Tank Coat, Hot Mix Asphalt Base Coarse And Any Other Required Works; Shoulder Pavement ; 100Mm/P-401/403 Hma | 2719.67 | m² | SAR | 48.3661
Ellen | 2 | 2.0005 | Kingdom of Saudi Arabia | Amaala | Infrastructure | Airport | Airside Works | RSG | Rawabi Butec | Award | 2020 |  | Roads And Pavings |  | Pavement Works To Include Aggregate Subbase/Subgrade Works, Aggregate Base Course, Asphalt Base Course, Asphalt Concrete Wearing Course/Surface, Asphalt Prime Coat, Asphalt Tank Coat, Hot Mix Asphalt Base Coarse And Any Other Required Works; Shoulder Pavement ; 150Mm/P-209 Cabc | 2719.67 | m² | SAR | 18.3206
Ellen | 2 | 2.0005 | Kingdom of Saudi Arabia | Amaala | Infrastructure | Airport | Airside Works | RSG | Rawabi Butec | Award | 2020 |  | Roads And Pavings |  | Pavement Works To Include Aggregate Subbase/Subgrade Works, Aggregate Base Course, Asphalt Base Course, Asphalt Concrete Wearing Course/Surface, Asphalt Prime Coat, Asphalt Tank Coat, Hot Mix Asphalt Base Coarse And Any Other Required Works; Shoulder Pavement ; Preparation Of Subgrade | 2719.67 | m² | SAR | 0.82422
Ellen | 2 | 2.0005 | Kingdom of Saudi Arabia | Amaala | Infrastructure | Airport | Airside Works | RSG | Rawabi Butec | Award | 2020 |  | Roads And Pavings |  | Pavement Works To Include Aggregate Subbase/Subgrade Works, Aggregate Base Course, Asphalt Base Course, Asphalt Concrete Wearing Course/Surface, Asphalt Prime Coat, Asphalt Tank Coat, Hot Mix Asphalt Base Coarse And Any Other Required Works; Isolation Bays; 100Mm/P-401/403 Hma | 7175.6 | m² | SAR | 48.3447
Ellen | 2 | 2.0005 | Kingdom of Saudi Arabia | Amaala | Infrastructure | Airport | Airside Works | RSG | Rawabi Butec | Award | 2020 |  | Roads And Pavings |  | Pavement Works To Include Aggregate Subbase/Subgrade Works, Aggregate Base Course, Asphalt Base Course, Asphalt Concrete Wearing Course/Surface, Asphalt Prime Coat, Asphalt Tank Coat, Hot Mix Asphalt Base Coarse And Any Other Required Works; Isolation Bays; 130Mm/P-401/403 Hma Base | 7175.6 | m² | SAR | 58.9244
Ellen | 2 | 2.0005 | Kingdom of Saudi Arabia | Amaala | Infrastructure | Airport | Airside Works | RSG | Rawabi Butec | Award | 2020 |  | Roads And Pavings |  | Pavement Works To Include Aggregate Subbase/Subgrade Works, Aggregate Base Course, Asphalt Base Course, Asphalt Concrete Wearing Course/Surface, Asphalt Prime Coat, Asphalt Tank Coat, Hot Mix Asphalt Base Coarse And Any Other Required Works; Isolation Bays; 200Mm/P-209 Cabc | 7175.6 | m² | SAR | 24.5805
Ellen | 2 | 2.0006 | Kingdom of Saudi Arabia | Amaala | Infrastructure | Airport | Airside Works | RSG | Rawabi Butec | Award | 2020 |  | Roads And Pavings |  | Pavement Works To Include Aggregate Subbase/Subgrade Works, Aggregate Base Course, Asphalt Base Course, Asphalt Concrete Wearing Course/Surface, Asphalt Prime Coat, Asphalt Tank Coat, Hot Mix Asphalt Base Coarse And Any Other Required Works; Isolation Bays; Preparation Of Subgrade | 7175.6 | m² | SAR | 0.82386
Ellen | 2 | 2.0006 | Kingdom of Saudi Arabia | Amaala | Infrastructure | Airport | Airside Works | RSG | Rawabi Butec | Award | 2020 |  | Roads And Pavings |  | Pavement Works To Include Aggregate Subbase/Subgrade Works, Aggregate Base Course, Asphalt Base Course, Asphalt Concrete Wearing Course/Surface, Asphalt Prime Coat, Asphalt Tank Coat, Hot Mix Asphalt Base Coarse And Any Other Required Works; Isolation Bay Shoulder; 100Mm/P-401/403 Hma | 4247.25 | m² | SAR | 48.3666
Ellen | 2 | 2.0006 | Kingdom of Saudi Arabia | Amaala | Infrastructure | Airport | Airside Works | RSG | Rawabi Butec | Award | 2020 |  | Roads And Pavings |  | Pavement Works To Include Aggregate Subbase/Subgrade Works, Aggregate Base Course, Asphalt Base Course, Asphalt Concrete Wearing Course/Surface, Asphalt Prime Coat, Asphalt Tank Coat, Hot Mix Asphalt Base Coarse And Any Other Required Works; Isolation Bay Shoulder; 220Mm/P-209 Cabc | 4247.25 | m² | SAR | 27.0362
Ellen | 2 | 2.0006 | Kingdom of Saudi Arabia | Amaala | Infrastructure | Airport | Airside Works | RSG | Rawabi Butec | Award | 2020 |  | Roads And Pavings |  | Pavement Works To Include Aggregate Subbase/Subgrade Works, Aggregate Base Course, Asphalt Base Course, Asphalt Concrete Wearing Course/Surface, Asphalt Prime Coat, Asphalt Tank Coat, Hot Mix Asphalt Base Coarse And Any Other Required Works; Isolation Bay Shoulder; Preparation Of Subgrade | 4247.25 | m² | SAR | 0.82423
Ellen | 2 | 2.0006 | Kingdom of Saudi Arabia | Amaala | Infrastructure | Airport | Airside Works | RSG | Rawabi Butec | Award | 2020 |  | Roads And Pavings |  | Pavement Works To Include Aggregate Subbase/Subgrade Works, Aggregate Base Course, Asphalt Base Course, Asphalt Concrete Wearing Course/Surface, Asphalt Prime Coat, Asphalt Tank Coat, Hot Mix Asphalt Base Coarse And Any Other Required Works; Aprons; 150Mm/P-209 Cabc | 53374.55 | m² | SAR | 71.0425
Ellen | 2 | 2.0006 | Kingdom of Saudi Arabia | Amaala | Infrastructure | Airport | Airside Works | RSG | Rawabi Butec | Award | 2020 |  | Roads And Pavings |  | Pavement Works To Include Aggregate Subbase/Subgrade Works, Aggregate Base Course, Asphalt Base Course, Asphalt Concrete Wearing Course/Surface, Asphalt Prime Coat, Asphalt Tank Coat, Hot Mix Asphalt Base Coarse And Any Other Required Works; Aprons; Preparation Of Subgrade | 53374.55 | m² | SAR | 3.1961
Ellen | 2 | 2.0006 | Kingdom of Saudi Arabia | Amaala | Infrastructure | Airport | Airside Works | RSG | Rawabi Butec | Award | 2020 |  | Roads And Pavings |  | Pavement Works To Include Aggregate Subbase/Subgrade Works, Aggregate Base Course, Asphalt Base Course, Asphalt Concrete Wearing Course/Surface, Asphalt Prime Coat, Asphalt Tank Coat, Hot Mix Asphalt Base Coarse And Any Other Required Works; Aprons; 150Mm/P-209 Cabc | 101606.6 | m² | SAR | 71.0425
Ellen | 2 | 2.0006 | Kingdom of Saudi Arabia | Amaala | Infrastructure | Airport | Airside Works | RSG | Rawabi Butec | Award | 2020 |  | Roads And Pavings |  | Pavement Works To Include Aggregate Subbase/Subgrade Works, Aggregate Base Course, Asphalt Base Course, Asphalt Concrete Wearing Course/Surface, Asphalt Prime Coat, Asphalt Tank Coat, Hot Mix Asphalt Base Coarse And Any Other Required Works; Aprons; Preparation Of Subgrade | 101606.6 | m² | SAR | 3.1961
Ellen | 2 | 2.0006 | Kingdom of Saudi Arabia | Amaala | Infrastructure | Airport | Airside Works | RSG | Rawabi Butec | Award | 2020 |  | Roads And Pavings |  | Pavement Works To Include Aggregate Subbase/Subgrade Works, Aggregate Base Course, Asphalt Base Course, Asphalt Concrete Wearing Course/Surface, Asphalt Prime Coat, Asphalt Tank Coat, Hot Mix Asphalt Base Coarse And Any Other Required Works; Aprons; 200Mm/P-209 Cabc | 47307.6 | m² | SAR | 77.893
Ellen | 2 | 2.0006 | Kingdom of Saudi Arabia | Amaala | Infrastructure | Airport | Airside Works | RSG | Rawabi Butec | Award | 2020 |  | Roads And Pavings |  | Pavement Works To Include Aggregate Subbase/Subgrade Works, Aggregate Base Course, Asphalt Base Course, Asphalt Concrete Wearing Course/Surface, Asphalt Prime Coat, Asphalt Tank Coat, Hot Mix Asphalt Base Coarse And Any Other Required Works; Aprons; Preparation Of Subgrade | 47307.6 | m² | SAR | 2.6107
Ellen | 2 | 2.0006 | Kingdom of Saudi Arabia | Amaala | Infrastructure | Airport | Airside Works | RSG | Rawabi Butec | Award | 2020 |  | Roads And Pavings |  | Pavement Works To Include Aggregate Subbase/Subgrade Works, Aggregate Base Course, Asphalt Base Course, Asphalt Concrete Wearing Course/Surface, Asphalt Prime Coat, Asphalt Tank Coat, Hot Mix Asphalt Base Coarse And Any Other Required Works; Helipads; 340Mm/P-501 Pcc | 5020 | m² | SAR | 154.6331
Ellen | 2 | 2.0007 | Kingdom of Saudi Arabia | Amaala | Infrastructure | Airport | Airside Works | RSG | Rawabi Butec | Award | 2020 |  | Roads And Pavings |  | Pavement Works To Include Aggregate Subbase/Subgrade Works, Aggregate Base Course, Asphalt Base Course, Asphalt Concrete Wearing Course/Surface, Asphalt Prime Coat, Asphalt Tank Coat, Hot Mix Asphalt Base Coarse And Any Other Required Works; Helipads; 200Mm/P-209 Cabc | 5020 | m² | SAR | 77.9588
Ellen | 2 | 2.0007 | Kingdom of Saudi Arabia | Amaala | Infrastructure | Airport | Airside Works | RSG | Rawabi Butec | Award | 2020 |  | Roads And Pavings |  | Pavement Works To Include Aggregate Subbase/Subgrade Works, Aggregate Base Course, Asphalt Base Course, Asphalt Concrete Wearing Course/Surface, Asphalt Prime Coat, Asphalt Tank Coat, Hot Mix Asphalt Base Coarse And Any Other Required Works; Helipads; Preparation Of Subgrade | 5020 | m² | SAR | 2.6129
Ellen | 2 | 2.0007 | Kingdom of Saudi Arabia | Amaala | Infrastructure | Airport | Airside Works | RSG | Rawabi Butec | Award | 2020 |  | Roads And Pavings | R825 | Road Marking; Service Road Marking | 1 | Nr | SAR | 89821.73
Ellen | 2 | 2.0007 | Kingdom of Saudi Arabia | Amaala | Infrastructure | Airport | Airside Works | RSG | Rawabi Butec | Award | 2020 |  | Roads And Pavings | R825 | Road Marking; Perimeter & Rffs Road Marking | 1 | Nr | SAR | 260739.31
Ellen | 2 | 2.0007 | Kingdom of Saudi Arabia | Amaala | Infrastructure | Airport | Airside Works | RSG | Rawabi Butec | Award | 2020 |  | Roads And Pavings | R825 | Airfield Marking; Runway Surface Marking | 1 | Nr | SAR | 312999.97
Ellen | 2 | 2.0007 | Kingdom of Saudi Arabia | Amaala | Infrastructure | Airport | Airside Works | RSG | Rawabi Butec | Award | 2020 |  | Roads And Pavings | R825 | Airfield Marking; Runway Shoulder And Runway End Safety Area Marking | 1 | Nr | SAR | 422316.54
Ellen | 2 | 2.0007 | Kingdom of Saudi Arabia | Amaala | Infrastructure | Airport | Airside Works | RSG | Rawabi Butec | Award | 2020 |  | Roads And Pavings | R825 | Airfield Marking; Taxiway Marking | 1 | Nr | SAR | 439146.12
Ellen | 2 | 2.0007 | Kingdom of Saudi Arabia | Amaala | Infrastructure | Airport | Airside Works | RSG | Rawabi Butec | Award | 2020 |  | Roads And Pavings | R825 | Airfield Marking; Taxiway Shoulder Marking | 1 | Nr | SAR | 609659.14
Ellen | 2 | 2.0007 | Kingdom of Saudi Arabia | Amaala | Infrastructure | Airport | Airside Works | RSG | Rawabi Butec | Award | 2020 |  | Roads And Pavings | R825 | Airfield Marking; Apron Marking | 1 | Nr | SAR | 446554.08
Ellen | 2 | 2.0008 | Kingdom of Saudi Arabia | Amaala | Infrastructure | Airport | Airside Works | RSG | Rawabi Butec | Award | 2020 |  | Roads And Pavings | R825 | Airfield Marking; Isolation Bay Marking | 1 | Nr | SAR | 972.56
Ellen | 2 | 2.0008 | Kingdom of Saudi Arabia | Amaala | Infrastructure | Airport | Airside Works | RSG | Rawabi Butec | Award | 2020 |  | Roads And Pavings | R825 | Airfield Marking; Isolation Bay Shoulder Marking | 1 | Nr | SAR | 8057.78
Ellen | 2 | 2.0008 | Kingdom of Saudi Arabia | Amaala | Infrastructure | Airport | Airside Works | RSG | Rawabi Butec | Award | 2020 |  | Roads And Pavings | R825 | Airfield Marking; Helipad Marking | 1 | Nr | SAR | 9424.14
Ellen | 2 | 2.0008 | Kingdom of Saudi Arabia | Amaala | Infrastructure | Airport | Airside Works | RSG | Rawabi Butec | Award | 2020 |  | Miscellaneous Work | X177 | Security Fence 3.050M Height Including Reinforced Concrete Foundation, Two Layers Of Bituminous Paint, Formwork, Chain Link Fence Fabric 310 Mm Buried 150 Mm Overlap, Vinyl Coated, Galvanized Steel Wire, 50Mm Diamond Mesh, Corner/Gate Post, Line Post, Bracing, Barbed Wire, Top Arm, Concertina, Excavation, Backfill, Consumables And All Related Accessories As Shown On The Drawings. | 14676 | m | SAR | 517.1028
Ellen | 2 | 2.0008 | Kingdom of Saudi Arabia | Amaala | Infrastructure | Airport | Airside Works | RSG | Rawabi Butec | Award | 2020 |  | Miscellaneous Work | X235 | Access Sliding Gate, Two Leaves, Clear Opening 15.5M, Truss Rod, Chain Link Fence Fabric 310 Mm Buried 150 Mm Overlap, Vinyl Coated, Galvanized Steel Wire, 50Mm Diamond Mesh (Civil Works In Sec.6) | 2 | Nr | SAR | 23036.45
Ellen | 2 | 2.0008 | Kingdom of Saudi Arabia | Amaala | Infrastructure | Airport | Airside Works | RSG | Rawabi Butec | Award | 2020 |  | Miscellaneous Work | X235 | Emergency 5M Gate, Two Leaves, Two Concrete Foundations, Two Layers Bituminous Paint, Formwork, Upn And Concrete Beam To Follow Swing Of Gates, Steel Rollers, Truss Rod, Chain Link Fabric, Excavation And Backfilling | 4 | Nr | SAR | 7134.94
Ellen | 2 | 2.0008 | Kingdom of Saudi Arabia | Amaala | Infrastructure | Airport | Airside Works | RSG | Rawabi Butec | Award | 2020 |  | Miscellaneous Work | X187 | Jetblast Fence | 50 | m | SAR | 13214.391
Ellen | 2 | 2.0008 | Kingdom of Saudi Arabia | Amaala | Infrastructure | Airport | Airside Works | RSG | Rawabi Butec | Award | 2020 |  | Roads And Pavings | R81x | Signange And Traffic Signs Required | 1 | Nr | SAR | 66071.95
Ellen | 2 | 2.0008 | Kingdom of Saudi Arabia | Amaala | Infrastructure | Airport | Airside Works | RSG | Rawabi Butec | Award | 2020 |  | Pipework - Pipes | I644 | Supply And Installation Of Grp (Glass Reinforce Polyethylene) Gravity Pipes For Storm Systems, Comply With Astm D-3262 & Bs 5480, Complete With Supports And Fittings.; Grp Pipe Dn 600 Mm | 33 | m | SAR | 1420.7512
Ellen | 2 | 2.0008 | Kingdom of Saudi Arabia | Amaala | Infrastructure | Airport | Airside Works | RSG | Rawabi Butec | Award | 2020 |  | Pipework - Supports And Protection | L11x | Airport Storm Drainage System; Civil Works To Grp Pipe Dn 800 Mm | 191 | m | SAR | 2009.7376
Ellen | 2 | 2.0008 | Kingdom of Saudi Arabia | Amaala | Infrastructure | Airport | Airside Works | RSG | Rawabi Butec | Award | 2020 |  | Pipework - Pipes | I644 | Supply And Installation Of Grp (Glass Reinforce Polyethylene) Gravity Pipes For Storm Systems, Comply With Astm D-3262 & Bs 5480, Complete With Supports And Fittings.; Grp Pipe Dn 800 Mm | 191 | m | SAR | 910.4643
Ellen | 2 | 2.0009 | Kingdom of Saudi Arabia | Amaala | Infrastructure | Airport | Airside Works | RSG | Rawabi Butec | Award | 2020 |  | Pipework - Supports And Protection | L11x | Airport Storm Drainage System; Civil Works To Grp Pipe Dn 1000 Mm | 1836 | m | SAR | 746.5206
Ellen | 2 | 2.0009 | Kingdom of Saudi Arabia | Amaala | Infrastructure | Airport | Airside Works | RSG | Rawabi Butec | Award | 2020 |  | Pipework - Pipes | I654 | Supply And Installation Of Grp (Glass Reinforce Polyethylene) Gravity Pipes For Storm Systems, Comply With Astm D-3262 & Bs 5480, Complete With Supports And Fittings.; Grp Pipe Dn 1000 Mm | 1836 | m | SAR | 1160.4571
Ellen | 2 | 2.0009 | Kingdom of Saudi Arabia | Amaala | Infrastructure | Airport | Airside Works | RSG | Rawabi Butec | Award | 2020 |  | Pipework - Supports And Protection | L11x | Airport Storm Drainage System; Civil Works To Grp Pipe Dn 1500 Mm | 337 | m | SAR | 1161.0855
Ellen | 2 | 2.0009 | Kingdom of Saudi Arabia | Amaala | Infrastructure | Airport | Airside Works | RSG | Rawabi Butec | Award | 2020 |  | Pipework - Pipes | I664 | Supply And Installation Of Grp (Glass Reinforce Polyethylene) Gravity Pipes For Storm Systems, Comply With Astm D-3262 & Bs 5480, Complete With Supports And Fittings.; Grp Pipe Dn 1500 Mm | 337 | m | SAR | 2856.3736
Ellen | 2 | 2.0009 | Kingdom of Saudi Arabia | Amaala | Infrastructure | Airport | Airside Works | RSG | Rawabi Butec | Award | 2020 |  | Pipework - Fittings And Valves | J88 | Supply And Installation Of 300 Mm And 500 Mm Slot Drains For Storm Systems, Complete With F900 Grids, Supports And Fittings.; Slot Drain 300 Mm | 419 | m | SAR | 1347.2044
Ellen | 2 | 2.0009 | Kingdom of Saudi Arabia | Amaala | Infrastructure | Airport | Airside Works | RSG | Rawabi Butec | Award | 2020 |  | Pipework - Fittings And Valves | J88 | Supply And Installation Of 300 Mm And 500 Mm Slot Drains For Storm Systems, Complete With F900 Grids, Supports And Fittings.; Slot Drain 500 Mm | 2260 | m | SAR | 1663.9748
Ellen | 2 | 2.0009 | Kingdom of Saudi Arabia | Amaala | Infrastructure | Airport | Airside Works | RSG | Rawabi Butec | Award | 2020 |  | Pipework - Fittings And Valves | J88 | Supply And Installation Of Oil Interceptors Including All Accessories (Level Switch, Alarm Signal, Etc…) ; Oil Separator 11400Mm X 8400Mm X 2400Mm | 1 | Nr | SAR | 136293.21
Ellen | 2 | 2.0009 | Kingdom of Saudi Arabia | Amaala | Infrastructure | Airport | Airside Works | RSG | Rawabi Butec | Award | 2020 |  | Pipework - Fittings And Valves | J88 | Supply And Installation Of Oil Interceptors Including All Accessories (Level Switch, Alarm Signal, Etc…) ; Oil Separator 11400Mm X 8400Mm X 2500Mm | 3 | Nr | SAR | 143485.8433
Ellen | 2 | 2.0009 | Kingdom of Saudi Arabia | Amaala | Infrastructure | Airport | Airside Works | RSG | Rawabi Butec | Award | 2020 |  | Pipework - Fittings And Valves | J88 | Supply And Installation Of Oil Interceptors Including All Accessories (Level Switch, Alarm Signal, Etc…) ; Oil Separator 11400Mm X 8400Mm X 3300Mm | 2 | Nr | SAR | 170243.25
Ellen | 2 | 2.001 | Kingdom of Saudi Arabia | Amaala | Infrastructure | Airport | Airside Works | RSG | Rawabi Butec | Award | 2020 |  | Pipework - Fittings And Valves | J88 | Supply And Installation Of Oil Interceptors Including All Accessories (Level Switch, Alarm Signal, Etc…) ; Oil Separator 11400Mm X 8400Mm X 3600Mm | 1 | Nr | SAR | 190838.15
Ellen | 2 | 2.001 | Kingdom of Saudi Arabia | Amaala | Infrastructure | Airport | Airside Works | RSG | Rawabi Butec | Award | 2020 |  | Earthworks | E414 | Ditches; Excavation | 43733 | m³ | SAR | 22.9078
Ellen | 2 | 2.001 | Kingdom of Saudi Arabia | Amaala | Infrastructure | Airport | Airside Works | RSG | Rawabi Butec | Award | 2020 |  | In situ concrete | F622 | Ditches Connection To Box Culvert; Structural Concrete 25Mpa; Reinforced Concrete-Cast In Situ | 3.8416 | m³ | SAR | 418.56
Ellen | 2 | 2.001 | Kingdom of Saudi Arabia | Amaala | Infrastructure | Airport | Airside Works | RSG | Rawabi Butec | Award | 2020 |  | Concrete Ancillaries | G513 | Ditches Connection To Box Culvert; Concrete Reinforcement; Steel Bar Reinforcement In Various Diameters | 0.51003 | t | SAR | 4.0367
Ellen | 2 | 2.001 | Kingdom of Saudi Arabia | Amaala | Infrastructure | Airport | Airside Works | RSG | Rawabi Butec | Award | 2020 |  | Concrete Ancillaries | G145 | Ditches Connection To Box Culvert; Concrete Forming And Accessories; Plain Formwork To Vertical Sides | 6.8 | m² | SAR | 133.3544
Ellen | 2 | 2.001 | Kingdom of Saudi Arabia | Amaala | Infrastructure | Airport | Airside Works | RSG | Rawabi Butec | Award | 2020 |  | Concrete Ancillaries | G821 | Ditches Connection To Box Culvert; Rip-Rap; Concrete Rip-Rap 50Cm Thickness | 76.32 | m² | SAR | 49.5495
Ellen | 2 | 2.001 | Kingdom of Saudi Arabia | Amaala | Infrastructure | Airport | Airside Works | RSG | Rawabi Butec | Award | 2020 |  | Precast Concrete | H7 | Box Culvert | 750 | m | SAR | 3559.675
Ellen | 2 | 2.001 | Kingdom of Saudi Arabia | Amaala | Infrastructure | Airport | Airside Works | RSG | Rawabi Butec | Award | 2020 |  | In situ concrete | F642 | Headwall For 1500 Mm Pipe - Civil Works; Structural Concrete 25Mpa; Reinforced Concrete-Cast In Situ | 16.52 | m³ | SAR | 418.5611
Ellen | 2 | 2.001 | Kingdom of Saudi Arabia | Amaala | Infrastructure | Airport | Airside Works | RSG | Rawabi Butec | Award | 2020 |  | Concrete Ancillaries | G513 | Headwall For 1500 Mm Pipe - Civil Works; Concrete Reinforcement; Steel Bar Reinforcement In Various Diameters | 1.3216 | t | SAR | 4.0367
Ellen | 2 | 2.001 | Kingdom of Saudi Arabia | Amaala | Infrastructure | Airport | Airside Works | RSG | Rawabi Butec | Award | 2020 |  | In situ concrete | F541 | Headwall For 1500 Mm Pipe - Civil Works; Plain Concrete; Lean Concrete 100Mm Thick With The Necessary Formworks. | 3.14 | m³ | SAR | 348.0892
Ellen | 2 | 2.0011 | Kingdom of Saudi Arabia | Amaala | Infrastructure | Airport | Airside Works | RSG | Rawabi Butec | Award | 2020 |  | Concrete Ancillaries | G145 | Headwall For 1500 Mm Pipe - Civil Works; Concrete Forming And Accessories; Plain Formwork To Vertical Sides | 66.997 | m² | SAR | 133.35
Ellen | 2 | 2.0011 | Kingdom of Saudi Arabia | Amaala | Infrastructure | Airport | Airside Works | RSG | Rawabi Butec | Award | 2020 |  | In situ concrete | F642 | Headwall For 1000 Mm Pipe - Civil Works; Structural Concrete 25Mpa; Reinforced Concrete-Cast In Situ | 20.16 | m³ | SAR | 418.5615
Ellen | 2 | 2.0011 | Kingdom of Saudi Arabia | Amaala | Infrastructure | Airport | Airside Works | RSG | Rawabi Butec | Award | 2020 |  | Concrete Ancillaries | G513 | Headwall For 1000 Mm Pipe - Civil Works; Concrete Reinforcement; Steel Bar Reinforcement In Various Diameters | 1.6128 | t | SAR | 4.0367
Ellen | 2 | 2.0011 | Kingdom of Saudi Arabia | Amaala | Infrastructure | Airport | Airside Works | RSG | Rawabi Butec | Award | 2020 |  | In situ concrete | F541 | Headwall For 1000 Mm Pipe - Civil Works; Plain Concrete; Lean Concrete 100Mm Thick With The Necessary Formworks. | 4.42 | m³ | SAR | 348.0882
Ellen | 2 | 2.0011 | Kingdom of Saudi Arabia | Amaala | Infrastructure | Airport | Airside Works | RSG | Rawabi Butec | Award | 2020 |  | Concrete Ancillaries | G145 | Headwall For 1000 Mm Pipe - Civil Works; Concrete Forming And Accessories; Plain Formwork To Vertical Sides | 140.78 | m² | SAR | 74.4939
Ellen | 2 | 2.0011 | Kingdom of Saudi Arabia | Amaala | Infrastructure | Airport | Airside Works | RSG | Rawabi Butec | Award | 2020 |  | In situ concrete | F642 | Headwall For 800 Mm Pipe - Civil Works; Structural Concrete 25Mpa; Reinforced Concrete-Cast In Situ | 14.36 | m³ | SAR | 418.5613
Ellen | 2 | 2.0011 | Kingdom of Saudi Arabia | Amaala | Infrastructure | Airport | Airside Works | RSG | Rawabi Butec | Award | 2020 |  | Concrete Ancillaries | G513 | Headwall For 800 Mm Pipe - Civil Works; Concrete Reinforcement; Steel Bar Reinforcement In Various Diameters | 1.1488 | t | SAR | 4.0367
Ellen | 2 | 2.0011 | Kingdom of Saudi Arabia | Amaala | Infrastructure | Airport | Airside Works | RSG | Rawabi Butec | Award | 2020 |  | In situ concrete | F541 | Headwall For 800 Mm Pipe - Civil Works; Plain Concrete; Lean Concrete 100Mm Thick With The Necessary Formworks. | 3.36 | m³ | SAR | 348.0893
Ellen | 2 | 2.0011 | Kingdom of Saudi Arabia | Amaala | Infrastructure | Airport | Airside Works | RSG | Rawabi Butec | Award | 2020 |  | Concrete Ancillaries | G145 | Headwall For 800 Mm Pipe - Civil Works; Concrete Forming And Accessories; Plain Formwork To Vertical Sides | 98.52 | m² | SAR | 74.4938
Ellen | 2 | 2.0011 | Kingdom of Saudi Arabia | Amaala | Infrastructure | Airport | Airside Works | RSG | Rawabi Butec | Award | 2020 |  | In situ concrete | F642 | Headwall For 500 Mm Pipe - Civil Works; Structural Concrete 25Mpa; Reinforced Concrete-Cast In Situ | 2.87 | m³ | SAR | 418.5575
Ellen | 2 | 2.0011 | Kingdom of Saudi Arabia | Amaala | Infrastructure | Airport | Airside Works | RSG | Rawabi Butec | Award | 2020 |  | Concrete Ancillaries | G513 | Headwall For 500 Mm Pipe - Civil Works; Concrete Reinforcement; Steel Bar Reinforcement In Various Diameters | 0.51003 | t | SAR | 4.0366
Ellen | 2 | 2.0012 | Kingdom of Saudi Arabia | Amaala | Infrastructure | Airport | Airside Works | RSG | Rawabi Butec | Award | 2020 |  | In situ concrete | F541 | Headwall For 500 Mm Pipe - Civil Works; Plain Concrete; Lean Concrete 100Mm Thick With The Necessary Formworks. | 0.67 | m³ | SAR | 348.0746
Ellen | 2 | 2.0012 | Kingdom of Saudi Arabia | Amaala | Infrastructure | Airport | Airside Works | RSG | Rawabi Butec | Award | 2020 |  | Concrete Ancillaries | G145 | Headwall For 500 Mm Pipe - Civil Works; Concrete Forming And Accessories; Plain Formwork To Vertical Sides | 19.7 | m² | SAR | 74.4934
Ellen | 2 | 2.0012 | Kingdom of Saudi Arabia | Amaala | Infrastructure | Airport | Airside Works | RSG | Rawabi Butec | Award | 2020 |  | In situ concrete | F642 | Headwall For Box Culvert - Civil Works; Structural Concrete 25Mpa; Reinforced Concrete-Cast In Situ | 7.04 | m³ | SAR | 418.5611
Ellen | 2 | 2.0012 | Kingdom of Saudi Arabia | Amaala | Infrastructure | Airport | Airside Works | RSG | Rawabi Butec | Award | 2020 |  | Concrete Ancillaries | G513 | Headwall For Box Culvert - Civil Works; Concrete Reinforcement; Steel Bar Reinforcement In Various Diameters | 0.5632 | t | SAR | 4.0367
Ellen | 2 | 2.0012 | Kingdom of Saudi Arabia | Amaala | Infrastructure | Airport | Airside Works | RSG | Rawabi Butec | Award | 2020 |  | In situ concrete | F541 | Headwall For Box Culvert - Civil Works; Plain Concrete; Lean Concrete 100Mm Thick With The Necessary Formworks. | 1.58 | m³ | SAR | 348.0823
Ellen | 2 | 2.0012 | Kingdom of Saudi Arabia | Amaala | Infrastructure | Airport | Airside Works | RSG | Rawabi Butec | Award | 2020 |  | Concrete Ancillaries | G145 | Headwall For Box Culvert - Civil Works; Concrete Forming And Accessories; Plain Formwork To Vertical Sides | 47.52 | m² | SAR | 74.4937
Ellen | 2 | 2.0012 | Kingdom of Saudi Arabia | Amaala | Infrastructure | Airport | Airside Works | RSG | Rawabi Butec | Award | 2020 |  | Pipework - Manholes And Pipework Ancillaries | K132 | Manholes 1.1M X 1.1M X 1.9M Average Depth | 15 | Nr | SAR | 9436.462
Ellen | 2 | 2.0012 | Kingdom of Saudi Arabia | Amaala | Infrastructure | Airport | Airside Works | RSG | Rawabi Butec | Award | 2020 |  | Pipework - Manholes And Pipework Ancillaries | K132 | Manholes 1.3M X 1.3M X 1.9M Average Depth | 31 | Nr | SAR | 10260.18
Ellen | 2 | 2.0012 | Kingdom of Saudi Arabia | Amaala | Infrastructure | Airport | Airside Works | RSG | Rawabi Butec | Award | 2020 |  | Pipework - Manholes And Pipework Ancillaries | K132 | Manholes 1.6M X 1.6M X 1.9M Average Depth | 26 | Nr | SAR | 11574.0408
Ellen | 2 | 2.0013 | Kingdom of Saudi Arabia | Amaala | Infrastructure | Airport | Airside Works | RSG | Rawabi Butec | Award | 2020 |  | Pipework - Manholes And Pipework Ancillaries | K33 | Catch Basin For 600 Mm Pipe | 1 | Nr | SAR | 5224.38
Ellen | 2 | 2.0013 | Kingdom of Saudi Arabia | Amaala | Infrastructure | Airport | Airside Works | RSG | Rawabi Butec | Award | 2020 |  | Pipework - Manholes And Pipework Ancillaries | K33 | Catch Basin For 800 Mm Pipe | 1 | Nr | SAR | 6094.28
Ellen | 2 | 2.0013 | Kingdom of Saudi Arabia | Amaala | Infrastructure | Airport | Airside Works | RSG | Rawabi Butec | Award | 2020 |  | Pipework - Manholes And Pipework Ancillaries | K33 | Catch Basin For 1000 Mm Pipe | 10 | Nr | SAR | 14076.251
Ellen | 2 | 2.0013 | Kingdom of Saudi Arabia | Amaala | Infrastructure | Airport | Airside Works | RSG | Rawabi Butec | Award | 2020 |  | Pipework - Manholes And Pipework Ancillaries | K33x | External Cut Off Channel (Including All Associated Civil Works, Earthworks, Concrete Rip-Rap, Balancing Ponds, Berms, Tri-Dimensional Geo-Composite And Geo-Textile, Anchoring, Soil Covering, Excavation, Filling, Surface Preparation For Channel, Wadi And Embarkments And Any Other Associated Works; 2 Meters Width Cut-Off Channel ( 360 Sar/M) | 1184 | m | SAR | 359.6347
Ellen | 2 | 2.0013 | Kingdom of Saudi Arabia | Amaala | Infrastructure | Airport | Airside Works | RSG | Rawabi Butec | Award | 2020 |  | Pipework - Manholes And Pipework Ancillaries | K33x | External Cut Off Channel (Including All Associated Civil Works, Earthworks, Concrete Rip-Rap, Balancing Ponds, Berms, Tri-Dimensional Geo-Composite And Geo-Textile, Anchoring, Soil Covering, Excavation, Filling, Surface Preparation For Channel, Wadi And Embarkments And Any Other Associated Works; 30 Meters Width Cut-Off Channel ( 5,402 Sar/M) | 2049 | m | SAR | 5394.5206
Ellen | 2 | 2.0013 | Kingdom of Saudi Arabia | Amaala | Infrastructure | Airport | Airside Works | RSG | Rawabi Butec | Award | 2020 |  | Pipework - Manholes And Pipework Ancillaries | K33x | External Cut Off Channel (Including All Associated Civil Works, Earthworks, Concrete Rip-Rap, Balancing Ponds, Berms, Tri-Dimensional Geo-Composite And Geo-Textile, Anchoring, Soil Covering, Excavation, Filling, Surface Preparation For Channel, Wadi And Embarkments And Any Other Associated Works; 40 Meters Width Cut-Off Channel ( 7,202 Sar/M) | 2067 | m | SAR | 7192.6942
Ellen | 2 | 2.0013 | Kingdom of Saudi Arabia | Amaala | Infrastructure | Airport | Airside Works | RSG | Rawabi Butec | Award | 2020 |  | Pipework - Pipes | I634 | Grp Pipe Dn 500 Mm (To Conform With Nfpa) | 557 | m | SAR | 1169.371
Ellen | 2 | 2.0013 | Kingdom of Saudi Arabia | Amaala | Infrastructure | Airport | Airside Works | RSG | Rawabi Butec | Award | 2020 |  | Pipework - Pipes | I644 | Grp Pipe Dn 700 Mm (To Conform With Nfpa) | 1086 | m | SAR | 1565.5156
Ellen | 2 | 2.0013 | Kingdom of Saudi Arabia | Amaala | Infrastructure | Airport | Airside Works | RSG | Rawabi Butec | Award | 2020 |  | Pipework - Pipes | I654 | Grp Pipe Dn 1000 Mm (To Conform With Nfpa) | 644 | m | SAR | 1906.6312
Ellen | 2 | 2.0013 | Kingdom of Saudi Arabia | Amaala | Infrastructure | Airport | Airside Works | RSG | Rawabi Butec | Award | 2020 |  | Substations |  | Electrical Substations; Navaids Substations Civil Works | 5 | Nr | SAR | 36827.052
Ellen | 2 | 2.0013 | Kingdom of Saudi Arabia | Amaala | Infrastructure | Airport | Airside Works | RSG | Rawabi Butec | Award | 2020 |  | Substations |  | Electrical Substations; Rmu Afl Substations Civil Works | 3 | Nr | SAR | 8009.4167
Ellen | 2 | 2.0014 | Kingdom of Saudi Arabia | Amaala | Infrastructure | Airport | Airside Works | RSG | Rawabi Butec | Award | 2020 |  | Simple Building Works Incidental To Civil Engineering Works | Z771 | Earthing And Lightning System; Counterpoise Earth Cable 16Mm2 (Upgraded To Cat Ii) | 35500 | m | SAR | 17.7095
Ellen | 2 | 2.0014 | Kingdom of Saudi Arabia | Amaala | Infrastructure | Airport | Airside Works | RSG | Rawabi Butec | Award | 2020 |  | Simple Building Works Incidental To Civil Engineering Works | Z771 | Earthing And Lightning System; Secondary Earthing 4Mm2 (Upgraded To Cat Ii) | 6490 | m | SAR | 9.1228
Ellen | 2 | 2.0014 | Kingdom of Saudi Arabia | Amaala | Infrastructure | Airport | Airside Works | RSG | Rawabi Butec | Award | 2020 |  | Pipework - Manholes And Pipework Ancillaries | K131 | Earthing And Lightning System; Manholes (1700X1700X1500)Mm | 352 | Nr | SAR | 6793.4064
Ellen | 2 | 2.0014 | Kingdom of Saudi Arabia | Amaala | Infrastructure | Airport | Airside Works | RSG | Rawabi Butec | Award | 2020 |  | Simple Building Works Incidental To Civil Engineering Works | Z762 | Earthing And Lightning System; Earth Bar Inside Manholes | 304 | Nr | SAR | 426.6108
Ellen | 2 | 2.0014 | Kingdom of Saudi Arabia | Amaala | Infrastructure | Airport | Airside Works | RSG | Rawabi Butec | Award | 2020 |  | Simple Building Works Incidental To Civil Engineering Works | Z781 | Engine Generator; Generator 900Kva 400V, 3Ph, 60 Hz In Agl Ss | 2 | Nr | SAR | 399953.81
Ellen | 2 | 2.0014 | Kingdom of Saudi Arabia | Amaala | Infrastructure | Airport | Airside Works | RSG | Rawabi Butec | Award | 2020 |  | Simple Building Works Incidental To Civil Engineering Works | Z781 | Engine Generator; All Related Systems (Panels, Auxiliaries) | 2 | Nr | SAR | 131265.11
Ellen | 2 | 2.0014 | Kingdom of Saudi Arabia | Amaala | Infrastructure | Airport | Airside Works | RSG | Rawabi Butec | Award | 2020 |  | Simple Building Works Incidental To Civil Engineering Works | Z524 | Engine Generator; Storage Fuel Tank 50M3 (Incl. Pipes, Pump) (Tank Sized For 7 Days Autonomy Based On 300 Liters/Hour Of Diesel Consumption As Indicated In Tender Document Report Page 103 Section 8.5.3 Fuel Tanks) | 2 | Nr | SAR | 148619.7
Ellen | 2 | 2.0014 | Kingdom of Saudi Arabia | Amaala | Infrastructure | Airport | Airside Works | RSG | Rawabi Butec | Award | 2020 |  | Simple Building Works Incidental To Civil Engineering Works | Z712 | Low Voltage Cables; 4C300 Mm2 Xlpe Cable From Generators To Mdbb | 480 | m | SAR | 382.3671
Ellen | 2 | 2.0014 | Kingdom of Saudi Arabia | Amaala | Infrastructure | Airport | Airside Works | RSG | Rawabi Butec | Award | 2020 |  | Simple Building Works Incidental To Civil Engineering Works | Z712 | Low Voltage Cables; 1C150 Mm2 Pe Cable From Generators To Mdb | 240 | m | SAR | 14.3597
Ellen | 2 | 2.0015 | Kingdom of Saudi Arabia | Amaala | Infrastructure | Airport | Airside Works | RSG | Rawabi Butec | Award | 2020 |  | Simple Building Works Incidental To Civil Engineering Works | Z712 | Low Voltage Cables; 4C150 Mm2 Xlpe Cable From Mdb To Capacitor Banks | 50 | m | SAR | 196.0592
Ellen | 2 | 2.0015 | Kingdom of Saudi Arabia | Amaala | Infrastructure | Airport | Airside Works | RSG | Rawabi Butec | Award | 2020 |  | Simple Building Works Incidental To Civil Engineering Works | Z712 | Low Voltage Cables; 4C300 Mm2 Cable Between Mdb To Step-Up Transformer For Afl | 60 | m | SAR | 382.367
Ellen | 2 | 2.0015 | Kingdom of Saudi Arabia | Amaala | Infrastructure | Airport | Airside Works | RSG | Rawabi Butec | Award | 2020 |  | Simple Building Works Incidental To Civil Engineering Works | Z712 | Low Voltage Cables; 1C150 Mm2 Pe Cable From Mdb To Step-Up Transformer | 60 | m | SAR | 57.4387
Ellen | 2 | 2.0015 | Kingdom of Saudi Arabia | Amaala | Infrastructure | Airport | Airside Works | RSG | Rawabi Butec | Award | 2020 |  | Simple Building Works Incidental To Civil Engineering Works | Z712 | Low Voltage Cables; 4C25 Mm2 Xlpe Cable From Mdb To Sut For Navaids | 120 | m | SAR | 48.7893
Ellen | 2 | 2.0015 | Kingdom of Saudi Arabia | Amaala | Infrastructure | Airport | Airside Works | RSG | Rawabi Butec | Award | 2020 |  | Simple Building Works Incidental To Civil Engineering Works | Z712 | Low Voltage Cables; 1C16 Mm2 Pe Cable From Mdb To Sut For Navaids | 120 | m | SAR | 11.3073
Ellen | 2 | 2.0015 | Kingdom of Saudi Arabia | Amaala | Infrastructure | Airport | Airside Works | RSG | Rawabi Butec | Award | 2020 |  | Simple Building Works Incidental To Civil Engineering Works | Z712 | Low Voltage Cables; 4C120 Mm2 Cable From Mdb To Smdb - Agl Ss | 44 | m | SAR | 165.6736
Ellen | 2 | 2.0015 | Kingdom of Saudi Arabia | Amaala | Infrastructure | Airport | Airside Works | RSG | Rawabi Butec | Award | 2020 |  | Simple Building Works Incidental To Civil Engineering Works | Z712 | Low Voltage Cables; 1C120 Mm2 Pe Cable From Mdb To Smdb - Agl Ss | 22 | m | SAR | 51.2277
Ellen | 2 | 2.0015 | Kingdom of Saudi Arabia | Amaala | Infrastructure | Airport | Airside Works | RSG | Rawabi Butec | Award | 2020 |  | Simple Building Works Incidental To Civil Engineering Works | Z712 | Low Voltage Cables; 4C10 Mm2 Cable From Mdb To Esmdb - Agl Ss | 10 | m | SAR | 23.948
Ellen | 2 | 2.0015 | Kingdom of Saudi Arabia | Amaala | Infrastructure | Airport | Airside Works | RSG | Rawabi Butec | Award | 2020 |  | Simple Building Works Incidental To Civil Engineering Works | Z712 | Low Voltage Cables; 1C10 Mm2 Pe Cable From Mdb To Esmdb - Agl Ss | 10 | m | SAR | 7.314
Ellen | 2 | 2.0015 | Kingdom of Saudi Arabia | Amaala | Infrastructure | Airport | Airside Works | RSG | Rawabi Butec | Award | 2020 |  | Simple Building Works Incidental To Civil Engineering Works | Z712 | Low Voltage Cables; 4C150 Mm2 Cable From Mdb To Isolating Tx Then To Ccrs | 60 | m | SAR | 196.0592
Ellen | 2 | 2.0015 | Kingdom of Saudi Arabia | Amaala | Infrastructure | Airport | Airside Works | RSG | Rawabi Butec | Award | 2020 |  | Simple Building Works Incidental To Civil Engineering Works | Z712 | Low Voltage Cables; 1C95 Mm2 Pe Cable From Mdb To Isolating Tx Then To Ccrs | 60 | m | SAR | 44.7968
Ellen | 2 | 2.0016 | Kingdom of Saudi Arabia | Amaala | Infrastructure | Airport | Airside Works | RSG | Rawabi Butec | Award | 2020 |  | Simple Building Works Incidental To Civil Engineering Works | Z712 | Low Voltage Cables; 4C50 Mm2 Cable From Mdb To Smdb - Guard House 1 | 432 | m | SAR | 82.0575
Ellen | 2 | 2.0016 | Kingdom of Saudi Arabia | Amaala | Infrastructure | Airport | Airside Works | RSG | Rawabi Butec | Award | 2020 |  | Simple Building Works Incidental To Civil Engineering Works | Z712 | Low Voltage Cables; 1C25 Mm2 Pe Cable From Mdb To Smdb - Guard House 1 | 432 | m | SAR | 15.9643
Ellen | 2 | 2.0016 | Kingdom of Saudi Arabia | Amaala | Infrastructure | Airport | Airside Works | RSG | Rawabi Butec | Award | 2020 |  | Simple Building Works Incidental To Civil Engineering Works | Z712 | Low Voltage Cables; 4C185 Mm2 Cable From Mdb To Smdb - Guard House 2 | 1762 | m | SAR | 226.8002
Ellen | 2 | 2.0016 | Kingdom of Saudi Arabia | Amaala | Infrastructure | Airport | Airside Works | RSG | Rawabi Butec | Award | 2020 |  | Simple Building Works Incidental To Civil Engineering Works | Z712 | Low Voltage Cables; 1C120 Mm2 Pe Cable From Mdb To Smdb - Guard House 2 | 1762 | m | SAR | 51.2284
Ellen | 2 | 2.0016 | Kingdom of Saudi Arabia | Amaala | Infrastructure | Airport | Airside Works | RSG | Rawabi Butec | Award | 2020 |  | Simple Building Works Incidental To Civil Engineering Works | Z712 | Low Voltage Cables; 4C300 Mm2 Cable From Mdb To Dp-Afl | 450 | m | SAR | 382.3671
Ellen | 2 | 2.0016 | Kingdom of Saudi Arabia | Amaala | Infrastructure | Airport | Airside Works | RSG | Rawabi Butec | Award | 2020 |  | Simple Building Works Incidental To Civil Engineering Works | Z712 | Low Voltage Cables; 1C150 Mm2 Pe Cable From Mdb To Dp-Afl | 450 | m | SAR | 57.4387
Ellen | 2 | 2.0016 | Kingdom of Saudi Arabia | Amaala | Infrastructure | Airport | Airside Works | RSG | Rawabi Butec | Award | 2020 |  | Simple Building Works Incidental To Civil Engineering Works | Z712 | Medium/ High Voltage Cables; 3C300 Mm2 Xlpe 3.2Kv Cable From Sut To Rmu Afl Cabinets | 6230 | m | SAR | 333.3931
Ellen | 2 | 2.0016 | Kingdom of Saudi Arabia | Amaala | Infrastructure | Airport | Airside Works | RSG | Rawabi Butec | Award | 2020 |  | Simple Building Works Incidental To Civil Engineering Works | Z712 | Medium/ High Voltage Cables; 1C150 Mm2 Pe 3.2Kv Cable From Sut To Rmu Afl Cabinets | 6230 | m | SAR | 77.2277
Ellen | 2 | 2.0016 | Kingdom of Saudi Arabia | Amaala | Infrastructure | Airport | Airside Works | RSG | Rawabi Butec | Award | 2020 |  | Simple Building Works Incidental To Civil Engineering Works | Z721 | Medium/ High Voltage Cables; Conduit For Mv Cable 110Mm | 6230 | m | SAR | 45.5981
Ellen | 2 | 2.0017 | Kingdom of Saudi Arabia | Amaala | Infrastructure | Airport | Airside Works | RSG | Rawabi Butec | Award | 2020 |  | Simple Building Works Incidental To Civil Engineering Works | Z772 | Medium/ High Voltage Cables; 3C35 Mm2 Xlpe 3.2Kv Cable From Sut To Navaids Ss | 15008 | m | SAR | 65.5522
Ellen | 2 | 2.0017 | Kingdom of Saudi Arabia | Amaala | Infrastructure | Airport | Airside Works | RSG | Rawabi Butec | Award | 2020 |  | Simple Building Works Incidental To Civil Engineering Works | Z772 | Medium/ High Voltage Cables; 1C25 Mm2 Pe 3.2Kv Cable From Sut To Navaids Ss | 15008 | m | SAR | 20.2012
Ellen | 2 | 2.0017 | Kingdom of Saudi Arabia | Amaala | Infrastructure | Airport | Airside Works | RSG | Rawabi Butec | Award | 2020 |  | Simple Building Works Incidental To Civil Engineering Works | Z721 | Medium/ High Voltage Cables; Conduit For Mv Cable 90Mm | 15008 | m | SAR | 39.112
Ellen | 2 | 2.0017 | Kingdom of Saudi Arabia | Amaala | Infrastructure | Airport | Airside Works | RSG | Rawabi Butec | Award | 2020 |  | Simple Building Works Incidental To Civil Engineering Works | Z712 | Medium/ High Voltage Cables; Mv Termination | 72 | Nr | SAR | 1257.231
Ellen | 2 | 2.0017 | Kingdom of Saudi Arabia | Amaala | Infrastructure | Airport | Airside Works | RSG | Rawabi Butec | Award | 2020 |  | Simple Building Works Incidental To Civil Engineering Works | Z712 | Medium/ High Voltage Cables; Mv Joint | 69 | Nr | SAR | 6196.4659
Ellen | 2 | 2.0017 | Kingdom of Saudi Arabia | Amaala | Infrastructure | Airport | Airside Works | RSG | Rawabi Butec | Award | 2020 |  | Simple Building Works Incidental To Civil Engineering Works | Z781 | Electrical Distribution; Mdb Agl Ss, 900Kva (As Per Sld) | 1 | Nr | SAR | 415360.01
Ellen | 2 | 2.0017 | Kingdom of Saudi Arabia | Amaala | Infrastructure | Airport | Airside Works | RSG | Rawabi Butec | Award | 2020 |  | Simple Building Works Incidental To Civil Engineering Works | Z781 | Electrical Distribution; Ccr Panel 135Kva/108Kw, Agl Ss | 1 | Nr | SAR | 63614.32
Ellen | 2 | 2.0017 | Kingdom of Saudi Arabia | Amaala | Infrastructure | Airport | Airside Works | RSG | Rawabi Butec | Award | 2020 |  | Simple Building Works Incidental To Civil Engineering Works | Z781 | Electrical Distribution; Ups 108Kw 135Kva, 30 Min Including Redundancy | 1 | Nr | SAR | 403440.39
Ellen | 2 | 2.0017 | Kingdom of Saudi Arabia | Amaala | Infrastructure | Airport | Airside Works | RSG | Rawabi Butec | Award | 2020 |  | Simple Building Works Incidental To Civil Engineering Works | Z781 | Electrical Distribution; 140 Kvar Capacitor Bank | 2 | Nr | SAR | 41350.31
Ellen | 2 | 2.0017 | Kingdom of Saudi Arabia | Amaala | Infrastructure | Airport | Airside Works | RSG | Rawabi Butec | Award | 2020 |  | Simple Building Works Incidental To Civil Engineering Works | Z781 | Electrical Distribution; Smdb - Agl Ss1, 110Kw | 1 | Nr | SAR | 54604.13
Ellen | 2 | 2.0017 | Kingdom of Saudi Arabia | Amaala | Infrastructure | Airport | Airside Works | RSG | Rawabi Butec | Award | 2020 |  | Simple Building Works Incidental To Civil Engineering Works | Z781 | Electrical Distribution; Esmdb - Agl Ss1, 10Kw | 1 | Nr | SAR | 9365.49
Ellen | 2 | 2.0018 | Kingdom of Saudi Arabia | Amaala | Infrastructure | Airport | Airside Works | RSG | Rawabi Butec | Award | 2020 |  | Simple Building Works Incidental To Civil Engineering Works | Z781 | Electrical Distribution; Smdb - Guard House, 17Kw | 2 | Nr | SAR | 11883.185
Ellen | 2 | 2.0018 | Kingdom of Saudi Arabia | Amaala | Infrastructure | Airport | Airside Works | RSG | Rawabi Butec | Award | 2020 |  | Simple Building Works Incidental To Civil Engineering Works | Z781 | Electrical Distribution; Dp - Afl , 29Kw | 1 | Nr | SAR | 17049.49
Ellen | 2 | 2.0018 | Kingdom of Saudi Arabia | Amaala | Infrastructure | Airport | Airside Works | RSG | Rawabi Butec | Award | 2020 |  | Simple Building Works Incidental To Civil Engineering Works | Z781 | Electrical Distribution; Uss1 Unit Substation | 1 | Nr | SAR | 203100.74
Ellen | 2 | 2.0018 | Kingdom of Saudi Arabia | Amaala | Infrastructure | Airport | Airside Works | RSG | Rawabi Butec | Award | 2020 |  | Simple Building Works Incidental To Civil Engineering Works | Z712 | Electrical Distribution; 3C120 Mm2 3.2Kv Al Cable From Mv Panel To Sdt | 20 | m | SAR | 51.9025
Ellen | 2 | 2.0018 | Kingdom of Saudi Arabia | Amaala | Infrastructure | Airport | Airside Works | RSG | Rawabi Butec | Award | 2020 |  | Simple Building Works Incidental To Civil Engineering Works | Z711 | Electrical Distribution; 7C500 Mm2 Pvc/Pvc From Sdt To Lv Db | 140 | m | SAR | 731.1489
Ellen | 2 | 2.0018 | Kingdom of Saudi Arabia | Amaala | Infrastructure | Airport | Airside Works | RSG | Rawabi Butec | Award | 2020 |  | Simple Building Works Incidental To Civil Engineering Works | Z711 | Electrical Distribution; 4C185 Mm2 Xlpe/Swa/Pe/ Cu From Lv Db To Hmfp A | 40 | m | SAR | 226.9805
Ellen | 2 | 2.0018 | Kingdom of Saudi Arabia | Amaala | Infrastructure | Airport | Airside Works | RSG | Rawabi Butec | Award | 2020 |  | Simple Building Works Incidental To Civil Engineering Works | Z711 | Electrical Distribution; 4C185 Mm2 Xlpe/Swa/Pe/ Cu From Lv Db To Hmfp B | 40 | m | SAR | 226.9805
Ellen | 2 | 2.0018 | Kingdom of Saudi Arabia | Amaala | Infrastructure | Airport | Airside Works | RSG | Rawabi Butec | Award | 2020 |  | Simple Building Works Incidental To Civil Engineering Works | Z781 | Electrical Distribution; High Mast Feeder Pillar 200A / 400V / 230V 3Phase | 2 | Nr | SAR | 60787.105
Ellen | 2 | 2.0018 | Kingdom of Saudi Arabia | Amaala | Infrastructure | Airport | Airside Works | RSG | Rawabi Butec | Award | 2020 |  | Simple Building Works Incidental To Civil Engineering Works | Z781 | Electrical Distribution; Uss1 Unit Substation | 1 | Nr | SAR | 203100.74
Ellen | 2 | 2.0019 | Kingdom of Saudi Arabia | Amaala | Infrastructure | Airport | Airside Works | RSG | Rawabi Butec | Award | 2020 |  | Simple Building Works Incidental To Civil Engineering Works | Z712 | Electrical Distribution; 3C120 Mm2 3.2Kv Al Cable From Mv Panel To Sdt | 20 | m | SAR | 51.9025
Ellen | 2 | 2.0019 | Kingdom of Saudi Arabia | Amaala | Infrastructure | Airport | Airside Works | RSG | Rawabi Butec | Award | 2020 |  | Simple Building Works Incidental To Civil Engineering Works | Z711 | Electrical Distribution; 7C500 Mm2 Pvc/Pvc From Sdt To Lv Db | 140 | m | SAR | 731.1489
Ellen | 2 | 2.0019 | Kingdom of Saudi Arabia | Amaala | Infrastructure | Airport | Airside Works | RSG | Rawabi Butec | Award | 2020 |  | Simple Building Works Incidental To Civil Engineering Works | Z711 | Electrical Distribution; 4C185 Mm2 Xlpe/Swa/Pe/ Cu From Lv Db To Hmfp A | 40 | m | SAR | 226.9805
Ellen | 2 | 2.0019 | Kingdom of Saudi Arabia | Amaala | Infrastructure | Airport | Airside Works | RSG | Rawabi Butec | Award | 2020 |  | Simple Building Works Incidental To Civil Engineering Works | Z711 | Electrical Distribution; 4C185 Mm2 Xlpe/Swa/Pe/ Cu From Lv Db To Hmfp B | 40 | m | SAR | 226.9805
Ellen | 2 | 2.0019 | Kingdom of Saudi Arabia | Amaala | Infrastructure | Airport | Airside Works | RSG | Rawabi Butec | Award | 2020 |  | Simple Building Works Incidental To Civil Engineering Works | Z781 | Electrical Distribution; High Mast Feeder Pillar 200A / 400V / 230V 3Phase | 2 | Nr | SAR | 60787.105
Ellen | 2 | 2.0019 | Kingdom of Saudi Arabia | Amaala | Infrastructure | Airport | Airside Works | RSG | Rawabi Butec | Award | 2020 |  | Simple Building Works Incidental To Civil Engineering Works | Z781 | Electrical Distribution; Ups 5Kw For Vdgs | 1 | Nr | SAR | 29246.22
Ellen | 2 | 2.0019 | Kingdom of Saudi Arabia | Amaala | Infrastructure | Airport | Airside Works | RSG | Rawabi Butec | Award | 2020 |  | Simple Building Works Incidental To Civil Engineering Works | Z781 | Electrical Distribution; Uss1 Unit Substation | 1 | Nr | SAR | 203100.74
Ellen | 2 | 2.0019 | Kingdom of Saudi Arabia | Amaala | Infrastructure | Airport | Airside Works | RSG | Rawabi Butec | Award | 2020 |  | Simple Building Works Incidental To Civil Engineering Works | Z712 | Electrical Distribution; 3C120 Mm2 3.2Kv Al Cable From Mv Panel To Sdt | 20 | m | SAR | 51.9025
Ellen | 2 | 2.0019 | Kingdom of Saudi Arabia | Amaala | Infrastructure | Airport | Airside Works | RSG | Rawabi Butec | Award | 2020 |  | Simple Building Works Incidental To Civil Engineering Works | Z711 | Electrical Distribution; 7C500 Mm2 Pvc/Pvc From Sdt To Lv Db | 140 | m | SAR | 731.1489
Ellen | 2 | 2.0019 | Kingdom of Saudi Arabia | Amaala | Infrastructure | Airport | Airside Works | RSG | Rawabi Butec | Award | 2020 |  | Simple Building Works Incidental To Civil Engineering Works | Z711 | Electrical Distribution; 4C185 Mm2 Xlpe/Swa/Pe/ Cu From Lv Db To Hmfp A | 40 | m | SAR | 226.9805
Ellen | 2 | 2.0019 | Kingdom of Saudi Arabia | Amaala | Infrastructure | Airport | Airside Works | RSG | Rawabi Butec | Award | 2020 |  | Simple Building Works Incidental To Civil Engineering Works | Z711 | Electrical Distribution; 4C185 Mm2 Xlpe/Swa/Pe/ Cu From Lv Db To Hmfp B | 40 | m | SAR | 226.9805
Ellen | 2 | 2.002 | Kingdom of Saudi Arabia | Amaala | Infrastructure | Airport | Airside Works | RSG | Rawabi Butec | Award | 2020 |  | Simple Building Works Incidental To Civil Engineering Works | Z781 | Electrical Distribution; High Mast Feeder Pillar 200A / 400V / 230V 3Phase | 1 | Nr | SAR | 60787.1
Ellen | 2 | 2.002 | Kingdom of Saudi Arabia | Amaala | Infrastructure | Airport | Airside Works | RSG | Rawabi Butec | Award | 2020 |  | Simple Building Works Incidental To Civil Engineering Works | Z781 | Electrical Distribution; Ups 5Kw For Vdgs | 1 | Nr | SAR | 29246.22
Ellen | 2 | 2.002 | Kingdom of Saudi Arabia | Amaala | Infrastructure | Airport | Airside Works | RSG | Rawabi Butec | Award | 2020 |  | Simple Building Works Incidental To Civil Engineering Works | Z781 | Electrical Distribution; Navaids Substations | 5 | Nr | SAR | 203100.75
Ellen | 2 | 2.002 | Kingdom of Saudi Arabia | Amaala | Infrastructure | Airport | Airside Works | RSG | Rawabi Butec | Award | 2020 |  | Simple Building Works Incidental To Civil Engineering Works | Z781 | Transformers; Isolation Transformer 100Kva In Agl Ss | 2 | Nr | SAR | 13726.335
Ellen | 2 | 2.002 | Kingdom of Saudi Arabia | Amaala | Infrastructure | Airport | Airside Works | RSG | Rawabi Butec | Award | 2020 |  | Simple Building Works Incidental To Civil Engineering Works | Z781 | Transformers; Sut For Navaids Loop 1 In Agl Ss, 0.4Kv/3.2Kv 20 Kva Oil Type With 63A Circuit Breaker | 2 | Nr | SAR | 11530.615
Ellen | 2 | 2.002 | Kingdom of Saudi Arabia | Amaala | Infrastructure | Airport | Airside Works | RSG | Rawabi Butec | Award | 2020 |  | Simple Building Works Incidental To Civil Engineering Works | Z781 | Transformers; Sut For Navaids Loop 2 In Agl Ss, 0.4Kv/3.2Kv 20 Kva Oil Type With 63A Circuit Breaker | 2 | Nr | SAR | 11530.615
Ellen | 2 | 2.002 | Kingdom of Saudi Arabia | Amaala | Infrastructure | Airport | Airside Works | RSG | Rawabi Butec | Award | 2020 |  | Simple Building Works Incidental To Civil Engineering Works | Z781 | Transformers; Sut For Afl Loop In Agl Ss, 0.4Kv/3.2Kv 300 Kva | 2 | Nr | SAR | 32948.19
Ellen | 2 | 2.002 | Kingdom of Saudi Arabia | Amaala | Infrastructure | Airport | Airside Works | RSG | Rawabi Butec | Award | 2020 |  | Simple Building Works Incidental To Civil Engineering Works | Z781 | Constant Current Regulators (34 Items)- Upgraded To Cat Ii | 34 | Nr | SAR | 58916.5079
Ellen | 2 | 2.002 | Kingdom of Saudi Arabia | Amaala | Infrastructure | Airport | Airside Works | RSG | Rawabi Butec | Award | 2020 |  | Simple Building Works Incidental To Civil Engineering Works | Z782 | Wiring Devices; One Way Switch, 13A, Ip55 | 3 | Nr | SAR | 198.3133
Ellen | 2 | 2.0021 | Kingdom of Saudi Arabia | Amaala | Infrastructure | Airport | Airside Works | RSG | Rawabi Butec | Award | 2020 |  | Simple Building Works Incidental To Civil Engineering Works | Z782 | Wiring Devices; Two Way Switch, 13A, Ip55 | 4 | Nr | SAR | 219.2425
Ellen | 2 | 2.0021 | Kingdom of Saudi Arabia | Amaala | Infrastructure | Airport | Airside Works | RSG | Rawabi Butec | Award | 2020 |  | Simple Building Works Incidental To Civil Engineering Works | Z771 | Wiring Devices; 3X2.5Mm2 Wires, Copper Pvc Insulated, 450V | 175 | m | SAR | 7.6684
Ellen | 2 | 2.0021 | Kingdom of Saudi Arabia | Amaala | Infrastructure | Airport | Airside Works | RSG | Rawabi Butec | Award | 2020 |  | Simple Building Works Incidental To Civil Engineering Works | Z721 | Wiring Devices; 20Mm Pvc Conduit | 175 | m | SAR | 10.4549
Ellen | 2 | 2.0021 | Kingdom of Saudi Arabia | Amaala | Infrastructure | Airport | Airside Works | RSG | Rawabi Butec | Award | 2020 |  | Simple Building Works Incidental To Civil Engineering Works | Z784 | Wiring Devices; Single Socket Outlet, 230V/13A 2P+T, Ip55 | 14 | Nr | SAR | 198.3171
Ellen | 2 | 2.0021 | Kingdom of Saudi Arabia | Amaala | Infrastructure | Airport | Airside Works | RSG | Rawabi Butec | Award | 2020 |  | Simple Building Works Incidental To Civil Engineering Works | Z784 | Wiring Devices; Single Ups Socket Outlet, 230V/13A 2P+T, Ip55 | 6 | Nr | SAR | 219.2417
Ellen | 2 | 2.0021 | Kingdom of Saudi Arabia | Amaala | Infrastructure | Airport | Airside Works | RSG | Rawabi Butec | Award | 2020 |  | Simple Building Works Incidental To Civil Engineering Works | Z771 | Wiring Devices; 3X2.5Mm2 Wires, Copper Pvc Insulated, 450V | 100 | m | SAR | 7.6683
Ellen | 2 | 2.0021 | Kingdom of Saudi Arabia | Amaala | Infrastructure | Airport | Airside Works | RSG | Rawabi Butec | Award | 2020 |  | Simple Building Works Incidental To Civil Engineering Works | Z721 | Wiring Devices; 20Mm Pvc Conduit | 100 | m | SAR | 10.4549
Ellen | 2 | 2.0021 | Kingdom of Saudi Arabia | Amaala | Infrastructure | Airport | Airside Works | RSG | Rawabi Butec | Award | 2020 |  | Simple Building Works Incidental To Civil Engineering Works | Z781 | Generators Spare Parts | 1 | Nr | SAR | 160177.37
Ellen | 2 | 2.0021 | Kingdom of Saudi Arabia | Amaala | Infrastructure | Airport | Airside Works | RSG | Rawabi Butec | Award | 2020 |  | Simple Building Works Incidental To Civil Engineering Works | Z781 | Agl Spare Parts- Upgraded To Cat Ii | 1 | Nr | SAR | 412177.79
Ellen | 2 | 2.0021 | Kingdom of Saudi Arabia | Amaala | Infrastructure | Airport | Airside Works | RSG | Rawabi Butec | Award | 2020 |  | Simple Building Works Incidental To Civil Engineering Works | Z781 | Vdgs Spare Parts | 1 | Nr | SAR | 10448.3
Ellen | 2 | 2.0021 | Kingdom of Saudi Arabia | Amaala | Infrastructure | Airport | Airside Works | RSG | Rawabi Butec | Award | 2020 |  | Simple Building Works Incidental To Civil Engineering Works | Z781 | Fire; Addressable Optical Smoke Detector, Ip55 | 7 | Nr | SAR | 377.4671
Ellen | 2 | 2.0022 | Kingdom of Saudi Arabia | Amaala | Infrastructure | Airport | Airside Works | RSG | Rawabi Butec | Award | 2020 |  | Simple Building Works Incidental To Civil Engineering Works | Z781 | Fire; Addressable Manual Break Glass, Ip55 | 3 | Nr | SAR | 528.2667
Ellen | 2 | 2.0022 | Kingdom of Saudi Arabia | Amaala | Infrastructure | Airport | Airside Works | RSG | Rawabi Butec | Award | 2020 |  | Simple Building Works Incidental To Civil Engineering Works | Z781 | Fire; Addressable Sounder Weatherproof, Ip55 | 2 | Nr | SAR | 478.31
Ellen | 2 | 2.0022 | Kingdom of Saudi Arabia | Amaala | Infrastructure | Airport | Airside Works | RSG | Rawabi Butec | Award | 2020 |  | Simple Building Works Incidental To Civil Engineering Works | Z771 | Fire; Fire Rated Cable 2X1.5Mm2 Internal | 120 | m | SAR | 14.1128
Ellen | 2 | 2.0022 | Kingdom of Saudi Arabia | Amaala | Infrastructure | Airport | Airside Works | RSG | Rawabi Butec | Award | 2020 |  | Simple Building Works Incidental To Civil Engineering Works | Z721 | Fire; 25Mm Pvc Conduit | 120 | m | SAR | 10.4798
Ellen | 2 | 2.0022 | Kingdom of Saudi Arabia | Amaala | Infrastructure | Airport | Airside Works | RSG | Rawabi Butec | Award | 2020 |  | Simple Building Works Incidental To Civil Engineering Works | Z723 | Fire; Junction Box | 1 | Nr | SAR | 1536.7
Ellen | 2 | 2.0022 | Kingdom of Saudi Arabia | Amaala | Infrastructure | Airport | Airside Works | RSG | Rawabi Butec | Award | 2020 |  | Simple Building Works Incidental To Civil Engineering Works | Z784 | Data; Wall Mounted Rj45 Outlet, Ip55 | 10 | Nr | SAR | 337.131
Ellen | 2 | 2.0022 | Kingdom of Saudi Arabia | Amaala | Infrastructure | Airport | Airside Works | RSG | Rawabi Butec | Award | 2020 |  | Simple Building Works Incidental To Civil Engineering Works | Z781 | Data; Idf (Cabinet 24U) | 1 | Nr | SAR | 25209.15
Ellen | 2 | 2.0022 | Kingdom of Saudi Arabia | Amaala | Infrastructure | Airport | Airside Works | RSG | Rawabi Butec | Award | 2020 |  | Simple Building Works Incidental To Civil Engineering Works | Z771 | Data; Cat6A Cable | 50 | m | SAR | 6.8976
Ellen | 2 | 2.0022 | Kingdom of Saudi Arabia | Amaala | Infrastructure | Airport | Airside Works | RSG | Rawabi Butec | Award | 2020 |  | Simple Building Works Incidental To Civil Engineering Works | Z721 | Data; 25Mm Pvc Conduit | 50 | m | SAR | 10.4798
Ellen | 2 | 2.0023 | Kingdom of Saudi Arabia | Amaala | Infrastructure | Airport | Airside Works | RSG | Rawabi Butec | Award | 2020 |  | Simple Building Works Incidental To Civil Engineering Works | Z783 | Lighting; Led Fixture, Ip55 Dimensions 300X1200Mm, 65W | 18 | Nr | SAR | 558.9883
Ellen | 2 | 2.0023 | Kingdom of Saudi Arabia | Amaala | Infrastructure | Airport | Airside Works | RSG | Rawabi Butec | Award | 2020 |  | Simple Building Works Incidental To Civil Engineering Works | Z783 | Lighting; Led Fixture, Ip55 Dimensions 300X1200Mm, 65W, With 90 Minutes Autonomy Battery | 6 | Nr | SAR | 801.0133
Ellen | 2 | 2.0023 | Kingdom of Saudi Arabia | Amaala | Infrastructure | Airport | Airside Works | RSG | Rawabi Butec | Award | 2020 |  | Simple Building Works Incidental To Civil Engineering Works | Z783 | Lighting; Exit Sign, With 90 Minutes Autonomy Battery, Ip55 | 4 | Nr | SAR | 397.635
Ellen | 2 | 2.0023 | Kingdom of Saudi Arabia | Amaala | Infrastructure | Airport | Airside Works | RSG | Rawabi Butec | Award | 2020 |  | Simple Building Works Incidental To Civil Engineering Works | Z631 | Supply And Installtion Of Dx Rooftop Package 25 Tons (1 Duty/1 Standby) With Recovery Wheel And Economizer Units With , Thermostats, Wiring, Support , Metallic Base And Neoprene Mounts. | 2 | Nr | SAR | 200409.655
Ellen | 2 | 2.0023 | Kingdom of Saudi Arabia | Amaala | Infrastructure | Airport | Airside Works | RSG | Rawabi Butec | Award | 2020 |  | Simple Building Works Incidental To Civil Engineering Works | Z621 | Supply And Installation Of Supply, Return And Ventilation Galvanized Metal Sheet Rectangular Air Ducts, Seams, Joints, Hangers, Supports, Splitter, Internal Liner, Turning Vanes, Elbows And Transformation Complete With Duct Sealants And Flexible Connections,Fiberglass Insulation And All Necessary Accessories.; Galvanized Steel For Rectangular Ducts. | 1.25 | t | SAR | 63.2053
Ellen | 2 | 2.0023 | Kingdom of Saudi Arabia | Amaala | Infrastructure | Airport | Airside Works | RSG | Rawabi Butec | Award | 2020 |  | Simple Building Works Incidental To Civil Engineering Works | Z623 | Supply And Installation Of Square Ceiling Diffusers And Registers Complete With Integral Volume Dampers, Plenum Boxes With Internal Lining, Fixings, With All Necessary Accessories.; Supply/Return/Exhaust Ceiling Diffusers With 600Mmx600Mm Neck Size | 22 | Nr | SAR | 624.8336
Ellen | 2 | 2.0023 | Kingdom of Saudi Arabia | Amaala | Infrastructure | Airport | Airside Works | RSG | Rawabi Butec | Award | 2020 |  | Simple Building Works Incidental To Civil Engineering Works | Z623 | Supply And Installation Of Square Ceiling Diffusers And Registers Complete With Integral Volume Dampers, Plenum Boxes With Internal Lining, Fixings, With All Necessary Accessories.; Supply/Return Registers | 4 | Nr | SAR | 223.5225
Ellen | 2 | 2.0023 | Kingdom of Saudi Arabia | Amaala | Infrastructure | Airport | Airside Works | RSG | Rawabi Butec | Award | 2020 |  | Simple Building Works Incidental To Civil Engineering Works | Z633 | Supply And Installation Of Centrifugal Exhaust Air Fan, Factory Fabricated, Factory Tested And Factory Finished,Consisting Of Housing, Wheel, Fan Shaft, Bearings, Motor And Disconnect Switch, Drive Assembly And Support Structure, 2150 Cfm, With 200 Pa. Static Head (1 Duty/1 Standby) | 1 | Nr | SAR | 13850.54
Ellen | 2 | 2.0023 | Kingdom of Saudi Arabia | Amaala | Infrastructure | Airport | Airside Works | RSG | Rawabi Butec | Award | 2020 |  | Simple Building Works Incidental To Civil Engineering Works | Z524 | Supply And Installation Of Ul/Fm Approved Fire Extinguishers; Ul Abc Dry Chemical Fire Extinguishers, 6 Kgs | 5 | Nr | SAR | 821.088
Ellen | 2 | 2.0023 | Kingdom of Saudi Arabia | Amaala | Infrastructure | Airport | Airside Works | RSG | Rawabi Butec | Award | 2020 |  | Simple Building Works Incidental To Civil Engineering Works | Z524 | Supply And Installation Of Ul/Fm Approved Fire Extinguishers; Ul Co2 Fire Extinguishers 4.5 Kgs | 5 | Nr | SAR | 1236.328
Ellen | 2 | 2.0023 | Kingdom of Saudi Arabia | Amaala | Infrastructure | Airport | Airside Works | RSG | Rawabi Butec | Award | 2020 |  | Miscellaneous Work | X333 | Supply And Installation Of Upvc Drain Pipes For Rain Water Comply With Astm D 2665 Schedule 40 Complete With All Accessories; Pipe , 75Mm Diameter | 84 | m | SAR | 49.7405
Ellen | 2 | 2.0024 | Kingdom of Saudi Arabia | Amaala | Infrastructure | Airport | Airside Works | RSG | Rawabi Butec | Award | 2020 |  | Miscellaneous Work | X334 | Supply And Installation Of Upvc Drain Pipes For Rain Water Comply With Astm D 2665 Schedule 40 Complete With All Accessories; Area Drain 75Mm Diameter Outlet | 18 | Nr | SAR | 175.3972
Ellen | 2 | 2.0024 | Kingdom of Saudi Arabia | Amaala | Infrastructure | Airport | Airside Works | RSG | Rawabi Butec | Award | 2020 |  | Pipework - Manholes And Pipework Ancillaries | K521 | Electrical Utility Networks; Hv Concrete Encased Duct Bank | 2600 | m | SAR | 422.4395
Ellen | 2 | 2.0024 | Kingdom of Saudi Arabia | Amaala | Infrastructure | Airport | Airside Works | RSG | Rawabi Butec | Award | 2020 |  | Pipework - Manholes And Pipework Ancillaries | K541 | Electrical Utility Networks; 2X4Way 150Mm Concrete Encased Ductbank | 5180 | m | SAR | 765.6164
Ellen | 2 | 2.0024 | Kingdom of Saudi Arabia | Amaala | Infrastructure | Airport | Airside Works | RSG | Rawabi Butec | Award | 2020 |  | Simple Building Works Incidental To Civil Engineering Works | Z781 | Difference To Account For Generator 1000Kva 400V, 3Ph, 60 Hz In Agl Ss | 2 | Nr | SAR | 70186.605
Ellen | 2 | 2.0024 | Kingdom of Saudi Arabia | Amaala | Infrastructure | Airport | Airside Works | RSG | Rawabi Butec | Award | 2020 |  | Simple Building Works Incidental To Civil Engineering Works | Z781 | Difference To Account For All Related Systems (Panels, Auxiliaries) Of The Generator 1000Kva | 2 | Nr | SAR | 1049.21
Ellen | 2 | 2.0024 | Kingdom of Saudi Arabia | Amaala | Infrastructure | Airport | Airside Works | RSG | Rawabi Butec | Award | 2020 |  | Simple Building Works Incidental To Civil Engineering Works | Z524 | Difference To Account For Storage Fuel Tank 60M3 (Incl. Pipes, Pump) | 2 | Nr | SAR | 1031.015
Ellen | 2 | 2.0024 | Kingdom of Saudi Arabia | Amaala | Infrastructure | Airport | Airside Works | RSG | Rawabi Butec | Award | 2020 |  | Simple Building Works Incidental To Civil Engineering Works | Z781 | Airfield Signaling And Control Equipment; Airfield Lighting Control And Monitoring System; Alcms Including Redundant Server, Ups, 30 Min, 3X Workstations-Upgraded To Cat Ii | 1 | Nr | SAR | 2352259.63
Ellen | 2 | 2.0024 | Kingdom of Saudi Arabia | Amaala | Infrastructure | Airport | Airside Works | RSG | Rawabi Butec | Award | 2020 |  | Simple Building Works Incidental To Civil Engineering Works | Z783 | Airfield Signaling And Control Equipment; Precession Approach Path Indicator (Papi) | 2 | Nr | SAR | 154122.475
Ellen | 2 | 2.0024 | Kingdom of Saudi Arabia | Amaala | Infrastructure | Airport | Airside Works | RSG | Rawabi Butec | Award | 2020 |  | Simple Building Works Incidental To Civil Engineering Works | Z783 | Airfield Signaling And Control Equipment; Runway Edge Bidirectional Elevated Light(White) | 58 | Nr | SAR | 6077.1181
Ellen | 2 | 2.0025 | Kingdom of Saudi Arabia | Amaala | Infrastructure | Airport | Airside Works | RSG | Rawabi Butec | Award | 2020 |  | Simple Building Works Incidental To Civil Engineering Works | Z783 | Airfield Signaling And Control Equipment; Runway Edge Bidirectional Elevated Light(White/Yellow) | 37 | Nr | SAR | 6077.1181
Ellen | 2 | 2.0025 | Kingdom of Saudi Arabia | Amaala | Infrastructure | Airport | Airside Works | RSG | Rawabi Butec | Award | 2020 |  | Simple Building Works Incidental To Civil Engineering Works | Z783 | Airfield Signaling And Control Equipment; Runway Edge Bidirectional Inset Light(White) | 4 | Nr | SAR | 5307.775
Ellen | 2 | 2.0025 | Kingdom of Saudi Arabia | Amaala | Infrastructure | Airport | Airside Works | RSG | Rawabi Butec | Award | 2020 |  | Simple Building Works Incidental To Civil Engineering Works | Z783 | Airfield Signaling And Control Equipment; Runway Edge Bidirectional Inset Light(White/Yellow) | 7 | Nr | SAR | 5307.7771
Ellen | 2 | 2.0025 | Kingdom of Saudi Arabia | Amaala | Infrastructure | Airport | Airside Works | RSG | Rawabi Butec | Award | 2020 |  | Simple Building Works Incidental To Civil Engineering Works | Z783 | Airfield Signaling And Control Equipment; Runway End Light | 12 | Nr | SAR | 6548.1342
Ellen | 2 | 2.0025 | Kingdom of Saudi Arabia | Amaala | Infrastructure | Airport | Airside Works | RSG | Rawabi Butec | Award | 2020 |  | Simple Building Works Incidental To Civil Engineering Works | Z783 | Airfield Signaling And Control Equipment; Runway Centerline- Cat Ii Upgrade | 104 | Nr | SAR | 6998.2387
Ellen | 2 | 2.0025 | Kingdom of Saudi Arabia | Amaala | Infrastructure | Airport | Airside Works | RSG | Rawabi Butec | Award | 2020 |  | Simple Building Works Incidental To Civil Engineering Works | Z783 | Airfield Signaling And Control Equipment; Runway Guard Light | 10 | Nr | SAR | 19418.303
Ellen | 2 | 2.0025 | Kingdom of Saudi Arabia | Amaala | Infrastructure | Airport | Airside Works | RSG | Rawabi Butec | Award | 2020 |  | Simple Building Works Incidental To Civil Engineering Works | Z783 | Airfield Signaling And Control Equipment; Runway Threshold Light | 20 | Nr | SAR | 5553.3355
Ellen | 2 | 2.0025 | Kingdom of Saudi Arabia | Amaala | Infrastructure | Airport | Airside Works | RSG | Rawabi Butec | Award | 2020 |  | Simple Building Works Incidental To Civil Engineering Works | Z783 | Airfield Signaling And Control Equipment; Runway Touchdown Zone Lights- Cat Ii Upgrade | 90 | Nr | SAR | 6036.7843
Ellen | 2 | 2.0025 | Kingdom of Saudi Arabia | Amaala | Infrastructure | Airport | Airside Works | RSG | Rawabi Butec | Award | 2020 |  | Simple Building Works Incidental To Civil Engineering Works | Z783 | Airfield Signaling And Control Equipment; Stop Bar Unidirectional Elevated Light (Red) | 20 | Nr | SAR | 5032.1295
Ellen | 2 | 2.0025 | Kingdom of Saudi Arabia | Amaala | Infrastructure | Airport | Airside Works | RSG | Rawabi Butec | Award | 2020 |  | Simple Building Works Incidental To Civil Engineering Works | Z783 | Airfield Signaling And Control Equipment; Stop Bar Unidirectional Inset Light (Red) | 43 | Nr | SAR | 5257.7714
Ellen | 2 | 2.0025 | Kingdom of Saudi Arabia | Amaala | Infrastructure | Airport | Airside Works | RSG | Rawabi Butec | Award | 2020 |  | Simple Building Works Incidental To Civil Engineering Works | Z783 | Airfield Signaling And Control Equipment; Taxiway Edge Omnidirectional Elevated Light (Blue) | 387 | Nr | SAR | 3550.8337
Ellen | 2 | 2.0026 | Kingdom of Saudi Arabia | Amaala | Infrastructure | Airport | Airside Works | RSG | Rawabi Butec | Award | 2020 |  | Simple Building Works Incidental To Civil Engineering Works | Z783 | Airfield Signaling And Control Equipment; Taxiway Centerline Lights- Cat Ii Upgrade | 920 | Nr | SAR | 8211.8431
Ellen | 2 | 2.0026 | Kingdom of Saudi Arabia | Amaala | Infrastructure | Airport | Airside Works | RSG | Rawabi Butec | Award | 2020 |  | Simple Building Works Incidental To Civil Engineering Works | Z783 | Airfield Signaling And Control Equipment; Approach Centerline Amd Cross Bar (White)- 4 Nr Each | 58 | Nr | SAR | 21385.5241
Ellen | 2 | 2.0026 | Kingdom of Saudi Arabia | Amaala | Infrastructure | Airport | Airside Works | RSG | Rawabi Butec | Award | 2020 |  | Simple Building Works Incidental To Civil Engineering Works | Z783 | Airfield Signaling And Control Equipment; Approach Elevated Led Lights- Cat Ii Upgrade | 4 | Nr | SAR | 8939.6325
Ellen | 2 | 2.0026 | Kingdom of Saudi Arabia | Amaala | Infrastructure | Airport | Airside Works | RSG | Rawabi Butec | Award | 2020 |  | Simple Building Works Incidental To Civil Engineering Works | Z783 | Airfield Signaling And Control Equipment; Flashers- Cat Ii Upgrade | 21 | Nr | SAR | 29684.7995
Ellen | 2 | 2.0026 | Kingdom of Saudi Arabia | Amaala | Infrastructure | Airport | Airside Works | RSG | Rawabi Butec | Award | 2020 |  | Simple Building Works Incidental To Civil Engineering Works | Z783 | Airfield Signaling And Control Equipment; Approach Centreline Amd Cross Bar (White)- 20 Nr Each | 2 | Nr | SAR | 109270.315
Ellen | 2 | 2.0026 | Kingdom of Saudi Arabia | Amaala | Infrastructure | Airport | Airside Works | RSG | Rawabi Butec | Award | 2020 |  | Simple Building Works Incidental To Civil Engineering Works | Z783 | Airfield Signaling And Control Equipment; Approach Inset Led Lights- Cat Ii Upgrade | 8 | Nr | SAR | 10748.7138
Ellen | 2 | 2.0026 | Kingdom of Saudi Arabia | Amaala | Infrastructure | Airport | Airside Works | RSG | Rawabi Butec | Award | 2020 |  | Simple Building Works Incidental To Civil Engineering Works | Z783 | Airfield Signaling And Control Equipment; Approach Inset Side Rows- Cat Ii Upgrade | 54 | Nr | SAR | 10609.9026
Ellen | 2 | 2.0026 | Kingdom of Saudi Arabia | Amaala | Infrastructure | Airport | Airside Works | RSG | Rawabi Butec | Award | 2020 |  | Simple Building Works Incidental To Civil Engineering Works | Z781 | Airfield Signaling And Control Equipment; Runway Incursion Sensor | 16 | Nr | SAR | 12316.485
Ellen | 2 | 2.0026 | Kingdom of Saudi Arabia | Amaala | Infrastructure | Airport | Airside Works | RSG | Rawabi Butec | Award | 2020 |  | Bwic |  | Airfield Signaling And Control Equipment; Stand Identification Sign | 37 | Nr | SAR | 13489.2641
Ellen | 2 | 2.0027 | Kingdom of Saudi Arabia | Amaala | Infrastructure | Airport | Airside Works | RSG | Rawabi Butec | Award | 2020 |  | Bwic |  | Airfield Signaling And Control Equipment; Stand Identification Sign Pole | 37 | Nr | SAR | 1676.9789
Ellen | 2 | 2.0027 | Kingdom of Saudi Arabia | Amaala | Infrastructure | Airport | Airside Works | RSG | Rawabi Butec | Award | 2020 |  | Simple Building Works Incidental To Civil Engineering Works | Z783 | Airfield Signaling And Control Equipment; Road Holding Position Light | 1 | Nr | SAR | 18894.39
Ellen | 2 | 2.0027 | Kingdom of Saudi Arabia | Amaala | Infrastructure | Airport | Airside Works | RSG | Rawabi Butec | Award | 2020 |  | Bwic |  | Airfield Signaling And Control Equipment; Mandatory Instruction Signs | 10 | Nr | SAR | 11016.233
Ellen | 2 | 2.0027 | Kingdom of Saudi Arabia | Amaala | Infrastructure | Airport | Airside Works | RSG | Rawabi Butec | Award | 2020 |  | Bwic |  | Airfield Signaling And Control Equipment; Information Signs | 50 | Nr | SAR | 14614.2214
Ellen | 2 | 2.0027 | Kingdom of Saudi Arabia | Amaala | Infrastructure | Airport | Airside Works | RSG | Rawabi Butec | Award | 2020 |  | Simple Building Works Incidental To Civil Engineering Works | Z711 | Airfield Signaling And Control Equipment; Primary Agl Cable 1X6Mm2, 6/10Kv Faa L-824 Type C- Upgraded To Cat Ii | 255000 | m | SAR | 10.702
Ellen | 2 | 2.0027 | Kingdom of Saudi Arabia | Amaala | Infrastructure | Airport | Airside Works | RSG | Rawabi Butec | Award | 2020 |  | Simple Building Works Incidental To Civil Engineering Works | Z711 | Airfield Signaling And Control Equipment; Secondary Agl Cable 2X4Mm2,600V, Faa- Upgraded To Cat Ii | 1800 | m | SAR | 9.8496
Ellen | 2 | 2.0027 | Kingdom of Saudi Arabia | Amaala | Infrastructure | Airport | Airside Works | RSG | Rawabi Butec | Award | 2020 |  | Simple Building Works Incidental To Civil Engineering Works | Z721 | Airfield Signaling And Control Equipment; 75Mm Epc-40 Conduit For Primary Cable Between Lights | 31100 | m | SAR | 34.431
Ellen | 2 | 2.0027 | Kingdom of Saudi Arabia | Amaala | Infrastructure | Airport | Airside Works | RSG | Rawabi Butec | Award | 2020 |  | Simple Building Works Incidental To Civil Engineering Works | Z721 | Airfield Signaling And Control Equipment; 150Mm Conduit For Primary Cable | 43900 | m | SAR | 63.3302
Ellen | 2 | 2.0027 | Kingdom of Saudi Arabia | Amaala | Infrastructure | Airport | Airside Works | RSG | Rawabi Butec | Award | 2020 |  | Simple Building Works Incidental To Civil Engineering Works | Z721 | Airfield Signaling And Control Equipment; 50Mm Conduit For Secondary Cables | 1100 | m | SAR | 20.4814
Ellen | 2 | 2.0027 | Kingdom of Saudi Arabia | Amaala | Infrastructure | Airport | Airside Works | RSG | Rawabi Butec | Award | 2020 |  | Simple Building Works Incidental To Civil Engineering Works | Z772 | Airfield Signaling And Control Equipment; Vdgs Lv Cable | 626 | m | SAR | 51.8461
Ellen | 2 | 2.0027 | Kingdom of Saudi Arabia | Amaala | Infrastructure | Airport | Airside Works | RSG | Rawabi Butec | Award | 2020 |  | Simple Building Works Incidental To Civil Engineering Works | Z772 | Airfield Signaling And Control Equipment; Cable 3X4Mm2 Cu/Xlpe/Pvc 0.6/1Kv | 293 | m | SAR | 8.0427
Ellen | 2 | 2.0028 | Kingdom of Saudi Arabia | Amaala | Infrastructure | Airport | Airside Works | RSG | Rawabi Butec | Award | 2020 |  | Simple Building Works Incidental To Civil Engineering Works | Z772 | Airfield Signaling And Control Equipment; Cable 3X10Mm2 Cu/Xlpe/Pvc 0.6/1Kv | 704 | m | SAR | 15.8306
Ellen | 2 | 2.0028 | Kingdom of Saudi Arabia | Amaala | Infrastructure | Airport | Airside Works | RSG | Rawabi Butec | Award | 2020 |  | Simple Building Works Incidental To Civil Engineering Works | Z772 | Airfield Signaling And Control Equipment; Cable 3X16Mm2 Cu/Xlpe/Pvc 0.6/1Kv | 837 | m | SAR | 23.0168
Ellen | 2 | 2.0028 | Kingdom of Saudi Arabia | Amaala | Infrastructure | Airport | Airside Works | RSG | Rawabi Butec | Award | 2020 |  | Simple Building Works Incidental To Civil Engineering Works | Z772 | Airfield Signaling And Control Equipment; Cable 3X25Mm2 Cu/Xlpe/Pvc 0.6/1Kv | 2387 | m | SAR | 34.6348
Ellen | 2 | 2.0028 | Kingdom of Saudi Arabia | Amaala | Infrastructure | Airport | Airside Works | RSG | Rawabi Butec | Award | 2020 |  | Simple Building Works Incidental To Civil Engineering Works | Z721 | Airfield Signaling And Control Equipment; 63Mm Diameter Pvc Conduit | 4221 | m | SAR | 34.431
Ellen | 2 | 2.0028 | Kingdom of Saudi Arabia | Amaala | Infrastructure | Airport | Airside Works | RSG | Rawabi Butec | Award | 2020 |  | Simple Building Works Incidental To Civil Engineering Works | Z772 | Airfield Signaling And Control Equipment; Redundant Fo Cable For Vdgs | 3970 | m | SAR | 59.2891
Ellen | 2 | 2.0028 | Kingdom of Saudi Arabia | Amaala | Infrastructure | Airport | Airside Works | RSG | Rawabi Butec | Award | 2020 |  | Simple Building Works Incidental To Civil Engineering Works | Z783 | Apron Masts With Mobile Support; Apron Floodlight High Masts; Height=18M | 12 | Nr | SAR | 39001.5742
Ellen | 2 | 2.0028 | Kingdom of Saudi Arabia | Amaala | Infrastructure | Airport | Airside Works | RSG | Rawabi Butec | Award | 2020 |  | Simple Building Works Incidental To Civil Engineering Works | Z783 | Apron Masts With Mobile Support; Apron Floodlight High Masts; Height=20M | 2 | Nr | SAR | 41068.725
Ellen | 2 | 2.0028 | Kingdom of Saudi Arabia | Amaala | Infrastructure | Airport | Airside Works | RSG | Rawabi Butec | Award | 2020 |  | Simple Building Works Incidental To Civil Engineering Works | Z783 | Apron Masts With Mobile Support; Apron Floodlight High Masts; Height=22M | 5 | Nr | SAR | 43641.986
Ellen | 2 | 2.0028 | Kingdom of Saudi Arabia | Amaala | Infrastructure | Airport | Airside Works | RSG | Rawabi Butec | Award | 2020 |  | Simple Building Works Incidental To Civil Engineering Works | Z783 | Apron Masts With Mobile Support; Apron Floodlight High Masts; Height=25M | 18 | Nr | SAR | 44770.0811
Ellen | 2 | 2.0029 | Kingdom of Saudi Arabia | Amaala | Infrastructure | Airport | Airside Works | RSG | Rawabi Butec | Award | 2020 |  | Simple Building Works Incidental To Civil Engineering Works | Z783 | Apron Masts With Mobile Support; Apron Floodlight High Masts; Height=35M | 11 | Nr | SAR | 80826.3991
Ellen | 2 | 2.0029 | Kingdom of Saudi Arabia | Amaala | Infrastructure | Airport | Airside Works | RSG | Rawabi Butec | Award | 2020 |  | Simple Building Works Incidental To Civil Engineering Works | Z783 | Apron Masts With Mobile Support; Apron Floodlight High Masts; Floodlight 1261W | 99 | Nr | SAR | 12369.2123
Ellen | 2 | 2.0029 | Kingdom of Saudi Arabia | Amaala | Infrastructure | Airport | Airside Works | RSG | Rawabi Butec | Award | 2020 |  | Simple Building Works Incidental To Civil Engineering Works | Z783 | Apron Masts With Mobile Support; Apron Floodlight High Masts; Floodlight 630W | 12 | Nr | SAR | 7063.47
Ellen | 2 | 2.0029 | Kingdom of Saudi Arabia | Amaala | Infrastructure | Airport | Airside Works | RSG | Rawabi Butec | Award | 2020 |  | Simple Building Works Incidental To Civil Engineering Works | Z783 | Apron Masts With Mobile Support; Apron Floodlight High Masts; Obstruction Light (3 Per Mast) | 123 | Nr | SAR | 2979.2131
Ellen | 2 | 2.0029 | Kingdom of Saudi Arabia | Amaala | Infrastructure | Airport | Airside Works | RSG | Rawabi Butec | Award | 2020 |  | Simple Building Works Incidental To Civil Engineering Works | Z781 | Apron Masts With Mobile Support; Apron Floodlight High Masts; Local Daylight Sensor (1 Per Mast) | 48 | Nr | SAR | 1489.6067
Ellen | 2 | 2.0029 | Kingdom of Saudi Arabia | Amaala | Infrastructure | Airport | Airside Works | RSG | Rawabi Butec | Award | 2020 |  | Simple Building Works Incidental To Civil Engineering Works | Z781 | Apron Masts With Mobile Support; Apron Floodlight High Masts; Plc Cabinet (1 Per Mast) | 48 | Nr | SAR | 2482.6777
Ellen | 2 | 2.0029 | Kingdom of Saudi Arabia | Amaala | Infrastructure | Airport | Airside Works | RSG | Rawabi Butec | Award | 2020 |  | Simple Building Works Incidental To Civil Engineering Works | Z711 | Apron Masts With Mobile Support; Afl Lv Cable; Cable 3X4Mm2 Cu/Xlpe/Pvc 0.6/1Kv | 35 | m | SAR | 7.6417
Ellen | 2 | 2.0029 | Kingdom of Saudi Arabia | Amaala | Infrastructure | Airport | Airside Works | RSG | Rawabi Butec | Award | 2020 |  | Simple Building Works Incidental To Civil Engineering Works | Z711 | Apron Masts With Mobile Support; Afl Lv Cable; Cable 3X6Mm2 Cu/Xlpe/Pvc 0.6/1Kv | 119 | m | SAR | 9.8908
Ellen | 2 | 2.0029 | Kingdom of Saudi Arabia | Amaala | Infrastructure | Airport | Airside Works | RSG | Rawabi Butec | Award | 2020 |  | Simple Building Works Incidental To Civil Engineering Works | Z711 | Apron Masts With Mobile Support; Afl Lv Cable; Cable 3X10Mm2 Cu/Xlpe/Pvc 0.6/1Kv | 457 | m | SAR | 15.0418
Ellen | 2 | 2.0029 | Kingdom of Saudi Arabia | Amaala | Infrastructure | Airport | Airside Works | RSG | Rawabi Butec | Award | 2020 |  | Simple Building Works Incidental To Civil Engineering Works | Z711 | Apron Masts With Mobile Support; Afl Lv Cable; Cable 3X16Mm2 Cu/Xlpe/Pvc 0.6/1Kv | 482 | m | SAR | 21.87
Ellen | 2 | 2.0029 | Kingdom of Saudi Arabia | Amaala | Infrastructure | Airport | Airside Works | RSG | Rawabi Butec | Award | 2020 |  | Simple Building Works Incidental To Civil Engineering Works | Z711 | Apron Masts With Mobile Support; Afl Lv Cable; Cable 3X25Mm2 Cu/Xlpe/Pvc 0.6/1Kv | 1019 | m | SAR | 32.9092
Ellen | 2 | 2.003 | Kingdom of Saudi Arabia | Amaala | Infrastructure | Airport | Airside Works | RSG | Rawabi Butec | Award | 2020 |  | Simple Building Works Incidental To Civil Engineering Works | Z711 | Apron Masts With Mobile Support; Afl Lv Cable; Cable 3X35Mm2 Cu/Xlpe/Pvc 0.6/1Kv | 943 | m | SAR | 44.6843
Ellen | 2 | 2.003 | Kingdom of Saudi Arabia | Amaala | Infrastructure | Airport | Airside Works | RSG | Rawabi Butec | Award | 2020 |  | Simple Building Works Incidental To Civil Engineering Works | Z711 | Apron Masts With Mobile Support; Afl Lv Cable; Cable 3X50Mm2 Cu/Xlpe/Pvc 0.6/1Kv | 1622 | m | SAR | 49.5908
Ellen | 2 | 2.003 | Kingdom of Saudi Arabia | Amaala | Infrastructure | Airport | Airside Works | RSG | Rawabi Butec | Award | 2020 |  | Simple Building Works Incidental To Civil Engineering Works | Z711 | Apron Masts With Mobile Support; Afl Lv Cable; Cable 3X70Mm2 Cu/Xlpe/Pvc 0.6/1Kv | 1215 | m | SAR | 68.0303
Ellen | 2 | 2.003 | Kingdom of Saudi Arabia | Amaala | Infrastructure | Airport | Airside Works | RSG | Rawabi Butec | Award | 2020 |  | Simple Building Works Incidental To Civil Engineering Works | Z711 | Apron Masts With Mobile Support; Afl Lv Cable; Cable 3X95Mm2 Cu/Xlpe/Pvc 0.6/1Kv | 1550 | m | SAR | 91.0083
Ellen | 2 | 2.003 | Kingdom of Saudi Arabia | Amaala | Infrastructure | Airport | Airside Works | RSG | Rawabi Butec | Award | 2020 |  | Simple Building Works Incidental To Civil Engineering Works | Z711 | Apron Masts With Mobile Support; Afl Lv Cable; Cable 3X120Mm2 Cu/Xlpe/Pvc 0.6/1Kv | 1137 | m | SAR | 114.7627
Ellen | 2 | 2.003 | Kingdom of Saudi Arabia | Amaala | Infrastructure | Airport | Airside Works | RSG | Rawabi Butec | Award | 2020 |  | Simple Building Works Incidental To Civil Engineering Works | Z711 | Apron Masts With Mobile Support; Afl Lv Cable; Cable 3X150Mm2 Cu/Xlpe/Pvc 0.6/1Kv | 4498 | m | SAR | 129.1954
Ellen | 2 | 2.003 | Kingdom of Saudi Arabia | Amaala | Infrastructure | Airport | Airside Works | RSG | Rawabi Butec | Award | 2020 |  | Simple Building Works Incidental To Civil Engineering Works | Z711 | Apron Masts With Mobile Support; Afl Lv Cable; Cable 3X185Mm2 Cu/Xlpe/Pvc 0.6/1Kv | 6438 | m | SAR | 177.729
Ellen | 2 | 2.003 | Kingdom of Saudi Arabia | Amaala | Infrastructure | Airport | Airside Works | RSG | Rawabi Butec | Award | 2020 |  | Simple Building Works Incidental To Civil Engineering Works | Z711 | Apron Masts With Mobile Support; Afl Lv Cable; Cable 3X240Mm2 Cu/Xlpe/Pvc 0.6/1Kv | 2564 | m | SAR | 203.2009
Ellen | 2 | 2.003 | Kingdom of Saudi Arabia | Amaala | Infrastructure | Airport | Airside Works | RSG | Rawabi Butec | Award | 2020 |  | Simple Building Works Incidental To Civil Engineering Works | Z721 | Apron Masts With Mobile Support; Conduit; 63Mm Diameter Pvc Conduit For Fo Cable | 12360 | m | SAR | 32.7155
Ellen | 2 | 2.003 | Kingdom of Saudi Arabia | Amaala | Infrastructure | Airport | Airside Works | RSG | Rawabi Butec | Award | 2020 |  | Simple Building Works Incidental To Civil Engineering Works | Z721 | Apron Masts With Mobile Support; Conduit; 90Mm Diameter Pvc Conduit For Power Cables | 600 | m | SAR | 35.6142
Ellen | 2 | 2.0031 | Kingdom of Saudi Arabia | Amaala | Infrastructure | Airport | Airside Works | RSG | Rawabi Butec | Award | 2020 |  | Simple Building Works Incidental To Civil Engineering Works | Z721 | Apron Masts With Mobile Support; Conduit; 110Mm Diameter Pvc Conduit For Power Cables | 530 | m | SAR | 41.5204
Ellen | 2 | 2.0031 | Kingdom of Saudi Arabia | Amaala | Infrastructure | Airport | Airside Works | RSG | Rawabi Butec | Award | 2020 |  | Simple Building Works Incidental To Civil Engineering Works | Z721 | Apron Masts With Mobile Support; Conduit; 160Mm Diameter Pvc Conduit For Power Cables | 6315 | m | SAR | 60.1748
Ellen | 2 | 2.0031 | Kingdom of Saudi Arabia | Amaala | Infrastructure | Airport | Airside Works | RSG | Rawabi Butec | Award | 2020 |  | Miscellaneous Work | X771 | Apron Masts With Mobile Support; Fo Cable (Redundant) | 10310 | m | SAR | 57.216
Ellen | 2 | 2.0031 | Kingdom of Saudi Arabia | Amaala | Infrastructure | Airport | Airside Works | RSG | Rawabi Butec | Award | 2020 |  | Simple Building Works Incidental To Civil Engineering Works | Z771 | Apron Masts With Mobile Support; Grounding For Poles; 16Mm2 Cu/Pvc Y/G Earth Cable For Afl Masts | 480 | m | SAR | 15.1231
Ellen | 2 | 2.0031 | Kingdom of Saudi Arabia | Amaala | Infrastructure | Airport | Airside Works | RSG | Rawabi Butec | Award | 2020 |  | Simple Building Works Incidental To Civil Engineering Works | Z762 | Apron Masts With Mobile Support; Grounding For Poles; Earth Rods 3M | 48 | Nr | SAR | 222.5633
Ellen | 2 | 2.0031 | Kingdom of Saudi Arabia | Amaala | Infrastructure | Airport | Airside Works | RSG | Rawabi Butec | Award | 2020 |  | Simple Building Works Incidental To Civil Engineering Works | Z762 | Apron Masts With Mobile Support; Grounding For Poles; Earth Pits | 48 | Nr | SAR | 197.1583
Ellen | 2 | 2.0031 | Kingdom of Saudi Arabia | Amaala | Infrastructure | Airport | Airside Works | RSG | Rawabi Butec | Award | 2020 |  | Simple Building Works Incidental To Civil Engineering Works | Z761 | Apron Masts With Mobile Support; Grounding For Poles; Exothermic Welding | 48 | Nr | SAR | 422.3396
Ellen | 2 | 2.0031 | Kingdom of Saudi Arabia | Amaala | Infrastructure | Airport | Airside Works | RSG | Rawabi Butec | Award | 2020 |  | Simple Building Works Incidental To Civil Engineering Works | Z762 | Apron Masts With Mobile Support; Lightning For Poles; Air Finial Terminal | 48 | Nr | SAR | 1011.1206
Ellen | 2 | 2.0031 | Kingdom of Saudi Arabia | Amaala | Infrastructure | Airport | Landside Works | RSG | Rawabi Butec | Award | 2020 |  | Miscellaneous Work | X177 | Chainlink Fence 3.050M Height Including Reinforced Concrete Foundation, Two Layers Of Bituminous Paint, Formwork, Galvanized Steel Wire, 50Mm Diamond Mesh, Corner/Gate Post, Line Post, Bracing, Barbed Wire, Excavation, Backfill, Consumables And All Related Accessories. | 5825 | m | SAR | 195.9344
Ellen | 2 | 2.0032 | Kingdom of Saudi Arabia | Amaala | Infrastructure | Airport | Landside Works | RSG | Rawabi Butec | Award | 2020 |  | Pipework - Supports And Protection | L11x | Open Drainage Channel; Civil Works To Grp Pipe Dn 1000 Mm | 181 | m | SAR | 887.5469
Ellen | 2 | 2.0032 | Kingdom of Saudi Arabia | Amaala | Infrastructure | Airport | Landside Works | RSG | Rawabi Butec | Award | 2020 |  | Pipework - Pipes | I644 | Open Drainage Channel; Grp Pipe Dn 1000 Mm | 181 | m | SAR | 1160.457
Ellen | 2 | 2.0032 | Kingdom of Saudi Arabia | Amaala | Infrastructure | Airport | Landside Works | RSG | Rawabi Butec | Award | 2020 |  | Pipework - Supports And Protection | L11x | Open Drainage Channel; Civil Works To Grp Pipe Dn 1500 Mm | 31 | m | SAR | 1057.1342
Ellen | 2 | 2.0032 | Kingdom of Saudi Arabia | Amaala | Infrastructure | Airport | Landside Works | RSG | Rawabi Butec | Award | 2020 |  | Pipework - Pipes | I644 | Open Drainage Channel; Grp Pipe Dn 1500 Mm | 31 | m | SAR | 2856.3735
Ellen | 2 | 2.0032 | Kingdom of Saudi Arabia | Amaala | Infrastructure | Airport | Landside Works | RSG | Rawabi Butec | Award | 2020 |  | Precast Concrete | H7 | Box Culvert | 29.7375 | m | SAR | 3559.68
Ellen | 2 | 2.0032 | Kingdom of Saudi Arabia | Amaala | Infrastructure | Airport | Landside Works | RSG | Rawabi Butec | Award | 2020 |  | Concrete Ancillaries | G513 | Headwall For Box Culvert - Civil Works; Structural Concrete 25Mpa; Reinforced Concrete-Cast In Situ | 6.847 | m³ | SAR | 418.56
Ellen | 2 | 2.0032 | Kingdom of Saudi Arabia | Amaala | Infrastructure | Airport | Landside Works | RSG | Rawabi Butec | Award | 2020 |  | In situ concrete | F541 | Headwall For Box Culvert - Civil Works; Concrete Reinforcement; Steel Bar Reinforcement In Various Diameters | 0.54776 | t | SAR | 4.0366
Ellen | 2 | 2.0032 | Kingdom of Saudi Arabia | Amaala | Infrastructure | Airport | Landside Works | RSG | Rawabi Butec | Award | 2020 |  | Concrete Ancillaries | G145 | Headwall For Box Culvert - Civil Works; Plain Concrete; Lean Concrete 100Mm Thick With The Necessary Formworks. | 1.5366 | m³ | SAR | 348.09
Ellen | 2 | 2.0032 | Kingdom of Saudi Arabia | Amaala | Infrastructure | Airport | Landside Works | RSG | Rawabi Butec | Award | 2020 |  | In situ concrete | F642 | Headwall For Box Culvert - Civil Works; Concrete Forming And Accessories; Plain Formwork To Vertical Sides | 25.8184 | m² | SAR | 133.35
Ellen | 2 | 2.0032 | Kingdom of Saudi Arabia | Amaala | Infrastructure | Airport | Landside Works | RSG | Rawabi Butec | Award | 2020 |  | Concrete Ancillaries | G513 | Headwall For 1000 Mm Pipe - Civil Works:; Structural Concrete 25Mpa; Reinforced Concrete-Cast In Situ | 16.3394 | m³ | SAR | 418.56
Ellen | 2 | 2.0032 | Kingdom of Saudi Arabia | Amaala | Infrastructure | Airport | Landside Works | RSG | Rawabi Butec | Award | 2020 |  | In situ concrete | F541 | Headwall For 1000 Mm Pipe - Civil Works:; Concrete Reinforcement; Steel Bar Reinforcement In Various Diameters | 1.3072 | t | SAR | 4.0367
Ellen | 2 | 2.0033 | Kingdom of Saudi Arabia | Amaala | Infrastructure | Airport | Landside Works | RSG | Rawabi Butec | Award | 2020 |  | Concrete Ancillaries | G145 | Headwall For 1000 Mm Pipe - Civil Works:; Plain Concrete; Lean Concrete 100Mm Thick With The Necessary Formworks. | 3.5791 | m³ | SAR | 348.09
Ellen | 2 | 2.0033 | Kingdom of Saudi Arabia | Amaala | Infrastructure | Airport | Landside Works | RSG | Rawabi Butec | Award | 2020 |  | In situ concrete | F642 | Headwall For 1000 Mm Pipe - Civil Works:; Concrete Forming And Accessories; Plain Formwork To Vertical Sides | 63.74 | m² | SAR | 133.3541
Ellen | 2 | 2.0033 | Kingdom of Saudi Arabia | Amaala | Infrastructure | Airport | Landside Works | RSG | Rawabi Butec | Award | 2020 |  | Concrete Ancillaries | G513 | Headwall For 1000 Mm Pipe - Civil Works; Structural Concrete 25Mpa; Reinforced Concrete-Cast In Situ | 4.5906 | m³ | SAR | 418.56
Ellen | 2 | 2.0033 | Kingdom of Saudi Arabia | Amaala | Infrastructure | Airport | Landside Works | RSG | Rawabi Butec | Award | 2020 |  | In situ concrete | F541 | Headwall For 1000 Mm Pipe - Civil Works; Concrete Reinforcement; Steel Bar Reinforcement In Various Diameters | 0.51003 | t | SAR | 4.0367
Ellen | 2 | 2.0033 | Kingdom of Saudi Arabia | Amaala | Infrastructure | Airport | Landside Works | RSG | Rawabi Butec | Award | 2020 |  | Concrete Ancillaries | G145 | Headwall For 1000 Mm Pipe - Civil Works; Plain Concrete; Lean Concrete 100Mm Thick With The Necessary Formworks. | 0.87529 | m³ | SAR | 348.09
Ellen | 2 | 2.0033 | Kingdom of Saudi Arabia | Amaala | Infrastructure | Airport | Landside Works | RSG | Rawabi Butec | Award | 2020 |  | In situ concrete | F642 | Headwall For 1000 Mm Pipe - Civil Works; Concrete Forming And Accessories; Plain Formwork To Vertical Sides | 18.62 | m² | SAR | 133.3459
Ellen | 2 | 2.0033 | Kingdom of Saudi Arabia | Amaala | Infrastructure | Airport | Landside Works | RSG | Rawabi Butec | Award | 2020 |  | Simple Building Works Incidental To Civil Engineering Works | Z771 | Earthing And Lightning System; 16Mm2 Cu/Pvc Y/G Earth Cable For Perimeter Lighting | 3375 | m | SAR | 16.8024
Ellen | 2 | 2.0033 | Kingdom of Saudi Arabia | Amaala | Infrastructure | Airport | Landside Works | RSG | Rawabi Butec | Award | 2020 |  | Simple Building Works Incidental To Civil Engineering Works | Z761 | Earthing And Lightning System; Exothermic Welding | 1765 | Nr | SAR | 469.2377
Ellen | 2 | 2.0033 | Kingdom of Saudi Arabia | Amaala | Infrastructure | Airport | Landside Works | RSG | Rawabi Butec | Award | 2020 |  | Simple Building Works Incidental To Civil Engineering Works | Z771 | Earthing And Lightning System; Earth Lugs 16Mm2 | 2078 | Nr | SAR | 17.3291
Ellen | 2 | 2.0034 | Kingdom of Saudi Arabia | Amaala | Infrastructure | Airport | Landside Works | RSG | Rawabi Butec | Award | 2020 |  | Simple Building Works Incidental To Civil Engineering Works | Z762 | Earthing And Lightning System; Earth Rod Diameter 16Mm, 3M | 1270 | Nr | SAR | 247.2778
Ellen | 2 | 2.0034 | Kingdom of Saudi Arabia | Amaala | Infrastructure | Airport | Landside Works | RSG | Rawabi Butec | Award | 2020 |  | Simple Building Works Incidental To Civil Engineering Works | Z762 | Earthing And Lightning System; Earth Pit | 1270 | Nr | SAR | 219.0517
Ellen | 2 | 2.0034 | Kingdom of Saudi Arabia | Amaala | Infrastructure | Airport | Landside Works | RSG | Rawabi Butec | Award | 2020 |  | Simple Building Works Incidental To Civil Engineering Works | Z761 | Earthing And Lightning System; Connection Between Counterpoise And Earth Pits | 2030 | m | SAR | 10.4455
Ellen | 2 | 2.0034 | Kingdom of Saudi Arabia | Amaala | Infrastructure | Airport | Landside Works | RSG | Rawabi Butec | Award | 2020 |  | Simple Building Works Incidental To Civil Engineering Works | Z761 | Earthing And Lightning System; Clean Earth 50Mm2 Bare Copper | 2600 | m | SAR | 29.5216
Ellen | 2 | 2.0034 | Kingdom of Saudi Arabia | Amaala | Infrastructure | Airport | Landside Works | RSG | Rawabi Butec | Award | 2020 |  | Simple Building Works Incidental To Civil Engineering Works | Z761 | Earthing And Lightning System; Earthing 50Mm2 Bare Copper | 2000 | m | SAR | 29.5216
Ellen | 2 | 2.0034 | Kingdom of Saudi Arabia | Amaala | Infrastructure | Airport | Landside Works | RSG | Rawabi Butec | Award | 2020 |  | Simple Building Works Incidental To Civil Engineering Works | Z761 | Earthing And Lightning System; Lightning Cable 3X25Mm Bare Copper | 1220 | m | SAR | 119.226
Ellen | 2 | 2.0034 | Kingdom of Saudi Arabia | Amaala | Infrastructure | Airport | Landside Works | RSG | Rawabi Butec | Award | 2020 |  | Simple Building Works Incidental To Civil Engineering Works | Z762 | Earthing And Lightning System; Down Conductor | 130 | m | SAR | 26.1136
Ellen | 2 | 2.0034 | Kingdom of Saudi Arabia | Amaala | Infrastructure | Airport | Landside Works | RSG | Rawabi Butec | Award | 2020 |  | Simple Building Works Incidental To Civil Engineering Works | Z762 | Earthing And Lightning System; Air Fenial Terminal | 68 | Nr | SAR | 1123.399
Ellen | 2 | 2.0034 | Kingdom of Saudi Arabia | Amaala | Infrastructure | Airport | Landside Works | RSG | Rawabi Butec | Award | 2020 |  | Simple Building Works Incidental To Civil Engineering Works | Z762 | Earthing And Lightning System; Clamp For Flat Conductors | 4 | Nr | SAR | 22.8775
Ellen | 2 | 2.0034 | Kingdom of Saudi Arabia | Amaala | Infrastructure | Airport | Landside Works | RSG | Rawabi Butec | Award | 2020 |  | Simple Building Works Incidental To Civil Engineering Works | Z762 | Earthing And Lightning System; Clean Earth Bar | 17 | Nr | SAR | 394.4641
Ellen | 2 | 2.0034 | Kingdom of Saudi Arabia | Amaala | Infrastructure | Airport | Landside Works | RSG | Rawabi Butec | Award | 2020 |  | Simple Building Works Incidental To Civil Engineering Works | Z762 | Earthing And Lightning System; Earth Bar Inside Buildings And Substations | 22 | Nr | SAR | 394.4636
Ellen | 2 | 2.0035 | Kingdom of Saudi Arabia | Amaala | Infrastructure | Airport | Landside Works | RSG | Rawabi Butec | Award | 2020 |  | Simple Building Works Incidental To Civil Engineering Works | Z783 | Interior And Exterior Lighting; Solar Road Lighting, 60W Led, Ip65, Complete With Driver And Fixing Acessories | 769 | Nr | SAR | 481.7112
Ellen | 2 | 2.0035 | Kingdom of Saudi Arabia | Amaala | Infrastructure | Airport | Landside Works | RSG | Rawabi Butec | Award | 2020 |  | Simple Building Works Incidental To Civil Engineering Works | Z783 | Interior And Exterior Lighting; 10M Height Hot Dip Galvanized Pole, Centrally Hinged, Including Breakers And Connection Box. | 769 | Nr | SAR | 2549.3405
Ellen | 2 | 2.0035 | Kingdom of Saudi Arabia | Amaala | Infrastructure | Airport | Landside Works | RSG | Rawabi Butec | Award | 2020 |  | Simple Building Works Incidental To Civil Engineering Works | Z783 | Interior And Exterior Lighting; Pv Panels | 769 | Nr | SAR | 321.7967
Ellen | 2 | 2.0035 | Kingdom of Saudi Arabia | Amaala | Infrastructure | Airport | Landside Works | RSG | Rawabi Butec | Award | 2020 |  | Simple Building Works Incidental To Civil Engineering Works | Z783 | Interior And Exterior Lighting; Batteries Complete With Charge Controllers Enclosed In A Box Ip65 With All Required Cabling And Accessories, With Autonomy Of 3Days And 12Hrs Each Day | 769 | Nr | SAR | 2118.9421
Ellen | 2 | 2.0035 | Kingdom of Saudi Arabia | Amaala | Infrastructure | Airport | Landside Works | RSG | Rawabi Butec | Award | 2020 |  | Simple Building Works Incidental To Civil Engineering Works | Z783 | Interior And Exterior Lighting; Photoelectric Cell | 769 | Nr | SAR | 456.5548
Ellen | 2 | 2.0035 | Kingdom of Saudi Arabia | Amaala | Infrastructure | Airport | Landside Works | RSG | Rawabi Butec | Award | 2020 |  | Simple Building Works Incidental To Civil Engineering Works | Z783 | Interior And Exterior Lighting; Solar Road Lighting, 60W Led, Ip65, Fixed On A 10M Height Hot Dip Galvanized Pole | 73 | Nr | SAR | 481.7111
Ellen | 2 | 2.0035 | Kingdom of Saudi Arabia | Amaala | Infrastructure | Airport | Landside Works | RSG | Rawabi Butec | Award | 2020 |  | Simple Building Works Incidental To Civil Engineering Works | Z783 | Interior And Exterior Lighting; 10M Height Hot Dip Galvanized Pole, Centrally Hinged, Including Breakers And Connection Box. | 73 | Nr | SAR | 2549.3404
Ellen | 2 | 2.0035 | Kingdom of Saudi Arabia | Amaala | Infrastructure | Airport | Landside Works | RSG | Rawabi Butec | Award | 2020 |  | Simple Building Works Incidental To Civil Engineering Works | Z783 | Interior And Exterior Lighting; Pv Panels | 73 | Nr | SAR | 355.8518
Ellen | 2 | 2.0035 | Kingdom of Saudi Arabia | Amaala | Infrastructure | Airport | Landside Works | RSG | Rawabi Butec | Award | 2020 |  | Simple Building Works Incidental To Civil Engineering Works | Z783 | Interior And Exterior Lighting; Batteries Complete With Charge Controllers Enclosed In A Box Ip65 With All Required Cabling And Accessories, With Autonomy Of 3Days And 12Hrs Each Day | 73 | Nr | SAR | 2118.9419
Ellen | 2 | 2.0036 | Kingdom of Saudi Arabia | Amaala | Infrastructure | Airport | Landside Works | RSG | Rawabi Butec | Award | 2020 |  | Simple Building Works Incidental To Civil Engineering Works | Z783 | Interior And Exterior Lighting; Photoelectric Cell | 73 | Nr | SAR | 456.5548
Ellen | 2 | 2.0036 | Kingdom of Saudi Arabia | Amaala | Infrastructure | Airport | Landside Works | RSG | Rawabi Butec | Award | 2020 |  | Simple Building Works Incidental To Civil Engineering Works | Z783 | Civil Works, Concrete Base For Poles; Excavation | 4338.06 | m³ | SAR | 10.27
Ellen | 2 | 2.0036 | Kingdom of Saudi Arabia | Amaala | Infrastructure | Airport | Landside Works | RSG | Rawabi Butec | Award | 2020 |  | Simple Building Works Incidental To Civil Engineering Works | Z783 | Civil Works, Concrete Base For Poles; Backfilling | 3086.41 | m³ | SAR | 9.1605
Ellen | 2 | 2.0036 | Kingdom of Saudi Arabia | Amaala | Infrastructure | Airport | Landside Works | RSG | Rawabi Butec | Award | 2020 |  | Simple Building Works Incidental To Civil Engineering Works | Z783 | Civil Works, Concrete Base For Poles; Disposal Of Excavated Material | 1251.65 | m³ | SAR | 19.968
Ellen | 2 | 2.0036 | Kingdom of Saudi Arabia | Amaala | Infrastructure | Airport | Landside Works | RSG | Rawabi Butec | Award | 2020 |  | Simple Building Works Incidental To Civil Engineering Works | Z783 | Civil Works, Concrete Base For Poles; Blinding Concrete | 72.01 | m³ | SAR | 348.0951
Ellen | 2 | 2.0036 | Kingdom of Saudi Arabia | Amaala | Infrastructure | Airport | Landside Works | RSG | Rawabi Butec | Award | 2020 |  | Simple Building Works Incidental To Civil Engineering Works | Z783 | Civil Works, Concrete Base For Poles; Reinforced Concrete (Including Formwork, Rebars And All Accessories) | 1251.65 | m³ | SAR | 1328.279
Ellen | 2 | 2.0036 | Kingdom of Saudi Arabia | Amaala | Infrastructure | Airport | Landside Works | RSG | Rawabi Butec | Award | 2020 |  | Simple Building Works Incidental To Civil Engineering Works | Z783 | Civil Works, Concrete Base For Poles; 2 Layers Of Bituminous Paint | 5562.9 | m² | SAR | 4.4946
Ellen | 2 | 2.0036 | Kingdom of Saudi Arabia | Jeddah | Infrastructure | Red Sea Village | Roads & Utilities | ALINMA ALTHURAYA | Thabat | Tender | 2020 |  | Demolition And Site Clearance | D100 | General Site Clearance In Accordance With Drawings And Specifications. | 737700 | m² | SAR | 2.03
Ellen | 2 | 2.0036 | Kingdom of Saudi Arabia | Jeddah | Infrastructure | Red Sea Village | Roads & Utilities | ALINMA ALTHURAYA | Thabat | Tender | 2020 |  | Ground Investigation | B111 | Trial Pits And Trenches To Ascertain/ Verify/ Locate Existing Services; Maximum Length 3M, Excavation By Hand; Maximum Depth Not Exceeding 1.0M; Number In Material Other Than Rock | 5 | Nr | SAR | 101.36
Ellen | 2 | 2.0036 | Kingdom of Saudi Arabia | Jeddah | Infrastructure | Red Sea Village | Roads & Utilities | ALINMA ALTHURAYA | Thabat | Tender | 2020 |  | Ground Investigation | B130.1 | Trial Pits And Trenches To Ascertain/ Verify/ Locate Existing Services; Maximum Length 3M, Excavation By Hand; Maximum Depth Not Exceeding 1.0M; Depth In Material Other Than Rock | 5 | m | SAR | 250.03
Ellen | 2 | 2.0036 | Kingdom of Saudi Arabia | Jeddah | Infrastructure | Red Sea Village | Roads & Utilities | ALINMA ALTHURAYA | Thabat | Tender | 2020 |  | Ground Investigation | B150.1 | Trial Pits And Trenches To Ascertain/ Verify/ Locate Existing Services; Maximum Length 3M, Excavation By Hand; Maximum Depth Not Exceeding 1.0M; Depth Supported | 5 | m | SAR | 74.33
Ellen | 2 | 2.0037 | Kingdom of Saudi Arabia | Jeddah | Infrastructure | Red Sea Village | Roads & Utilities | ALINMA ALTHURAYA | Thabat | Tender | 2020 |  | Ground Investigation | B160.1 | Trial Pits And Trenches To Ascertain/ Verify/ Locate Existing Services; Maximum Length 3M, Excavation By Hand; Maximum Depth Not Exceeding 1.0M; Depth Backfilled With Excavated Material | 5 | m | SAR | 60.82
Ellen | 2 | 2.0037 | Kingdom of Saudi Arabia | Jeddah | Infrastructure | Red Sea Village | Roads & Utilities | ALINMA ALTHURAYA | Thabat | Tender | 2020 |  | Ground Investigation | B112 | Trial Pits And Trenches To Ascertain/ Verify/ Locate Existing Services; Maximum Length 3M, Excavation By Hand; Maximum Depth 1 - 2M; Number In Material Other Than Rock | 3 | Nr | SAR | 202.73
Ellen | 2 | 2.0037 | Kingdom of Saudi Arabia | Jeddah | Infrastructure | Red Sea Village | Roads & Utilities | ALINMA ALTHURAYA | Thabat | Tender | 2020 |  | Ground Investigation | B130.2 | Trial Pits And Trenches To Ascertain/ Verify/ Locate Existing Services; Maximum Length 3M, Excavation By Hand; Maximum Depth 1 - 2M; Depth In Material Other Than Rock | 6 | m | SAR | 486.54
Ellen | 2 | 2.0037 | Kingdom of Saudi Arabia | Jeddah | Infrastructure | Red Sea Village | Roads & Utilities | ALINMA ALTHURAYA | Thabat | Tender | 2020 |  | Ground Investigation | B150.2 | Trial Pits And Trenches To Ascertain/ Verify/ Locate Existing Services; Maximum Length 3M, Excavation By Hand; Maximum Depth 1 - 2M; Depth Supported | 6 | m | SAR | 148.67
Ellen | 2 | 2.0037 | Kingdom of Saudi Arabia | Jeddah | Infrastructure | Red Sea Village | Roads & Utilities | ALINMA ALTHURAYA | Thabat | Tender | 2020 |  | Ground Investigation | B160.2 | Trial Pits And Trenches To Ascertain/ Verify/ Locate Existing Services; Maximum Length 3M, Excavation By Hand; Maximum Depth 1 - 2M; Depth Backfilled With Excavated Material | 6 | m | SAR | 121.64
Ellen | 2 | 2.0037 | Kingdom of Saudi Arabia | Jeddah | Infrastructure | Red Sea Village | Roads & Utilities | ALINMA ALTHURAYA | Thabat | Tender | 2020 |  | Ground Investigation | B113 | Trial Pits And Trenches To Ascertain/ Verify/ Locate Existing Services; Maximum Length 3M, Excavation By Hand; Maximum Depth 2 - 3M; Number In Material Other Than Rock | 2 | Nr | SAR | 304.09
Ellen | 2 | 2.0037 | Kingdom of Saudi Arabia | Jeddah | Infrastructure | Red Sea Village | Roads & Utilities | ALINMA ALTHURAYA | Thabat | Tender | 2020 |  | Ground Investigation | B130.3 | Trial Pits And Trenches To Ascertain/ Verify/ Locate Existing Services; Maximum Length 3M, Excavation By Hand; Maximum Depth 2 - 3M; Depth In Material Other Than Rock | 6 | m | SAR | 729.81
Ellen | 2 | 2.0037 | Kingdom of Saudi Arabia | Jeddah | Infrastructure | Red Sea Village | Roads & Utilities | ALINMA ALTHURAYA | Thabat | Tender | 2020 |  | Ground Investigation | B150.3 | Trial Pits And Trenches To Ascertain/ Verify/ Locate Existing Services; Maximum Length 3M, Excavation By Hand; Maximum Depth 2 - 3M; Depth Supported | 6 | m | SAR | 243.27
Ellen | 2 | 2.0037 | Kingdom of Saudi Arabia | Jeddah | Infrastructure | Red Sea Village | Roads & Utilities | ALINMA ALTHURAYA | Thabat | Tender | 2020 |  | Ground Investigation | B160.3 | Trial Pits And Trenches To Ascertain/ Verify/ Locate Existing Services; Maximum Length 3M, Excavation By Hand; Maximum Depth 2 - 3M; Depth Backfilled With Excavated Material | 6 | m | SAR | 168.94
Ellen | 2 | 2.0038 | Kingdom of Saudi Arabia | Jeddah | Infrastructure | Red Sea Village | Roads & Utilities | ALINMA ALTHURAYA | Thabat | Tender | 2020 |  | Earthworks | E210 | Excavation For Cuttings, Topsoil (Provisional Quantities) | 100 | m³ | SAR | 10.81
Ellen | 2 | 2.0038 | Kingdom of Saudi Arabia | Jeddah | Infrastructure | Red Sea Village | Roads & Utilities | ALINMA ALTHURAYA | Thabat | Tender | 2020 |  | Earthworks | E220 | Excavation For Cuttings, Material Other Than Top Soil, Rock Or Artificial Hard Material | 9740 | m³ | SAR | 17.57
Ellen | 2 | 2.0038 | Kingdom of Saudi Arabia | Jeddah | Infrastructure | Red Sea Village | Roads & Utilities | ALINMA ALTHURAYA | Thabat | Tender | 2020 |  | Earthworks | E522 | Preparation Of Excavated Surfaces To Receive Permanent Works; Material Other Than Topsoil Rock Or Artificial Hard Material | 8938 | m² | SAR | 6.76
Ellen | 2 | 2.0038 | Kingdom of Saudi Arabia | Jeddah | Infrastructure | Red Sea Village | Roads & Utilities | ALINMA ALTHURAYA | Thabat | Tender | 2020 |  | Earthworks | E539 | Disposal Of Surplus Excavated Materials (Suitable/ Unsuitable) Including Loading /Unloading, Site Handling And Transportation To Approved Designated Site | 2048 | m³ | SAR | 10.81
Ellen | 2 | 2.0038 | Kingdom of Saudi Arabia | Jeddah | Infrastructure | Red Sea Village | Roads & Utilities | ALINMA ALTHURAYA | Thabat | Tender | 2020 |  | Earthworks | E624 | Filling Below Subgrade And Median With Suitable Excavated Materials As Directed By The Engineer | 7792 | m³ | SAR | 17.57
Ellen | 2 | 2.0038 | Kingdom of Saudi Arabia | Jeddah | Infrastructure | Red Sea Village | Roads & Utilities | ALINMA ALTHURAYA | Thabat | Tender | 2020 |  | Earthworks | E625 | Filling Below Sub Grade And Median With Imported Materials Other Than Top Soil Or Rock For Roads And Other Areas Of Fill Other Than Adjacent To Structures | 224006 | m³ | SAR | 28.38
Ellen | 2 | 2.0038 | Kingdom of Saudi Arabia | Jeddah | Infrastructure | Red Sea Village | Roads & Utilities | ALINMA ALTHURAYA | Thabat | Tender | 2020 |  | Earthworks | E699 | Allow For Excavation And Filling Of Soft Spots And Other Voids Below Cuttings As Directed By The Engineer (Provisional Quantities) | 100 | m³ | SAR | 20.27
Ellen | 2 | 2.0038 | Kingdom of Saudi Arabia | Jeddah | Infrastructure | Red Sea Village | Roads & Utilities | ALINMA ALTHURAYA | Thabat | Tender | 2020 |  | Earthworks | E722 | Preparation Of Filled Surfaces To Received Permanent Works | 517240 | m² | SAR | 4.05
Ellen | 2 | 2.0038 | Kingdom of Saudi Arabia | Jeddah | Infrastructure | Red Sea Village | Roads & Utilities | ALINMA ALTHURAYA | Thabat | Tender | 2020 |  | Roads And Pavings | R194.1 | Sub-Bases, Flexible Road Bases And Surfacing; Aggregate Base Course; Depth : 150Mm | 327589 | m² | SAR | 17.57
Ellen | 2 | 2.0038 | Kingdom of Saudi Arabia | Jeddah | Infrastructure | Red Sea Village | Roads & Utilities | ALINMA ALTHURAYA | Thabat | Tender | 2020 |  | Roads And Pavings | R194.2 | Sub-Bases, Flexible Road Bases And Surfacing; Aggregate Base Course; Depth : 160Mm | 22706 | m² | SAR | 18.92
Ellen | 2 | 2.0038 | Kingdom of Saudi Arabia | Jeddah | Infrastructure | Red Sea Village | Roads & Utilities | ALINMA ALTHURAYA | Thabat | Tender | 2020 |  | Roads And Pavings | R194.3 | Sub-Bases, Flexible Road Bases And Surfacing; Aggregate Sub Base Course; Depth : 150Mm | 127796 | m² | SAR | 10.81
Ellen | 2 | 2.0039 | Kingdom of Saudi Arabia | Jeddah | Infrastructure | Red Sea Village | Roads & Utilities | ALINMA ALTHURAYA | Thabat | Tender | 2020 |  | Roads And Pavings | R194.4 | Sub-Bases, Flexible Road Bases And Surfacing; Aggregate Sub Base Course; Depth : 200Mm | 233941 | m² | SAR | 13.52
Ellen | 2 | 2.0039 | Kingdom of Saudi Arabia | Jeddah | Infrastructure | Red Sea Village | Roads & Utilities | ALINMA ALTHURAYA | Thabat | Tender | 2020 |  | Roads And Pavings | R322.1 | Sub-Bases, Flexible Road Bases And Surfacing; Rolled Asphalt; Asphalt Concrete Wearing Course; 50Mm Thick | 315972 | m² | SAR | 21.62
Ellen | 2 | 2.0039 | Kingdom of Saudi Arabia | Jeddah | Infrastructure | Red Sea Village | Roads & Utilities | ALINMA ALTHURAYA | Thabat | Tender | 2020 |  | Roads And Pavings | R322.2 | Sub-Bases, Flexible Road Bases And Surfacing; Rolled Asphalt; Asphalt Base Course; 50Mm Thick | 35083 | m² | SAR | 21.62
Ellen | 2 | 2.0039 | Kingdom of Saudi Arabia | Jeddah | Infrastructure | Red Sea Village | Roads & Utilities | ALINMA ALTHURAYA | Thabat | Tender | 2020 |  | Roads And Pavings | R323.1 | Sub-Bases, Flexible Road Bases And Surfacing; Rolled Asphalt; Asphalt Base Course; 70Mm Thick | 56064 | m² | SAR | 31.08
Ellen | 2 | 2.0039 | Kingdom of Saudi Arabia | Jeddah | Infrastructure | Red Sea Village | Roads & Utilities | ALINMA ALTHURAYA | Thabat | Tender | 2020 |  | Roads And Pavings | R323.2 | Sub-Bases, Flexible Road Bases And Surfacing; Rolled Asphalt; Asphalt Base Course; 100Mm Thick | 204344 | m² | SAR | 44.6
Ellen | 2 | 2.0039 | Kingdom of Saudi Arabia | Jeddah | Infrastructure | Red Sea Village | Roads & Utilities | ALINMA ALTHURAYA | Thabat | Tender | 2020 |  | Roads And Pavings | R324 | Sub-Bases, Flexible Road Bases And Surfacing; Rolled Asphalt; Asphalt Base Course; 140Mm Thick | 20481 | m² | SAR | 62.17
Ellen | 2 | 2.0039 | Kingdom of Saudi Arabia | Jeddah | Infrastructure | Red Sea Village | Roads & Utilities | ALINMA ALTHURAYA | Thabat | Tender | 2020 |  | Roads And Pavings | R350.1 | Sub-Bases, Flexible Road Bases And Surfacing; Bituminous Spray; Prime Coat | 315972 | m² | SAR | 2.03
Ellen | 2 | 2.0039 | Kingdom of Saudi Arabia | Jeddah | Infrastructure | Red Sea Village | Roads & Utilities | ALINMA ALTHURAYA | Thabat | Tender | 2020 |  | Roads And Pavings | R350.2 | Sub-Bases, Flexible Road Bases And Surfacing; Bituminous Spray; Tack Coat | 315972 | m² | SAR | 1.35
Ellen | 2 | 2.0039 | Kingdom of Saudi Arabia | Jeddah | Infrastructure | Red Sea Village | Roads & Utilities | ALINMA ALTHURAYA | Thabat | Tender | 2020 |  | Roads And Pavings | R390.1 | Sub-Bases, Flexible Road Bases And Surfacing; Adjustment For 0.1% Binder Content; Asphalt Concrete Wearing Course; 50Mm Thick | 0.51003 | m² | SAR | 8.11
Ellen | 2 | 2.004 | Kingdom of Saudi Arabia | Jeddah | Infrastructure | Red Sea Village | Roads & Utilities | ALINMA ALTHURAYA | Thabat | Tender | 2020 |  | Roads And Pavings | R390.2 | Sub-Bases, Flexible Road Bases And Surfacing; Adjustment For 0.1% Binder Content; Asphalt Base Course; 50Mm Thick | 0.51003 | m² | SAR | 8.11
Ellen | 2 | 2.004 | Kingdom of Saudi Arabia | Jeddah | Infrastructure | Red Sea Village | Roads & Utilities | ALINMA ALTHURAYA | Thabat | Tender | 2020 |  | Roads And Pavings | R390.3 | Sub-Bases, Flexible Road Bases And Surfacing; Adjustment For 0.1% Binder Content; Asphalt Base Course; 70Mm Thick | 0.51003 | m² | SAR | 13.52
Ellen | 2 | 2.004 | Kingdom of Saudi Arabia | Jeddah | Infrastructure | Red Sea Village | Roads & Utilities | ALINMA ALTHURAYA | Thabat | Tender | 2020 |  | Roads And Pavings | R390.4 | Sub-Bases, Flexible Road Bases And Surfacing; Adjustment For 0.1% Binder Content; Asphalt Base Course; 100Mm Thick | 0.51003 | m² | SAR | 18.92
Ellen | 2 | 2.004 | Kingdom of Saudi Arabia | Jeddah | Infrastructure | Red Sea Village | Roads & Utilities | ALINMA ALTHURAYA | Thabat | Tender | 2020 |  | Roads And Pavings | R390.5 | Sub-Bases, Flexible Road Bases And Surfacing; Adjustment For 0.1% Binder Content; Asphalt Base Course; 140Mm Thick | 0.51003 | m² | SAR | 27.03
Ellen | 2 | 2.004 | Kingdom of Saudi Arabia | Jeddah | Infrastructure | Red Sea Village | Roads & Utilities | ALINMA ALTHURAYA | Thabat | Tender | 2020 |  | Roads And Pavings | R690.1 | Kerb, Channels Or Edgings; Straight Or Curved, Complete Including Earthworks, Concrete Bed And Backing, Backfilling And Transitions As Per Dwg And Specification; Precast Concrete Upstand Kerb 150 X 305Mm | 76273 | m | SAR | 81.09
Ellen | 2 | 2.004 | Kingdom of Saudi Arabia | Jeddah | Infrastructure | Red Sea Village | Roads & Utilities | ALINMA ALTHURAYA | Thabat | Tender | 2020 |  | Roads And Pavings | R690.2 | Kerb, Channels Or Edgings; Straight Or Curved, Complete Including Earthworks, Concrete Bed And Backing, Backfilling And Transitions As Per Dwg And Specification; Precast Concrete Flush Kerb 150 X 210Mm | 5842 | m | SAR | 81.09
Ellen | 2 | 2.004 | Kingdom of Saudi Arabia | Jeddah | Infrastructure | Red Sea Village | Roads & Utilities | ALINMA ALTHURAYA | Thabat | Tender | 2020 |  | Roads And Pavings | R690.3 | Kerb, Channels Or Edgings; Straight Or Curved, Complete Including Earthworks, Concrete Bed And Backing, Backfilling And Transitions As Per Dwg And Specification; Precast Concrete Drop Kerb 150 X 305Mm | 3899 | m | SAR | 81.09
Ellen | 2 | 2.004 | Kingdom of Saudi Arabia | Jeddah | Infrastructure | Red Sea Village | Roads & Utilities | ALINMA ALTHURAYA | Thabat | Tender | 2020 |  | Roads And Pavings | R714.1 | Light Duty Pavement/ Interlock Pavement; Aggregate Base; Depth 150Mm | 39789 | m² | SAR | 17.57
Ellen | 2 | 2.004 | Kingdom of Saudi Arabia | Jeddah | Infrastructure | Red Sea Village | Roads & Utilities | ALINMA ALTHURAYA | Thabat | Tender | 2020 |  | Roads And Pavings | R714.2 | Light Duty Pavement/ Interlock Pavement; Aggregate Subbase; Depth 150Mm | 39789 | m² | SAR | 10.81
Ellen | 2 | 2.004 | Kingdom of Saudi Arabia | Jeddah | Infrastructure | Red Sea Village | Roads & Utilities | ALINMA ALTHURAYA | Thabat | Tender | 2020 |  | Roads And Pavings | R793 | Light Duty Pavement/ Interlock Pavement; Precast Concrete Block Paving Tiles; Type Cs7A ; Thickness 80Mm On And Including 50Mm Thick Sand Bed | 39789 | m² | SAR | 74.33
Ellen | 2 | 2.004 | Kingdom of Saudi Arabia | Jeddah | Infrastructure | Red Sea Village | Roads & Utilities | ALINMA ALTHURAYA | Thabat | Tender | 2020 |  | Roads And Pavings | R811.1 | Supply And Install Traffic Signs Including Posts, Foundations And All Necessary Complete As Detailed On Drawings And Specification; Traffic Sign; Reference R1-1 | 71 | Nr | SAR | 1013.63
Ellen | 2 | 2.0041 | Kingdom of Saudi Arabia | Jeddah | Infrastructure | Red Sea Village | Roads & Utilities | ALINMA ALTHURAYA | Thabat | Tender | 2020 |  | Roads And Pavings | R811.2 | Supply And Install Traffic Signs Including Posts, Foundations And All Necessary Complete As Detailed On Drawings And Specification; Traffic Sign; Reference R2-1 | 133 | Nr | SAR | 1013.63
Ellen | 2 | 2.0041 | Kingdom of Saudi Arabia | Jeddah | Infrastructure | Red Sea Village | Roads & Utilities | ALINMA ALTHURAYA | Thabat | Tender | 2020 |  | Roads And Pavings | R811.3 | Supply And Install Traffic Signs Including Posts, Foundations And All Necessary Complete As Detailed On Drawings And Specification; Traffic Sign; Reference R3-1-60 | 20 | Nr | SAR | 1013.63
Ellen | 2 | 2.0041 | Kingdom of Saudi Arabia | Jeddah | Infrastructure | Red Sea Village | Roads & Utilities | ALINMA ALTHURAYA | Thabat | Tender | 2020 |  | Roads And Pavings | R811.4 | Supply And Install Traffic Signs Including Posts, Foundations And All Necessary Complete As Detailed On Drawings And Specification; Traffic Sign; Reference R3-1-40 | 48 | Nr | SAR | 1013.63
Ellen | 2 | 2.0041 | Kingdom of Saudi Arabia | Jeddah | Infrastructure | Red Sea Village | Roads & Utilities | ALINMA ALTHURAYA | Thabat | Tender | 2020 |  | Roads And Pavings | R811.5 | Supply And Install Traffic Signs Including Posts, Foundations And All Necessary Complete As Detailed On Drawings And Specification; Traffic Sign; Reference R3-1-30 | 36 | Nr | SAR | 1013.63
Ellen | 2 | 2.0041 | Kingdom of Saudi Arabia | Jeddah | Infrastructure | Red Sea Village | Roads & Utilities | ALINMA ALTHURAYA | Thabat | Tender | 2020 |  | Roads And Pavings | R811.6 | Supply And Install Traffic Signs Including Posts, Foundations And All Necessary Complete As Detailed On Drawings And Specification; Traffic Sign; Reference R5-1 | 11 | Nr | SAR | 1013.63
Ellen | 2 | 2.0041 | Kingdom of Saudi Arabia | Jeddah | Infrastructure | Red Sea Village | Roads & Utilities | ALINMA ALTHURAYA | Thabat | Tender | 2020 |  | Roads And Pavings | R811.7 | Supply And Install Traffic Signs Including Posts, Foundations And All Necessary Complete As Detailed On Drawings And Specification; Traffic Sign; Reference R6-7 | 22 | Nr | SAR | 1013.63
Ellen | 2 | 2.0041 | Kingdom of Saudi Arabia | Jeddah | Infrastructure | Red Sea Village | Roads & Utilities | ALINMA ALTHURAYA | Thabat | Tender | 2020 |  | Roads And Pavings | R811.8 | Supply And Install Traffic Signs Including Posts, Foundations And All Necessary Complete As Detailed On Drawings And Specification; Traffic Sign; Reference R7-2 | 7 | Nr | SAR | 1013.63
Ellen | 2 | 2.0041 | Kingdom of Saudi Arabia | Jeddah | Infrastructure | Red Sea Village | Roads & Utilities | ALINMA ALTHURAYA | Thabat | Tender | 2020 |  | Roads And Pavings | R811.9 | Supply And Install Traffic Signs Including Posts, Foundations And All Necessary Complete As Detailed On Drawings And Specification; Traffic Sign; Reference R8-1 | 11 | Nr | SAR | 1013.63
Ellen | 2 | 2.0041 | Kingdom of Saudi Arabia | Jeddah | Infrastructure | Red Sea Village | Roads & Utilities | ALINMA ALTHURAYA | Thabat | Tender | 2020 |  | Roads And Pavings | R811.10 | Supply And Install Traffic Signs Including Posts, Foundations And All Necessary Complete As Detailed On Drawings And Specification; Traffic Sign; Reference R8-2 | 21 | Nr | SAR | 1013.63
Ellen | 2 | 2.0042 | Kingdom of Saudi Arabia | Jeddah | Infrastructure | Red Sea Village | Roads & Utilities | ALINMA ALTHURAYA | Thabat | Tender | 2020 |  | Roads And Pavings | R811.11 | Supply And Install Traffic Signs Including Posts, Foundations And All Necessary Complete As Detailed On Drawings And Specification; Traffic Sign; Reference R8-3 | 28 | Nr | SAR | 1013.63
Ellen | 2 | 2.0042 | Kingdom of Saudi Arabia | Jeddah | Infrastructure | Red Sea Village | Roads & Utilities | ALINMA ALTHURAYA | Thabat | Tender | 2020 |  | Roads And Pavings | R811.12 | Supply And Install Traffic Signs Including Posts, Foundations And All Necessary Complete As Detailed On Drawings And Specification; Traffic Sign; Reference R15-1 | 1 | Nr | SAR | 1013.63
Ellen | 2 | 2.0042 | Kingdom of Saudi Arabia | Jeddah | Infrastructure | Red Sea Village | Roads & Utilities | ALINMA ALTHURAYA | Thabat | Tender | 2020 |  | Roads And Pavings | R811.13 | Supply And Install Traffic Signs Including Posts, Foundations And All Necessary Complete As Detailed On Drawings And Specification; Traffic Sign; Reference R15-2 | 94 | Nr | SAR | 1013.63
Ellen | 2 | 2.0042 | Kingdom of Saudi Arabia | Jeddah | Infrastructure | Red Sea Village | Roads & Utilities | ALINMA ALTHURAYA | Thabat | Tender | 2020 |  | Roads And Pavings | R811.14 | Supply And Install Traffic Signs Including Posts, Foundations And All Necessary Complete As Detailed On Drawings And Specification; Traffic Sign; Reference R15-3 | 84 | Nr | SAR | 1013.63
Ellen | 2 | 2.0042 | Kingdom of Saudi Arabia | Jeddah | Infrastructure | Red Sea Village | Roads & Utilities | ALINMA ALTHURAYA | Thabat | Tender | 2020 |  | Roads And Pavings | R811.15 | Supply And Install Traffic Signs Including Posts, Foundations And All Necessary Complete As Detailed On Drawings And Specification; Traffic Sign; Reference R16-1 | 2 | Nr | SAR | 1013.63
Ellen | 2 | 2.0042 | Kingdom of Saudi Arabia | Jeddah | Infrastructure | Red Sea Village | Roads & Utilities | ALINMA ALTHURAYA | Thabat | Tender | 2020 |  | Roads And Pavings | R811.16 | Supply And Install Traffic Signs Including Posts, Foundations And All Necessary Complete As Detailed On Drawings And Specification; Traffic Sign; Reference R16-2 | 12 | Nr | SAR | 1013.63
Ellen | 2 | 2.0042 | Kingdom of Saudi Arabia | Jeddah | Infrastructure | Red Sea Village | Roads & Utilities | ALINMA ALTHURAYA | Thabat | Tender | 2020 |  | Roads And Pavings | R811.17 | Supply And Install Traffic Signs Including Posts, Foundations And All Necessary Complete As Detailed On Drawings And Specification; Traffic Sign; Reference R17-3 | 22 | Nr | SAR | 1013.63
Ellen | 2 | 2.0042 | Kingdom of Saudi Arabia | Jeddah | Infrastructure | Red Sea Village | Roads & Utilities | ALINMA ALTHURAYA | Thabat | Tender | 2020 |  | Roads And Pavings | R811.18 | Supply And Install Traffic Signs Including Posts, Foundations And All Necessary Complete As Detailed On Drawings And Specification; Traffic Sign; Reference R17-7R | 43 | Nr | SAR | 1013.63
Ellen | 2 | 2.0042 | Kingdom of Saudi Arabia | Jeddah | Infrastructure | Red Sea Village | Roads & Utilities | ALINMA ALTHURAYA | Thabat | Tender | 2020 |  | Roads And Pavings | R811.19 | Supply And Install Traffic Signs Including Posts, Foundations And All Necessary Complete As Detailed On Drawings And Specification; Traffic Sign; Reference R17-1L | 3 | Nr | SAR | 1013.63
Ellen | 2 | 2.0042 | Kingdom of Saudi Arabia | Jeddah | Infrastructure | Red Sea Village | Roads & Utilities | ALINMA ALTHURAYA | Thabat | Tender | 2020 |  | Roads And Pavings | R811.20 | Supply And Install Traffic Signs Including Posts, Foundations And All Necessary Complete As Detailed On Drawings And Specification; Traffic Sign; Reference W1-1R | 1 | Nr | SAR | 1013.63
Ellen | 2 | 2.0042 | Kingdom of Saudi Arabia | Jeddah | Infrastructure | Red Sea Village | Roads & Utilities | ALINMA ALTHURAYA | Thabat | Tender | 2020 |  | Roads And Pavings | R811.1 | Supply And Install Traffic Signs Including Posts, Foundations And All Necessary Complete As Detailed On Drawings And Specification; Traffic Sign; Reference W1-1L | 1 | Nr | SAR | 1013.63
Ellen | 2 | 2.0043 | Kingdom of Saudi Arabia | Jeddah | Infrastructure | Red Sea Village | Roads & Utilities | ALINMA ALTHURAYA | Thabat | Tender | 2020 |  | Roads And Pavings | R811.2 | Supply And Install Traffic Signs Including Posts, Foundations And All Necessary Complete As Detailed On Drawings And Specification; Traffic Sign; Reference W3-2 | 1 | Nr | SAR | 1013.63
Ellen | 2 | 2.0043 | Kingdom of Saudi Arabia | Jeddah | Infrastructure | Red Sea Village | Roads & Utilities | ALINMA ALTHURAYA | Thabat | Tender | 2020 |  | Roads And Pavings | R811.3 | Supply And Install Traffic Signs Including Posts, Foundations And All Necessary Complete As Detailed On Drawings And Specification; Traffic Sign; Reference W3-3 | 1 | Nr | SAR | 1013.63
Ellen | 2 | 2.0043 | Kingdom of Saudi Arabia | Jeddah | Infrastructure | Red Sea Village | Roads & Utilities | ALINMA ALTHURAYA | Thabat | Tender | 2020 |  | Roads And Pavings | R811.4 | Supply And Install Traffic Signs Including Posts, Foundations And All Necessary Complete As Detailed On Drawings And Specification; Traffic Sign; Reference W6-1 | 17 | Nr | SAR | 1013.63
Ellen | 2 | 2.0043 | Kingdom of Saudi Arabia | Jeddah | Infrastructure | Red Sea Village | Roads & Utilities | ALINMA ALTHURAYA | Thabat | Tender | 2020 |  | Roads And Pavings | R811.5 | Supply And Install Traffic Signs Including Posts, Foundations And All Necessary Complete As Detailed On Drawings And Specification; Traffic Sign; Reference W11-2 | 355 | Nr | SAR | 1013.63
Ellen | 2 | 2.0043 | Kingdom of Saudi Arabia | Jeddah | Infrastructure | Red Sea Village | Roads & Utilities | ALINMA ALTHURAYA | Thabat | Tender | 2020 |  | Roads And Pavings | R811.6 | Supply And Install Traffic Signs Including Posts, Foundations And All Necessary Complete As Detailed On Drawings And Specification; Traffic Sign; Reference W15 | 30 | Nr | SAR | 1013.63
Ellen | 2 | 2.0043 | Kingdom of Saudi Arabia | Jeddah | Infrastructure | Red Sea Village | Roads & Utilities | ALINMA ALTHURAYA | Thabat | Tender | 2020 |  | Roads And Pavings | R811.7 | Supply And Install Traffic Signs Including Posts, Foundations And All Necessary Complete As Detailed On Drawings And Specification; Traffic Sign; Reference W19-3 | 17 | Nr | SAR | 1013.63
Ellen | 2 | 2.0043 | Kingdom of Saudi Arabia | Jeddah | Infrastructure | Red Sea Village | Roads & Utilities | ALINMA ALTHURAYA | Thabat | Tender | 2020 |  | Roads And Pavings | R811.8 | Supply And Install Traffic Signs Including Posts, Foundations And All Necessary Complete As Detailed On Drawings And Specification; Traffic Sign; Reference W22-1 | 80 | Nr | SAR | 1013.63
Ellen | 2 | 2.0043 | Kingdom of Saudi Arabia | Jeddah | Infrastructure | Red Sea Village | Roads & Utilities | ALINMA ALTHURAYA | Thabat | Tender | 2020 |  | Roads And Pavings | R811.9 | Supply And Install Traffic Signs Including Posts, Foundations And All Necessary Complete As Detailed On Drawings And Specification; Traffic Sign; Reference W37-1 | 7 | Nr | SAR | 1013.63
Ellen | 2 | 2.0043 | Kingdom of Saudi Arabia | Jeddah | Infrastructure | Red Sea Village | Roads & Utilities | ALINMA ALTHURAYA | Thabat | Tender | 2020 |  | Roads And Pavings | R811.10 | Supply And Install Traffic Signs Including Posts, Foundations And All Necessary Complete As Detailed On Drawings And Specification; Traffic Sign; Reference I9-1 | 63 | Nr | SAR | 1013.63
Ellen | 2 | 2.0044 | Kingdom of Saudi Arabia | Jeddah | Infrastructure | Red Sea Village | Roads & Utilities | ALINMA ALTHURAYA | Thabat | Tender | 2020 |  | Roads And Pavings | R811.11 | Supply And Install Traffic Signs Including Posts, Foundations And All Necessary Complete As Detailed On Drawings And Specification; Traffic Sign; Reference I9-3 | 14 | Nr | SAR | 1013.63
Ellen | 2 | 2.0044 | Kingdom of Saudi Arabia | Jeddah | Infrastructure | Red Sea Village | Roads & Utilities | ALINMA ALTHURAYA | Thabat | Tender | 2020 |  | Roads And Pavings | R811.12 | Supply And Install Traffic Signs Including Posts, Foundations And All Necessary Complete As Detailed On Drawings And Specification; Traffic Sign; Reference Ix-1 | 1 | Nr | SAR | 1013.63
Ellen | 2 | 2.0044 | Kingdom of Saudi Arabia | Jeddah | Infrastructure | Red Sea Village | Roads & Utilities | ALINMA ALTHURAYA | Thabat | Tender | 2020 |  | Roads And Pavings | R811.13 | Supply And Install Traffic Signs Including Posts, Foundations And All Necessary Complete As Detailed On Drawings And Specification; Traffic Sign; Reference Ix-2 | 10 | Nr | SAR | 1013.63
Ellen | 2 | 2.0044 | Kingdom of Saudi Arabia | Jeddah | Infrastructure | Red Sea Village | Roads & Utilities | ALINMA ALTHURAYA | Thabat | Tender | 2020 |  | Roads And Pavings | R811.14 | Supply And Install Traffic Signs Including Posts, Foundations And All Necessary Complete As Detailed On Drawings And Specification; Traffic Sign; Reference Ix-1A | 18 | Nr | SAR | 1013.63
Ellen | 2 | 2.0044 | Kingdom of Saudi Arabia | Jeddah | Infrastructure | Red Sea Village | Roads & Utilities | ALINMA ALTHURAYA | Thabat | Tender | 2020 |  | Roads And Pavings | R811.15 | Supply And Install Traffic Signs Including Posts, Foundations And All Necessary Complete As Detailed On Drawings And Specification; Traffic Sign; Multiple Chevron Right | 6 | Nr | SAR | 1013.63
Ellen | 2 | 2.0044 | Kingdom of Saudi Arabia | Jeddah | Infrastructure | Red Sea Village | Roads & Utilities | ALINMA ALTHURAYA | Thabat | Tender | 2020 |  | Roads And Pavings | R811.16 | Supply And Install Traffic Signs Including Posts, Foundations And All Necessary Complete As Detailed On Drawings And Specification; Traffic Sign; Authorised Vehicles Only | 25 | Nr | SAR | 1013.63
Ellen | 2 | 2.0044 | Kingdom of Saudi Arabia | Jeddah | Infrastructure | Red Sea Village | Roads & Utilities | ALINMA ALTHURAYA | Thabat | Tender | 2020 |  | Roads And Pavings | R811.17 | Supply And Install Traffic Signs Including Posts, Foundations And All Necessary Complete As Detailed On Drawings And Specification; Traffic Sign; Bus Prohibited | 2 | Nr | SAR | 1013.63
Ellen | 2 | 2.0044 | Kingdom of Saudi Arabia | Jeddah | Infrastructure | Red Sea Village | Roads & Utilities | ALINMA ALTHURAYA | Thabat | Tender | 2020 |  | Roads And Pavings | R823.1 | Road Markings, Thermo-Plastic Paint (White And Yellow) Complete As Detailed On Drawings And Specification; Arrow Marking; Straight Arrow | 293 | Nr | SAR | 337.88
Ellen | 2 | 2.0044 | Kingdom of Saudi Arabia | Jeddah | Infrastructure | Red Sea Village | Roads & Utilities | ALINMA ALTHURAYA | Thabat | Tender | 2020 |  | Roads And Pavings | R823.2 | Road Markings, Thermo-Plastic Paint (White And Yellow) Complete As Detailed On Drawings And Specification; Arrow Marking; Left/ Right Turn Arrow | 186 | Nr | SAR | 337.88
Ellen | 2 | 2.0044 | Kingdom of Saudi Arabia | Jeddah | Infrastructure | Red Sea Village | Roads & Utilities | ALINMA ALTHURAYA | Thabat | Tender | 2020 |  | Roads And Pavings | R823.3 | Road Markings, Thermo-Plastic Paint (White And Yellow) Complete As Detailed On Drawings And Specification; Arrow Marking; Combination Arrow | 233 | Nr | SAR | 337.88
Ellen | 2 | 2.0044 | Kingdom of Saudi Arabia | Jeddah | Infrastructure | Red Sea Village | Roads & Utilities | ALINMA ALTHURAYA | Thabat | Tender | 2020 |  | Roads And Pavings | R823.4 | Road Markings, Thermo-Plastic Paint (White And Yellow) Complete As Detailed On Drawings And Specification; Arrow Marking; Left & Right Turn Arrow | 15 | Nr | SAR | 337.88
Ellen | 2 | 2.0045 | Kingdom of Saudi Arabia | Jeddah | Infrastructure | Red Sea Village | Roads & Utilities | ALINMA ALTHURAYA | Thabat | Tender | 2020 |  | Roads And Pavings | R824.1 | Road Markings, Thermo-Plastic Paint (White And Yellow) Complete As Detailed On Drawings And Specification; Continuous Lines; Solid White Line; Reference Rm-02 (120Mm) | 5371 | m | SAR | 12.97
Ellen | 2 | 2.0045 | Kingdom of Saudi Arabia | Jeddah | Infrastructure | Red Sea Village | Roads & Utilities | ALINMA ALTHURAYA | Thabat | Tender | 2020 |  | Roads And Pavings | R824.2 | Road Markings, Thermo-Plastic Paint (White And Yellow) Complete As Detailed On Drawings And Specification; Continuous Lines; Parking Space Line (120Mm) | 6838 | m | SAR | 12.97
Ellen | 2 | 2.0045 | Kingdom of Saudi Arabia | Jeddah | Infrastructure | Red Sea Village | Roads & Utilities | ALINMA ALTHURAYA | Thabat | Tender | 2020 |  | Roads And Pavings | R824.3 | Road Markings, Thermo-Plastic Paint (White And Yellow) Complete As Detailed On Drawings And Specification; Continuous Lines; Solid Channelizing Line; Reference Rm-03 (240Mm) | 852 | m | SAR | 25.68
Ellen | 2 | 2.0045 | Kingdom of Saudi Arabia | Jeddah | Infrastructure | Red Sea Village | Roads & Utilities | ALINMA ALTHURAYA | Thabat | Tender | 2020 |  | Roads And Pavings | R824.4 | Road Markings, Thermo-Plastic Paint (White And Yellow) Complete As Detailed On Drawings And Specification; Continuous Lines; Edge Line; Reference Rm-04 (200Mm) | 31925 | m | SAR | 21.62
Ellen | 2 | 2.0045 | Kingdom of Saudi Arabia | Jeddah | Infrastructure | Red Sea Village | Roads & Utilities | ALINMA ALTHURAYA | Thabat | Tender | 2020 |  | Roads And Pavings | R824.5 | Road Markings, Thermo-Plastic Paint (White And Yellow) Complete As Detailed On Drawings And Specification; Continuous Lines; Stop Line; Reference Rm-09 (300Mm) | 1184 | m | SAR | 32.44
Ellen | 2 | 2.0045 | Kingdom of Saudi Arabia | Jeddah | Infrastructure | Red Sea Village | Roads & Utilities | ALINMA ALTHURAYA | Thabat | Tender | 2020 |  | Roads And Pavings | R825.1 | Road Markings, Thermo-Plastic Paint (White And Yellow) Complete As Detailed On Drawings And Specification; Intermittent Lines; Yield Line (300Mm) | 1365 | m | SAR | 32.44
Ellen | 2 | 2.0045 | Kingdom of Saudi Arabia | Jeddah | Infrastructure | Red Sea Village | Roads & Utilities | ALINMA ALTHURAYA | Thabat | Tender | 2020 |  | Roads And Pavings | R825.2 | Road Markings, Thermo-Plastic Paint (White And Yellow) Complete As Detailed On Drawings And Specification; Intermittent Lines; Dotted Line; Reference Rm-06 (120Mm) | 2080 | m | SAR | 16.22
Ellen | 2 | 2.0045 | Kingdom of Saudi Arabia | Jeddah | Infrastructure | Red Sea Village | Roads & Utilities | ALINMA ALTHURAYA | Thabat | Tender | 2020 |  | Roads And Pavings | R825.3 | Road Markings, Thermo-Plastic Paint (White And Yellow) Complete As Detailed On Drawings And Specification; Intermittent Lines; Broken Line; Reference Rm-01 (120Mm) | 11578 | m | SAR | 16.22
Ellen | 2 | 2.0045 | Kingdom of Saudi Arabia | Jeddah | Infrastructure | Red Sea Village | Roads & Utilities | ALINMA ALTHURAYA | Thabat | Tender | 2020 |  | Roads And Pavings | R829.1 | Painting; Chlorinated Rubber Based Quick Drying Paint (Black And White) Applied In Two Coats To Exposed Faces Of Precast Concrete Upstand Kerbs | 29197 | m² | SAR | 67.58
Ellen | 2 | 2.0046 | Kingdom of Saudi Arabia | Jeddah | Infrastructure | Red Sea Village | Roads & Utilities | ALINMA ALTHURAYA | Thabat | Tender | 2020 |  | Roads And Pavings | R829.2 | Hatch/ Pedestrian Crossing Marking; White Chevron And Hatch Marking | 200 | m² | SAR | 67.58
Ellen | 2 | 2.0046 | Kingdom of Saudi Arabia | Jeddah | Infrastructure | Red Sea Village | Roads & Utilities | ALINMA ALTHURAYA | Thabat | Tender | 2020 |  | Roads And Pavings | R829.3 | Hatch/ Pedestrian Crossing Marking; Pedestrian Crossing Marking | 2975 | m² | SAR | 67.58
Ellen | 2 | 2.0046 | Kingdom of Saudi Arabia | Jeddah | Infrastructure | Red Sea Village | Roads & Utilities | ALINMA ALTHURAYA | Thabat | Tender | 2020 |  | Miscellaneous Work | X900.1 | Tying To Existing Pavement As Detailed On Drawings ; Including Breakout Existing Pavement, Saw Cutting, Vertical Tack Coat, Milling (If Required) And All Necessary Preparations Work; New Pavement With Existing Pavement; Transverse Joints | 310 | m | SAR | 202.73
Ellen | 2 | 2.0046 | Kingdom of Saudi Arabia | Jeddah | Infrastructure | Red Sea Village | Roads & Utilities | ALINMA ALTHURAYA | Thabat | Tender | 2020 |  | Miscellaneous Work | X900.2 | Tying To Existing Pavement As Detailed On Drawings ; Including Breakout Existing Pavement, Saw Cutting, Vertical Tack Coat, Milling (If Required) And All Necessary Preparations Work; New Pavement With Existing Pavement; Longitudinal Joints (Provisional Quantities) | 50 | m | SAR | 202.73
Ellen | 2 | 2.0046 | Kingdom of Saudi Arabia | Jeddah | Infrastructure | Red Sea Village | Roads & Utilities | ALINMA ALTHURAYA | Thabat | Tender | 2020 |  | Pipework - Pipes | I712 | Supply And Install Hdpe Pe-100 Pipes With Butt Fusion Welded Joints In Trenches, Including Excavation In All Materials Backfilling, Disposal Of Excavated Material As Directed By Engineer, Dewatering, Warning Tape, Testing Etc. Complete As Detailed On Drawing And Specification; Nominal Dia 160Mm; Depth Not Exceeding 1.5M | 428 | m | SAR | 220.34
Ellen | 2 | 2.0046 | Kingdom of Saudi Arabia | Jeddah | Infrastructure | Red Sea Village | Roads & Utilities | ALINMA ALTHURAYA | Thabat | Tender | 2020 |  | Pipework - Pipes | I713 | Supply And Install Hdpe Pe-100 Pipes With Butt Fusion Welded Joints In Trenches, Including Excavation In All Materials Backfilling, Disposal Of Excavated Material As Directed By Engineer, Dewatering, Warning Tape, Testing Etc. Complete As Detailed On Drawing And Specification; Nominal Dia 160Mm; Depth 1.5 - 2.0 M | 107 | m | SAR | 385.19
Ellen | 2 | 2.0046 | Kingdom of Saudi Arabia | Jeddah | Infrastructure | Red Sea Village | Roads & Utilities | ALINMA ALTHURAYA | Thabat | Tender | 2020 |  | Pipework - Pipes | I722.1 | Supply And Install Hdpe Pe-100 Pipes With Butt Fusion Welded Joints In Trenches, Including Excavation In All Materials Backfilling, Disposal Of Excavated Material As Directed By Engineer, Dewatering, Warning Tape, Testing Etc. Complete As Detailed On Drawing And Specification; Nominal Dia 225Mm ; Depth Not Exceeding 1.5M | 10216 | m | SAR | 277.22
Ellen | 2 | 2.0046 | Kingdom of Saudi Arabia | Jeddah | Infrastructure | Red Sea Village | Roads & Utilities | ALINMA ALTHURAYA | Thabat | Tender | 2020 |  | Pipework - Pipes | I723.1 | Supply And Install Hdpe Pe-100 Pipes With Butt Fusion Welded Joints In Trenches, Including Excavation In All Materials Backfilling, Disposal Of Excavated Material As Directed By Engineer, Dewatering, Warning Tape, Testing Etc. Complete As Detailed On Drawing And Specification; Nominal Dia 225Mm ; Depth 1.5 - 2.0 M | 4378 | m | SAR | 459.45
Ellen | 2 | 2.0046 | Kingdom of Saudi Arabia | Jeddah | Infrastructure | Red Sea Village | Roads & Utilities | ALINMA ALTHURAYA | Thabat | Tender | 2020 |  | Pipework - Pipes | I722.2 | Supply And Install Hdpe Pe-100 Pipes With Butt Fusion Welded Joints In Trenches, Including Excavation In All Materials Backfilling, Disposal Of Excavated Material As Directed By Engineer, Dewatering, Warning Tape, Testing Etc. Complete As Detailed On Drawing And Specification; Nominal Dia 250Mm; Depth Not Exceeding 1.5M | 3069 | m | SAR | 320.43
Ellen | 2 | 2.0046 | Kingdom of Saudi Arabia | Jeddah | Infrastructure | Red Sea Village | Roads & Utilities | ALINMA ALTHURAYA | Thabat | Tender | 2020 |  | Pipework - Pipes | I723.2 | Supply And Install Hdpe Pe-100 Pipes With Butt Fusion Welded Joints In Trenches, Including Excavation In All Materials Backfilling, Disposal Of Excavated Material As Directed By Engineer, Dewatering, Warning Tape, Testing Etc. Complete As Detailed On Drawing And Specification; Nominal Dia 250Mm; Depth 1.5 - 2.0 M | 1315 | m | SAR | 495.12
Ellen | 2 | 2.0046 | Kingdom of Saudi Arabia | Jeddah | Infrastructure | Red Sea Village | Roads & Utilities | ALINMA ALTHURAYA | Thabat | Tender | 2020 |  | Pipework - Pipes | I722.3 | Supply And Install Hdpe Pe-100 Pipes With Butt Fusion Welded Joints In Trenches, Including Excavation In All Materials Backfilling, Disposal Of Excavated Material As Directed By Engineer, Dewatering, Warning Tape, Testing Etc. Complete As Detailed On Drawing And Specification; Nominal Dia 280Mm; Depth Not Exceeding 1.5M | 2258 | m | SAR | 357.6
Ellen | 2 | 2.0047 | Kingdom of Saudi Arabia | Jeddah | Infrastructure | Red Sea Village | Roads & Utilities | ALINMA ALTHURAYA | Thabat | Tender | 2020 |  | Pipework - Pipes | I723.3 | Supply And Install Hdpe Pe-100 Pipes With Butt Fusion Welded Joints In Trenches, Including Excavation In All Materials Backfilling, Disposal Of Excavated Material As Directed By Engineer, Dewatering, Warning Tape, Testing Etc. Complete As Detailed On Drawing And Specification; Nominal Dia 280Mm; Depth 1.5 - 2.0 M | 968 | m | SAR | 533.31
Ellen | 2 | 2.0047 | Kingdom of Saudi Arabia | Jeddah | Infrastructure | Red Sea Village | Roads & Utilities | ALINMA ALTHURAYA | Thabat | Tender | 2020 |  | Pipework - Pipes | I732.1 | Supply And Install Hdpe Pe-100 Pipes With Butt Fusion Welded Joints In Trenches, Including Excavation In All Materials Backfilling, Disposal Of Excavated Material As Directed By Engineer, Dewatering, Warning Tape, Testing Etc. Complete As Detailed On Drawing And Specification; Nominal Dia 315Mm; Depth Not Exceeding 1.5M | 1017 | m | SAR | 414.64
Ellen | 2 | 2.0047 | Kingdom of Saudi Arabia | Jeddah | Infrastructure | Red Sea Village | Roads & Utilities | ALINMA ALTHURAYA | Thabat | Tender | 2020 |  | Pipework - Pipes | I733.1 | Supply And Install Hdpe Pe-100 Pipes With Butt Fusion Welded Joints In Trenches, Including Excavation In All Materials Backfilling, Disposal Of Excavated Material As Directed By Engineer, Dewatering, Warning Tape, Testing Etc. Complete As Detailed On Drawing And Specification; Nominal Dia 315Mm; Depth 1.5 - 2.0 M | 436 | m | SAR | 586.24
Ellen | 2 | 2.0047 | Kingdom of Saudi Arabia | Jeddah | Infrastructure | Red Sea Village | Roads & Utilities | ALINMA ALTHURAYA | Thabat | Tender | 2020 |  | Pipework - Pipes | I732.2 | Supply And Install Hdpe Pe-100 Pipes With Butt Fusion Welded Joints In Trenches, Including Excavation In All Materials Backfilling, Disposal Of Excavated Material As Directed By Engineer, Dewatering, Warning Tape, Testing Etc. Complete As Detailed On Drawing And Specification; Nominal Dia 355Mm ; Depth Not Exceeding 1.5M | 451 | m | SAR | 512.81
Ellen | 2 | 2.0047 | Kingdom of Saudi Arabia | Jeddah | Infrastructure | Red Sea Village | Roads & Utilities | ALINMA ALTHURAYA | Thabat | Tender | 2020 |  | Pipework - Pipes | I733.2 | Supply And Install Hdpe Pe-100 Pipes With Butt Fusion Welded Joints In Trenches, Including Excavation In All Materials Backfilling, Disposal Of Excavated Material As Directed By Engineer, Dewatering, Warning Tape, Testing Etc. Complete As Detailed On Drawing And Specification; Nominal Dia 355Mm ; Depth 1.5 - 2.0 M | 193 | m | SAR | 692
Ellen | 2 | 2.0047 | Kingdom of Saudi Arabia | Jeddah | Infrastructure | Red Sea Village | Roads & Utilities | ALINMA ALTHURAYA | Thabat | Tender | 2020 |  | Pipework - Pipes | I742 | Supply And Install Hdpe Pe-100 Pipes With Butt Fusion Welded Joints In Trenches, Including Excavation In All Materials Backfilling, Disposal Of Excavated Material As Directed By Engineer, Dewatering, Warning Tape, Testing Etc. Complete As Detailed On Drawing And Specification; Nominal Dia 630Mm; Depth Not Exceeding 1.5M | 213 | m | SAR | 1312.67
Ellen | 2 | 2.0047 | Kingdom of Saudi Arabia | Jeddah | Infrastructure | Red Sea Village | Roads & Utilities | ALINMA ALTHURAYA | Thabat | Tender | 2020 |  | Pipework - Pipes | I743 | Supply And Install Hdpe Pe-100 Pipes With Butt Fusion Welded Joints In Trenches, Including Excavation In All Materials Backfilling, Disposal Of Excavated Material As Directed By Engineer, Dewatering, Warning Tape, Testing Etc. Complete As Detailed On Drawing And Specification; Nominal Dia 630Mm; Depth 1.5 - 2.0 M | 1489 | m | SAR | 1504.96
Ellen | 2 | 2.0047 | Kingdom of Saudi Arabia | Jeddah | Infrastructure | Red Sea Village | Roads & Utilities | ALINMA ALTHURAYA | Thabat | Tender | 2020 |  | Pipework - Pipes | I744 | Supply And Install Hdpe Pe-100 Pipes With Butt Fusion Welded Joints In Trenches, Including Excavation In All Materials Backfilling, Disposal Of Excavated Material As Directed By Engineer, Dewatering, Warning Tape, Testing Etc. Complete As Detailed On Drawing And Specification; Nominal Dia 630Mm; Depth 2.0 - 2.5 M | 425 | m | SAR | 1595.78
Ellen | 2 | 2.0047 | Kingdom of Saudi Arabia | Jeddah | Infrastructure | Red Sea Village | Roads & Utilities | ALINMA ALTHURAYA | Thabat | Tender | 2020 |  | Pipework - Pipes | I332.1 | Supply And Install Hdpe Pe-100 Pipes With Butt Fusion Welded Joints In Trenches, Including Excavation In All Materials Backfilling, Disposal Of Excavated Material As Directed By Engineer, Dewatering, Warning Tape, Testing Etc. Complete As Detailed On Drawing And Specification; Nominal Dia 400Mm; Depth Not Exceeding 1.5M | 74 | m | SAR | 603.22
Ellen | 2 | 2.0048 | Kingdom of Saudi Arabia | Jeddah | Infrastructure | Red Sea Village | Roads & Utilities | ALINMA ALTHURAYA | Thabat | Tender | 2020 |  | Pipework - Pipes | I333.1 | Supply And Install Hdpe Pe-100 Pipes With Butt Fusion Welded Joints In Trenches, Including Excavation In All Materials Backfilling, Disposal Of Excavated Material As Directed By Engineer, Dewatering, Warning Tape, Testing Etc. Complete As Detailed On Drawing And Specification; Nominal Dia 400Mm; Depth 1.5 - 2.0 M | 259 | m | SAR | 778.2
Ellen | 2 | 2.0048 | Kingdom of Saudi Arabia | Jeddah | Infrastructure | Red Sea Village | Roads & Utilities | ALINMA ALTHURAYA | Thabat | Tender | 2020 |  | Pipework - Pipes | I334.1 | Supply And Install Hdpe Pe-100 Pipes With Butt Fusion Welded Joints In Trenches, Including Excavation In All Materials Backfilling, Disposal Of Excavated Material As Directed By Engineer, Dewatering, Warning Tape, Testing Etc. Complete As Detailed On Drawing And Specification; Nominal Dia 400Mm; Depth 2.0 - 2.5 M | 37 | m | SAR | 875.82
Ellen | 2 | 2.0048 | Kingdom of Saudi Arabia | Jeddah | Infrastructure | Red Sea Village | Roads & Utilities | ALINMA ALTHURAYA | Thabat | Tender | 2020 |  | Pipework - Pipes | I333.2 | Supply And Install Hdpe Pe-100 Pipes With Butt Fusion Welded Joints In Trenches, Including Excavation In All Materials Backfilling, Disposal Of Excavated Material As Directed By Engineer, Dewatering, Warning Tape, Testing Etc. Complete As Detailed On Drawing And Specification; Nominal Dia 600Mm; Depth 1.5 - 2.0 M | 5862 | m | SAR | 1053.65
Ellen | 2 | 2.0048 | Kingdom of Saudi Arabia | Jeddah | Infrastructure | Red Sea Village | Roads & Utilities | ALINMA ALTHURAYA | Thabat | Tender | 2020 |  | Pipework - Pipes | I334.2 | Supply And Install Hdpe Pe-100 Pipes With Butt Fusion Welded Joints In Trenches, Including Excavation In All Materials Backfilling, Disposal Of Excavated Material As Directed By Engineer, Dewatering, Warning Tape, Testing Etc. Complete As Detailed On Drawing And Specification; Nominal Dia 600Mm; Depth 2.0 - 2.5 M | 1466 | m | SAR | 1320.37
Ellen | 2 | 2.0048 | Kingdom of Saudi Arabia | Jeddah | Infrastructure | Red Sea Village | Roads & Utilities | ALINMA ALTHURAYA | Thabat | Tender | 2020 |  | Pipework - Pipes | I333.3 | Supply And Install Hdpe Pe-100 Pipes With Butt Fusion Welded Joints In Trenches, Including Excavation In All Materials Backfilling, Disposal Of Excavated Material As Directed By Engineer, Dewatering, Warning Tape, Testing Etc. Complete As Detailed On Drawing And Specification; Nominal Dia 700Mm; Depth 1.5 - 2.0 M | 320 | m | SAR | 1446.97
Ellen | 2 | 2.0048 | Kingdom of Saudi Arabia | Jeddah | Infrastructure | Red Sea Village | Roads & Utilities | ALINMA ALTHURAYA | Thabat | Tender | 2020 |  | Pipework - Pipes | I334.3 | Supply And Install Hdpe Pe-100 Pipes With Butt Fusion Welded Joints In Trenches, Including Excavation In All Materials Backfilling, Disposal Of Excavated Material As Directed By Engineer, Dewatering, Warning Tape, Testing Etc. Complete As Detailed On Drawing And Specification; Nominal Dia 700Mm; Depth 2.0 - 2.5 M | 137 | m | SAR | 1565.39
Ellen | 2 | 2.0048 | Kingdom of Saudi Arabia | Jeddah | Infrastructure | Red Sea Village | Roads & Utilities | ALINMA ALTHURAYA | Thabat | Tender | 2020 |  | Pipework - Pipes | I333.4 | Supply And Install Hdpe Pe-100 Pipes With Butt Fusion Welded Joints In Trenches, Including Excavation In All Materials Backfilling, Disposal Of Excavated Material As Directed By Engineer, Dewatering, Warning Tape, Testing Etc. Complete As Detailed On Drawing And Specification; Nominal Dia 800Mm; Depth 1.5 - 2.0 M | 62 | m | SAR | 1745.68
Ellen | 2 | 2.0048 | Kingdom of Saudi Arabia | Jeddah | Infrastructure | Red Sea Village | Roads & Utilities | ALINMA ALTHURAYA | Thabat | Tender | 2020 |  | Pipework - Pipes | I334.4 | Supply And Install Hdpe Pe-100 Pipes With Butt Fusion Welded Joints In Trenches, Including Excavation In All Materials Backfilling, Disposal Of Excavated Material As Directed By Engineer, Dewatering, Warning Tape, Testing Etc. Complete As Detailed On Drawing And Specification; Nominal Dia 800Mm; Depth 2.0 - 2.5 M | 185 | m | SAR | 1865.9
Ellen | 2 | 2.0048 | Kingdom of Saudi Arabia | Jeddah | Infrastructure | Red Sea Village | Roads & Utilities | ALINMA ALTHURAYA | Thabat | Tender | 2020 |  | Pipework - Pipes | I335.1 | Supply And Install Hdpe Pe-100 Pipes With Butt Fusion Welded Joints In Trenches, Including Excavation In All Materials Backfilling, Disposal Of Excavated Material As Directed By Engineer, Dewatering, Warning Tape, Testing Etc. Complete As Detailed On Drawing And Specification; Nominal Dia 800Mm; Depth 2.5 - 3.0 M | 62 | m | SAR | 1970.91
Ellen | 2 | 2.0048 | Kingdom of Saudi Arabia | Jeddah | Infrastructure | Red Sea Village | Roads & Utilities | ALINMA ALTHURAYA | Thabat | Tender | 2020 |  | Pipework - Pipes | I333.5 | Supply And Install Hdpe Pe-100 Pipes With Butt Fusion Welded Joints In Trenches, Including Excavation In All Materials Backfilling, Disposal Of Excavated Material As Directed By Engineer, Dewatering, Warning Tape, Testing Etc. Complete As Detailed On Drawing And Specification; Nominal Dia 900Mm; Depth 1.5 - 2.0 M | 299 | m | SAR | 2108.18
Ellen | 2 | 2.0048 | Kingdom of Saudi Arabia | Jeddah | Infrastructure | Red Sea Village | Roads & Utilities | ALINMA ALTHURAYA | Thabat | Tender | 2020 |  | Pipework - Pipes | I334.5 | Supply And Install Hdpe Pe-100 Pipes With Butt Fusion Welded Joints In Trenches, Including Excavation In All Materials Backfilling, Disposal Of Excavated Material As Directed By Engineer, Dewatering, Warning Tape, Testing Etc. Complete As Detailed On Drawing And Specification; Nominal Dia 900Mm; Depth 2.0 - 2.5 M | 897 | m | SAR | 2234.74
Ellen | 2 | 2.0049 | Kingdom of Saudi Arabia | Jeddah | Infrastructure | Red Sea Village | Roads & Utilities | ALINMA ALTHURAYA | Thabat | Tender | 2020 |  | Pipework - Pipes | I335.2 | Supply And Install Hdpe Pe-100 Pipes With Butt Fusion Welded Joints In Trenches, Including Excavation In All Materials Backfilling, Disposal Of Excavated Material As Directed By Engineer, Dewatering, Warning Tape, Testing Etc. Complete As Detailed On Drawing And Specification; Nominal Dia 900Mm; Depth 2.5 - 3.0 M | 299 | m | SAR | 2380.61
Ellen | 2 | 2.0049 | Kingdom of Saudi Arabia | Jeddah | Infrastructure | Red Sea Village | Roads & Utilities | ALINMA ALTHURAYA | Thabat | Tender | 2020 |  | Pipework - Fittings And Valves | J313.1 | Supply And Install Di Fittings In Trenches, Anticorrosion Protection Including Excavation In All Materials Backfilling, Disposal Of Excavated Material As Directed By Engineer, Dewatering, Fixing, Welding, Testing, Disinfecting, Protection To Pipe Fittings Complete As Detailed On Drawings And Specification; 400 Mm Diameter 11.25° Bend | 1 | Nr | SAR | 1936.81
Ellen | 2 | 2.0049 | Kingdom of Saudi Arabia | Jeddah | Infrastructure | Red Sea Village | Roads & Utilities | ALINMA ALTHURAYA | Thabat | Tender | 2020 |  | Pipework - Fittings And Valves | J313.2 | Supply And Install Di Fittings In Trenches, Anticorrosion Protection Including Excavation In All Materials Backfilling, Disposal Of Excavated Material As Directed By Engineer, Dewatering, Fixing, Welding, Testing, Disinfecting, Protection To Pipe Fittings Complete As Detailed On Drawings And Specification; 400 Mm Diameter 30° Bend | 1 | Nr | SAR | 1866.53
Ellen | 2 | 2.0049 | Kingdom of Saudi Arabia | Jeddah | Infrastructure | Red Sea Village | Roads & Utilities | ALINMA ALTHURAYA | Thabat | Tender | 2020 |  | Pipework - Fittings And Valves | J313.3 | Supply And Install Di Fittings In Trenches, Anticorrosion Protection Including Excavation In All Materials Backfilling, Disposal Of Excavated Material As Directed By Engineer, Dewatering, Fixing, Welding, Testing, Disinfecting, Protection To Pipe Fittings Complete As Detailed On Drawings And Specification; 400 Mm Diameter 45° Bend | 18 | Nr | SAR | 2593.72
Ellen | 2 | 2.0049 | Kingdom of Saudi Arabia | Jeddah | Infrastructure | Red Sea Village | Roads & Utilities | ALINMA ALTHURAYA | Thabat | Tender | 2020 |  | Pipework - Fittings And Valves | J313.4 | Supply And Install Di Fittings In Trenches, Anticorrosion Protection Including Excavation In All Materials Backfilling, Disposal Of Excavated Material As Directed By Engineer, Dewatering, Fixing, Welding, Testing, Disinfecting, Protection To Pipe Fittings Complete As Detailed On Drawings And Specification; 400 Mm Diameter 60° Bend | 1 | Nr | SAR | 2279.76
Ellen | 2 | 2.0049 | Kingdom of Saudi Arabia | Jeddah | Infrastructure | Red Sea Village | Roads & Utilities | ALINMA ALTHURAYA | Thabat | Tender | 2020 |  | Pipework - Fittings And Valves | J313.5 | Supply And Install Di Fittings In Trenches, Anticorrosion Protection Including Excavation In All Materials Backfilling, Disposal Of Excavated Material As Directed By Engineer, Dewatering, Fixing, Welding, Testing, Disinfecting, Protection To Pipe Fittings Complete As Detailed On Drawings And Specification; 600 Mm Diameter 11.25° Bend | 2 | Nr | SAR | 3997.9
Ellen | 2 | 2.0049 | Kingdom of Saudi Arabia | Jeddah | Infrastructure | Red Sea Village | Roads & Utilities | ALINMA ALTHURAYA | Thabat | Tender | 2020 |  | Pipework - Fittings And Valves | J313.6 | Supply And Install Di Fittings In Trenches, Anticorrosion Protection Including Excavation In All Materials Backfilling, Disposal Of Excavated Material As Directed By Engineer, Dewatering, Fixing, Welding, Testing, Disinfecting, Protection To Pipe Fittings Complete As Detailed On Drawings And Specification; 600 Mm Diameter 22.5° Bend | 6 | Nr | SAR | 4627.45
Ellen | 2 | 2.0049 | Kingdom of Saudi Arabia | Jeddah | Infrastructure | Red Sea Village | Roads & Utilities | ALINMA ALTHURAYA | Thabat | Tender | 2020 |  | Pipework - Fittings And Valves | J313.7 | Supply And Install Di Fittings In Trenches, Anticorrosion Protection Including Excavation In All Materials Backfilling, Disposal Of Excavated Material As Directed By Engineer, Dewatering, Fixing, Welding, Testing, Disinfecting, Protection To Pipe Fittings Complete As Detailed On Drawings And Specification; 600 Mm Diameter 30° Bend | 3 | Nr | SAR | 4386.48
Ellen | 2 | 2.0049 | Kingdom of Saudi Arabia | Jeddah | Infrastructure | Red Sea Village | Roads & Utilities | ALINMA ALTHURAYA | Thabat | Tender | 2020 |  | Pipework - Fittings And Valves | J313.8 | Supply And Install Di Fittings In Trenches, Anticorrosion Protection Including Excavation In All Materials Backfilling, Disposal Of Excavated Material As Directed By Engineer, Dewatering, Fixing, Welding, Testing, Disinfecting, Protection To Pipe Fittings Complete As Detailed On Drawings And Specification; 600 Mm Diameter 45° Bend | 41 | Nr | SAR | 5859.15
Ellen | 2 | 2.005 | Kingdom of Saudi Arabia | Jeddah | Infrastructure | Red Sea Village | Roads & Utilities | ALINMA ALTHURAYA | Thabat | Tender | 2020 |  | Pipework - Fittings And Valves | J313.9 | Supply And Install Di Fittings In Trenches, Anticorrosion Protection Including Excavation In All Materials Backfilling, Disposal Of Excavated Material As Directed By Engineer, Dewatering, Fixing, Welding, Testing, Disinfecting, Protection To Pipe Fittings Complete As Detailed On Drawings And Specification; 600 Mm Diameter 60° Bend | 1 | Nr | SAR | 5456.87
Ellen | 2 | 2.005 | Kingdom of Saudi Arabia | Jeddah | Infrastructure | Red Sea Village | Roads & Utilities | ALINMA ALTHURAYA | Thabat | Tender | 2020 |  | Pipework - Fittings And Valves | J313.10 | Supply And Install Di Fittings In Trenches, Anticorrosion Protection Including Excavation In All Materials Backfilling, Disposal Of Excavated Material As Directed By Engineer, Dewatering, Fixing, Welding, Testing, Disinfecting, Protection To Pipe Fittings Complete As Detailed On Drawings And Specification; 600 Mm Diameter 90° Bend | 1 | Nr | SAR | 8623.66
Ellen | 2 | 2.005 | Kingdom of Saudi Arabia | Jeddah | Infrastructure | Red Sea Village | Roads & Utilities | ALINMA ALTHURAYA | Thabat | Tender | 2020 |  | Pipework - Fittings And Valves | J314.1 | Supply And Install Di Fittings In Trenches, Anticorrosion Protection Including Excavation In All Materials Backfilling, Disposal Of Excavated Material As Directed By Engineer, Dewatering, Fixing, Welding, Testing, Disinfecting, Protection To Pipe Fittings Complete As Detailed On Drawings And Specification; 700 Mm Diameter 45° Bend | 2 | Nr | SAR | 8057.68
Ellen | 2 | 2.005 | Kingdom of Saudi Arabia | Jeddah | Infrastructure | Red Sea Village | Roads & Utilities | ALINMA ALTHURAYA | Thabat | Tender | 2020 |  | Pipework - Fittings And Valves | J314.2 | Supply And Install Di Fittings In Trenches, Anticorrosion Protection Including Excavation In All Materials Backfilling, Disposal Of Excavated Material As Directed By Engineer, Dewatering, Fixing, Welding, Testing, Disinfecting, Protection To Pipe Fittings Complete As Detailed On Drawings And Specification; 700 Mm Diameter 60° Bend | 2 | Nr | SAR | 7831.86
Ellen | 2 | 2.005 | Kingdom of Saudi Arabia | Jeddah | Infrastructure | Red Sea Village | Roads & Utilities | ALINMA ALTHURAYA | Thabat | Tender | 2020 |  | Pipework - Fittings And Valves | J314.3 | Supply And Install Di Fittings In Trenches, Anticorrosion Protection Including Excavation In All Materials Backfilling, Disposal Of Excavated Material As Directed By Engineer, Dewatering, Fixing, Welding, Testing, Disinfecting, Protection To Pipe Fittings Complete As Detailed On Drawings And Specification; 800 Mm Diameter 45° Bend | 1 | Nr | SAR | 10751.73
Ellen | 2 | 2.005 | Kingdom of Saudi Arabia | Jeddah | Infrastructure | Red Sea Village | Roads & Utilities | ALINMA ALTHURAYA | Thabat | Tender | 2020 |  | Pipework - Fittings And Valves | J314.4 | Supply And Install Di Fittings In Trenches, Anticorrosion Protection Including Excavation In All Materials Backfilling, Disposal Of Excavated Material As Directed By Engineer, Dewatering, Fixing, Welding, Testing, Disinfecting, Protection To Pipe Fittings Complete As Detailed On Drawings And Specification; 900 Mm Diameter 45° Bend | 17 | Nr | SAR | 14044.79
Ellen | 2 | 2.005 | Kingdom of Saudi Arabia | Jeddah | Infrastructure | Red Sea Village | Roads & Utilities | ALINMA ALTHURAYA | Thabat | Tender | 2020 |  | Pipework - Fittings And Valves | J323.1 | Supply And Install Di Fittings In Trenches, Anticorrosion Protection Including Excavation In All Materials Backfilling, Disposal Of Excavated Material As Directed By Engineer, Dewatering, Fixing, Welding, Testing, Disinfecting, Protection To Pipe Fittings Complete As Detailed On Drawings And Specification; 400X400X400Mm Tee | 9 | Nr | SAR | 4281.71
Ellen | 2 | 2.005 | Kingdom of Saudi Arabia | Jeddah | Infrastructure | Red Sea Village | Roads & Utilities | ALINMA ALTHURAYA | Thabat | Tender | 2020 |  | Pipework - Fittings And Valves | J323.2 | Supply And Install Di Fittings In Trenches, Anticorrosion Protection Including Excavation In All Materials Backfilling, Disposal Of Excavated Material As Directed By Engineer, Dewatering, Fixing, Welding, Testing, Disinfecting, Protection To Pipe Fittings Complete As Detailed On Drawings And Specification; 600X600X600Mm Tee | 31 | Nr | SAR | 9794.31
Ellen | 2 | 2.005 | Kingdom of Saudi Arabia | Jeddah | Infrastructure | Red Sea Village | Roads & Utilities | ALINMA ALTHURAYA | Thabat | Tender | 2020 |  | Pipework - Fittings And Valves | J324.1 | Supply And Install Di Fittings In Trenches, Anticorrosion Protection Including Excavation In All Materials Backfilling, Disposal Of Excavated Material As Directed By Engineer, Dewatering, Fixing, Welding, Testing, Disinfecting, Protection To Pipe Fittings Complete As Detailed On Drawings And Specification; 800X800X800Mm Tee | 5 | Nr | SAR | 18385.28
Ellen | 2 | 2.005 | Kingdom of Saudi Arabia | Jeddah | Infrastructure | Red Sea Village | Roads & Utilities | ALINMA ALTHURAYA | Thabat | Tender | 2020 |  | Pipework - Fittings And Valves | J324.2 | Supply And Install Di Fittings In Trenches, Anticorrosion Protection Including Excavation In All Materials Backfilling, Disposal Of Excavated Material As Directed By Engineer, Dewatering, Fixing, Welding, Testing, Disinfecting, Protection To Pipe Fittings Complete As Detailed On Drawings And Specification; 900X900X900Mm Tee | 17 | Nr | SAR | 24059.61
Ellen | 2 | 2.0051 | Kingdom of Saudi Arabia | Jeddah | Infrastructure | Red Sea Village | Roads & Utilities | ALINMA ALTHURAYA | Thabat | Tender | 2020 |  | Pipework - Fittings And Valves | J333.1 | Supply And Install Di Fittings In Trenches, Anticorrosion Protection Including Excavation In All Materials Backfilling, Disposal Of Excavated Material As Directed By Engineer, Dewatering, Fixing, Welding, Testing, Disinfecting, Protection To Pipe Fittings Complete As Detailed On Drawings And Specification; 400X225 Mm Reducer | 4 | Nr | SAR | 1293.75
Ellen | 2 | 2.0051 | Kingdom of Saudi Arabia | Jeddah | Infrastructure | Red Sea Village | Roads & Utilities | ALINMA ALTHURAYA | Thabat | Tender | 2020 |  | Pipework - Fittings And Valves | J333.2 | Supply And Install Di Fittings In Trenches, Anticorrosion Protection Including Excavation In All Materials Backfilling, Disposal Of Excavated Material As Directed By Engineer, Dewatering, Fixing, Welding, Testing, Disinfecting, Protection To Pipe Fittings Complete As Detailed On Drawings And Specification; 400X280Mm Reducer | 1 | Nr | SAR | 1293.75
Ellen | 2 | 2.0051 | Kingdom of Saudi Arabia | Jeddah | Infrastructure | Red Sea Village | Roads & Utilities | ALINMA ALTHURAYA | Thabat | Tender | 2020 |  | Pipework - Fittings And Valves | J333.3 | Supply And Install Di Fittings In Trenches, Anticorrosion Protection Including Excavation In All Materials Backfilling, Disposal Of Excavated Material As Directed By Engineer, Dewatering, Fixing, Welding, Testing, Disinfecting, Protection To Pipe Fittings Complete As Detailed On Drawings And Specification; 400X315Mm Reducer | 2 | Nr | SAR | 1246.88
Ellen | 2 | 2.0051 | Kingdom of Saudi Arabia | Jeddah | Infrastructure | Red Sea Village | Roads & Utilities | ALINMA ALTHURAYA | Thabat | Tender | 2020 |  | Pipework - Fittings And Valves | J333.4 | Supply And Install Di Fittings In Trenches, Anticorrosion Protection Including Excavation In All Materials Backfilling, Disposal Of Excavated Material As Directed By Engineer, Dewatering, Fixing, Welding, Testing, Disinfecting, Protection To Pipe Fittings Complete As Detailed On Drawings And Specification; 450X400 Mm Reducer | 4 | Nr | SAR | 4895.79
Ellen | 2 | 2.0051 | Kingdom of Saudi Arabia | Jeddah | Infrastructure | Red Sea Village | Roads & Utilities | ALINMA ALTHURAYA | Thabat | Tender | 2020 |  | Pipework - Fittings And Valves | J333.5 | Supply And Install Di Fittings In Trenches, Anticorrosion Protection Including Excavation In All Materials Backfilling, Disposal Of Excavated Material As Directed By Engineer, Dewatering, Fixing, Welding, Testing, Disinfecting, Protection To Pipe Fittings Complete As Detailed On Drawings And Specification; 600X225Mm Reducer | 11 | Nr | SAR | 3372.43
Ellen | 2 | 2.0051 | Kingdom of Saudi Arabia | Jeddah | Infrastructure | Red Sea Village | Roads & Utilities | ALINMA ALTHURAYA | Thabat | Tender | 2020 |  | Pipework - Fittings And Valves | J333.6 | Supply And Install Di Fittings In Trenches, Anticorrosion Protection Including Excavation In All Materials Backfilling, Disposal Of Excavated Material As Directed By Engineer, Dewatering, Fixing, Welding, Testing, Disinfecting, Protection To Pipe Fittings Complete As Detailed On Drawings And Specification; 600X250Mm Reducer | 6 | Nr | SAR | 6214.98
Ellen | 2 | 2.0051 | Kingdom of Saudi Arabia | Jeddah | Infrastructure | Red Sea Village | Roads & Utilities | ALINMA ALTHURAYA | Thabat | Tender | 2020 |  | Pipework - Fittings And Valves | J333.7 | Supply And Install Di Fittings In Trenches, Anticorrosion Protection Including Excavation In All Materials Backfilling, Disposal Of Excavated Material As Directed By Engineer, Dewatering, Fixing, Welding, Testing, Disinfecting, Protection To Pipe Fittings Complete As Detailed On Drawings And Specification; 600X280Mm Reducer | 2 | Nr | SAR | 2677.49
Ellen | 2 | 2.0051 | Kingdom of Saudi Arabia | Jeddah | Infrastructure | Red Sea Village | Roads & Utilities | ALINMA ALTHURAYA | Thabat | Tender | 2020 |  | Pipework - Fittings And Valves | J333.8 | Supply And Install Di Fittings In Trenches, Anticorrosion Protection Including Excavation In All Materials Backfilling, Disposal Of Excavated Material As Directed By Engineer, Dewatering, Fixing, Welding, Testing, Disinfecting, Protection To Pipe Fittings Complete As Detailed On Drawings And Specification; 600X315Mm Reducer | 1 | Nr | SAR | 2677.49
Ellen | 2 | 2.0051 | Kingdom of Saudi Arabia | Jeddah | Infrastructure | Red Sea Village | Roads & Utilities | ALINMA ALTHURAYA | Thabat | Tender | 2020 |  | Pipework - Fittings And Valves | J333.9 | Supply And Install Di Fittings In Trenches, Anticorrosion Protection Including Excavation In All Materials Backfilling, Disposal Of Excavated Material As Directed By Engineer, Dewatering, Fixing, Welding, Testing, Disinfecting, Protection To Pipe Fittings Complete As Detailed On Drawings And Specification; 600X400Mm Reducer | 2 | Nr | SAR | 7391.94
Ellen | 2 | 2.0051 | Kingdom of Saudi Arabia | Jeddah | Infrastructure | Red Sea Village | Roads & Utilities | ALINMA ALTHURAYA | Thabat | Tender | 2020 |  | Pipework - Fittings And Valves | J333.10 | Supply And Install Di Fittings In Trenches, Anticorrosion Protection Including Excavation In All Materials Backfilling, Disposal Of Excavated Material As Directed By Engineer, Dewatering, Fixing, Welding, Testing, Disinfecting, Protection To Pipe Fittings Complete As Detailed On Drawings And Specification; 600X355Mm Reducer | 3 | Nr | SAR | 3849.04
Ellen | 2 | 2.0051 | Kingdom of Saudi Arabia | Jeddah | Infrastructure | Red Sea Village | Roads & Utilities | ALINMA ALTHURAYA | Thabat | Tender | 2020 |  | Pipework - Fittings And Valves | J333.11 | Supply And Install Di Fittings In Trenches, Anticorrosion Protection Including Excavation In All Materials Backfilling, Disposal Of Excavated Material As Directed By Engineer, Dewatering, Fixing, Welding, Testing, Disinfecting, Protection To Pipe Fittings Complete As Detailed On Drawings And Specification; 630X600Mm Reducer | 4 | Nr | SAR | 3672.84
Ellen | 2 | 2.0052 | Kingdom of Saudi Arabia | Jeddah | Infrastructure | Red Sea Village | Roads & Utilities | ALINMA ALTHURAYA | Thabat | Tender | 2020 |  | Pipework - Fittings And Valves | J334.1 | Supply And Install Di Fittings In Trenches, Anticorrosion Protection Including Excavation In All Materials Backfilling, Disposal Of Excavated Material As Directed By Engineer, Dewatering, Fixing, Welding, Testing, Disinfecting, Protection To Pipe Fittings Complete As Detailed On Drawings And Specification; 700X400Mm Reducer | 1 | Nr | SAR | 9563.11
Ellen | 2 | 2.0052 | Kingdom of Saudi Arabia | Jeddah | Infrastructure | Red Sea Village | Roads & Utilities | ALINMA ALTHURAYA | Thabat | Tender | 2020 |  | Pipework - Fittings And Valves | J334.1 | Supply And Install Di Fittings In Trenches, Anticorrosion Protection Including Excavation In All Materials Backfilling, Disposal Of Excavated Material As Directed By Engineer, Dewatering, Fixing, Welding, Testing, Disinfecting, Protection To Pipe Fittings Complete As Detailed On Drawings And Specification; 800X225Mm Reducer | 3 | Nr | SAR | 6312.46
Ellen | 2 | 2.0052 | Kingdom of Saudi Arabia | Jeddah | Infrastructure | Red Sea Village | Roads & Utilities | ALINMA ALTHURAYA | Thabat | Tender | 2020 |  | Pipework - Fittings And Valves | J334.2 | Supply And Install Di Fittings In Trenches, Anticorrosion Protection Including Excavation In All Materials Backfilling, Disposal Of Excavated Material As Directed By Engineer, Dewatering, Fixing, Welding, Testing, Disinfecting, Protection To Pipe Fittings Complete As Detailed On Drawings And Specification; 800X355Mm Reducer | 1 | Nr | SAR | 4161.18
Ellen | 2 | 2.0052 | Kingdom of Saudi Arabia | Jeddah | Infrastructure | Red Sea Village | Roads & Utilities | ALINMA ALTHURAYA | Thabat | Tender | 2020 |  | Pipework - Fittings And Valves | J334.3 | Supply And Install Di Fittings In Trenches, Anticorrosion Protection Including Excavation In All Materials Backfilling, Disposal Of Excavated Material As Directed By Engineer, Dewatering, Fixing, Welding, Testing, Disinfecting, Protection To Pipe Fittings Complete As Detailed On Drawings And Specification; 800X600Mm Reducer | 6 | Nr | SAR | 7302.95
Ellen | 2 | 2.0052 | Kingdom of Saudi Arabia | Jeddah | Infrastructure | Red Sea Village | Roads & Utilities | ALINMA ALTHURAYA | Thabat | Tender | 2020 |  | Pipework - Fittings And Valves | J334.4 | Supply And Install Di Fittings In Trenches, Anticorrosion Protection Including Excavation In All Materials Backfilling, Disposal Of Excavated Material As Directed By Engineer, Dewatering, Fixing, Welding, Testing, Disinfecting, Protection To Pipe Fittings Complete As Detailed On Drawings And Specification; 900X225Mm Reducer | 14 | Nr | SAR | 8468.47
Ellen | 2 | 2.0052 | Kingdom of Saudi Arabia | Jeddah | Infrastructure | Red Sea Village | Roads & Utilities | ALINMA ALTHURAYA | Thabat | Tender | 2020 |  | Pipework - Fittings And Valves | J334.5 | Supply And Install Di Fittings In Trenches, Anticorrosion Protection Including Excavation In All Materials Backfilling, Disposal Of Excavated Material As Directed By Engineer, Dewatering, Fixing, Welding, Testing, Disinfecting, Protection To Pipe Fittings Complete As Detailed On Drawings And Specification; 900X250Mm Reducer | 1 | Nr | SAR | 12101.43
Ellen | 2 | 2.0052 | Kingdom of Saudi Arabia | Jeddah | Infrastructure | Red Sea Village | Roads & Utilities | ALINMA ALTHURAYA | Thabat | Tender | 2020 |  | Pipework - Fittings And Valves | J334.6 | Supply And Install Di Fittings In Trenches, Anticorrosion Protection Including Excavation In All Materials Backfilling, Disposal Of Excavated Material As Directed By Engineer, Dewatering, Fixing, Welding, Testing, Disinfecting, Protection To Pipe Fittings Complete As Detailed On Drawings And Specification; 900X355Mm Reducer | 2 | Nr | SAR | 8036.68
Ellen | 2 | 2.0052 | Kingdom of Saudi Arabia | Jeddah | Infrastructure | Red Sea Village | Roads & Utilities | ALINMA ALTHURAYA | Thabat | Tender | 2020 |  | Pipework - Fittings And Valves | J334.7 | Supply And Install Di Fittings In Trenches, Anticorrosion Protection Including Excavation In All Materials Backfilling, Disposal Of Excavated Material As Directed By Engineer, Dewatering, Fixing, Welding, Testing, Disinfecting, Protection To Pipe Fittings Complete As Detailed On Drawings And Specification; 900X600Mm Reducer | 5 | Nr | SAR | 10032.16
Ellen | 2 | 2.0052 | Kingdom of Saudi Arabia | Jeddah | Infrastructure | Red Sea Village | Roads & Utilities | ALINMA ALTHURAYA | Thabat | Tender | 2020 |  | Pipework - Fittings And Valves | J334.8 | Supply And Install Di Fittings In Trenches, Anticorrosion Protection Including Excavation In All Materials Backfilling, Disposal Of Excavated Material As Directed By Engineer, Dewatering, Fixing, Welding, Testing, Disinfecting, Protection To Pipe Fittings Complete As Detailed On Drawings And Specification; 900X700Mm Reducer | 2 | Nr | SAR | 9703.71
Ellen | 2 | 2.0053 | Kingdom of Saudi Arabia | Jeddah | Infrastructure | Red Sea Village | Roads & Utilities | ALINMA ALTHURAYA | Thabat | Tender | 2020 |  | Pipework - Fittings And Valves | J334.9 | Supply And Install Di Fittings In Trenches, Anticorrosion Protection Including Excavation In All Materials Backfilling, Disposal Of Excavated Material As Directed By Engineer, Dewatering, Fixing, Welding, Testing, Disinfecting, Protection To Pipe Fittings Complete As Detailed On Drawings And Specification; 900X800Mm Reducer | 5 | Nr | SAR | 9027.68
Ellen | 2 | 2.0053 | Kingdom of Saudi Arabia | Jeddah | Infrastructure | Red Sea Village | Roads & Utilities | ALINMA ALTHURAYA | Thabat | Tender | 2020 |  | Pipework - Fittings And Valves | J651 | Supply And Install Hdpe End Cap As Detailed On Drawings And Specifications; 160 Mm Dia. Endcap | 4 | Nr | SAR | 387.1
Ellen | 2 | 2.0053 | Kingdom of Saudi Arabia | Jeddah | Infrastructure | Red Sea Village | Roads & Utilities | ALINMA ALTHURAYA | Thabat | Tender | 2020 |  | Pipework - Fittings And Valves | J652 | Supply And Install Hdpe End Cap As Detailed On Drawings And Specifications; 225 Mm Dia. Endcap | 1 | Nr | SAR | 809.78
Ellen | 2 | 2.0053 | Kingdom of Saudi Arabia | Jeddah | Infrastructure | Red Sea Village | Roads & Utilities | ALINMA ALTHURAYA | Thabat | Tender | 2020 |  | Pipework - Fittings And Valves | J653 | Supply And Install Hdpe End Cap As Detailed On Drawings And Specifications; 280 Mm Dia. Endcap | 4 | Nr | SAR | 1104.06
Ellen | 2 | 2.0053 | Kingdom of Saudi Arabia | Jeddah | Infrastructure | Red Sea Village | Roads & Utilities | ALINMA ALTHURAYA | Thabat | Tender | 2020 |  | Pipework - Fittings And Valves | J812.1 | Supply And Install Di Flanged Gate Valves/ Butterfly Valves Including All Necessary Fittings, Extended Spindles, Wrapping Complete As Per Dwg And Specification; Gate Valves; For 225Mm Dia Pipes | 64 | Nr | SAR | 2908.62
Ellen | 2 | 2.0053 | Kingdom of Saudi Arabia | Jeddah | Infrastructure | Red Sea Village | Roads & Utilities | ALINMA ALTHURAYA | Thabat | Tender | 2020 |  | Pipework - Fittings And Valves | J812.2 | Supply And Install Di Flanged Gate Valves/ Butterfly Valves Including All Necessary Fittings, Extended Spindles, Wrapping Complete As Per Dwg And Specification; Gate Valves; For 250Mm Dia Pipes | 26 | Nr | SAR | 4863.46
Ellen | 2 | 2.0053 | Kingdom of Saudi Arabia | Jeddah | Infrastructure | Red Sea Village | Roads & Utilities | ALINMA ALTHURAYA | Thabat | Tender | 2020 |  | Pipework - Fittings And Valves | J812.3 | Supply And Install Di Flanged Gate Valves/ Butterfly Valves Including All Necessary Fittings, Extended Spindles, Wrapping Complete As Per Dwg And Specification; Gate Valves; For 280Mm Dia Pipes | 14 | Nr | SAR | 5047.87
Ellen | 2 | 2.0053 | Kingdom of Saudi Arabia | Jeddah | Infrastructure | Red Sea Village | Roads & Utilities | ALINMA ALTHURAYA | Thabat | Tender | 2020 |  | Pipework - Fittings And Valves | J813.1 | Supply And Install Di Flanged Gate Valves/ Butterfly Valves Including All Necessary Fittings, Extended Spindles, Wrapping Complete As Per Dwg And Specification; Gate Valves; For 315Mm Dia Pipes | 7 | Nr | SAR | 6040.76
Ellen | 2 | 2.0053 | Kingdom of Saudi Arabia | Jeddah | Infrastructure | Red Sea Village | Roads & Utilities | ALINMA ALTHURAYA | Thabat | Tender | 2020 |  | Pipework - Fittings And Valves | J813.2 | Supply And Install Di Flanged Gate Valves/ Butterfly Valves Including All Necessary Fittings, Extended Spindles, Wrapping Complete As Per Dwg And Specification; Gate Valves; For 355Mm Dia Pipes | 4 | Nr | SAR | 12485.57
Ellen | 2 | 2.0053 | Kingdom of Saudi Arabia | Jeddah | Infrastructure | Red Sea Village | Roads & Utilities | ALINMA ALTHURAYA | Thabat | Tender | 2020 |  | Pipework - Fittings And Valves | J813.3 | Supply And Install Di Flanged Gate Valves/ Butterfly Valves Including All Necessary Fittings, Extended Spindles, Wrapping Complete As Per Dwg And Specification; Gate Valves; For 400Mm Dia Pipes | 1 | Nr | SAR | 14871.57
Ellen | 2 | 2.0053 | Kingdom of Saudi Arabia | Jeddah | Infrastructure | Red Sea Village | Roads & Utilities | ALINMA ALTHURAYA | Thabat | Tender | 2020 |  | Pipework - Fittings And Valves | J843.1 | Supply And Install Di Flanged Gate Valves/ Butterfly Valves Including All Necessary Fittings, Extended Spindles, Wrapping Complete As Per Dwg And Specification; Butterfly Valves; For 355Mm Dia Pipes | 1 | Nr | SAR | 12367.82
Ellen | 2 | 2.0054 | Kingdom of Saudi Arabia | Jeddah | Infrastructure | Red Sea Village | Roads & Utilities | ALINMA ALTHURAYA | Thabat | Tender | 2020 |  | Pipework - Fittings And Valves | J843.2 | Supply And Install Di Flanged Gate Valves/ Butterfly Valves Including All Necessary Fittings, Extended Spindles, Wrapping Complete As Per Dwg And Specification; Butterfly Valves; For 400Mm Dia Pipes | 6 | Nr | SAR | 17428.46
Ellen | 2 | 2.0054 | Kingdom of Saudi Arabia | Jeddah | Infrastructure | Red Sea Village | Roads & Utilities | ALINMA ALTHURAYA | Thabat | Tender | 2020 |  | Pipework - Fittings And Valves | J843.3 | Supply And Install Di Flanged Gate Valves/ Butterfly Valves Including All Necessary Fittings, Extended Spindles, Wrapping Complete As Per Dwg And Specification; Butterfly Valves; For 600Mm Dia Pipes | 32 | Nr | SAR | 40324.37
Ellen | 2 | 2.0054 | Kingdom of Saudi Arabia | Jeddah | Infrastructure | Red Sea Village | Roads & Utilities | ALINMA ALTHURAYA | Thabat | Tender | 2020 |  | Pipework - Fittings And Valves | J844.1 | Supply And Install Di Flanged Gate Valves/ Butterfly Valves Including All Necessary Fittings, Extended Spindles, Wrapping Complete As Per Dwg And Specification; Butterfly Valves; For 700Mm Dia Pipes | 2 | Nr | SAR | 49980.77
Ellen | 2 | 2.0054 | Kingdom of Saudi Arabia | Jeddah | Infrastructure | Red Sea Village | Roads & Utilities | ALINMA ALTHURAYA | Thabat | Tender | 2020 |  | Pipework - Fittings And Valves | J844.2 | Supply And Install Di Flanged Gate Valves/ Butterfly Valves Including All Necessary Fittings, Extended Spindles, Wrapping Complete As Per Dwg And Specification; Butterfly Valves; For 800Mm Dia Pipes | 3 | Nr | SAR | 83745
Ellen | 2 | 2.0054 | Kingdom of Saudi Arabia | Jeddah | Infrastructure | Red Sea Village | Roads & Utilities | ALINMA ALTHURAYA | Thabat | Tender | 2020 |  | Pipework - Fittings And Valves | J844.3 | Supply And Install Di Flanged Gate Valves/ Butterfly Valves Including All Necessary Fittings, Extended Spindles, Wrapping Complete As Per Dwg And Specification; Butterfly Valves; For 900Mm Dia Pipes | 21 | Nr | SAR | 89527.86
Ellen | 2 | 2.0054 | Kingdom of Saudi Arabia | Jeddah | Infrastructure | Red Sea Village | Roads & Utilities | ALINMA ALTHURAYA | Thabat | Tender | 2020 |  | Pipework - Fittings And Valves | J862.1 | Supply And Install Air Valve Including All Necessary Fittings, Extended Spindle, Wrapping Complete As Per Dwg And Specification; For 355Mm Dia Pipes | 1 | Nr | SAR | 2891.3
Ellen | 2 | 2.0054 | Kingdom of Saudi Arabia | Jeddah | Infrastructure | Red Sea Village | Roads & Utilities | ALINMA ALTHURAYA | Thabat | Tender | 2020 |  | Pipework - Fittings And Valves | J863.1 | Supply And Install Air Valve Including All Necessary Fittings, Extended Spindle, Wrapping Complete As Per Dwg And Specification; For 600Mm Dia Pipes | 12 | Nr | SAR | 3109.67
Ellen | 2 | 2.0054 | Kingdom of Saudi Arabia | Jeddah | Infrastructure | Red Sea Village | Roads & Utilities | ALINMA ALTHURAYA | Thabat | Tender | 2020 |  | Pipework - Fittings And Valves | J864.1 | Supply And Install Air Valve Including All Necessary Fittings, Extended Spindle, Wrapping Complete As Per Dwg And Specification; For 700Mm Dia Pipes | 1 | Nr | SAR | 5322.92
Ellen | 2 | 2.0054 | Kingdom of Saudi Arabia | Jeddah | Infrastructure | Red Sea Village | Roads & Utilities | ALINMA ALTHURAYA | Thabat | Tender | 2020 |  | Pipework - Fittings And Valves | J864.2 | Supply And Install Air Valve Including All Necessary Fittings, Extended Spindle, Wrapping Complete As Per Dwg And Specification; For 900Mm Dia Pipes | 1 | Nr | SAR | 5322.92
Ellen | 2 | 2.0055 | Kingdom of Saudi Arabia | Jeddah | Infrastructure | Red Sea Village | Roads & Utilities | ALINMA ALTHURAYA | Thabat | Tender | 2020 |  | Pipework - Fittings And Valves | J893.1 | Supply And Install Washout Valve Including All Necessary Fittings, Extended Spindle, Wrapping Complete As Per Dwg And Specification; For 400Mm Dia Pipes | 2 | Nr | SAR | 4176.02
Ellen | 2 | 2.0055 | Kingdom of Saudi Arabia | Jeddah | Infrastructure | Red Sea Village | Roads & Utilities | ALINMA ALTHURAYA | Thabat | Tender | 2020 |  | Pipework - Fittings And Valves | J893.2 | Supply And Install Washout Valve Including All Necessary Fittings, Extended Spindle, Wrapping Complete As Per Dwg And Specification; For 600Mm Dia Pipes | 12 | Nr | SAR | 6507.88
Ellen | 2 | 2.0055 | Kingdom of Saudi Arabia | Jeddah | Infrastructure | Red Sea Village | Roads & Utilities | ALINMA ALTHURAYA | Thabat | Tender | 2020 |  | Pipework - Fittings And Valves | J894.1 | Supply And Install Washout Valve Including All Necessary Fittings, Extended Spindle, Wrapping Complete As Per Dwg And Specification; For 700Mm Dia Pipes | 1 | Nr | SAR | 6537.4
Ellen | 2 | 2.0055 | Kingdom of Saudi Arabia | Jeddah | Infrastructure | Red Sea Village | Roads & Utilities | ALINMA ALTHURAYA | Thabat | Tender | 2020 |  | Pipework - Fittings And Valves | J894.2 | Supply And Install Washout Valve Including All Necessary Fittings, Extended Spindle, Wrapping Complete As Per Dwg And Specification; For 800Mm Dia Pipes | 1 | Nr | SAR | 9711.6
Ellen | 2 | 2.0055 | Kingdom of Saudi Arabia | Jeddah | Infrastructure | Red Sea Village | Roads & Utilities | ALINMA ALTHURAYA | Thabat | Tender | 2020 |  | Pipework - Fittings And Valves | J894.3 | Supply And Install Washout Valve Including All Necessary Fittings, Extended Spindle, Wrapping Complete As Per Dwg And Specification; For 900Mm Dia Pipes | 2 | Nr | SAR | 9726.36
Ellen | 2 | 2.0055 | Kingdom of Saudi Arabia | Jeddah | Infrastructure | Red Sea Village | Roads & Utilities | ALINMA ALTHURAYA | Thabat | Tender | 2020 |  | Pipework - Fittings And Valves | J900 | Supply And Install Iso Standard Fire Hydrants Including High Strength Anodized Aluminium Alloy Accessories, Chamber, Cover And Frame For Fire Hydrant Box With 600 Mm Dia Clear Opening, Cover Connected To The Frame With Rods, Valve Box / Duck Foot Bends, Marker Post, Fire Hydrant Sign Board, As Shown On Dwg And Specification | 146 | Nr | SAR | 34423.14
Ellen | 2 | 2.0055 | Kingdom of Saudi Arabia | Jeddah | Infrastructure | Red Sea Village | Roads & Utilities | ALINMA ALTHURAYA | Thabat | Tender | 2020 |  | Pipework - Manholes And Pipework Ancillaries | K232.1 | Chambers Complete As Shown On The Dwg Including Supply Of All Ladders, Pipe Work, Flexible Joints, Pipe Pieces, Stub Pipe, Pipe Fittings, Ductile Chamber Covers, Extra Joints, Extra Excavation, Extra Backfilling, Extra Reinforcement, Protective Coating And Lining Metal Work As Per Drawings And Specifications; Gate Valve Chambers; For 225Mm Dia Pipes; Depth 1.5-2.0M | 36 | Nr | SAR | 22531.18
Ellen | 2 | 2.0055 | Kingdom of Saudi Arabia | Jeddah | Infrastructure | Red Sea Village | Roads & Utilities | ALINMA ALTHURAYA | Thabat | Tender | 2020 |  | Pipework - Manholes And Pipework Ancillaries | K232.2 | Chambers Complete As Shown On The Dwg Including Supply Of All Ladders, Pipe Work, Flexible Joints, Pipe Pieces, Stub Pipe, Pipe Fittings, Ductile Chamber Covers, Extra Joints, Extra Excavation, Extra Backfilling, Extra Reinforcement, Protective Coating And Lining Metal Work As Per Drawings And Specifications; Gate Valve Chambers; For 250Mm Dia Pipes; Depth 1.5-2.0M | 14 | Nr | SAR | 23398.89
Ellen | 2 | 2.0055 | Kingdom of Saudi Arabia | Jeddah | Infrastructure | Red Sea Village | Roads & Utilities | ALINMA ALTHURAYA | Thabat | Tender | 2020 |  | Pipework - Manholes And Pipework Ancillaries | K232.3 | Chambers Complete As Shown On The Dwg Including Supply Of All Ladders, Pipe Work, Flexible Joints, Pipe Pieces, Stub Pipe, Pipe Fittings, Ductile Chamber Covers, Extra Joints, Extra Excavation, Extra Backfilling, Extra Reinforcement, Protective Coating And Lining Metal Work As Per Drawings And Specifications; Gate Valve Chambers; For 280Mm Dia Pipes; Depth 1.5-2.0M | 7 | Nr | SAR | 27744.94
Ellen | 2 | 2.0055 | Kingdom of Saudi Arabia | Jeddah | Infrastructure | Red Sea Village | Roads & Utilities | ALINMA ALTHURAYA | Thabat | Tender | 2020 |  | Pipework - Manholes And Pipework Ancillaries | K232.4 | Chambers Complete As Shown On The Dwg Including Supply Of All Ladders, Pipe Work, Flexible Joints, Pipe Pieces, Stub Pipe, Pipe Fittings, Ductile Chamber Covers, Extra Joints, Extra Excavation, Extra Backfilling, Extra Reinforcement, Protective Coating And Lining Metal Work As Per Drawings And Specifications; Gate Valve Chambers; For 315Mm Dia Pipes; Depth 1.5-2.0M | 3 | Nr | SAR | 28962.15
Ellen | 2 | 2.0055 | Kingdom of Saudi Arabia | Jeddah | Infrastructure | Red Sea Village | Roads & Utilities | ALINMA ALTHURAYA | Thabat | Tender | 2020 |  | Pipework - Manholes And Pipework Ancillaries | K232.5 | Chambers Complete As Shown On The Dwg Including Supply Of All Ladders, Pipe Work, Flexible Joints, Pipe Pieces, Stub Pipe, Pipe Fittings, Ductile Chamber Covers, Extra Joints, Extra Excavation, Extra Backfilling, Extra Reinforcement, Protective Coating And Lining Metal Work As Per Drawings And Specifications; Gate Valve Chambers; For 355Mm Dia Pipes; Depth 1.5-2.0M | 4 | Nr | SAR | 31988.64
Ellen | 2 | 2.0056 | Kingdom of Saudi Arabia | Jeddah | Infrastructure | Red Sea Village | Roads & Utilities | ALINMA ALTHURAYA | Thabat | Tender | 2020 |  | Pipework - Manholes And Pipework Ancillaries | K232.6 | Chambers Complete As Shown On The Dwg Including Supply Of All Ladders, Pipe Work, Flexible Joints, Pipe Pieces, Stub Pipe, Pipe Fittings, Ductile Chamber Covers, Extra Joints, Extra Excavation, Extra Backfilling, Extra Reinforcement, Protective Coating And Lining Metal Work As Per Drawings And Specifications; Gate Valve Chambers; For 400Mm Dia Pipes; Depth 1.5-2.0M | 1 | Nr | SAR | 42672.18
Ellen | 2 | 2.0056 | Kingdom of Saudi Arabia | Jeddah | Infrastructure | Red Sea Village | Roads & Utilities | ALINMA ALTHURAYA | Thabat | Tender | 2020 |  | Pipework - Manholes And Pipework Ancillaries | K232.7 | Chambers Complete As Shown On The Dwg Including Supply Of All Ladders, Pipe Work, Flexible Joints, Pipe Pieces, Stub Pipe, Pipe Fittings, Ductile Chamber Covers, Extra Joints, Extra Excavation, Extra Backfilling, Extra Reinforcement, Protective Coating And Lining Metal Work As Per Drawings And Specifications; Butterfly Valve Chamber; For 355Mm Dia Pipes; Depth 1.5-2.0M | 1 | Nr | SAR | 33271.08
Ellen | 2 | 2.0056 | Kingdom of Saudi Arabia | Jeddah | Infrastructure | Red Sea Village | Roads & Utilities | ALINMA ALTHURAYA | Thabat | Tender | 2020 |  | Pipework - Manholes And Pipework Ancillaries | K232.8 | Chambers Complete As Shown On The Dwg Including Supply Of All Ladders, Pipe Work, Flexible Joints, Pipe Pieces, Stub Pipe, Pipe Fittings, Ductile Chamber Covers, Extra Joints, Extra Excavation, Extra Backfilling, Extra Reinforcement, Protective Coating And Lining Metal Work As Per Drawings And Specifications; Butterfly Valve Chamber; For 400Mm Dia Pipes; Depth 1.5-2.0M | 5 | Nr | SAR | 44279.94
Ellen | 2 | 2.0056 | Kingdom of Saudi Arabia | Jeddah | Infrastructure | Red Sea Village | Roads & Utilities | ALINMA ALTHURAYA | Thabat | Tender | 2020 |  | Pipework - Manholes And Pipework Ancillaries | K233.1 | Chambers Complete As Shown On The Dwg Including Supply Of All Ladders, Pipe Work, Flexible Joints, Pipe Pieces, Stub Pipe, Pipe Fittings, Ductile Chamber Covers, Extra Joints, Extra Excavation, Extra Backfilling, Extra Reinforcement, Protective Coating And Lining Metal Work As Per Drawings And Specifications; Butterfly Valve Chamber; For 600Mm Dia Pipes; Depth 2.0-2.5M | 23 | Nr | SAR | 71970.9
Ellen | 2 | 2.0056 | Kingdom of Saudi Arabia | Jeddah | Infrastructure | Red Sea Village | Roads & Utilities | ALINMA ALTHURAYA | Thabat | Tender | 2020 |  | Pipework - Manholes And Pipework Ancillaries | K233.2 | Chambers Complete As Shown On The Dwg Including Supply Of All Ladders, Pipe Work, Flexible Joints, Pipe Pieces, Stub Pipe, Pipe Fittings, Ductile Chamber Covers, Extra Joints, Extra Excavation, Extra Backfilling, Extra Reinforcement, Protective Coating And Lining Metal Work As Per Drawings And Specifications; Butterfly Valve Chamber; For 700Mm Dia Pipes; Depth 2.0-2.5M | 2 | Nr | SAR | 88464.29
Ellen | 2 | 2.0056 | Kingdom of Saudi Arabia | Jeddah | Infrastructure | Red Sea Village | Roads & Utilities | ALINMA ALTHURAYA | Thabat | Tender | 2020 |  | Pipework - Manholes And Pipework Ancillaries | K233.3 | Chambers Complete As Shown On The Dwg Including Supply Of All Ladders, Pipe Work, Flexible Joints, Pipe Pieces, Stub Pipe, Pipe Fittings, Ductile Chamber Covers, Extra Joints, Extra Excavation, Extra Backfilling, Extra Reinforcement, Protective Coating And Lining Metal Work As Per Drawings And Specifications; Butterfly Valve Chamber; For 800Mm Dia Pipes; Depth 2.0-2.5M | 2 | Nr | SAR | 110252.7
Ellen | 2 | 2.0056 | Kingdom of Saudi Arabia | Jeddah | Infrastructure | Red Sea Village | Roads & Utilities | ALINMA ALTHURAYA | Thabat | Tender | 2020 |  | Pipework - Manholes And Pipework Ancillaries | K233.4 | Chambers Complete As Shown On The Dwg Including Supply Of All Ladders, Pipe Work, Flexible Joints, Pipe Pieces, Stub Pipe, Pipe Fittings, Ductile Chamber Covers, Extra Joints, Extra Excavation, Extra Backfilling, Extra Reinforcement, Protective Coating And Lining Metal Work As Per Drawings And Specifications; Butterfly Valve Chamber; For 900Mm Dia Pipes; Depth 2.0-2.5M | 15 | Nr | SAR | 129252.23
Ellen | 2 | 2.0056 | Kingdom of Saudi Arabia | Jeddah | Infrastructure | Red Sea Village | Roads & Utilities | ALINMA ALTHURAYA | Thabat | Tender | 2020 |  | Pipework - Manholes And Pipework Ancillaries | K233.1 | Chambers Complete As Shown On The Dwg Including Supply Of All Ladders, Pipe Work, Flexible Joints, Pipe Pieces, Stub Pipe, Pipe Fittings, Ductile Chamber Covers, Extra Joints, Extra Excavation, Extra Backfilling, Extra Reinforcement, Protective Coating And Lining Metal Work As Per Drawings And Specifications; Air Valve Chamber; For 355Mm Dia Pipes; Depth 2.0-2.5M | 1 | Nr | SAR | 33788.15
Ellen | 2 | 2.0056 | Kingdom of Saudi Arabia | Jeddah | Infrastructure | Red Sea Village | Roads & Utilities | ALINMA ALTHURAYA | Thabat | Tender | 2020 |  | Pipework - Manholes And Pipework Ancillaries | K233.2 | Chambers Complete As Shown On The Dwg Including Supply Of All Ladders, Pipe Work, Flexible Joints, Pipe Pieces, Stub Pipe, Pipe Fittings, Ductile Chamber Covers, Extra Joints, Extra Excavation, Extra Backfilling, Extra Reinforcement, Protective Coating And Lining Metal Work As Per Drawings And Specifications; Air Valve Chamber; For 600Mm Dia Pipes; Depth 2.0-2.5M | 12 | Nr | SAR | 43572.99
Ellen | 2 | 2.0057 | Kingdom of Saudi Arabia | Jeddah | Infrastructure | Red Sea Village | Roads & Utilities | ALINMA ALTHURAYA | Thabat | Tender | 2020 |  | Pipework - Manholes And Pipework Ancillaries | K233.3 | Chambers Complete As Shown On The Dwg Including Supply Of All Ladders, Pipe Work, Flexible Joints, Pipe Pieces, Stub Pipe, Pipe Fittings, Ductile Chamber Covers, Extra Joints, Extra Excavation, Extra Backfilling, Extra Reinforcement, Protective Coating And Lining Metal Work As Per Drawings And Specifications; Air Valve Chamber; For 700Mm Dia Pipes; Depth 2.0-2.5M | 1 | Nr | SAR | 89942.22
Ellen | 2 | 2.0057 | Kingdom of Saudi Arabia | Jeddah | Infrastructure | Red Sea Village | Roads & Utilities | ALINMA ALTHURAYA | Thabat | Tender | 2020 |  | Pipework - Manholes And Pipework Ancillaries | K233.4 | Chambers Complete As Shown On The Dwg Including Supply Of All Ladders, Pipe Work, Flexible Joints, Pipe Pieces, Stub Pipe, Pipe Fittings, Ductile Chamber Covers, Extra Joints, Extra Excavation, Extra Backfilling, Extra Reinforcement, Protective Coating And Lining Metal Work As Per Drawings And Specifications; Air Valve Chamber; For 900Mm Dia Pipes; Depth 2.0-2.5M | 1 | Nr | SAR | 138069.26
Ellen | 2 | 2.0057 | Kingdom of Saudi Arabia | Jeddah | Infrastructure | Red Sea Village | Roads & Utilities | ALINMA ALTHURAYA | Thabat | Tender | 2020 |  | Pipework - Manholes And Pipework Ancillaries | K233.5 | Chambers Complete As Shown On The Dwg Including Supply Of All Ladders, Pipe Work, Flexible Joints, Pipe Pieces, Stub Pipe, Pipe Fittings, Ductile Chamber Covers, Extra Joints, Extra Excavation, Extra Backfilling, Extra Reinforcement, Protective Coating And Lining Metal Work As Per Drawings And Specifications; Washout Valve Chamber; For 400Mm Dia Pipes; Depth 2.0-2.5M | 2 | Nr | SAR | 39125.54
Ellen | 2 | 2.0057 | Kingdom of Saudi Arabia | Jeddah | Infrastructure | Red Sea Village | Roads & Utilities | ALINMA ALTHURAYA | Thabat | Tender | 2020 |  | Pipework - Manholes And Pipework Ancillaries | K233.6 | Chambers Complete As Shown On The Dwg Including Supply Of All Ladders, Pipe Work, Flexible Joints, Pipe Pieces, Stub Pipe, Pipe Fittings, Ductile Chamber Covers, Extra Joints, Extra Excavation, Extra Backfilling, Extra Reinforcement, Protective Coating And Lining Metal Work As Per Drawings And Specifications; Washout Valve Chamber; For 600Mm Dia Pipes; Depth 2.0-2.5M | 12 | Nr | SAR | 52214.36
Ellen | 2 | 2.0057 | Kingdom of Saudi Arabia | Jeddah | Infrastructure | Red Sea Village | Roads & Utilities | ALINMA ALTHURAYA | Thabat | Tender | 2020 |  | Pipework - Manholes And Pipework Ancillaries | K233.7 | Chambers Complete As Shown On The Dwg Including Supply Of All Ladders, Pipe Work, Flexible Joints, Pipe Pieces, Stub Pipe, Pipe Fittings, Ductile Chamber Covers, Extra Joints, Extra Excavation, Extra Backfilling, Extra Reinforcement, Protective Coating And Lining Metal Work As Per Drawings And Specifications; Washout Valve Chamber; For 700Mm Dia Pipes; Depth 2.0-2.5M | 1 | Nr | SAR | 60029.13
Ellen | 2 | 2.0057 | Kingdom of Saudi Arabia | Jeddah | Infrastructure | Red Sea Village | Roads & Utilities | ALINMA ALTHURAYA | Thabat | Tender | 2020 |  | Pipework - Manholes And Pipework Ancillaries | K233.8 | Chambers Complete As Shown On The Dwg Including Supply Of All Ladders, Pipe Work, Flexible Joints, Pipe Pieces, Stub Pipe, Pipe Fittings, Ductile Chamber Covers, Extra Joints, Extra Excavation, Extra Backfilling, Extra Reinforcement, Protective Coating And Lining Metal Work As Per Drawings And Specifications; Washout Valve Chamber; For 800Mm Dia Pipes; Depth 2.0-2.5M | 1 | Nr | SAR | 71412.06
Ellen | 2 | 2.0057 | Kingdom of Saudi Arabia | Jeddah | Infrastructure | Red Sea Village | Roads & Utilities | ALINMA ALTHURAYA | Thabat | Tender | 2020 |  | Pipework - Manholes And Pipework Ancillaries | K233.9 | Chambers Complete As Shown On The Dwg Including Supply Of All Ladders, Pipe Work, Flexible Joints, Pipe Pieces, Stub Pipe, Pipe Fittings, Ductile Chamber Covers, Extra Joints, Extra Excavation, Extra Backfilling, Extra Reinforcement, Protective Coating And Lining Metal Work As Per Drawings And Specifications; Washout Valve Chamber; For 900Mm Dia Pipes; Depth 2.0-2.5M | 2 | Nr | SAR | 80298.25
Ellen | 2 | 2.0057 | Kingdom of Saudi Arabia | Jeddah | Infrastructure | Red Sea Village | Roads & Utilities | ALINMA ALTHURAYA | Thabat | Tender | 2020 |  | Pipework - Manholes And Pipework Ancillaries | K232.1 | Chambers Complete As Shown On The Dwg Including Supply Of All Ladders, Pipe Work, Flexible Joints, Pipe Pieces, Stub Pipe, Pipe Fittings, Ductile Chamber Covers, Extra Joints, Extra Excavation, Extra Backfilling, Extra Reinforcement, Protective Coating And Lining Metal Work As Per Drawings And Specifications; Valve Chamber For Double Valves; For 2Nr Of Gate Valve For 225Mm Dia. Hdpe Pipe; Depth 1.5-2.0M | 7 | Nr | SAR | 40149.78
Ellen | 2 | 2.0057 | Kingdom of Saudi Arabia | Jeddah | Infrastructure | Red Sea Village | Roads & Utilities | ALINMA ALTHURAYA | Thabat | Tender | 2020 |  | Pipework - Manholes And Pipework Ancillaries | K232.2 | Chambers Complete As Shown On The Dwg Including Supply Of All Ladders, Pipe Work, Flexible Joints, Pipe Pieces, Stub Pipe, Pipe Fittings, Ductile Chamber Covers, Extra Joints, Extra Excavation, Extra Backfilling, Extra Reinforcement, Protective Coating And Lining Metal Work As Per Drawings And Specifications; Valve Chamber For Double Valves; For 2Nr Of Gate Valve For 250Mm Dia. Hdpe Pipe; Depth 1.5-2.0M | 1 | Nr | SAR | 41807.89
Ellen | 2 | 2.0057 | Kingdom of Saudi Arabia | Jeddah | Infrastructure | Red Sea Village | Roads & Utilities | ALINMA ALTHURAYA | Thabat | Tender | 2020 |  | Pipework - Manholes And Pipework Ancillaries | K232.3 | Chambers Complete As Shown On The Dwg Including Supply Of All Ladders, Pipe Work, Flexible Joints, Pipe Pieces, Stub Pipe, Pipe Fittings, Ductile Chamber Covers, Extra Joints, Extra Excavation, Extra Backfilling, Extra Reinforcement, Protective Coating And Lining Metal Work As Per Drawings And Specifications; Valve Chamber For Double Valves; For 2Nr Of Gate Valve For 280Mm Dia. Hdpe Pipe; Depth 1.5-2.0M | 3 | Nr | SAR | 43525.25
Ellen | 2 | 2.0057 | Kingdom of Saudi Arabia | Jeddah | Infrastructure | Red Sea Village | Roads & Utilities | ALINMA ALTHURAYA | Thabat | Tender | 2020 |  | Pipework - Manholes And Pipework Ancillaries | K232.4 | Chambers Complete As Shown On The Dwg Including Supply Of All Ladders, Pipe Work, Flexible Joints, Pipe Pieces, Stub Pipe, Pipe Fittings, Ductile Chamber Covers, Extra Joints, Extra Excavation, Extra Backfilling, Extra Reinforcement, Protective Coating And Lining Metal Work As Per Drawings And Specifications; Valve Chamber For Double Valves; For 1Nr Of Gate Valve For 225Mm Dia Hdpe Pipe & 1Nr Of Gate Valve For 250Mm Dia. Hdpe Pipe; Depth 1.5-2.0M | 7 | Nr | SAR | 44273.55
Ellen | 2 | 2.0058 | Kingdom of Saudi Arabia | Jeddah | Infrastructure | Red Sea Village | Roads & Utilities | ALINMA ALTHURAYA | Thabat | Tender | 2020 |  | Pipework - Manholes And Pipework Ancillaries | K232.5 | Chambers Complete As Shown On The Dwg Including Supply Of All Ladders, Pipe Work, Flexible Joints, Pipe Pieces, Stub Pipe, Pipe Fittings, Ductile Chamber Covers, Extra Joints, Extra Excavation, Extra Backfilling, Extra Reinforcement, Protective Coating And Lining Metal Work As Per Drawings And Specifications; Valve Chamber For Double Valves; For 1 Nr Of Gate Valve For 225Mm Hdpe Pipe & 1 Nr Of Gate Valve For 315Mm Hdpe Pipe; Depth 1.5-2.0M | 2 | Nr | SAR | 46183.19
Ellen | 2 | 2.0058 | Kingdom of Saudi Arabia | Jeddah | Infrastructure | Red Sea Village | Roads & Utilities | ALINMA ALTHURAYA | Thabat | Tender | 2020 |  | Pipework - Manholes And Pipework Ancillaries | K232.6 | Chambers Complete As Shown On The Dwg Including Supply Of All Ladders, Pipe Work, Flexible Joints, Pipe Pieces, Stub Pipe, Pipe Fittings, Ductile Chamber Covers, Extra Joints, Extra Excavation, Extra Backfilling, Extra Reinforcement, Protective Coating And Lining Metal Work As Per Drawings And Specifications; Valve Chamber For Double Valves; For 1 Nr Of Gate Valve For 225Mm Hdpe Pipe & 1 Nr Of Gate Valve For 280Mm Hdpe Pipe; Depth 1.5-2.0M | 1 | Nr | SAR | 44236.99
Ellen | 2 | 2.0058 | Kingdom of Saudi Arabia | Jeddah | Infrastructure | Red Sea Village | Roads & Utilities | ALINMA ALTHURAYA | Thabat | Tender | 2020 |  | Pipework - Manholes And Pipework Ancillaries | K232.7 | Chambers Complete As Shown On The Dwg Including Supply Of All Ladders, Pipe Work, Flexible Joints, Pipe Pieces, Stub Pipe, Pipe Fittings, Ductile Chamber Covers, Extra Joints, Extra Excavation, Extra Backfilling, Extra Reinforcement, Protective Coating And Lining Metal Work As Per Drawings And Specifications; Valve Chamber For Double Valves; For 1 Nr Of Gate Valve For 250Mm Hdpe Pipe & 1 Nr Of Gate Valve For 315Mm Hdpe Pipe; Depth 1.5-2.0M | 2 | Nr | SAR | 49899.95
Ellen | 2 | 2.0058 | Kingdom of Saudi Arabia | Jeddah | Infrastructure | Red Sea Village | Roads & Utilities | ALINMA ALTHURAYA | Thabat | Tender | 2020 |  | Pipework - Manholes And Pipework Ancillaries | K233.1 | Chambers Complete As Shown On The Dwg Including Supply Of All Ladders, Pipe Work, Flexible Joints, Pipe Pieces, Stub Pipe, Pipe Fittings, Ductile Chamber Covers, Extra Joints, Extra Excavation, Extra Backfilling, Extra Reinforcement, Protective Coating And Lining Metal Work As Per Drawings And Specifications; Valve Chamber For Double Valves; For 1 Nr Of Gate Valve For 225Mm Di Pipe & 1 Nr Of Butterfly Valve For 600Mm Hdpe Pipe ; Depth 2.0-2.5M | 2 | Nr | SAR | 153365.27
Ellen | 2 | 2.0058 | Kingdom of Saudi Arabia | Jeddah | Infrastructure | Red Sea Village | Roads & Utilities | ALINMA ALTHURAYA | Thabat | Tender | 2020 |  | Pipework - Manholes And Pipework Ancillaries | K233.2 | Chambers Complete As Shown On The Dwg Including Supply Of All Ladders, Pipe Work, Flexible Joints, Pipe Pieces, Stub Pipe, Pipe Fittings, Ductile Chamber Covers, Extra Joints, Extra Excavation, Extra Backfilling, Extra Reinforcement, Protective Coating And Lining Metal Work As Per Drawings And Specifications; Valve Chamber For Double Valves; For 1 Nr Of Gate Valve For 250Mm Hdpe Pipe & 1 Nr Of Butterfly Valve For 600Mm Di Pipe ; Depth 2.0-2.5M | 1 | Nr | SAR | 100990.75
Ellen | 2 | 2.0058 | Kingdom of Saudi Arabia | Jeddah | Infrastructure | Red Sea Village | Roads & Utilities | ALINMA ALTHURAYA | Thabat | Tender | 2020 |  | Pipework - Manholes And Pipework Ancillaries | K233.1 | Chambers Complete As Shown On The Dwg Including Supply Of All Ladders, Pipe Work, Flexible Joints, Pipe Pieces, Stub Pipe, Pipe Fittings, Ductile Chamber Covers, Extra Joints, Extra Excavation, Extra Backfilling, Extra Reinforcement, Protective Coating And Lining Metal Work As Per Drawings And Specifications; Valve Chamber For Double Valves; For 1 Nr Of Gate Valve For 225Mm Hdpe Pipe & 1 Nr Of Butterfly Valve For 900Mm Di Pipe; Depth 2.0-2.5M | 2 | Nr | SAR | 155063.18
Ellen | 2 | 2.0058 | Kingdom of Saudi Arabia | Jeddah | Infrastructure | Red Sea Village | Roads & Utilities | ALINMA ALTHURAYA | Thabat | Tender | 2020 |  | Pipework - Manholes And Pipework Ancillaries | K233.2 | Chambers Complete As Shown On The Dwg Including Supply Of All Ladders, Pipe Work, Flexible Joints, Pipe Pieces, Stub Pipe, Pipe Fittings, Ductile Chamber Covers, Extra Joints, Extra Excavation, Extra Backfilling, Extra Reinforcement, Protective Coating And Lining Metal Work As Per Drawings And Specifications; Valve Chamber For Double Valves; For 1 Nr Of Butterfly Valve For 400Mm Di Pipe & 1 Nr Of Butterfly Valve For 600Mm Di Pipe ; Depth 2.0-2.5M | 1 | Nr | SAR | 111415.46
Ellen | 2 | 2.0058 | Kingdom of Saudi Arabia | Jeddah | Infrastructure | Red Sea Village | Roads & Utilities | ALINMA ALTHURAYA | Thabat | Tender | 2020 |  | Pipework - Manholes And Pipework Ancillaries | K233.3 | Chambers Complete As Shown On The Dwg Including Supply Of All Ladders, Pipe Work, Flexible Joints, Pipe Pieces, Stub Pipe, Pipe Fittings, Ductile Chamber Covers, Extra Joints, Extra Excavation, Extra Backfilling, Extra Reinforcement, Protective Coating And Lining Metal Work As Per Drawings And Specifications; Valve Chamber For Double Valves; For 2Nr Of Butterfly Valves For 600Mm Dia Di Pipe; Depth 2.0-2.5M | 2 | Nr | SAR | 126285.13
Ellen | 2 | 2.0058 | Kingdom of Saudi Arabia | Jeddah | Infrastructure | Red Sea Village | Roads & Utilities | ALINMA ALTHURAYA | Thabat | Tender | 2020 |  | Pipework - Manholes And Pipework Ancillaries | K233.4 | Chambers Complete As Shown On The Dwg Including Supply Of All Ladders, Pipe Work, Flexible Joints, Pipe Pieces, Stub Pipe, Pipe Fittings, Ductile Chamber Covers, Extra Joints, Extra Excavation, Extra Backfilling, Extra Reinforcement, Protective Coating And Lining Metal Work As Per Drawings And Specifications; Valve Chamber For Double Valves; For 1 Nr Of Butterfly Valve For 600Mm Di Pipe & 1 Nr Of Butterfly Valve For 800Mm Di Pipe ; Depth 2.0-2.5M | 1 | Nr | SAR | 162084.5
Ellen | 2 | 2.0059 | Kingdom of Saudi Arabia | Jeddah | Infrastructure | Red Sea Village | Roads & Utilities | ALINMA ALTHURAYA | Thabat | Tender | 2020 |  | Pipework - Manholes And Pipework Ancillaries | K233.5 | Chambers Complete As Shown On The Dwg Including Supply Of All Ladders, Pipe Work, Flexible Joints, Pipe Pieces, Stub Pipe, Pipe Fittings, Ductile Chamber Covers, Extra Joints, Extra Excavation, Extra Backfilling, Extra Reinforcement, Protective Coating And Lining Metal Work As Per Drawings And Specifications; Valve Chamber For Double Valves; For 2Nr Of Butterfly Valves For 900Mm Dia Di Pipe; Depth 2.0-2.5M | 2 | Nr | SAR | 218607.57
Ellen | 2 | 2.0059 | Kingdom of Saudi Arabia | Jeddah | Infrastructure | Red Sea Village | Roads & Utilities | ALINMA ALTHURAYA | Thabat | Tender | 2020 |  | Pipework - Manholes And Pipework Ancillaries | K512 | Supply And Install Road Crossing Ducts In Trenches, Including Excavation In All Materials Backfilling, Disposal Of Excavated Material As Directed By Engineer, Dewatering, Complete As Detailed On Drawing And Specification; 150Mm Dia Upvc Road Crossing Ducts For Plot Connection Pipes; Depth Not Exceeding 1.5M | 54 | m | SAR | 832.56
Ellen | 2 | 2.0059 | Kingdom of Saudi Arabia | Jeddah | Infrastructure | Red Sea Village | Roads & Utilities | ALINMA ALTHURAYA | Thabat | Tender | 2020 |  | Pipework - Manholes And Pipework Ancillaries | K863 | Future Connection Including Necessary Fittings, Additional Excavation, And Backfilling Etc. As Detailed On Drawing And Specification | 10 | Nr | SAR | 19073
Ellen | 2 | 2.0059 | Kingdom of Saudi Arabia | Jeddah | Infrastructure | Red Sea Village | Roads & Utilities | ALINMA ALTHURAYA | Thabat | Tender | 2020 |  | Pipework - Supports And Protection | L531.1 | Imported Granular Material Bed And Surround To 160 Mm Dia. Hdpe Pipes | 515 | m | SAR | 25.84
Ellen | 2 | 2.0059 | Kingdom of Saudi Arabia | Jeddah | Infrastructure | Red Sea Village | Roads & Utilities | ALINMA ALTHURAYA | Thabat | Tender | 2020 |  | Pipework - Supports And Protection | L532.1 | Imported Granular Material Bed And Surround To 225 Mm Dia. Hdpe Pipes | 14574 | m | SAR | 30.38
Ellen | 2 | 2.0059 | Kingdom of Saudi Arabia | Jeddah | Infrastructure | Red Sea Village | Roads & Utilities | ALINMA ALTHURAYA | Thabat | Tender | 2020 |  | Pipework - Supports And Protection | L532.2 | Imported Granular Material Bed And Surround To 250 Mm Dia. Hdpe Pipes | 4364 | m | SAR | 32.17
Ellen | 2 | 2.0059 | Kingdom of Saudi Arabia | Jeddah | Infrastructure | Red Sea Village | Roads & Utilities | ALINMA ALTHURAYA | Thabat | Tender | 2020 |  | Pipework - Supports And Protection | L532.3 | Imported Granular Material Bed And Surround To 280 Mm Dia. Hdpe Pipes | 3206 | m | SAR | 34.31
Ellen | 2 | 2.0059 | Kingdom of Saudi Arabia | Jeddah | Infrastructure | Red Sea Village | Roads & Utilities | ALINMA ALTHURAYA | Thabat | Tender | 2020 |  | Pipework - Supports And Protection | L533.1 | Imported Granular Material Bed And Surround To 315 Mm Dia. Hdpe Pipes | 1433 | m | SAR | 36.87
Ellen | 2 | 2.0059 | Kingdom of Saudi Arabia | Jeddah | Infrastructure | Red Sea Village | Roads & Utilities | ALINMA ALTHURAYA | Thabat | Tender | 2020 |  | Pipework - Supports And Protection | L533.2 | Imported Granular Material Bed And Surround To 355 Mm Dia. Hdpe Pipes | 624 | m | SAR | 39.82
Ellen | 2 | 2.0059 | Kingdom of Saudi Arabia | Jeddah | Infrastructure | Red Sea Village | Roads & Utilities | ALINMA ALTHURAYA | Thabat | Tender | 2020 |  | Pipework - Supports And Protection | L533.4 | Imported Granular Material Bed And Surround To 630 Mm Dia. Hdpe Pipes | 2107 | m | SAR | 83.29
Ellen | 2 | 2.0059 | Kingdom of Saudi Arabia | Jeddah | Infrastructure | Red Sea Village | Roads & Utilities | ALINMA ALTHURAYA | Thabat | Tender | 2020 |  | Pipework - Supports And Protection | L533.5 | Imported Granular Material Bed And Surround To 400 Mm Dia. Di Pipes | 350 | m | SAR | 43.21
Ellen | 2 | 2.006 | Kingdom of Saudi Arabia | Jeddah | Infrastructure | Red Sea Village | Roads & Utilities | ALINMA ALTHURAYA | Thabat | Tender | 2020 |  | Pipework - Supports And Protection | L533.6 | Imported Granular Material Bed And Surround To 600 Mm Dia. Di Pipes | 7308 | m | SAR | 80.23
Ellen | 2 | 2.006 | Kingdom of Saudi Arabia | Jeddah | Infrastructure | Red Sea Village | Roads & Utilities | ALINMA ALTHURAYA | Thabat | Tender | 2020 |  | Pipework - Supports And Protection | L534.1 | Imported Granular Material Bed And Surround To 700 Mm Dia. Di Pipes | 457 | m | SAR | 90.56
Ellen | 2 | 2.006 | Kingdom of Saudi Arabia | Jeddah | Infrastructure | Red Sea Village | Roads & Utilities | ALINMA ALTHURAYA | Thabat | Tender | 2020 |  | Pipework - Supports And Protection | L534.2 | Imported Granular Material Bed And Surround To 800 Mm Dia. Di Pipes | 309 | m | SAR | 101.17
Ellen | 2 | 2.006 | Kingdom of Saudi Arabia | Jeddah | Infrastructure | Red Sea Village | Roads & Utilities | ALINMA ALTHURAYA | Thabat | Tender | 2020 |  | Pipework - Supports And Protection | L534.3 | Imported Granular Material Bed And Surround To 900 Mm Dia. Di Pipes | 1495 | m | SAR | 112.09
Ellen | 2 | 2.006 | Kingdom of Saudi Arabia | Jeddah | Infrastructure | Red Sea Village | Roads & Utilities | ALINMA ALTHURAYA | Thabat | Tender | 2020 |  | Pipework - Supports And Protection | L542.1 | Concrete Bed And Surrounds As Per Specifications; 160 Mm Dia. Hdpe Pipes | 20 | m | SAR | 367.31
Ellen | 2 | 2.006 | Kingdom of Saudi Arabia | Jeddah | Infrastructure | Red Sea Village | Roads & Utilities | ALINMA ALTHURAYA | Thabat | Tender | 2020 |  | Pipework - Supports And Protection | L542.2 | Concrete Bed And Surrounds As Per Specifications; 225 Mm Dia. Hdpe Pipes | 20 | m | SAR | 429.51
Ellen | 2 | 2.006 | Kingdom of Saudi Arabia | Jeddah | Infrastructure | Red Sea Village | Roads & Utilities | ALINMA ALTHURAYA | Thabat | Tender | 2020 |  | Pipework - Supports And Protection | L542.3 | Concrete Bed And Surrounds As Per Specifications; 250 Mm Dia. Hdpe Pipes | 20 | m | SAR | 453.86
Ellen | 2 | 2.006 | Kingdom of Saudi Arabia | Jeddah | Infrastructure | Red Sea Village | Roads & Utilities | ALINMA ALTHURAYA | Thabat | Tender | 2020 |  | Pipework - Supports And Protection | L543.1 | Concrete Bed And Surrounds As Per Specifications; 280 Mm Dia. Hdpe Pipes | 20 | m | SAR | 483.59
Ellen | 2 | 2.006 | Kingdom of Saudi Arabia | Jeddah | Infrastructure | Red Sea Village | Roads & Utilities | ALINMA ALTHURAYA | Thabat | Tender | 2020 |  | Pipework - Supports And Protection | L543.2 | Concrete Bed And Surrounds As Per Specifications; 315 Mm Dia. Hdpe Pipes | 20 | m | SAR | 518.29
Ellen | 2 | 2.0061 | Kingdom of Saudi Arabia | Jeddah | Infrastructure | Red Sea Village | Roads & Utilities | ALINMA ALTHURAYA | Thabat | Tender | 2020 |  | Pipework - Supports And Protection | L543.3 | Concrete Bed And Surrounds As Per Specifications; 355 Mm Dia. Hdpe Pipes | 20 | m | SAR | 558.74
Ellen | 2 | 2.0061 | Kingdom of Saudi Arabia | Jeddah | Infrastructure | Red Sea Village | Roads & Utilities | ALINMA ALTHURAYA | Thabat | Tender | 2020 |  | Pipework - Supports And Protection | L543.4 | Concrete Bed And Surrounds As Per Specifications; 450 Mm Dia. Hdpe Pipes | 20 | m | SAR | 657.22
Ellen | 2 | 2.0061 | Kingdom of Saudi Arabia | Jeddah | Infrastructure | Red Sea Village | Roads & Utilities | ALINMA ALTHURAYA | Thabat | Tender | 2020 |  | Pipework - Supports And Protection | L543.5 | Concrete Bed And Surrounds As Per Specifications; 630 Mm Dia. Hdpe Pipes | 20 | m | SAR | 853.2
Ellen | 2 | 2.0061 | Kingdom of Saudi Arabia | Jeddah | Infrastructure | Red Sea Village | Roads & Utilities | ALINMA ALTHURAYA | Thabat | Tender | 2020 |  | Pipework - Supports And Protection | L543.6 | Concrete Bed And Surrounds As Per Specifications; 400 Mm Dia. Di Pipes | 20 | m | SAR | 604.96
Ellen | 2 | 2.0061 | Kingdom of Saudi Arabia | Jeddah | Infrastructure | Red Sea Village | Roads & Utilities | ALINMA ALTHURAYA | Thabat | Tender | 2020 |  | Pipework - Supports And Protection | L544 | Concrete Bed And Surrounds As Per Specifications; 600 Mm Dia. Di Pipes | 20 | m | SAR | 819.68
Ellen | 2 | 2.0061 | Kingdom of Saudi Arabia | Jeddah | Infrastructure | Red Sea Village | Roads & Utilities | ALINMA ALTHURAYA | Thabat | Tender | 2020 |  | Pipework - Supports And Protection | L7** | Concrete Thrust Blocks For Various Pipe Diameters As Detailed As Per And Specifications | 132 | Nr | SAR | 39324.85
Ellen | 2 | 2.0061 | Kingdom of Saudi Arabia | Jeddah | Infrastructure | Red Sea Village | Roads & Utilities | ALINMA ALTHURAYA | Thabat | Tender | 2020 |  | Pipework - Supports And Protection | L900.1 | Geotextile Filter Fabric Membrane To 160 Mm Dia. Hdpe Pipes | 515 | m | SAR | 18.18
Ellen | 2 | 2.0061 | Kingdom of Saudi Arabia | Jeddah | Infrastructure | Red Sea Village | Roads & Utilities | ALINMA ALTHURAYA | Thabat | Tender | 2020 |  | Pipework - Supports And Protection | L900.2 | Geotextile Filter Fabric Membrane To 225 Mm Dia. Hdpe Pipes | 14574 | m | SAR | 19.93
Ellen | 2 | 2.0061 | Kingdom of Saudi Arabia | Jeddah | Infrastructure | Red Sea Village | Roads & Utilities | ALINMA ALTHURAYA | Thabat | Tender | 2020 |  | Pipework - Supports And Protection | L900.3 | Geotextile Filter Fabric Membrane To 250 Mm Dia. Hdpe Pipes | 4364 | m | SAR | 20.61
Ellen | 2 | 2.0061 | Kingdom of Saudi Arabia | Jeddah | Infrastructure | Red Sea Village | Roads & Utilities | ALINMA ALTHURAYA | Thabat | Tender | 2020 |  | Pipework - Supports And Protection | L900.4 | Geotextile Filter Fabric Membrane To 280 Mm Dia. Hdpe Pipes | 3206 | m | SAR | 21.42
Ellen | 2 | 2.0061 | Kingdom of Saudi Arabia | Jeddah | Infrastructure | Red Sea Village | Roads & Utilities | ALINMA ALTHURAYA | Thabat | Tender | 2020 |  | Pipework - Supports And Protection | L900.5 | Geotextile Filter Fabric Membrane To 315 Mm Dia. Hdpe Pipes | 1433 | m | SAR | 22.37
Ellen | 2 | 2.0062 | Kingdom of Saudi Arabia | Jeddah | Infrastructure | Red Sea Village | Roads & Utilities | ALINMA ALTHURAYA | Thabat | Tender | 2020 |  | Pipework - Supports And Protection | L900.6 | Geotextile Filter Fabric Membrane To 355 Mm Dia. Hdpe Pipes | 624 | m | SAR | 23.45
Ellen | 2 | 2.0062 | Kingdom of Saudi Arabia | Jeddah | Infrastructure | Red Sea Village | Roads & Utilities | ALINMA ALTHURAYA | Thabat | Tender | 2020 |  | Pipework - Supports And Protection | L900.8 | Geotextile Filter Fabric Membrane To 630 Mm Dia. Hdpe Pipes | 2107 | m | SAR | 34.94
Ellen | 2 | 2.0062 | Kingdom of Saudi Arabia | Jeddah | Infrastructure | Red Sea Village | Roads & Utilities | ALINMA ALTHURAYA | Thabat | Tender | 2020 |  | Pipework - Supports And Protection | L900.9 | Geotextile Filter Fabric Membrane To 400 Mm Dia. Di Pipes | 350 | m | SAR | 24.66
Ellen | 2 | 2.0062 | Kingdom of Saudi Arabia | Jeddah | Infrastructure | Red Sea Village | Roads & Utilities | ALINMA ALTHURAYA | Thabat | Tender | 2020 |  | Pipework - Supports And Protection | L900.10 | Geotextile Filter Fabric Membrane To 600 Mm Dia. Di Pipes | 7308 | m | SAR | 34.13
Ellen | 2 | 2.0062 | Kingdom of Saudi Arabia | Jeddah | Infrastructure | Red Sea Village | Roads & Utilities | ALINMA ALTHURAYA | Thabat | Tender | 2020 |  | Pipework - Supports And Protection | L900.11 | Geotextile Filter Fabric Membrane To 700 Mm Dia. Di Pipes | 457 | m | SAR | 36.83
Ellen | 2 | 2.0062 | Kingdom of Saudi Arabia | Jeddah | Infrastructure | Red Sea Village | Roads & Utilities | ALINMA ALTHURAYA | Thabat | Tender | 2020 |  | Pipework - Supports And Protection | L900.12 | Geotextile Filter Fabric Membrane To 800 Mm Dia. Di Pipes | 309 | m | SAR | 39.53
Ellen | 2 | 2.0062 | Kingdom of Saudi Arabia | Jeddah | Infrastructure | Red Sea Village | Roads & Utilities | ALINMA ALTHURAYA | Thabat | Tender | 2020 |  | Pipework - Supports And Protection | L900.13 | Geotextile Filter Fabric Membrane To 900 Mm Dia. Di Pipes | 1495 | m | SAR | 42.23
Ellen | 2 | 2.0062 | Kingdom of Saudi Arabia | Jeddah | Infrastructure | Red Sea Village | Roads & Utilities | ALINMA ALTHURAYA | Thabat | Tender | 2020 |  | Miscellaneous Work | X900.1 | House Connection Including Tapping Points (Saddle Trap) From The Potable Water Main, Chambers, House Connection Pipe Works, Water Meter, Stop Valve And All Related Works Complete As Per Dwg And Specifications; 1." Dia House Connection Pipe | 74 | Nr | SAR | 3542.52
Ellen | 2 | 2.0062 | Kingdom of Saudi Arabia | Jeddah | Infrastructure | Red Sea Village | Roads & Utilities | ALINMA ALTHURAYA | Thabat | Tender | 2020 |  | Miscellaneous Work | X900.2 | House Connection Including Tapping Points (Saddle Trap) From The Potable Water Main, Chambers, House Connection Pipe Works, Water Meter, Stop Valve And All Related Works Complete As Per Dwg And Specifications; 2" Dia House Connection Pipe | 147 | Nr | SAR | 12367.44
Ellen | 2 | 2.0063 | Kingdom of Saudi Arabia | Jeddah | Infrastructure | Red Sea Village | Roads & Utilities | ALINMA ALTHURAYA | Thabat | Tender | 2020 |  | Miscellaneous Work | X900.3 | House Connection Including Tapping Points (Saddle Trap) From The Potable Water Main, Chambers, House Connection Pipe Works, Water Meter, Stop Valve And All Related Works Complete As Per Dwg And Specifications; 4" Dia House Connection Pipe | 17 | Nr | SAR | 33326.7
Ellen | 2 | 2.0063 | Kingdom of Saudi Arabia | Jeddah | Infrastructure | Red Sea Village | Roads & Utilities | ALINMA ALTHURAYA | Thabat | Tender | 2020 |  | Pipework - Manholes And Pipework Ancillaries | K522 | Supply Lay & Joint 150Mm Dia Upvc Cable Ducts In Trench Beneath Carriageways Including End Caps, Duct Markers And Draw Ropes; 2 Way Ducts | 166 | m | SAR | 133.33
Ellen | 2 | 2.0063 | Kingdom of Saudi Arabia | Jeddah | Infrastructure | Red Sea Village | Roads & Utilities | ALINMA ALTHURAYA | Thabat | Tender | 2020 |  | Pipework - Manholes And Pipework Ancillaries | K542.1 | Supply Lay & Joint 150Mm Dia Upvc Cable Ducts In Trench Beneath Carriageways Including End Caps, Duct Markers And Draw Ropes; 4 Way Ducts | 89 | m | SAR | 266.62
Ellen | 2 | 2.0063 | Kingdom of Saudi Arabia | Jeddah | Infrastructure | Red Sea Village | Roads & Utilities | ALINMA ALTHURAYA | Thabat | Tender | 2020 |  | Pipework - Manholes And Pipework Ancillaries | K542.2 | Supply Lay & Joint 150Mm Dia Upvc Cable Ducts In Trench Beneath Carriageways Including End Caps, Duct Markers And Draw Ropes; 6 Way Ducts | 63 | m | SAR | 402.08
Ellen | 2 | 2.0063 | Kingdom of Saudi Arabia | Jeddah | Infrastructure | Red Sea Village | Roads & Utilities | ALINMA ALTHURAYA | Thabat | Tender | 2020 |  | Pipework - Manholes And Pipework Ancillaries | K542.3 | Supply Lay & Joint 150Mm Dia Upvc Cable Ducts In Trench Beneath Carriageways Including End Caps, Duct Markers And Draw Ropes; 8 Way Ducts | 15 | m | SAR | 548.12
Ellen | 2 | 2.0063 | Kingdom of Saudi Arabia | Jeddah | Infrastructure | Red Sea Village | Roads & Utilities | ALINMA ALTHURAYA | Thabat | Tender | 2020 |  | Pipework - Manholes And Pipework Ancillaries | K542.4 | Supply Lay & Joint 150Mm Dia Upvc Cable Ducts In Trench Beneath Carriageways Including End Caps, Duct Markers And Draw Ropes; 10 Way Ducts | 14 | m | SAR | 675.5
Ellen | 2 | 2.0063 | Kingdom of Saudi Arabia | Jeddah | Infrastructure | Red Sea Village | Roads & Utilities | ALINMA ALTHURAYA | Thabat | Tender | 2020 |  | Pipework - Supports And Protection | L541.1 | Mass Concrete Bed And Surround To 2 Way Ducts | 166 | m | SAR | 186.94
Ellen | 2 | 2.0063 | Kingdom of Saudi Arabia | Jeddah | Infrastructure | Red Sea Village | Roads & Utilities | ALINMA ALTHURAYA | Thabat | Tender | 2020 |  | Pipework - Supports And Protection | L541.2 | Mass Concrete Bed And Surround To 4 Way Ducts | 89 | m | SAR | 338.93
Ellen | 2 | 2.0063 | Kingdom of Saudi Arabia | Jeddah | Infrastructure | Red Sea Village | Roads & Utilities | ALINMA ALTHURAYA | Thabat | Tender | 2020 |  | Pipework - Supports And Protection | L541.3 | Mass Concrete Bed And Surround To 6 Way Ducts | 63 | m | SAR | 417.13
Ellen | 2 | 2.0063 | Kingdom of Saudi Arabia | Jeddah | Infrastructure | Red Sea Village | Roads & Utilities | ALINMA ALTHURAYA | Thabat | Tender | 2020 |  | Pipework - Supports And Protection | L541.4 | Mass Concrete Bed And Surround To 8 Way Ducts | 15 | m | SAR | 563.36
Ellen | 2 | 2.0063 | Kingdom of Saudi Arabia | Jeddah | Infrastructure | Red Sea Village | Roads & Utilities | ALINMA ALTHURAYA | Thabat | Tender | 2020 |  | Pipework - Supports And Protection | L541.5 | Mass Concrete Bed And Surround To 10 Way Ducts | 14 | m | SAR | 619.69
Ellen | 2 | 2.0064 | Kingdom of Saudi Arabia | Jeddah | Infrastructure | Red Sea Village | Roads & Utilities | ALINMA ALTHURAYA | Thabat | Tender | 2020 |  | Miscellaneous Work | X900.1 | Supply And Lay (According To Sec Requirement And Specification) Power Cable In Trench Including All Protection And Support Works, Providing Surrounds, Route Markers, Warning Tapes Etc. As Directed By The Engineer (Trench Excavation Measured Separately); 4C 70Mm2 Al/Xlpe; 1 Way Cable | 3171 | m | SAR | 48.53
Ellen | 2 | 2.0064 | Kingdom of Saudi Arabia | Jeddah | Infrastructure | Red Sea Village | Roads & Utilities | ALINMA ALTHURAYA | Thabat | Tender | 2020 |  | Miscellaneous Work | X900.2 | Supply And Lay (According To Sec Requirement And Specification) Power Cable In Trench Including All Protection And Support Works, Providing Surrounds, Route Markers, Warning Tapes Etc. As Directed By The Engineer (Trench Excavation Measured Separately); 4C 70Mm2 Al/Xlpe; 2 Way Cable | 1708 | m | SAR | 91.65
Ellen | 2 | 2.0064 | Kingdom of Saudi Arabia | Jeddah | Infrastructure | Red Sea Village | Roads & Utilities | ALINMA ALTHURAYA | Thabat | Tender | 2020 |  | Miscellaneous Work | X900.3 | Supply And Lay (According To Sec Requirement And Specification) Power Cable In Trench Including All Protection And Support Works, Providing Surrounds, Route Markers, Warning Tapes Etc. As Directed By The Engineer (Trench Excavation Measured Separately); 4C 70Mm2 Al/Xlpe; 3 Way Cable | 409 | m | SAR | 140.18
Ellen | 2 | 2.0064 | Kingdom of Saudi Arabia | Jeddah | Infrastructure | Red Sea Village | Roads & Utilities | ALINMA ALTHURAYA | Thabat | Tender | 2020 |  | Miscellaneous Work | X900.4 | Supply And Lay (According To Sec Requirement And Specification) Power Cable In Trench Including All Protection And Support Works, Providing Surrounds, Route Markers, Warning Tapes Etc. As Directed By The Engineer (Trench Excavation Measured Separately); 4C 70Mm2 Al/Xlpe; 4 Way Cable | 5 | m | SAR | 183.3
Ellen | 2 | 2.0064 | Kingdom of Saudi Arabia | Jeddah | Infrastructure | Red Sea Village | Roads & Utilities | ALINMA ALTHURAYA | Thabat | Tender | 2020 |  | Miscellaneous Work | X900.5 | Supply And Lay (According To Sec Requirement And Specification) Power Cable In Trench Including All Protection And Support Works, Providing Surrounds, Route Markers, Warning Tapes Etc. As Directed By The Engineer (Trench Excavation Measured Separately); 4C 185Mm2 Al/Xlpe; 1 Way Cable | 5049 | m | SAR | 81.07
Ellen | 2 | 2.0064 | Kingdom of Saudi Arabia | Jeddah | Infrastructure | Red Sea Village | Roads & Utilities | ALINMA ALTHURAYA | Thabat | Tender | 2020 |  | Miscellaneous Work | X900.6 | Supply And Lay (According To Sec Requirement And Specification) Power Cable In Trench Including All Protection And Support Works, Providing Surrounds, Route Markers, Warning Tapes Etc. As Directed By The Engineer (Trench Excavation Measured Separately); 4C 185Mm2 Al/Xlpe; 2 Way Cable | 1219 | m | SAR | 156.74
Ellen | 2 | 2.0064 | Kingdom of Saudi Arabia | Jeddah | Infrastructure | Red Sea Village | Roads & Utilities | ALINMA ALTHURAYA | Thabat | Tender | 2020 |  | Miscellaneous Work | X900.7 | Supply And Lay (According To Sec Requirement And Specification) Power Cable In Trench Including All Protection And Support Works, Providing Surrounds, Route Markers, Warning Tapes Etc. As Directed By The Engineer (Trench Excavation Measured Separately); 4C 185Mm2 Al/Xlpe; 3 Way Cable | 33 | m | SAR | 237.81
Ellen | 2 | 2.0064 | Kingdom of Saudi Arabia | Jeddah | Infrastructure | Red Sea Village | Roads & Utilities | ALINMA ALTHURAYA | Thabat | Tender | 2020 |  | Miscellaneous Work | X900.8 | Supply And Lay (According To Sec Requirement And Specification) Power Cable In Trench Including All Protection And Support Works, Providing Surrounds, Route Markers, Warning Tapes Etc. As Directed By The Engineer (Trench Excavation Measured Separately); 4C 300Mm2 Al/Xlpe; 1 Way Cable | 4257 | m | SAR | 116.63
Ellen | 2 | 2.0064 | Kingdom of Saudi Arabia | Jeddah | Infrastructure | Red Sea Village | Roads & Utilities | ALINMA ALTHURAYA | Thabat | Tender | 2020 |  | Miscellaneous Work | X900.9 | Supply And Lay (According To Sec Requirement And Specification) Power Cable In Trench Including All Protection And Support Works, Providing Surrounds, Route Markers, Warning Tapes Etc. As Directed By The Engineer (Trench Excavation Measured Separately); 4C 300Mm2 Al/Xlpe; 2 Way Cable | 1163 | m | SAR | 227.85
Ellen | 2 | 2.0065 | Kingdom of Saudi Arabia | Jeddah | Infrastructure | Red Sea Village | Roads & Utilities | ALINMA ALTHURAYA | Thabat | Tender | 2020 |  | Miscellaneous Work | X900.10 | Supply And Lay (According To Sec Requirement And Specification) Power Cable In Trench Including All Protection And Support Works, Providing Surrounds, Route Markers, Warning Tapes Etc. As Directed By The Engineer (Trench Excavation Measured Separately); 4C 300Mm2 Al/Xlpe; 3 Way Cable | 186 | m | SAR | 344.48
Ellen | 2 | 2.0065 | Kingdom of Saudi Arabia | Jeddah | Infrastructure | Red Sea Village | Roads & Utilities | ALINMA ALTHURAYA | Thabat | Tender | 2020 |  | Miscellaneous Work | X900.11 | Supply And Lay (According To Sec Requirement And Specification) Power Cable In Trench Including All Protection And Support Works, Providing Surrounds, Route Markers, Warning Tapes Etc. As Directed By The Engineer (Trench Excavation Measured Separately); 4C 300Mm2 Al/Xlpe; 4 Way Cable | 283 | m | SAR | 455.7
Ellen | 2 | 2.0065 | Kingdom of Saudi Arabia | Jeddah | Infrastructure | Red Sea Village | Roads & Utilities | ALINMA ALTHURAYA | Thabat | Tender | 2020 |  | Miscellaneous Work | X900.12 | Supply And Lay (According To Sec Requirement And Specification) Power Cable In Trench Including All Protection And Support Works, Providing Surrounds, Route Markers, Warning Tapes Etc. As Directed By The Engineer (Trench Excavation Measured Separately); 4C 300Mm2 Al/Xlpe; 5 Way Cable | 142 | m | SAR | 572.33
Ellen | 2 | 2.0065 | Kingdom of Saudi Arabia | Jeddah | Infrastructure | Red Sea Village | Roads & Utilities | ALINMA ALTHURAYA | Thabat | Tender | 2020 |  | Miscellaneous Work | X900.13 | Supply And Lay (According To Sec Requirement And Specification) Power Cable In Trench Including All Protection And Support Works, Providing Surrounds, Route Markers, Warning Tapes Etc. As Directed By The Engineer (Trench Excavation Measured Separately); 4C 300Mm2 Al/Xlpe; 6 Way Cable | 45 | m | SAR | 688.96
Ellen | 2 | 2.0065 | Kingdom of Saudi Arabia | Jeddah | Infrastructure | Red Sea Village | Roads & Utilities | ALINMA ALTHURAYA | Thabat | Tender | 2020 |  | Miscellaneous Work | X900.14 | Supply And Lay (According To Sec Requirement And Specification) Power Cable In Trench Including All Protection And Support Works, Providing Surrounds, Route Markers, Warning Tapes Etc. As Directed By The Engineer (Trench Excavation Measured Separately); 4C 300Mm2 Al/Xlpe; 7 Way Cable | 23 | m | SAR | 800.19
Ellen | 2 | 2.0065 | Kingdom of Saudi Arabia | Jeddah | Infrastructure | Red Sea Village | Roads & Utilities | ALINMA ALTHURAYA | Thabat | Tender | 2020 |  | Miscellaneous Work | X900.1 | Excavation Of Trenches For Cables; Including Backfilling And Removal Of Surplus Materials To Tip; Depth 1M, Minimum Width 0.40M | 22383 | m | SAR | 10.81
Ellen | 2 | 2.0065 | Kingdom of Saudi Arabia | Jeddah | Infrastructure | Red Sea Village | Roads & Utilities | ALINMA ALTHURAYA | Thabat | Tender | 2020 |  | Miscellaneous Work | X900.2 | Beds & Surrounds To Power Cables; Including Cable Tiles And Warning Tape; Imported Sand; Width Of Trench 0.40 M | 22383 | m | SAR | 32.81
Ellen | 2 | 2.0065 | Kingdom of Saudi Arabia | Jeddah | Infrastructure | Red Sea Village | Roads & Utilities | ALINMA ALTHURAYA | Thabat | Tender | 2020 |  | Miscellaneous Work | X900.3 | Supply And Lay The Following Power Supply Cabling Not In Trench As Shown On The Drawings ; 4C 70Mm2 Al/Xlpe; 1 Way Cable | 247 | m | SAR | 70.63
Ellen | 2 | 2.0065 | Kingdom of Saudi Arabia | Jeddah | Infrastructure | Red Sea Village | Roads & Utilities | ALINMA ALTHURAYA | Thabat | Tender | 2020 |  | Miscellaneous Work | X900.4 | Supply And Lay The Following Power Supply Cabling Not In Trench As Shown On The Drawings ; 4C 70Mm2 Al/Xlpe; 2 Way Cable | 55 | m | SAR | 141.25
Ellen | 2 | 2.0065 | Kingdom of Saudi Arabia | Jeddah | Infrastructure | Red Sea Village | Roads & Utilities | ALINMA ALTHURAYA | Thabat | Tender | 2020 |  | Miscellaneous Work | X900.5 | Supply And Lay The Following Power Supply Cabling Not In Trench As Shown On The Drawings ; 4C 185Mm2 Al/Xlpe; 1 Way Cable | 190 | m | SAR | 125.74
Ellen | 2 | 2.0065 | Kingdom of Saudi Arabia | Jeddah | Infrastructure | Red Sea Village | Roads & Utilities | ALINMA ALTHURAYA | Thabat | Tender | 2020 |  | Miscellaneous Work | X900.6 | Supply And Lay The Following Power Supply Cabling Not In Trench As Shown On The Drawings ; 4C 185Mm2 Al/Xlpe; 2 Way Cable | 22 | m | SAR | 251.48
Ellen | 2 | 2.0066 | Kingdom of Saudi Arabia | Jeddah | Infrastructure | Red Sea Village | Roads & Utilities | ALINMA ALTHURAYA | Thabat | Tender | 2020 |  | Miscellaneous Work | X900.7 | Supply And Lay The Following Power Supply Cabling Not In Trench As Shown On The Drawings ; 4C 300Mm2 Al/Xlpe; 1 Way Cable | 230 | m | SAR | 181.79
Ellen | 2 | 2.0066 | Kingdom of Saudi Arabia | Jeddah | Infrastructure | Red Sea Village | Roads & Utilities | ALINMA ALTHURAYA | Thabat | Tender | 2020 |  | Miscellaneous Work | X900.8 | Supply And Lay The Following Power Supply Cabling Not In Trench As Shown On The Drawings ; 4C 300Mm2 Al/Xlpe; 2 Way Cable | 49 | m | SAR | 363.59
Ellen | 2 | 2.0066 | Kingdom of Saudi Arabia | Jeddah | Infrastructure | Red Sea Village | Roads & Utilities | ALINMA ALTHURAYA | Thabat | Tender | 2020 |  | Miscellaneous Work | X900.1 | Supply And Install Feeder Pillar With Accessories Including Termination Of Cables And Commissioning Etc. Complete | 16 | Nr | SAR | 26285.02
Ellen | 2 | 2.0066 | Kingdom of Saudi Arabia | Jeddah | Infrastructure | Red Sea Village | Roads & Utilities | ALINMA ALTHURAYA | Thabat | Tender | 2020 |  | Miscellaneous Work | X900.2 | Supply And Install Distribution Cabinet With Accessories Including Termination Of Cables And Commissioning Etc. Complete | 22 | Nr | SAR | 22360.57
Ellen | 2 | 2.0066 | Kingdom of Saudi Arabia | Jeddah | Infrastructure | Red Sea Village | Roads & Utilities | ALINMA ALTHURAYA | Thabat | Tender | 2020 |  | Miscellaneous Work | X900.3 | Foundation Works Including Excavation, Backfill, Concrete Work, Water Proofing, Reinforcement, Formwork, Chequered Plates, Steel Angles, Etc. Complete As Per Drawings And Specification; Electrical Feeder Pillar | 16 | Nr | SAR | 8294.14
Ellen | 2 | 2.0066 | Kingdom of Saudi Arabia | Jeddah | Infrastructure | Red Sea Village | Roads & Utilities | ALINMA ALTHURAYA | Thabat | Tender | 2020 |  | Miscellaneous Work | X900.4 | Foundation Works Including Excavation, Backfill, Concrete Work, Water Proofing, Reinforcement, Formwork, Chequered Plates, Steel Angles, Etc. Complete As Per Drawings And Specification; Electrical Distribution Board | 22 | Nr | SAR | 8294.14
Ellen | 2 | 2.0066 | Kingdom of Saudi Arabia | Jeddah | Infrastructure | Red Sea Village | Roads & Utilities | ALINMA ALTHURAYA | Thabat | Tender | 2020 |  | Miscellaneous Work | X900.5 | Supply And Install Complete Earthing System Including Excavation, Backfilling, Compaction And Handling As Shown In Drawings | 52 | Nr | SAR | 298.1
Ellen | 2 | 2.0066 | Kingdom of Saudi Arabia | Jeddah | Infrastructure | Red Sea Village | Roads & Utilities | ALINMA ALTHURAYA | Thabat | Tender | 2020 |  | Pipework - Manholes And Pipework Ancillaries | K522 | Supply Lay & Joint 150Mm Dia Upvc Cable Ducts In Trench Beneath Carriageways Including End Caps, Duct Markers And Draw Ropes; 2 Way Ducts | 488 | m | SAR | 136.23
Ellen | 2 | 2.0066 | Kingdom of Saudi Arabia | Jeddah | Infrastructure | Red Sea Village | Roads & Utilities | ALINMA ALTHURAYA | Thabat | Tender | 2020 |  | Pipework - Manholes And Pipework Ancillaries | K542.1 | Supply Lay & Joint 150Mm Dia Upvc Cable Ducts In Trench Beneath Carriageways Including End Caps, Duct Markers And Draw Ropes; 4 Way Ducts | 675 | m | SAR | 274.46
Ellen | 2 | 2.0067 | Kingdom of Saudi Arabia | Jeddah | Infrastructure | Red Sea Village | Roads & Utilities | ALINMA ALTHURAYA | Thabat | Tender | 2020 |  | Pipework - Manholes And Pipework Ancillaries | K542.2 | Supply Lay & Joint 150Mm Dia Upvc Cable Ducts In Trench Beneath Carriageways Including End Caps, Duct Markers And Draw Ropes; 6 Way Ducts | 99 | m | SAR | 412.32
Ellen | 2 | 2.0067 | Kingdom of Saudi Arabia | Jeddah | Infrastructure | Red Sea Village | Roads & Utilities | ALINMA ALTHURAYA | Thabat | Tender | 2020 |  | Pipework - Manholes And Pipework Ancillaries | K542.3 | Supply Lay & Joint 150Mm Dia Upvc Cable Ducts In Trench Beneath Carriageways Including End Caps, Duct Markers And Draw Ropes; 8 Way Ducts | 15 | m | SAR | 620.2
Ellen | 2 | 2.0067 | Kingdom of Saudi Arabia | Jeddah | Infrastructure | Red Sea Village | Roads & Utilities | ALINMA ALTHURAYA | Thabat | Tender | 2020 |  | Pipework - Supports And Protection | L541.1 | Mass Concrete Bed And Surround To Road Crossing Duct; 2 Way Ducts | 488 | m | SAR | 186.94
Ellen | 2 | 2.0067 | Kingdom of Saudi Arabia | Jeddah | Infrastructure | Red Sea Village | Roads & Utilities | ALINMA ALTHURAYA | Thabat | Tender | 2020 |  | Pipework - Supports And Protection | L541.2 | Mass Concrete Bed And Surround To Road Crossing Duct; 4 Way Ducts | 675 | m | SAR | 338.93
Ellen | 2 | 2.0067 | Kingdom of Saudi Arabia | Jeddah | Infrastructure | Red Sea Village | Roads & Utilities | ALINMA ALTHURAYA | Thabat | Tender | 2020 |  | Pipework - Supports And Protection | L541.3 | Mass Concrete Bed And Surround To Road Crossing Duct; 6 Way Ducts | 99 | m | SAR | 417.13
Ellen | 2 | 2.0067 | Kingdom of Saudi Arabia | Jeddah | Infrastructure | Red Sea Village | Roads & Utilities | ALINMA ALTHURAYA | Thabat | Tender | 2020 |  | Pipework - Supports And Protection | L541.4 | Mass Concrete Bed And Surround To Road Crossing Duct; 8 Way Ducts | 15 | m | SAR | 563.36
Ellen | 2 | 2.0067 | Kingdom of Saudi Arabia | Jeddah | Infrastructure | Red Sea Village | Roads & Utilities | ALINMA ALTHURAYA | Thabat | Tender | 2020 |  | Miscellaneous Work | X900.1 | Excavation Of Trenches For Cables; Including Backfilling And Removal Of Surplus Materials To Tip As Per The Drawings And Specifications; Depth 1M, Minimum Width 0.40M | 31884 | m | SAR | 10.81
Ellen | 2 | 2.0067 | Kingdom of Saudi Arabia | Jeddah | Infrastructure | Red Sea Village | Roads & Utilities | ALINMA ALTHURAYA | Thabat | Tender | 2020 |  | Miscellaneous Work | X900.2 | Beds & Surrounds To Power Cables; Including Cable Tiles And Warning Tape; Imported Sand; Width Of Trench 0.40 M | 31884 | m | SAR | 44.32
Ellen | 2 | 2.0067 | Kingdom of Saudi Arabia | Jeddah | Infrastructure | Red Sea Village | Roads & Utilities | ALINMA ALTHURAYA | Thabat | Tender | 2020 |  | Miscellaneous Work | X900.1 | Supply And Lay (According To Sec Requirement And Specification) Power Cable In Trench Including All Protection And Support Works, Providing Surrounds, Route Markers, Warning Tapes Etc. As Directed By The Engineer ; 3C X 500 Mm2 Al Cables; 1 Way Cable | 16401 | m | SAR | 180.86
Ellen | 2 | 2.0067 | Kingdom of Saudi Arabia | Jeddah | Infrastructure | Red Sea Village | Roads & Utilities | ALINMA ALTHURAYA | Thabat | Tender | 2020 |  | Miscellaneous Work | X900.2 | Supply And Lay (According To Sec Requirement And Specification) Power Cable In Trench Including All Protection And Support Works, Providing Surrounds, Route Markers, Warning Tapes Etc. As Directed By The Engineer ; 3C X 500 Mm2 Al Cables; 2 Way Cable | 11488 | m | SAR | 356.31
Ellen | 2 | 2.0067 | Kingdom of Saudi Arabia | Jeddah | Infrastructure | Red Sea Village | Roads & Utilities | ALINMA ALTHURAYA | Thabat | Tender | 2020 |  | Miscellaneous Work | X900.3 | Supply And Lay (According To Sec Requirement And Specification) Power Cable In Trench Including All Protection And Support Works, Providing Surrounds, Route Markers, Warning Tapes Etc. As Directed By The Engineer ; 3C X 500 Mm2 Al Cables; 3 Way Cable | 2462 | m | SAR | 537.16
Ellen | 2 | 2.0068 | Kingdom of Saudi Arabia | Jeddah | Infrastructure | Red Sea Village | Roads & Utilities | ALINMA ALTHURAYA | Thabat | Tender | 2020 |  | Miscellaneous Work | X900.4 | Supply And Lay (According To Sec Requirement And Specification) Power Cable In Trench Including All Protection And Support Works, Providing Surrounds, Route Markers, Warning Tapes Etc. As Directed By The Engineer ; 3C X 500 Mm2 Al Cables; 4 Way Cable | 1337 | m | SAR | 712.61
Ellen | 2 | 2.0068 | Kingdom of Saudi Arabia | Jeddah | Infrastructure | Red Sea Village | Roads & Utilities | ALINMA ALTHURAYA | Thabat | Tender | 2020 |  | Miscellaneous Work | X900.5 | Supply And Lay (According To Sec Requirement And Specification) Power Cable In Trench Including All Protection And Support Works, Providing Surrounds, Route Markers, Warning Tapes Etc. As Directed By The Engineer ; 3C X 500 Mm2 Al Cables; 5 Way Cable | 116 | m | SAR | 893.47
Ellen | 2 | 2.0068 | Kingdom of Saudi Arabia | Jeddah | Infrastructure | Red Sea Village | Roads & Utilities | ALINMA ALTHURAYA | Thabat | Tender | 2020 |  | Miscellaneous Work | X900.6 | Supply And Lay (According To Sec Requirement And Specification) Power Cable In Trench Including All Protection And Support Works, Providing Surrounds, Route Markers, Warning Tapes Etc. As Directed By The Engineer ; 3C X 500 Mm2 Al Cables; 6 Way Cable | 80 | m | SAR | 1074.33
Ellen | 2 | 2.0068 | Kingdom of Saudi Arabia | Jeddah | Infrastructure | Red Sea Village | Roads & Utilities | ALINMA ALTHURAYA | Thabat | Tender | 2020 |  | Miscellaneous Work | X900.7 | Supply And Lay The Following Power Supply Cabling Not In Trench As Shown On The Drawings ; 3C X 500 Mm2 Al Cables; 1 Way Cable | 639 | m | SAR | 308.48
Ellen | 2 | 2.0068 | Kingdom of Saudi Arabia | Jeddah | Infrastructure | Red Sea Village | Roads & Utilities | ALINMA ALTHURAYA | Thabat | Tender | 2020 |  | Miscellaneous Work | X900.8 | Supply And Lay The Following Power Supply Cabling Not In Trench As Shown On The Drawings ; 3C X 500 Mm2 Al Cables; 2 Way Cable | 383 | m | SAR | 616.97
Ellen | 2 | 2.0068 | Kingdom of Saudi Arabia | Jeddah | Infrastructure | Red Sea Village | Roads & Utilities | ALINMA ALTHURAYA | Thabat | Tender | 2020 |  | Miscellaneous Work | X900.9 | Supply And Lay The Following Power Supply Cabling Not In Trench As Shown On The Drawings ; 3C X 500 Mm2 Al Cables; 3 Way Cable | 192 | m | SAR | 925.45
Ellen | 2 | 2.0068 | Kingdom of Saudi Arabia | Jeddah | Infrastructure | Red Sea Village | Roads & Utilities | ALINMA ALTHURAYA | Thabat | Tender | 2020 |  | Miscellaneous Work | X900.10 | Supply And Lay The Following Power Supply Cabling Not In Trench As Shown On The Drawings ; 3C X 500 Mm2 Al Cables; 4 Way Cable | 63 | m | SAR | 1233.93
Ellen | 2 | 2.0068 | Kingdom of Saudi Arabia | Jeddah | Infrastructure | Red Sea Village | Roads & Utilities | ALINMA ALTHURAYA | Thabat | Tender | 2020 |  | Miscellaneous Work | X900.1 | Substation Works; Supply And Install 13.8/0.4Kv Unit Substation, 4Way Rmu, 1X1000Kva Transformer, Lv Panel (2.5Mx5.0M) Complete As Per The Drawings And Specifications | 50 | Nr | SAR | 185898.1
Ellen | 2 | 2.0068 | Kingdom of Saudi Arabia | Jeddah | Infrastructure | Red Sea Village | Roads & Utilities | ALINMA ALTHURAYA | Thabat | Tender | 2020 |  | Miscellaneous Work | X900.2 | Substation Works; Supply And Install 13.8/0.4Kv Unit Substation, 3Way Rmu, 1X1000Kva Transformer, Lv Panel (2.5Mx5.0M) Complete As Per The Drawings And Specifications | 110 | Nr | SAR | 163463.2
Ellen | 2 | 2.0069 | Kingdom of Saudi Arabia | Jeddah | Infrastructure | Red Sea Village | Roads & Utilities | ALINMA ALTHURAYA | Thabat | Tender | 2020 |  | Miscellaneous Work | X900.3 | Substation Works; Supply And Install 13.8/0.4Kv Unit Substation For Street Lighting, 4Way Rmu, 1X1000Kva Transformer, Lv Panel (2.5Mx5.0M) Complete As Per The Drawings And Specifications | 1 | Nr | SAR | 185898.1
Ellen | 2 | 2.0069 | Kingdom of Saudi Arabia | Jeddah | Infrastructure | Red Sea Village | Roads & Utilities | ALINMA ALTHURAYA | Thabat | Tender | 2020 |  | Miscellaneous Work | X900.4 | Substation Works; Supply And Install 13.8/0.4Kv Unit Substation For Street Lighting, 3Way Rmu, 1X1000Kva Transformer, Lv Panel (2.5Mx5.0M) Complete As Per The Drawings And Specifications | 11 | Nr | SAR | 173194
Ellen | 2 | 2.0069 | Kingdom of Saudi Arabia | Jeddah | Infrastructure | Red Sea Village | Roads & Utilities | ALINMA ALTHURAYA | Thabat | Tender | 2020 |  | Pipework - Pipes | I233.1 | Supply And Lay Reinforced Concrete Pipes In Trenches With Couplings Including Excavation, Backfilling, Warning Tape, Testing Etc All As Detailed In The Drawings And Specifications; Nominal Dia. 500Mm Pipe; Depth 1.5-2.0M | 1029 | m | SAR | 626.08
Ellen | 2 | 2.0069 | Kingdom of Saudi Arabia | Jeddah | Infrastructure | Red Sea Village | Roads & Utilities | ALINMA ALTHURAYA | Thabat | Tender | 2020 |  | Pipework - Pipes | I234.1 | Supply And Lay Reinforced Concrete Pipes In Trenches With Couplings Including Excavation, Backfilling, Warning Tape, Testing Etc All As Detailed In The Drawings And Specifications; Nominal Dia. 500Mm Pipe; Depth 2.0-2.5M | 72 | m | SAR | 894.68
Ellen | 2 | 2.0069 | Kingdom of Saudi Arabia | Jeddah | Infrastructure | Red Sea Village | Roads & Utilities | ALINMA ALTHURAYA | Thabat | Tender | 2020 |  | Pipework - Pipes | I233.2 | Supply And Lay Reinforced Concrete Pipes In Trenches With Couplings Including Excavation, Backfilling, Warning Tape, Testing Etc All As Detailed In The Drawings And Specifications; Nominal Dia. 600Mm Pipe; Depth 1.5-2.0M | 1273 | m | SAR | 882.79
Ellen | 2 | 2.0069 | Kingdom of Saudi Arabia | Jeddah | Infrastructure | Red Sea Village | Roads & Utilities | ALINMA ALTHURAYA | Thabat | Tender | 2020 |  | Pipework - Pipes | I234.2 | Supply And Lay Reinforced Concrete Pipes In Trenches With Couplings Including Excavation, Backfilling, Warning Tape, Testing Etc All As Detailed In The Drawings And Specifications; Nominal Dia. 600Mm Pipe; Depth 2.0-2.5M | 1491 | m | SAR | 977.61
Ellen | 2 | 2.0069 | Kingdom of Saudi Arabia | Jeddah | Infrastructure | Red Sea Village | Roads & Utilities | ALINMA ALTHURAYA | Thabat | Tender | 2020 |  | Pipework - Pipes | I235 | Supply And Lay Reinforced Concrete Pipes In Trenches With Couplings Including Excavation, Backfilling, Warning Tape, Testing Etc All As Detailed In The Drawings And Specifications; Nominal Dia. 600Mm Pipe; Depth 2.5-3.0M | 164 | m | SAR | 1087.11
Ellen | 2 | 2.0069 | Kingdom of Saudi Arabia | Jeddah | Infrastructure | Red Sea Village | Roads & Utilities | ALINMA ALTHURAYA | Thabat | Tender | 2020 |  | Pipework - Pipes | I236 | Supply And Lay Reinforced Concrete Pipes In Trenches With Couplings Including Excavation, Backfilling, Warning Tape, Testing Etc All As Detailed In The Drawings And Specifications; Nominal Dia. 600Mm Pipe; Depth 3.0-3.5M | 116 | m | SAR | 1206.28
Ellen | 2 | 2.0069 | Kingdom of Saudi Arabia | Jeddah | Infrastructure | Red Sea Village | Roads & Utilities | ALINMA ALTHURAYA | Thabat | Tender | 2020 |  | Pipework - Pipes | I243.1 | Supply And Lay Reinforced Concrete Pipes In Trenches With Couplings Including Excavation, Backfilling, Warning Tape, Testing Etc All As Detailed In The Drawings And Specifications; Nominal Dia. 700Mm Pipe; Depth 1.5-2.0M | 106 | m | SAR | 941.12
Ellen | 2 | 2.0069 | Kingdom of Saudi Arabia | Jeddah | Infrastructure | Red Sea Village | Roads & Utilities | ALINMA ALTHURAYA | Thabat | Tender | 2020 |  | Pipework - Pipes | I244.1 | Supply And Lay Reinforced Concrete Pipes In Trenches With Couplings Including Excavation, Backfilling, Warning Tape, Testing Etc All As Detailed In The Drawings And Specifications; Nominal Dia. 700Mm Pipe; Depth 2.0-2.5M | 146 | m | SAR | 1041.52
Ellen | 2 | 2.0069 | Kingdom of Saudi Arabia | Jeddah | Infrastructure | Red Sea Village | Roads & Utilities | ALINMA ALTHURAYA | Thabat | Tender | 2020 |  | Pipework - Pipes | I245.1 | Supply And Lay Reinforced Concrete Pipes In Trenches With Couplings Including Excavation, Backfilling, Warning Tape, Testing Etc All As Detailed In The Drawings And Specifications; Nominal Dia. 700Mm Pipe; Depth 2.5-3.0M | 61 | m | SAR | 1147.37
Ellen | 2 | 2.007 | Kingdom of Saudi Arabia | Jeddah | Infrastructure | Red Sea Village | Roads & Utilities | ALINMA ALTHURAYA | Thabat | Tender | 2020 |  | Pipework - Pipes | I243.2 | Supply And Lay Reinforced Concrete Pipes In Trenches With Couplings Including Excavation, Backfilling, Warning Tape, Testing Etc All As Detailed In The Drawings And Specifications; Nominal Dia. 800Mm Pipe; Depth 1.5-2.0M | 80 | m | SAR | 1078.42
Ellen | 2 | 2.007 | Kingdom of Saudi Arabia | Jeddah | Infrastructure | Red Sea Village | Roads & Utilities | ALINMA ALTHURAYA | Thabat | Tender | 2020 |  | Pipework - Pipes | I244.2 | Supply And Lay Reinforced Concrete Pipes In Trenches With Couplings Including Excavation, Backfilling, Warning Tape, Testing Etc All As Detailed In The Drawings And Specifications; Nominal Dia. 800Mm Pipe; Depth 2.0-2.5M | 1247 | m | SAR | 1180.27
Ellen | 2 | 2.007 | Kingdom of Saudi Arabia | Jeddah | Infrastructure | Red Sea Village | Roads & Utilities | ALINMA ALTHURAYA | Thabat | Tender | 2020 |  | Pipework - Pipes | I245.2 | Supply And Lay Reinforced Concrete Pipes In Trenches With Couplings Including Excavation, Backfilling, Warning Tape, Testing Etc All As Detailed In The Drawings And Specifications; Nominal Dia. 800Mm Pipe; Depth 2.5-3.0M | 116 | m | SAR | 1289.61
Ellen | 2 | 2.007 | Kingdom of Saudi Arabia | Jeddah | Infrastructure | Red Sea Village | Roads & Utilities | ALINMA ALTHURAYA | Thabat | Tender | 2020 |  | Pipework - Pipes | I244.3 | Supply And Lay Reinforced Concrete Pipes In Trenches With Couplings Including Excavation, Backfilling, Warning Tape, Testing Etc All As Detailed In The Drawings And Specifications; Nominal Dia. 900Mm Pipe; Depth 2.0-2.5M | 1470 | m | SAR | 1626.65
Ellen | 2 | 2.007 | Kingdom of Saudi Arabia | Jeddah | Infrastructure | Red Sea Village | Roads & Utilities | ALINMA ALTHURAYA | Thabat | Tender | 2020 |  | Pipework - Pipes | I245.3 | Supply And Lay Reinforced Concrete Pipes In Trenches With Couplings Including Excavation, Backfilling, Warning Tape, Testing Etc All As Detailed In The Drawings And Specifications; Nominal Dia. 900Mm Pipe; Depth 2.5-3.0M | 269 | m | SAR | 1751.49
Ellen | 2 | 2.007 | Kingdom of Saudi Arabia | Jeddah | Infrastructure | Red Sea Village | Roads & Utilities | ALINMA ALTHURAYA | Thabat | Tender | 2020 |  | Pipework - Pipes | I246 | Supply And Lay Reinforced Concrete Pipes In Trenches With Couplings Including Excavation, Backfilling, Warning Tape, Testing Etc All As Detailed In The Drawings And Specifications; Nominal Dia. 900Mm Pipe; Depth 3.0-3.5M | 58 | m | SAR | 1863.38
Ellen | 2 | 2.007 | Kingdom of Saudi Arabia | Jeddah | Infrastructure | Red Sea Village | Roads & Utilities | ALINMA ALTHURAYA | Thabat | Tender | 2020 |  | Pipework - Pipes | I254.1 | Supply And Lay Reinforced Concrete Pipes In Trenches With Couplings Including Excavation, Backfilling, Warning Tape, Testing Etc All As Detailed In The Drawings And Specifications; Nominal Dia. 1100Mm Pipe; Depth 2.0-2.5M | 495 | m | SAR | 2050.13
Ellen | 2 | 2.007 | Kingdom of Saudi Arabia | Jeddah | Infrastructure | Red Sea Village | Roads & Utilities | ALINMA ALTHURAYA | Thabat | Tender | 2020 |  | Pipework - Pipes | I255.1 | Supply And Lay Reinforced Concrete Pipes In Trenches With Couplings Including Excavation, Backfilling, Warning Tape, Testing Etc All As Detailed In The Drawings And Specifications; Nominal Dia. 1100Mm Pipe; Depth 2.5-3.0M | 1229 | m | SAR | 2183.05
Ellen | 2 | 2.007 | Kingdom of Saudi Arabia | Jeddah | Infrastructure | Red Sea Village | Roads & Utilities | ALINMA ALTHURAYA | Thabat | Tender | 2020 |  | Pipework - Pipes | I256.1 | Supply And Lay Reinforced Concrete Pipes In Trenches With Couplings Including Excavation, Backfilling, Warning Tape, Testing Etc All As Detailed In The Drawings And Specifications; Nominal Dia. 1100Mm Pipe; Depth 3.0-3.5M | 114 | m | SAR | 2327.46
Ellen | 2 | 2.0071 | Kingdom of Saudi Arabia | Jeddah | Infrastructure | Red Sea Village | Roads & Utilities | ALINMA ALTHURAYA | Thabat | Tender | 2020 |  | Pipework - Pipes | I257 | Supply And Lay Reinforced Concrete Pipes In Trenches With Couplings Including Excavation, Backfilling, Warning Tape, Testing Etc All As Detailed In The Drawings And Specifications; Nominal Dia. 1100Mm Pipe; Depth 3.5-4.0M | 232 | m | SAR | 2539.41
Ellen | 2 | 2.0071 | Kingdom of Saudi Arabia | Jeddah | Infrastructure | Red Sea Village | Roads & Utilities | ALINMA ALTHURAYA | Thabat | Tender | 2020 |  | Pipework - Pipes | I258 | Supply And Lay Reinforced Concrete Pipes In Trenches With Couplings Including Excavation, Backfilling, Warning Tape, Testing Etc All As Detailed In The Drawings And Specifications; Nominal Dia. 1100Mm Pipe; Depth 4.0-4.5M | 120 | m | SAR | 2741.22
Ellen | 2 | 2.0071 | Kingdom of Saudi Arabia | Jeddah | Infrastructure | Red Sea Village | Roads & Utilities | ALINMA ALTHURAYA | Thabat | Tender | 2020 |  | Pipework - Pipes | I254.2 | Supply And Lay Reinforced Concrete Pipes In Trenches With Couplings Including Excavation, Backfilling, Warning Tape, Testing Etc All As Detailed In The Drawings And Specifications; Nominal Dia. 1200Mm Pipe; Depth 2.0-2.5M | 207 | m | SAR | 2406.64
Ellen | 2 | 2.0071 | Kingdom of Saudi Arabia | Jeddah | Infrastructure | Red Sea Village | Roads & Utilities | ALINMA ALTHURAYA | Thabat | Tender | 2020 |  | Pipework - Pipes | I255.2 | Supply And Lay Reinforced Concrete Pipes In Trenches With Couplings Including Excavation, Backfilling, Warning Tape, Testing Etc All As Detailed In The Drawings And Specifications; Nominal Dia. 1200Mm Pipe; Depth 2.5-3.0M | 634 | m | SAR | 2539.4
Ellen | 2 | 2.0071 | Kingdom of Saudi Arabia | Jeddah | Infrastructure | Red Sea Village | Roads & Utilities | ALINMA ALTHURAYA | Thabat | Tender | 2020 |  | Pipework - Pipes | I256.2 | Supply And Lay Reinforced Concrete Pipes In Trenches With Couplings Including Excavation, Backfilling, Warning Tape, Testing Etc All As Detailed In The Drawings And Specifications; Nominal Dia. 1200Mm Pipe; Depth 3.0-3.5M | 173 | m | SAR | 2687.23
Ellen | 2 | 2.0071 | Kingdom of Saudi Arabia | Jeddah | Infrastructure | Red Sea Village | Roads & Utilities | ALINMA ALTHURAYA | Thabat | Tender | 2020 |  | Pipework - Pipes | I265 | Supply And Lay Reinforced Concrete Pipes In Trenches With Couplings Including Excavation, Backfilling, Warning Tape, Testing Etc All As Detailed In The Drawings And Specifications; Nominal Dia. 1400Mm Pipe; Depth 2.5-3.0M | 611 | m | SAR | 2870.14
Ellen | 2 | 2.0071 | Kingdom of Saudi Arabia | Jeddah | Infrastructure | Red Sea Village | Roads & Utilities | ALINMA ALTHURAYA | Thabat | Tender | 2020 |  | Pipework - Pipes | I266 | Supply And Lay Reinforced Concrete Pipes In Trenches With Couplings Including Excavation, Backfilling, Warning Tape, Testing Etc All As Detailed In The Drawings And Specifications; Nominal Dia. 1400Mm Pipe; Depth 3.0-3.5M | 392 | m | SAR | 3020.12
Ellen | 2 | 2.0071 | Kingdom of Saudi Arabia | Jeddah | Infrastructure | Red Sea Village | Roads & Utilities | ALINMA ALTHURAYA | Thabat | Tender | 2020 |  | Pipework - Pipes | I267 | Supply And Lay Reinforced Concrete Pipes In Trenches With Couplings Including Excavation, Backfilling, Warning Tape, Testing Etc All As Detailed In The Drawings And Specifications; Nominal Dia. 1400Mm Pipe; Depth 3.5-4.0M | 230 | m | SAR | 2998.14
Ellen | 2 | 2.0071 | Kingdom of Saudi Arabia | Jeddah | Infrastructure | Red Sea Village | Roads & Utilities | ALINMA ALTHURAYA | Thabat | Tender | 2020 |  | Pipework - Pipes | I268.1 | Supply And Lay Reinforced Concrete Pipes In Trenches With Couplings Including Excavation, Backfilling, Warning Tape, Testing Etc All As Detailed In The Drawings And Specifications; Nominal Dia. 1400Mm Pipe; Depth 4.0-4.5M | 81 | m | SAR | 3225.54
Ellen | 2 | 2.0071 | Kingdom of Saudi Arabia | Jeddah | Infrastructure | Red Sea Village | Roads & Utilities | ALINMA ALTHURAYA | Thabat | Tender | 2020 |  | Pipework - Pipes | I268.2 | Supply And Lay Reinforced Concrete Pipes In Trenches With Couplings Including Excavation, Backfilling, Warning Tape, Testing Etc All As Detailed In The Drawings And Specifications; Nominal Dia. 1400Mm Pipe; Depth 4.5-5.0M | 46 | m | SAR | 3358.11
Ellen | 2 | 2.0072 | Kingdom of Saudi Arabia | Jeddah | Infrastructure | Red Sea Village | Roads & Utilities | ALINMA ALTHURAYA | Thabat | Tender | 2020 |  | Pipework - Pipes | I268.3 | Supply And Lay Reinforced Concrete Pipes In Trenches With Couplings Including Excavation, Backfilling, Warning Tape, Testing Etc All As Detailed In The Drawings And Specifications; Nominal Dia. 1400Mm Pipe; Depth 5.5-6.0M | 33 | m | SAR | 3764.06
Ellen | 2 | 2.0072 | Kingdom of Saudi Arabia | Jeddah | Infrastructure | Red Sea Village | Roads & Utilities | ALINMA ALTHURAYA | Thabat | Tender | 2020 |  | Pipework - Pipes | I264 | Supply And Lay Reinforced Concrete Pipes In Trenches With Couplings Including Excavation, Backfilling, Warning Tape, Testing Etc All As Detailed In The Drawings And Specifications; Nominal Dia. 1500Mm Pipe; Depth 2.0-2.5M | 63 | m | SAR | 2881.17
Ellen | 2 | 2.0072 | Kingdom of Saudi Arabia | Jeddah | Infrastructure | Red Sea Village | Roads & Utilities | ALINMA ALTHURAYA | Thabat | Tender | 2020 |  | Pipework - Pipes | I265 | Supply And Lay Reinforced Concrete Pipes In Trenches With Couplings Including Excavation, Backfilling, Warning Tape, Testing Etc All As Detailed In The Drawings And Specifications; Nominal Dia. 1500Mm Pipe; Depth 2.5-3.0M | 474 | m | SAR | 3055.7
Ellen | 2 | 2.0072 | Kingdom of Saudi Arabia | Jeddah | Infrastructure | Red Sea Village | Roads & Utilities | ALINMA ALTHURAYA | Thabat | Tender | 2020 |  | Pipework - Pipes | I266 | Supply And Lay Reinforced Concrete Pipes In Trenches With Couplings Including Excavation, Backfilling, Warning Tape, Testing Etc All As Detailed In The Drawings And Specifications; Nominal Dia. 1500Mm Pipe; Depth 3.0-3.5M | 278 | m | SAR | 3209.73
Ellen | 2 | 2.0072 | Kingdom of Saudi Arabia | Jeddah | Infrastructure | Red Sea Village | Roads & Utilities | ALINMA ALTHURAYA | Thabat | Tender | 2020 |  | Pipework - Pipes | I267 | Supply And Lay Reinforced Concrete Pipes In Trenches With Couplings Including Excavation, Backfilling, Warning Tape, Testing Etc All As Detailed In The Drawings And Specifications; Nominal Dia. 1500Mm Pipe; Depth 3.5-4.0M | 113 | m | SAR | 3416.32
Ellen | 2 | 2.0072 | Kingdom of Saudi Arabia | Jeddah | Infrastructure | Red Sea Village | Roads & Utilities | ALINMA ALTHURAYA | Thabat | Tender | 2020 |  | Pipework - Pipes | I276 | Supply And Lay Reinforced Concrete Pipes In Trenches With Couplings Including Excavation, Backfilling, Warning Tape, Testing Etc All As Detailed In The Drawings And Specifications; Nominal Dia. 1600Mm Pipe; Depth 3.0-3.5M | 113 | m | SAR | 3325.99
Ellen | 2 | 2.0072 | Kingdom of Saudi Arabia | Jeddah | Infrastructure | Red Sea Village | Roads & Utilities | ALINMA ALTHURAYA | Thabat | Tender | 2020 |  | Pipework - Pipes | I277 | Supply And Lay Reinforced Concrete Pipes In Trenches With Couplings Including Excavation, Backfilling, Warning Tape, Testing Etc All As Detailed In The Drawings And Specifications; Nominal Dia. 1600Mm Pipe; Depth 3.5-4.0M | 300 | m | SAR | 3535.12
Ellen | 2 | 2.0072 | Kingdom of Saudi Arabia | Jeddah | Infrastructure | Red Sea Village | Roads & Utilities | ALINMA ALTHURAYA | Thabat | Tender | 2020 |  | Pipework - Pipes | I623 | Supply, Lay And Joint Grp Pipes In Trench Including Excavation, Backfilling, Warning Tape, Testing Etc All As Detailed In The Drawings And Specifications ; Nominal Dia. 300Mm Pipe; Depth 1.5-2.0M | 272 | m | SAR | 540.96
Ellen | 2 | 2.0072 | Kingdom of Saudi Arabia | Jeddah | Infrastructure | Red Sea Village | Roads & Utilities | ALINMA ALTHURAYA | Thabat | Tender | 2020 |  | Pipework - Pipes | I633 | Supply, Lay And Joint Grp Pipes In Trench Including Excavation, Backfilling, Warning Tape, Testing Etc All As Detailed In The Drawings And Specifications ; Nominal Dia. 450Mm Pipe; Depth 1.5-2.0M | 8425 | m | SAR | 503.28
Ellen | 2 | 2.0072 | Kingdom of Saudi Arabia | Jeddah | Infrastructure | Red Sea Village | Roads & Utilities | ALINMA ALTHURAYA | Thabat | Tender | 2020 |  | Pipework - Pipes | I634 | Supply, Lay And Joint Grp Pipes In Trench Including Excavation, Backfilling, Warning Tape, Testing Etc All As Detailed In The Drawings And Specifications ; Nominal Dia. 450Mm Pipe; Depth 2.0-2.5M | 652 | m | SAR | 752.43
Ellen | 2 | 2.0072 | Kingdom of Saudi Arabia | Jeddah | Infrastructure | Red Sea Village | Roads & Utilities | ALINMA ALTHURAYA | Thabat | Tender | 2020 |  | Pipework - Manholes And Pipework Ancillaries | K142.1 | Manhole Complete As Detailed In The Drawings And Specifications Including Backdrops, Frame And Cover; 1200 Internal Diameter; Depth 1.5 - 2.0M | 14 | Nr | SAR | 11056
Ellen | 2 | 2.0073 | Kingdom of Saudi Arabia | Jeddah | Infrastructure | Red Sea Village | Roads & Utilities | ALINMA ALTHURAYA | Thabat | Tender | 2020 |  | Pipework - Manholes And Pipework Ancillaries | K142.2 | Manhole Complete As Detailed In The Drawings And Specifications Including Backdrops, Frame And Cover; 1500 Internal Diameter; Depth 1.5 - 2.0M | 147 | Nr | SAR | 13575.06
Ellen | 2 | 2.0073 | Kingdom of Saudi Arabia | Jeddah | Infrastructure | Red Sea Village | Roads & Utilities | ALINMA ALTHURAYA | Thabat | Tender | 2020 |  | Pipework - Manholes And Pipework Ancillaries | K143.1 | Manhole Complete As Detailed In The Drawings And Specifications Including Backdrops, Frame And Cover; 1500 Internal Diameter; Depth 2.0 - 2.5M | 15 | Nr | SAR | 15857.04
Ellen | 2 | 2.0073 | Kingdom of Saudi Arabia | Jeddah | Infrastructure | Red Sea Village | Roads & Utilities | ALINMA ALTHURAYA | Thabat | Tender | 2020 |  | Pipework - Manholes And Pipework Ancillaries | K144.1 | Manhole Complete As Detailed In The Drawings And Specifications Including Backdrops, Frame And Cover; 1500 Internal Diameter; Depth 2.5 - 3.0M | 10 | Nr | SAR | 18640.9
Ellen | 2 | 2.0073 | Kingdom of Saudi Arabia | Jeddah | Infrastructure | Red Sea Village | Roads & Utilities | ALINMA ALTHURAYA | Thabat | Tender | 2020 |  | Pipework - Manholes And Pipework Ancillaries | K145.1 | Manhole Complete As Detailed In The Drawings And Specifications Including Backdrops, Frame And Cover; 1500 Internal Diameter; Depth 3.0 - 3.5M | 1 | Nr | SAR | 23425.1
Ellen | 2 | 2.0073 | Kingdom of Saudi Arabia | Jeddah | Infrastructure | Red Sea Village | Roads & Utilities | ALINMA ALTHURAYA | Thabat | Tender | 2020 |  | Pipework - Manholes And Pipework Ancillaries | K147.1 | Manhole Complete As Detailed In The Drawings And Specifications Including Backdrops, Frame And Cover; 1500 Internal Diameter; Depth 4.5 - 5.0M | 1 | Nr | SAR | 33464.44
Ellen | 2 | 2.0073 | Kingdom of Saudi Arabia | Jeddah | Infrastructure | Red Sea Village | Roads & Utilities | ALINMA ALTHURAYA | Thabat | Tender | 2020 |  | Pipework - Manholes And Pipework Ancillaries | K142.3 | Manhole Complete As Detailed In The Drawings And Specifications Including Backdrops, Frame And Cover; 1800 Internal Diameter; Depth 1.5 - 2.0M | 9 | Nr | SAR | 16068.47
Ellen | 2 | 2.0073 | Kingdom of Saudi Arabia | Jeddah | Infrastructure | Red Sea Village | Roads & Utilities | ALINMA ALTHURAYA | Thabat | Tender | 2020 |  | Pipework - Manholes And Pipework Ancillaries | K143.2 | Manhole Complete As Detailed In The Drawings And Specifications Including Backdrops, Frame And Cover; 1800 Internal Diameter; Depth 2.0 - 2.5M | 52 | Nr | SAR | 19222.56
Ellen | 2 | 2.0073 | Kingdom of Saudi Arabia | Jeddah | Infrastructure | Red Sea Village | Roads & Utilities | ALINMA ALTHURAYA | Thabat | Tender | 2020 |  | Pipework - Manholes And Pipework Ancillaries | K144.2 | Manhole Complete As Detailed In The Drawings And Specifications Including Backdrops, Frame And Cover; 1800 Internal Diameter; Depth 2.5 - 3.0M | 10 | Nr | SAR | 21245.22
Ellen | 2 | 2.0073 | Kingdom of Saudi Arabia | Jeddah | Infrastructure | Red Sea Village | Roads & Utilities | ALINMA ALTHURAYA | Thabat | Tender | 2020 |  | Pipework - Manholes And Pipework Ancillaries | K145.2 | Manhole Complete As Detailed In The Drawings And Specifications Including Backdrops, Frame And Cover; 1800 Internal Diameter; Depth 3.0 - 3.5M | 2 | Nr | SAR | 28316.83
Ellen | 2 | 2.0074 | Kingdom of Saudi Arabia | Jeddah | Infrastructure | Red Sea Village | Roads & Utilities | ALINMA ALTHURAYA | Thabat | Tender | 2020 |  | Pipework - Manholes And Pipework Ancillaries | K146.1 | Manhole Complete As Detailed In The Drawings And Specifications Including Backdrops, Frame And Cover; 1800 Internal Diameter; Depth 3.5 - 4.0M | 2 | Nr | SAR | 28986.14
Ellen | 2 | 2.0074 | Kingdom of Saudi Arabia | Jeddah | Infrastructure | Red Sea Village | Roads & Utilities | ALINMA ALTHURAYA | Thabat | Tender | 2020 |  | Pipework - Manholes And Pipework Ancillaries | K147.2 | Manhole Complete As Detailed In The Drawings And Specifications Including Backdrops, Frame And Cover; 1800 Internal Diameter; Depth 4.5 - 5.0M | 2 | Nr | SAR | 35216.47
Ellen | 2 | 2.0074 | Kingdom of Saudi Arabia | Jeddah | Infrastructure | Red Sea Village | Roads & Utilities | ALINMA ALTHURAYA | Thabat | Tender | 2020 |  | Pipework - Manholes And Pipework Ancillaries | K143.3 | Manhole Complete As Detailed In The Drawings And Specifications Including Backdrops, Frame And Cover; 2000 Internal Diameter; Depth 2.0 - 2.5M | 13 | Nr | SAR | 21292.86
Ellen | 2 | 2.0074 | Kingdom of Saudi Arabia | Jeddah | Infrastructure | Red Sea Village | Roads & Utilities | ALINMA ALTHURAYA | Thabat | Tender | 2020 |  | Pipework - Manholes And Pipework Ancillaries | K144.3 | Manhole Complete As Detailed In The Drawings And Specifications Including Backdrops, Frame And Cover; 2000 Internal Diameter; Depth 2.5 - 3.0M | 22 | Nr | SAR | 23022.49
Ellen | 2 | 2.0074 | Kingdom of Saudi Arabia | Jeddah | Infrastructure | Red Sea Village | Roads & Utilities | ALINMA ALTHURAYA | Thabat | Tender | 2020 |  | Pipework - Manholes And Pipework Ancillaries | K145.3 | Manhole Complete As Detailed In The Drawings And Specifications Including Backdrops, Frame And Cover; 2000 Internal Diameter; Depth 3.0 - 3.5M | 2 | Nr | SAR | 30185.01
Ellen | 2 | 2.0074 | Kingdom of Saudi Arabia | Jeddah | Infrastructure | Red Sea Village | Roads & Utilities | ALINMA ALTHURAYA | Thabat | Tender | 2020 |  | Pipework - Manholes And Pipework Ancillaries | K146.2 | Manhole Complete As Detailed In The Drawings And Specifications Including Backdrops, Frame And Cover; 2000 Internal Diameter; Depth 3.5 - 4.0M | 1 | Nr | SAR | 32111.67
Ellen | 2 | 2.0074 | Kingdom of Saudi Arabia | Jeddah | Infrastructure | Red Sea Village | Roads & Utilities | ALINMA ALTHURAYA | Thabat | Tender | 2020 |  | Pipework - Manholes And Pipework Ancillaries | K147.3 | Manhole Complete As Detailed In The Drawings And Specifications Including Backdrops, Frame And Cover; 2000 Internal Diameter; Depth 4.0 - 4.5M | 4 | Nr | SAR | 35267.16
Ellen | 2 | 2.0074 | Kingdom of Saudi Arabia | Jeddah | Infrastructure | Red Sea Village | Roads & Utilities | ALINMA ALTHURAYA | Thabat | Tender | 2020 |  | Pipework - Manholes And Pipework Ancillaries | K143.1 | Manhole Complete As Detailed In The Drawings And Specifications Including Backdrops, Frame And Cover; 2200 Internal Diameter; Depth 2.0 - 2.5M | 4 | Nr | SAR | 20217.77
Ellen | 2 | 2.0074 | Kingdom of Saudi Arabia | Jeddah | Infrastructure | Red Sea Village | Roads & Utilities | ALINMA ALTHURAYA | Thabat | Tender | 2020 |  | Pipework - Manholes And Pipework Ancillaries | K144.1 | Manhole Complete As Detailed In The Drawings And Specifications Including Backdrops, Frame And Cover; 2200 Internal Diameter; Depth 2.5 - 3.0M | 32 | Nr | SAR | 25280.66
Ellen | 2 | 2.0074 | Kingdom of Saudi Arabia | Jeddah | Infrastructure | Red Sea Village | Roads & Utilities | ALINMA ALTHURAYA | Thabat | Tender | 2020 |  | Pipework - Manholes And Pipework Ancillaries | K145.1 | Manhole Complete As Detailed In The Drawings And Specifications Including Backdrops, Frame And Cover; 2200 Internal Diameter; Depth 3.0 - 3.5M | 34 | Nr | SAR | 29945.15
Ellen | 2 | 2.0074 | Kingdom of Saudi Arabia | Jeddah | Infrastructure | Red Sea Village | Roads & Utilities | ALINMA ALTHURAYA | Thabat | Tender | 2020 |  | Pipework - Manholes And Pipework Ancillaries | K146.1 | Manhole Complete As Detailed In The Drawings And Specifications Including Backdrops, Frame And Cover; 2200 Internal Diameter; Depth 3.5 - 4.0M | 7 | Nr | SAR | 33298.47
Ellen | 2 | 2.0075 | Kingdom of Saudi Arabia | Jeddah | Infrastructure | Red Sea Village | Roads & Utilities | ALINMA ALTHURAYA | Thabat | Tender | 2020 |  | Pipework - Manholes And Pipework Ancillaries | K147.1 | Manhole Complete As Detailed In The Drawings And Specifications Including Backdrops, Frame And Cover; 2200 Internal Diameter; Depth 4.0 - 4.5M | 3 | Nr | SAR | 36927.09
Ellen | 2 | 2.0075 | Kingdom of Saudi Arabia | Jeddah | Infrastructure | Red Sea Village | Roads & Utilities | ALINMA ALTHURAYA | Thabat | Tender | 2020 |  | Pipework - Manholes And Pipework Ancillaries | K147.2 | Manhole Complete As Detailed In The Drawings And Specifications Including Backdrops, Frame And Cover; 2200 Internal Diameter; Depth 5.0 - 5.5M | 2 | Nr | SAR | 46795.58
Ellen | 2 | 2.0075 | Kingdom of Saudi Arabia | Jeddah | Infrastructure | Red Sea Village | Roads & Utilities | ALINMA ALTHURAYA | Thabat | Tender | 2020 |  | Pipework - Manholes And Pipework Ancillaries | K147.3 | Manhole Complete As Detailed In The Drawings And Specifications Including Backdrops, Frame And Cover; 2200 Internal Diameter; Depth 6.0 - 6.5M | 1 | Nr | SAR | 54686.07
Ellen | 2 | 2.0075 | Kingdom of Saudi Arabia | Jeddah | Infrastructure | Red Sea Village | Roads & Utilities | ALINMA ALTHURAYA | Thabat | Tender | 2020 |  | Pipework - Manholes And Pipework Ancillaries | K147.4 | Manhole Complete As Detailed In The Drawings And Specifications Including Backdrops, Frame And Cover; 2200 Internal Diameter; Depth 6.5 - 7.0M | 1 | Nr | SAR | 55398.47
Ellen | 2 | 2.0075 | Kingdom of Saudi Arabia | Jeddah | Infrastructure | Red Sea Village | Roads & Utilities | ALINMA ALTHURAYA | Thabat | Tender | 2020 |  | Pipework - Manholes And Pipework Ancillaries | K147.5 | Manhole Complete As Detailed In The Drawings And Specifications Including Backdrops, Frame And Cover; 2200 Internal Diameter; Depth 7.5 - 8.0M | 1 | Nr | SAR | 60948.58
Ellen | 2 | 2.0075 | Kingdom of Saudi Arabia | Jeddah | Infrastructure | Red Sea Village | Roads & Utilities | ALINMA ALTHURAYA | Thabat | Tender | 2020 |  | Pipework - Manholes And Pipework Ancillaries | K145.2 | Manhole Complete As Detailed In The Drawings And Specifications Including Backdrops, Frame And Cover; 2600 Internal Diameter; Depth 3.0 - 3.5M | 3 | Nr | SAR | 36694.01
Ellen | 2 | 2.0075 | Kingdom of Saudi Arabia | Jeddah | Infrastructure | Red Sea Village | Roads & Utilities | ALINMA ALTHURAYA | Thabat | Tender | 2020 |  | Pipework - Manholes And Pipework Ancillaries | K146.2 | Manhole Complete As Detailed In The Drawings And Specifications Including Backdrops, Frame And Cover; 2600 Internal Diameter; Depth 3.5 - 4.0M | 5 | Nr | SAR | 39818.58
Ellen | 2 | 2.0075 | Kingdom of Saudi Arabia | Jeddah | Infrastructure | Red Sea Village | Roads & Utilities | ALINMA ALTHURAYA | Thabat | Tender | 2020 |  | Pipework - Manholes And Pipework Ancillaries | K147.6 | Manhole Complete As Detailed In The Drawings And Specifications Including Backdrops, Frame And Cover; 2600 Internal Diameter; Depth 4.0 - 4.5M | 1 | Nr | SAR | 44751.45
Ellen | 2 | 2.0075 | Kingdom of Saudi Arabia | Jeddah | Infrastructure | Red Sea Village | Roads & Utilities | ALINMA ALTHURAYA | Thabat | Tender | 2020 |  | Pipework - Manholes And Pipework Ancillaries | K232.1 | Inlet Chambers Complete In Locations As Detailed In The Drawings And Specifications Including Removable Basket, Concrete Surround, Gully Frame And Cover, Excavation, Backfilling, Compaction And Removal Of Surplus Material To Tip; Side Entry Inlet Chamber | 225 | Nr | SAR | 9490.26
Ellen | 2 | 2.0076 | Kingdom of Saudi Arabia | Jeddah | Infrastructure | Red Sea Village | Roads & Utilities | ALINMA ALTHURAYA | Thabat | Tender | 2020 |  | Pipework - Manholes And Pipework Ancillaries | K232.2 | Inlet Chambers Complete In Locations As Detailed In The Drawings And Specifications Including Removable Basket, Concrete Surround, Gully Frame And Cover, Excavation, Backfilling, Compaction And Removal Of Surplus Material To Tip; Side Entry Double Inlet Chamber | 105 | Nr | SAR | 14764.8
Ellen | 2 | 2.0076 | Kingdom of Saudi Arabia | Jeddah | Infrastructure | Red Sea Village | Roads & Utilities | ALINMA ALTHURAYA | Thabat | Tender | 2020 |  | Pipework - Manholes And Pipework Ancillaries | K232.3 | Inlet Chambers Complete In Locations As Detailed In The Drawings And Specifications Including Removable Basket, Concrete Surround, Gully Frame And Cover, Excavation, Backfilling, Compaction And Removal Of Surplus Material To Tip; Top Entry Inlet Chamber | 97 | Nr | SAR | 10369.63
Ellen | 2 | 2.0076 | Kingdom of Saudi Arabia | Jeddah | Infrastructure | Red Sea Village | Roads & Utilities | ALINMA ALTHURAYA | Thabat | Tender | 2020 |  | Pipework - Manholes And Pipework Ancillaries | K232.4 | Inlet Chambers Complete In Locations As Detailed In The Drawings And Specifications Including Removable Basket, Concrete Surround, Gully Frame And Cover, Excavation, Backfilling, Compaction And Removal Of Surplus Material To Tip; High Capacity Inlet Chamber | 86 | Nr | SAR | 25382.86
Ellen | 2 | 2.0076 | Kingdom of Saudi Arabia | Jeddah | Infrastructure | Red Sea Village | Roads & Utilities | ALINMA ALTHURAYA | Thabat | Tender | 2020 |  | Pipework - Supports And Protection | L532 | Imported Granular Material Bed And Surround To 300Mm Dia. Grp Pipe | 190 | m | SAR | 35.77
Ellen | 2 | 2.0076 | Kingdom of Saudi Arabia | Jeddah | Infrastructure | Red Sea Village | Roads & Utilities | ALINMA ALTHURAYA | Thabat | Tender | 2020 |  | Pipework - Supports And Protection | L533.1 | Imported Granular Material Bed And Surround To 450Mm Dia. Grp Pipe | 6549 | m | SAR | 47.03
Ellen | 2 | 2.0076 | Kingdom of Saudi Arabia | Jeddah | Infrastructure | Red Sea Village | Roads & Utilities | ALINMA ALTHURAYA | Thabat | Tender | 2020 |  | Pipework - Supports And Protection | L533.2 | Imported Granular Material Bed And Surround To 500Mm Dia. Rc Pipe | 1101 | m | SAR | 50.92
Ellen | 2 | 2.0076 | Kingdom of Saudi Arabia | Jeddah | Infrastructure | Red Sea Village | Roads & Utilities | ALINMA ALTHURAYA | Thabat | Tender | 2020 |  | Pipework - Supports And Protection | L533.3 | Imported Granular Material Bed And Surround To 600Mm Dia. Rc Pipe | 3044 | m | SAR | 80.23
Ellen | 2 | 2.0076 | Kingdom of Saudi Arabia | Jeddah | Infrastructure | Red Sea Village | Roads & Utilities | ALINMA ALTHURAYA | Thabat | Tender | 2020 |  | Pipework - Supports And Protection | L534.1 | Imported Granular Material Bed And Surround To 700Mm Dia. Rc Pipe | 313 | m | SAR | 90.56
Ellen | 2 | 2.0076 | Kingdom of Saudi Arabia | Jeddah | Infrastructure | Red Sea Village | Roads & Utilities | ALINMA ALTHURAYA | Thabat | Tender | 2020 |  | Pipework - Supports And Protection | L534.2 | Imported Granular Material Bed And Surround To 800Mm Dia. Rc Pipe | 1443 | m | SAR | 101.17
Ellen | 2 | 2.0076 | Kingdom of Saudi Arabia | Jeddah | Infrastructure | Red Sea Village | Roads & Utilities | ALINMA ALTHURAYA | Thabat | Tender | 2020 |  | Pipework - Supports And Protection | L534.3 | Imported Granular Material Bed And Surround To 900Mm Dia. Rc Pipe | 1797 | m | SAR | 112.09
Ellen | 2 | 2.0076 | Kingdom of Saudi Arabia | Jeddah | Infrastructure | Red Sea Village | Roads & Utilities | ALINMA ALTHURAYA | Thabat | Tender | 2020 |  | Pipework - Supports And Protection | L535.1 | Imported Granular Material Bed And Surround To 1100Mm Dia. Rc Pipe | 2190 | m | SAR | 176.68
Ellen | 2 | 2.0077 | Kingdom of Saudi Arabia | Jeddah | Infrastructure | Red Sea Village | Roads & Utilities | ALINMA ALTHURAYA | Thabat | Tender | 2020 |  | Pipework - Supports And Protection | L535.2 | Imported Granular Material Bed And Surround To 1200Mm Dia. Rc Pipe | 1014 | m | SAR | 191.16
Ellen | 2 | 2.0077 | Kingdom of Saudi Arabia | Jeddah | Infrastructure | Red Sea Village | Roads & Utilities | ALINMA ALTHURAYA | Thabat | Tender | 2020 |  | Pipework - Supports And Protection | L536.1 | Imported Granular Material Bed And Surround To 1400Mm Dia. Rc Pipe | 1392 | m | SAR | 221
Ellen | 2 | 2.0077 | Kingdom of Saudi Arabia | Jeddah | Infrastructure | Red Sea Village | Roads & Utilities | ALINMA ALTHURAYA | Thabat | Tender | 2020 |  | Pipework - Supports And Protection | L536.2 | Imported Granular Material Bed And Surround To 1500Mm Dia. Rc Pipe | 927 | m | SAR | 236.35
Ellen | 2 | 2.0077 | Kingdom of Saudi Arabia | Jeddah | Infrastructure | Red Sea Village | Roads & Utilities | ALINMA ALTHURAYA | Thabat | Tender | 2020 |  | Pipework - Supports And Protection | L537 | Imported Granular Material Bed And Surround To 1600Mm Dia. Rc Pipe | 413 | m | SAR | 252
Ellen | 2 | 2.0077 | Kingdom of Saudi Arabia | Jeddah | Infrastructure | Red Sea Village | Roads & Utilities | ALINMA ALTHURAYA | Thabat | Tender | 2020 |  | Pipework - Supports And Protection | L542 | Concrete Bed And Surrounds As Per Specifications; 300Mm Dia. Grp Pipe | 82 | m | SAR | 503.29
Ellen | 2 | 2.0077 | Kingdom of Saudi Arabia | Jeddah | Infrastructure | Red Sea Village | Roads & Utilities | ALINMA ALTHURAYA | Thabat | Tender | 2020 |  | Pipework - Supports And Protection | L543 | Concrete Bed And Surrounds As Per Specifications; 450Mm Dia. Grp Pipe | 2528 | m | SAR | 657.22
Ellen | 2 | 2.0077 | Kingdom of Saudi Arabia | Jeddah | Infrastructure | Red Sea Village | Roads & Utilities | ALINMA ALTHURAYA | Thabat | Tender | 2020 |  | Pipework - Supports And Protection | L900.1 | Geotextile Filter Fabric Membrane As Per Specifications; 300Mm Dia. Grp Pipe | 190 | m | SAR | 21.96
Ellen | 2 | 2.0077 | Kingdom of Saudi Arabia | Jeddah | Infrastructure | Red Sea Village | Roads & Utilities | ALINMA ALTHURAYA | Thabat | Tender | 2020 |  | Pipework - Supports And Protection | L900.2 | Geotextile Filter Fabric Membrane As Per Specifications; 450Mm Dia. Grp Pipe | 6549 | m | SAR | 26.02
Ellen | 2 | 2.0077 | Kingdom of Saudi Arabia | Jeddah | Infrastructure | Red Sea Village | Roads & Utilities | ALINMA ALTHURAYA | Thabat | Tender | 2020 |  | Pipework - Supports And Protection | L900.3 | Geotextile Filter Fabric Membrane As Per Specifications; 500Mm Dia. Rc Pipe | 1101 | m | SAR | 27.37
Ellen | 2 | 2.0078 | Kingdom of Saudi Arabia | Jeddah | Infrastructure | Red Sea Village | Roads & Utilities | ALINMA ALTHURAYA | Thabat | Tender | 2020 |  | Pipework - Supports And Protection | L900.4 | Geotextile Filter Fabric Membrane As Per Specifications; 600Mm Dia. Rc Pipe | 3044 | m | SAR | 34.13
Ellen | 2 | 2.0078 | Kingdom of Saudi Arabia | Jeddah | Infrastructure | Red Sea Village | Roads & Utilities | ALINMA ALTHURAYA | Thabat | Tender | 2020 |  | Pipework - Supports And Protection | L900.5 | Geotextile Filter Fabric Membrane As Per Specifications; 700Mm Dia. Rc Pipe | 313 | m | SAR | 36.83
Ellen | 2 | 2.0078 | Kingdom of Saudi Arabia | Jeddah | Infrastructure | Red Sea Village | Roads & Utilities | ALINMA ALTHURAYA | Thabat | Tender | 2020 |  | Pipework - Supports And Protection | L900.6 | Geotextile Filter Fabric Membrane As Per Specifications; 800Mm Dia. Rc Pipe | 1443 | m | SAR | 39.53
Ellen | 2 | 2.0078 | Kingdom of Saudi Arabia | Jeddah | Infrastructure | Red Sea Village | Roads & Utilities | ALINMA ALTHURAYA | Thabat | Tender | 2020 |  | Pipework - Supports And Protection | L900.7 | Geotextile Filter Fabric Membrane As Per Specifications; 900Mm Dia. Rc Pipe | 1797 | m | SAR | 42.23
Ellen | 2 | 2.0078 | Kingdom of Saudi Arabia | Jeddah | Infrastructure | Red Sea Village | Roads & Utilities | ALINMA ALTHURAYA | Thabat | Tender | 2020 |  | Pipework - Supports And Protection | L900.8 | Geotextile Filter Fabric Membrane As Per Specifications; 1100Mm Dia. Rc Pipe | 2190 | m | SAR | 53.05
Ellen | 2 | 2.0078 | Kingdom of Saudi Arabia | Jeddah | Infrastructure | Red Sea Village | Roads & Utilities | ALINMA ALTHURAYA | Thabat | Tender | 2020 |  | Pipework - Supports And Protection | L900.9 | Geotextile Filter Fabric Membrane As Per Specifications; 1200Mm Dia. Rc Pipe | 1014 | m | SAR | 55.75
Ellen | 2 | 2.0078 | Kingdom of Saudi Arabia | Jeddah | Infrastructure | Red Sea Village | Roads & Utilities | ALINMA ALTHURAYA | Thabat | Tender | 2020 |  | Pipework - Supports And Protection | L900.10 | Geotextile Filter Fabric Membrane As Per Specifications; 1400Mm Dia. Rc Pipe | 1392 | m | SAR | 61.16
Ellen | 2 | 2.0078 | Kingdom of Saudi Arabia | Jeddah | Infrastructure | Red Sea Village | Roads & Utilities | ALINMA ALTHURAYA | Thabat | Tender | 2020 |  | Pipework - Supports And Protection | L900.11 | Geotextile Filter Fabric Membrane As Per Specifications; 1500Mm Dia. Rc Pipe | 927 | m | SAR | 63.86
Ellen | 2 | 2.0078 | Kingdom of Saudi Arabia | Jeddah | Infrastructure | Red Sea Village | Roads & Utilities | ALINMA ALTHURAYA | Thabat | Tender | 2020 |  | Pipework - Supports And Protection | L900.12 | Geotextile Filter Fabric Membrane As Per Specifications; 1600Mm Dia. Rc Pipe | 413 | m | SAR | 66.56
Ellen | 2 | 2.0078 | Kingdom of Saudi Arabia | Jeddah | Infrastructure | Red Sea Village | Roads & Utilities | ALINMA ALTHURAYA | Thabat | Tender | 2020 |  | Miscellaneous Work | X900 | The Contractor Shall List Here Any Other Works, That Are Not Listed In The Above Bill, But Deemed To Be Included In The Detailed Drawings/ Specifications Or Required For The Satisfactory Completion Of This Section. Any Such Items Not Listed Below Shall Be Deemed To Be Included | 1 | Nr | SAR | 1268759.53
Ellen | 2 | 2.0078 | Kingdom of Saudi Arabia | Jeddah | Infrastructure | Red Sea Village | Roads & Utilities | ALINMA ALTHURAYA | Thabat | Tender | 2020 |  | Pipework - Pipes | I113 | Supply, Lay And Joint Upvc Bs 4660 & 5481 Pipeline In Trench Including Special Joints And Connections, Detectable Warning Tape, Testing And Complete All As Detailed On Drawings And Specifications; Nominal Dia. 200Mm Pipe For House Connections; Depth 1.5-2.0M | 2253 | m | SAR | 451.46
Ellen | 2 | 2.0079 | Kingdom of Saudi Arabia | Jeddah | Infrastructure | Red Sea Village | Roads & Utilities | ALINMA ALTHURAYA | Thabat | Tender | 2020 |  | Pipework - Pipes | I114 | Supply, Lay And Joint Upvc Bs 4660 & 5481 Pipeline In Trench Including Special Joints And Connections, Detectable Warning Tape, Testing And Complete All As Detailed On Drawings And Specifications; Nominal Dia. 200Mm Pipe For House Connections; Depth 2.0-2.5M | 563 | m | SAR | 536.97
Ellen | 2 | 2.0079 | Kingdom of Saudi Arabia | Jeddah | Infrastructure | Red Sea Village | Roads & Utilities | ALINMA ALTHURAYA | Thabat | Tender | 2020 |  | Pipework - Pipes | I122 | Supply, Lay And Joint Vc Pipeline In Trench Including Special Joints And Connections, Including Excavation, Backfilling, Warning Tape, Testing Etc All As Detailed In The Drawings And Specifications ; Nominal Dia. 300Mm Pipe; Depth 0.0-1.5M | 154 | m | SAR | 445.14
Ellen | 2 | 2.0079 | Kingdom of Saudi Arabia | Jeddah | Infrastructure | Red Sea Village | Roads & Utilities | ALINMA ALTHURAYA | Thabat | Tender | 2020 |  | Pipework - Pipes | I123 | Supply, Lay And Joint Vc Pipeline In Trench Including Special Joints And Connections, Including Excavation, Backfilling, Warning Tape, Testing Etc All As Detailed In The Drawings And Specifications ; Nominal Dia. 300Mm Pipe; Depth 1.5-2.0M | 1942 | m | SAR | 481.32
Ellen | 2 | 2.0079 | Kingdom of Saudi Arabia | Jeddah | Infrastructure | Red Sea Village | Roads & Utilities | ALINMA ALTHURAYA | Thabat | Tender | 2020 |  | Pipework - Pipes | I124 | Supply, Lay And Joint Vc Pipeline In Trench Including Special Joints And Connections, Including Excavation, Backfilling, Warning Tape, Testing Etc All As Detailed In The Drawings And Specifications ; Nominal Dia. 300Mm Pipe; Depth 2.0-2.5M | 1254 | m | SAR | 663.42
Ellen | 2 | 2.0079 | Kingdom of Saudi Arabia | Jeddah | Infrastructure | Red Sea Village | Roads & Utilities | ALINMA ALTHURAYA | Thabat | Tender | 2020 |  | Pipework - Pipes | I125 | Supply, Lay And Joint Vc Pipeline In Trench Including Special Joints And Connections, Including Excavation, Backfilling, Warning Tape, Testing Etc All As Detailed In The Drawings And Specifications ; Nominal Dia. 300Mm Pipe; Depth 2.5-3.0M | 1034 | m | SAR | 760.53
Ellen | 2 | 2.0079 | Kingdom of Saudi Arabia | Jeddah | Infrastructure | Red Sea Village | Roads & Utilities | ALINMA ALTHURAYA | Thabat | Tender | 2020 |  | Pipework - Pipes | I126 | Supply, Lay And Joint Vc Pipeline In Trench Including Special Joints And Connections, Including Excavation, Backfilling, Warning Tape, Testing Etc All As Detailed In The Drawings And Specifications ; Nominal Dia. 300Mm Pipe; Depth 3.0-3.50M | 546 | m | SAR | 853
Ellen | 2 | 2.0079 | Kingdom of Saudi Arabia | Jeddah | Infrastructure | Red Sea Village | Roads & Utilities | ALINMA ALTHURAYA | Thabat | Tender | 2020 |  | Pipework - Pipes | I127 | Supply, Lay And Joint Vc Pipeline In Trench Including Special Joints And Connections, Including Excavation, Backfilling, Warning Tape, Testing Etc All As Detailed In The Drawings And Specifications ; Nominal Dia. 300Mm Pipe; Depth 3.5-4.0M | 650 | m | SAR | 1060.93
Ellen | 2 | 2.0079 | Kingdom of Saudi Arabia | Jeddah | Infrastructure | Red Sea Village | Roads & Utilities | ALINMA ALTHURAYA | Thabat | Tender | 2020 |  | Pipework - Pipes | I128.1 | Supply, Lay And Joint Vc Pipeline In Trench Including Special Joints And Connections, Including Excavation, Backfilling, Warning Tape, Testing Etc All As Detailed In The Drawings And Specifications ; Nominal Dia. 300Mm Pipe; Depth 4.0-4.5M | 140 | m | SAR | 1128.71
Ellen | 2 | 2.0079 | Kingdom of Saudi Arabia | Jeddah | Infrastructure | Red Sea Village | Roads & Utilities | ALINMA ALTHURAYA | Thabat | Tender | 2020 |  | Pipework - Pipes | I128.2 | Supply, Lay And Joint Vc Pipeline In Trench Including Special Joints And Connections, Including Excavation, Backfilling, Warning Tape, Testing Etc All As Detailed In The Drawings And Specifications ; Nominal Dia. 300Mm Pipe; Depth 4.5-5.0M | 108 | m | SAR | 1210.78
Ellen | 2 | 2.008 | Kingdom of Saudi Arabia | Jeddah | Infrastructure | Red Sea Village | Roads & Utilities | ALINMA ALTHURAYA | Thabat | Tender | 2020 |  | Pipework - Pipes | I128.3 | Supply, Lay And Joint Vc Pipeline In Trench Including Special Joints And Connections, Including Excavation, Backfilling, Warning Tape, Testing Etc All As Detailed In The Drawings And Specifications ; Nominal Dia. 300Mm Pipe; Depth 5.0-5.5M | 207 | m | SAR | 1439.35
Ellen | 2 | 2.008 | Kingdom of Saudi Arabia | Jeddah | Infrastructure | Red Sea Village | Roads & Utilities | ALINMA ALTHURAYA | Thabat | Tender | 2020 |  | Pipework - Pipes | I128.4 | Supply, Lay And Joint Vc Pipeline In Trench Including Special Joints And Connections, Including Excavation, Backfilling, Warning Tape, Testing Etc All As Detailed In The Drawings And Specifications ; Nominal Dia. 300Mm Pipe; Depth 5.5-6.0M | 284 | m | SAR | 1597.43
Ellen | 2 | 2.008 | Kingdom of Saudi Arabia | Jeddah | Infrastructure | Red Sea Village | Roads & Utilities | ALINMA ALTHURAYA | Thabat | Tender | 2020 |  | Pipework - Pipes | I133 | Supply, Lay And Joint Vc Pipeline In Trench Including Special Joints And Connections, Including Excavation, Backfilling, Warning Tape, Testing Etc All As Detailed In The Drawings And Specifications ; Nominal Dia. 400Mm Pipe; Depth 1.5-2.0M | 684 | m | SAR | 936.72
Ellen | 2 | 2.008 | Kingdom of Saudi Arabia | Jeddah | Infrastructure | Red Sea Village | Roads & Utilities | ALINMA ALTHURAYA | Thabat | Tender | 2020 |  | Pipework - Pipes | I134.1 | Supply, Lay And Joint Vc Pipeline In Trench Including Special Joints And Connections, Including Excavation, Backfilling, Warning Tape, Testing Etc All As Detailed In The Drawings And Specifications ; Nominal Dia. 400Mm Pipe; Depth 2.0-2.5M | 275 | m | SAR | 1004.93
Ellen | 2 | 2.008 | Kingdom of Saudi Arabia | Jeddah | Infrastructure | Red Sea Village | Roads & Utilities | ALINMA ALTHURAYA | Thabat | Tender | 2020 |  | Pipework - Pipes | I135.1 | Supply, Lay And Joint Vc Pipeline In Trench Including Special Joints And Connections, Including Excavation, Backfilling, Warning Tape, Testing Etc All As Detailed In The Drawings And Specifications ; Nominal Dia. 400Mm Pipe; Depth 2.5-3.0M | 85 | m | SAR | 1105.16
Ellen | 2 | 2.008 | Kingdom of Saudi Arabia | Jeddah | Infrastructure | Red Sea Village | Roads & Utilities | ALINMA ALTHURAYA | Thabat | Tender | 2020 |  | Pipework - Pipes | I136 | Supply, Lay And Joint Vc Pipeline In Trench Including Special Joints And Connections, Including Excavation, Backfilling, Warning Tape, Testing Etc All As Detailed In The Drawings And Specifications ; Nominal Dia. 400Mm Pipe; Depth 3.0-3.50M | 394 | m | SAR | 1183.59
Ellen | 2 | 2.008 | Kingdom of Saudi Arabia | Jeddah | Infrastructure | Red Sea Village | Roads & Utilities | ALINMA ALTHURAYA | Thabat | Tender | 2020 |  | Pipework - Pipes | I137.1 | Supply, Lay And Joint Vc Pipeline In Trench Including Special Joints And Connections, Including Excavation, Backfilling, Warning Tape, Testing Etc All As Detailed In The Drawings And Specifications ; Nominal Dia. 400Mm Pipe; Depth 3.5-4.0M | 268 | m | SAR | 1379.45
Ellen | 2 | 2.008 | Kingdom of Saudi Arabia | Jeddah | Infrastructure | Red Sea Village | Roads & Utilities | ALINMA ALTHURAYA | Thabat | Tender | 2020 |  | Pipework - Pipes | I138.1 | Supply, Lay And Joint Vc Pipeline In Trench Including Special Joints And Connections, Including Excavation, Backfilling, Warning Tape, Testing Etc All As Detailed In The Drawings And Specifications ; Nominal Dia. 400Mm Pipe; Depth 4.0-4.5M | 153 | m | SAR | 1463.78
Ellen | 2 | 2.008 | Kingdom of Saudi Arabia | Jeddah | Infrastructure | Red Sea Village | Roads & Utilities | ALINMA ALTHURAYA | Thabat | Tender | 2020 |  | Pipework - Pipes | I138.2 | Supply, Lay And Joint Vc Pipeline In Trench Including Special Joints And Connections, Including Excavation, Backfilling, Warning Tape, Testing Etc All As Detailed In The Drawings And Specifications ; Nominal Dia. 400Mm Pipe; Depth 4.5-5.0M | 69 | m | SAR | 1568.47
Ellen | 2 | 2.008 | Kingdom of Saudi Arabia | Jeddah | Infrastructure | Red Sea Village | Roads & Utilities | ALINMA ALTHURAYA | Thabat | Tender | 2020 |  | Pipework - Pipes | I133 | Supply, Lay And Joint Vc Pipeline In Trench Including Special Joints And Connections, Including Excavation, Backfilling, Warning Tape, Testing Etc All As Detailed In The Drawings And Specifications ; Nominal Dia. 500Mm Pipe; Depth 1.5-2.0M | 99 | m | SAR | 1307.48
Ellen | 2 | 2.008 | Kingdom of Saudi Arabia | Jeddah | Infrastructure | Red Sea Village | Roads & Utilities | ALINMA ALTHURAYA | Thabat | Tender | 2020 |  | Pipework - Pipes | I134.2 | Supply, Lay And Joint Vc Pipeline In Trench Including Special Joints And Connections, Including Excavation, Backfilling, Warning Tape, Testing Etc All As Detailed In The Drawings And Specifications ; Nominal Dia. 500Mm Pipe; Depth 2.0-2.5M | 61 | m | SAR | 1391.18
Ellen | 2 | 2.0081 | Kingdom of Saudi Arabia | Jeddah | Infrastructure | Red Sea Village | Roads & Utilities | ALINMA ALTHURAYA | Thabat | Tender | 2020 |  | Pipework - Pipes | I137.2 | Supply, Lay And Joint Vc Pipeline In Trench Including Special Joints And Connections, Including Excavation, Backfilling, Warning Tape, Testing Etc All As Detailed In The Drawings And Specifications ; Nominal Dia. 500Mm Pipe; Depth 3.5-4.0M | 547 | m | SAR | 1749.19
Ellen | 2 | 2.0081 | Kingdom of Saudi Arabia | Jeddah | Infrastructure | Red Sea Village | Roads & Utilities | ALINMA ALTHURAYA | Thabat | Tender | 2020 |  | Pipework - Pipes | I138.2 | Supply, Lay And Joint Vc Pipeline In Trench Including Special Joints And Connections, Including Excavation, Backfilling, Warning Tape, Testing Etc All As Detailed In The Drawings And Specifications ; Nominal Dia. 500Mm Pipe; Depth 4.0-4.5M | 319 | m | SAR | 1823.65
Ellen | 2 | 2.0081 | Kingdom of Saudi Arabia | Jeddah | Infrastructure | Red Sea Village | Roads & Utilities | ALINMA ALTHURAYA | Thabat | Tender | 2020 |  | Pipework - Pipes | I138.3 | Supply, Lay And Joint Vc Pipeline In Trench Including Special Joints And Connections, Including Excavation, Backfilling, Warning Tape, Testing Etc All As Detailed In The Drawings And Specifications ; Nominal Dia. 500Mm Pipe; Depth 4.5-5.0M | 618 | m | SAR | 1910.02
Ellen | 2 | 2.0081 | Kingdom of Saudi Arabia | Jeddah | Infrastructure | Red Sea Village | Roads & Utilities | ALINMA ALTHURAYA | Thabat | Tender | 2020 |  | Pipework - Pipes | I138.4 | Supply, Lay And Joint Vc Pipeline In Trench Including Special Joints And Connections, Including Excavation, Backfilling, Warning Tape, Testing Etc All As Detailed In The Drawings And Specifications ; Nominal Dia. 500Mm Pipe; Depth 5.0-5.5M | 126 | m | SAR | 2120.17
Ellen | 2 | 2.0081 | Kingdom of Saudi Arabia | Jeddah | Infrastructure | Red Sea Village | Roads & Utilities | ALINMA ALTHURAYA | Thabat | Tender | 2020 |  | Pipework - Pipes | I138.5 | Supply, Lay And Joint Vc Pipeline In Trench Including Special Joints And Connections, Including Excavation, Backfilling, Warning Tape, Testing Etc All As Detailed In The Drawings And Specifications ; Nominal Dia. 500Mm Pipe; Depth 5.5-6.0M | 108 | m | SAR | 2207.57
Ellen | 2 | 2.0081 | Kingdom of Saudi Arabia | Jeddah | Infrastructure | Red Sea Village | Roads & Utilities | ALINMA ALTHURAYA | Thabat | Tender | 2020 |  | Pipework - Pipes | I134.3 | Supply, Lay And Joint Vc Pipeline In Trench Including Special Joints And Connections, Including Excavation, Backfilling, Warning Tape, Testing Etc All As Detailed In The Drawings And Specifications ; Nominal Dia. 600Mm Pipe; Depth 2.0-2.5M | 68 | m | SAR | 1603.43
Ellen | 2 | 2.0081 | Kingdom of Saudi Arabia | Jeddah | Infrastructure | Red Sea Village | Roads & Utilities | ALINMA ALTHURAYA | Thabat | Tender | 2020 |  | Pipework - Pipes | I135.2 | Supply, Lay And Joint Vc Pipeline In Trench Including Special Joints And Connections, Including Excavation, Backfilling, Warning Tape, Testing Etc All As Detailed In The Drawings And Specifications ; Nominal Dia. 600Mm Pipe; Depth 2.5-3.0M | 23 | m | SAR | 1730.16
Ellen | 2 | 2.0081 | Kingdom of Saudi Arabia | Jeddah | Infrastructure | Red Sea Village | Roads & Utilities | ALINMA ALTHURAYA | Thabat | Tender | 2020 |  | Pipework - Pipes | I137.3 | Supply, Lay And Joint Vc Pipeline In Trench Including Special Joints And Connections, Including Excavation, Backfilling, Warning Tape, Testing Etc All As Detailed In The Drawings And Specifications ; Nominal Dia. 600Mm Pipe; Depth 3.5-4.0M | 185 | m | SAR | 2038.43
Ellen | 2 | 2.0081 | Kingdom of Saudi Arabia | Jeddah | Infrastructure | Red Sea Village | Roads & Utilities | ALINMA ALTHURAYA | Thabat | Tender | 2020 |  | Pipework - Pipes | I138.6 | Supply, Lay And Joint Vc Pipeline In Trench Including Special Joints And Connections, Including Excavation, Backfilling, Warning Tape, Testing Etc All As Detailed In The Drawings And Specifications ; Nominal Dia. 600Mm Pipe; Depth 4.0-4.5M | 149 | m | SAR | 2121.88
Ellen | 2 | 2.0082 | Kingdom of Saudi Arabia | Jeddah | Infrastructure | Red Sea Village | Roads & Utilities | ALINMA ALTHURAYA | Thabat | Tender | 2020 |  | Pipework - Pipes | I138.7 | Supply, Lay And Joint Vc Pipeline In Trench Including Special Joints And Connections, Including Excavation, Backfilling, Warning Tape, Testing Etc All As Detailed In The Drawings And Specifications ; Nominal Dia. 600Mm Pipe; Depth 4.5-5.0M | 269 | m | SAR | 2246.31
Ellen | 2 | 2.0082 | Kingdom of Saudi Arabia | Jeddah | Infrastructure | Red Sea Village | Roads & Utilities | ALINMA ALTHURAYA | Thabat | Tender | 2020 |  | Pipework - Pipes | I138.8 | Supply, Lay And Joint Vc Pipeline In Trench Including Special Joints And Connections, Including Excavation, Backfilling, Warning Tape, Testing Etc All As Detailed In The Drawings And Specifications ; Nominal Dia. 600Mm Pipe; Depth 5.0-5.5M | 321 | m | SAR | 2470.72
Ellen | 2 | 2.0082 | Kingdom of Saudi Arabia | Jeddah | Infrastructure | Red Sea Village | Roads & Utilities | ALINMA ALTHURAYA | Thabat | Tender | 2020 |  | Pipework - Pipes | I138.9 | Supply, Lay And Joint Vc Pipeline In Trench Including Special Joints And Connections, Including Excavation, Backfilling, Warning Tape, Testing Etc All As Detailed In The Drawings And Specifications ; Nominal Dia. 600Mm Pipe; Depth 5.5-6.0M | 334 | m | SAR | 2581.46
Ellen | 2 | 2.0082 | Kingdom of Saudi Arabia | Jeddah | Infrastructure | Red Sea Village | Roads & Utilities | ALINMA ALTHURAYA | Thabat | Tender | 2020 |  | Pipework - Pipes | I648.1 | Supply, Lay And Joint Vc Pipeline In Trench Including Special Joints And Connections, Including Excavation, Backfilling, Warning Tape, Testing Etc All As Detailed In The Drawings And Specifications ; Nominal Dia. 700Mm Pipe; Depth 4.5-5.0M | 33 | m | SAR | 1647.08
Ellen | 2 | 2.0082 | Kingdom of Saudi Arabia | Jeddah | Infrastructure | Red Sea Village | Roads & Utilities | ALINMA ALTHURAYA | Thabat | Tender | 2020 |  | Pipework - Pipes | I647 | Supply, Lay And Joint Vc Pipeline In Trench Including Special Joints And Connections, Including Excavation, Backfilling, Warning Tape, Testing Etc All As Detailed In The Drawings And Specifications ; Nominal Dia. 800Mm Pipe; Depth 3.5-4.0M | 13 | m | SAR | 1557.84
Ellen | 2 | 2.0082 | Kingdom of Saudi Arabia | Jeddah | Infrastructure | Red Sea Village | Roads & Utilities | ALINMA ALTHURAYA | Thabat | Tender | 2020 |  | Pipework - Pipes | I648.2 | Supply, Lay And Joint Vc Pipeline In Trench Including Special Joints And Connections, Including Excavation, Backfilling, Warning Tape, Testing Etc All As Detailed In The Drawings And Specifications ; Nominal Dia. 800Mm Pipe; Depth 4.0-4.5M | 56 | m | SAR | 1665.56
Ellen | 2 | 2.0082 | Kingdom of Saudi Arabia | Jeddah | Infrastructure | Red Sea Village | Roads & Utilities | ALINMA ALTHURAYA | Thabat | Tender | 2020 |  | Pipework - Pipes | I648.3 | Supply, Lay And Joint Vc Pipeline In Trench Including Special Joints And Connections, Including Excavation, Backfilling, Warning Tape, Testing Etc All As Detailed In The Drawings And Specifications ; Nominal Dia. 800Mm Pipe; Depth 4.5-5.0M | 199 | m | SAR | 1775.99
Ellen | 2 | 2.0082 | Kingdom of Saudi Arabia | Jeddah | Infrastructure | Red Sea Village | Roads & Utilities | ALINMA ALTHURAYA | Thabat | Tender | 2020 |  | Pipework - Pipes | I648.4 | Supply, Lay And Joint Vc Pipeline In Trench Including Special Joints And Connections, Including Excavation, Backfilling, Warning Tape, Testing Etc All As Detailed In The Drawings And Specifications ; Nominal Dia. 800Mm Pipe; Depth 5.0-5.5M | 505 | m | SAR | 2005.53
Ellen | 2 | 2.0082 | Kingdom of Saudi Arabia | Jeddah | Infrastructure | Red Sea Village | Roads & Utilities | ALINMA ALTHURAYA | Thabat | Tender | 2020 |  | Pipework - Pipes | I648.5 | Supply, Lay And Joint Vc Pipeline In Trench Including Special Joints And Connections, Including Excavation, Backfilling, Warning Tape, Testing Etc All As Detailed In The Drawings And Specifications ; Nominal Dia. 800Mm Pipe; Depth 5.5-6.0M | 526 | m | SAR | 2121.39
Ellen | 2 | 2.0082 | Kingdom of Saudi Arabia | Jeddah | Infrastructure | Red Sea Village | Roads & Utilities | ALINMA ALTHURAYA | Thabat | Tender | 2020 |  | Pipework - Pipes | I648.6 | Supply, Lay And Joint Vc Pipeline In Trench Including Special Joints And Connections, Including Excavation, Backfilling, Warning Tape, Testing Etc All As Detailed In The Drawings And Specifications ; Nominal Dia. 800Mm Pipe; Depth 6.0-6.5M | 349 | m | SAR | 2239.99
Ellen | 2 | 2.0082 | Kingdom of Saudi Arabia | Jeddah | Infrastructure | Red Sea Village | Roads & Utilities | ALINMA ALTHURAYA | Thabat | Tender | 2020 |  | Pipework - Pipes | I648.7 | Supply, Lay And Joint Vc Pipeline In Trench Including Special Joints And Connections, Including Excavation, Backfilling, Warning Tape, Testing Etc All As Detailed In The Drawings And Specifications ; Nominal Dia. 800Mm Pipe; Depth 6.5-7.0M | 770 | m | SAR | 2361.3
Ellen | 2 | 2.0083 | Kingdom of Saudi Arabia | Jeddah | Infrastructure | Red Sea Village | Roads & Utilities | ALINMA ALTHURAYA | Thabat | Tender | 2020 |  | Pipework - Pipes | I648.8 | Supply, Lay And Joint Vc Pipeline In Trench Including Special Joints And Connections, Including Excavation, Backfilling, Warning Tape, Testing Etc All As Detailed In The Drawings And Specifications ; Nominal Dia. 800Mm Pipe; Depth 7.0-7.5M | 193 | m | SAR | 2485.34
Ellen | 2 | 2.0083 | Kingdom of Saudi Arabia | Jeddah | Infrastructure | Red Sea Village | Roads & Utilities | ALINMA ALTHURAYA | Thabat | Tender | 2020 |  | Pipework - Pipes | I753 | Pressure Pipe Line; Supply And Install Hdpe Pe-100 Pipes With Butt Fusion Welded Joints In Trenches, Including Excavation In All Materials Backfilling, Disposal Of Excavated Material As Directed By Engineer, Dewatering, Warning Tape, Testing Etc. Complete As Detailed On Drawing And Specification; Depth 1.5-2.0M | 59 | m | SAR | 1231.49
Ellen | 2 | 2.0083 | Kingdom of Saudi Arabia | Jeddah | Infrastructure | Red Sea Village | Roads & Utilities | ALINMA ALTHURAYA | Thabat | Tender | 2020 |  | Pipework - Pipes | I754 | Pressure Pipe Line; Supply And Install Hdpe Pe-100 Pipes With Butt Fusion Welded Joints In Trenches, Including Excavation In All Materials Backfilling, Disposal Of Excavated Material As Directed By Engineer, Dewatering, Warning Tape, Testing Etc. Complete As Detailed On Drawing And Specification; Depth 2.0-2.5M | 100 | m | SAR | 1308.05
Ellen | 2 | 2.0083 | Kingdom of Saudi Arabia | Jeddah | Infrastructure | Red Sea Village | Roads & Utilities | ALINMA ALTHURAYA | Thabat | Tender | 2020 |  | Pipework - Fittings And Valves | J491 | Supply, Lay And Joint Upvc Pipe Fitting In Trench Complete All As Detailed On Drawings And Specifications; End Caps For 200Mm Dia. House Connection Pipes; Nominal Bore 200 Mm Dia. Pipe | 206 | Nr | SAR | 5956.48
Ellen | 2 | 2.0083 | Kingdom of Saudi Arabia | Jeddah | Infrastructure | Red Sea Village | Roads & Utilities | ALINMA ALTHURAYA | Thabat | Tender | 2020 |  | Pipework - Manholes And Pipework Ancillaries | K151 | Precast Manhole Complete As Detailed As Per And Specifications Including Frame And Cover; 1200 Internal Diameter; Depth Not Exceeding 1.5M | 2 | Nr | SAR | 9747.28
Ellen | 2 | 2.0083 | Kingdom of Saudi Arabia | Jeddah | Infrastructure | Red Sea Village | Roads & Utilities | ALINMA ALTHURAYA | Thabat | Tender | 2020 |  | Pipework - Manholes And Pipework Ancillaries | K152 | Precast Manhole Complete As Detailed As Per And Specifications Including Frame And Cover; 1200 Internal Diameter; Depth 1.5 - 2.0M | 84 | Nr | SAR | 11317.57
Ellen | 2 | 2.0083 | Kingdom of Saudi Arabia | Jeddah | Infrastructure | Red Sea Village | Roads & Utilities | ALINMA ALTHURAYA | Thabat | Tender | 2020 |  | Pipework - Manholes And Pipework Ancillaries | K153 | Precast Manhole Complete As Detailed As Per And Specifications Including Frame And Cover; 1200 Internal Diameter; Depth 2.0 - 2.5M | 27 | Nr | SAR | 12738.08
Ellen | 2 | 2.0083 | Kingdom of Saudi Arabia | Jeddah | Infrastructure | Red Sea Village | Roads & Utilities | ALINMA ALTHURAYA | Thabat | Tender | 2020 |  | Pipework - Manholes And Pipework Ancillaries | K154 | Precast Manhole Complete As Detailed As Per And Specifications Including Frame And Cover; 1200 Internal Diameter; Depth 2.5 - 3.0M | 22 | Nr | SAR | 13427.64
Ellen | 2 | 2.0083 | Kingdom of Saudi Arabia | Jeddah | Infrastructure | Red Sea Village | Roads & Utilities | ALINMA ALTHURAYA | Thabat | Tender | 2020 |  | Pipework - Manholes And Pipework Ancillaries | K135 | Cast In Situ Manhole Complete As Detailed In And Specifications Including Frame And Cover ; 1200 Internal Diameter; Depth 3.0 - 3.5M | 18 | Nr | SAR | 16661.78
Ellen | 2 | 2.0084 | Kingdom of Saudi Arabia | Jeddah | Infrastructure | Red Sea Village | Roads & Utilities | ALINMA ALTHURAYA | Thabat | Tender | 2020 |  | Pipework - Manholes And Pipework Ancillaries | K136 | Cast In Situ Manhole Complete As Detailed In And Specifications Including Frame And Cover ; 1200 Internal Diameter; Depth 3.5 - 4.0M | 41 | Nr | SAR | 19130.15
Ellen | 2 | 2.0084 | Kingdom of Saudi Arabia | Jeddah | Infrastructure | Red Sea Village | Roads & Utilities | ALINMA ALTHURAYA | Thabat | Tender | 2020 |  | Pipework - Manholes And Pipework Ancillaries | K137.1 | Cast In Situ Manhole Complete As Detailed In And Specifications Including Frame And Cover ; 1200 Internal Diameter; Depth 4.0 - 4.5M | 23 | Nr | SAR | 21492.82
Ellen | 2 | 2.0084 | Kingdom of Saudi Arabia | Jeddah | Infrastructure | Red Sea Village | Roads & Utilities | ALINMA ALTHURAYA | Thabat | Tender | 2020 |  | Pipework - Manholes And Pipework Ancillaries | K137.2 | Cast In Situ Manhole Complete As Detailed In And Specifications Including Frame And Cover ; 1200 Internal Diameter; Depth 4.5 - 5.0M | 28 | Nr | SAR | 23763.59
Ellen | 2 | 2.0084 | Kingdom of Saudi Arabia | Jeddah | Infrastructure | Red Sea Village | Roads & Utilities | ALINMA ALTHURAYA | Thabat | Tender | 2020 |  | Pipework - Manholes And Pipework Ancillaries | K137.3 | Cast In Situ Manhole Complete As Detailed In And Specifications Including Frame And Cover ; 1200 Internal Diameter; Depth 5.0 - 5.5M | 15 | Nr | SAR | 26296.79
Ellen | 2 | 2.0084 | Kingdom of Saudi Arabia | Jeddah | Infrastructure | Red Sea Village | Roads & Utilities | ALINMA ALTHURAYA | Thabat | Tender | 2020 |  | Pipework - Manholes And Pipework Ancillaries | K137.4 | Cast In Situ Manhole Complete As Detailed In And Specifications Including Frame And Cover ; 1200 Internal Diameter; Depth 5.5 - 6.0M | 11 | Nr | SAR | 27109.33
Ellen | 2 | 2.0084 | Kingdom of Saudi Arabia | Jeddah | Infrastructure | Red Sea Village | Roads & Utilities | ALINMA ALTHURAYA | Thabat | Tender | 2020 |  | Pipework - Manholes And Pipework Ancillaries | K136.1 | Cast In Situ Manhole Complete As Detailed In And Specifications Including Frame And Cover ; 1500 Internal Diameter; Depth 3.5 - 4.0M | 2 | Nr | SAR | 21546.59
Ellen | 2 | 2.0084 | Kingdom of Saudi Arabia | Jeddah | Infrastructure | Red Sea Village | Roads & Utilities | ALINMA ALTHURAYA | Thabat | Tender | 2020 |  | Pipework - Manholes And Pipework Ancillaries | K137.1 | Cast In Situ Manhole Complete As Detailed In And Specifications Including Frame And Cover ; 1500 Internal Diameter; Depth 4.5 - 5.0M | 5 | Nr | SAR | 26490.05
Ellen | 2 | 2.0084 | Kingdom of Saudi Arabia | Jeddah | Infrastructure | Red Sea Village | Roads & Utilities | ALINMA ALTHURAYA | Thabat | Tender | 2020 |  | Pipework - Manholes And Pipework Ancillaries | K137.2 | Cast In Situ Manhole Complete As Detailed In And Specifications Including Frame And Cover ; 1500 Internal Diameter; Depth 5.0 - 5.5M | 11 | Nr | SAR | 29290.34
Ellen | 2 | 2.0084 | Kingdom of Saudi Arabia | Jeddah | Infrastructure | Red Sea Village | Roads & Utilities | ALINMA ALTHURAYA | Thabat | Tender | 2020 |  | Pipework - Manholes And Pipework Ancillaries | K137.3 | Cast In Situ Manhole Complete As Detailed In And Specifications Including Frame And Cover ; 1500 Internal Diameter; Depth 5.5 - 6.0M | 16 | Nr | SAR | 31864.25
Ellen | 2 | 2.0084 | Kingdom of Saudi Arabia | Jeddah | Infrastructure | Red Sea Village | Roads & Utilities | ALINMA ALTHURAYA | Thabat | Tender | 2020 |  | Pipework - Manholes And Pipework Ancillaries | K137.4 | Cast In Situ Manhole Complete As Detailed In And Specifications Including Frame And Cover ; 1500 Internal Diameter; Depth 6.0 - 6.5M | 1 | Nr | SAR | 34713.29
Ellen | 2 | 2.0084 | Kingdom of Saudi Arabia | Jeddah | Infrastructure | Red Sea Village | Roads & Utilities | ALINMA ALTHURAYA | Thabat | Tender | 2020 |  | Pipework - Manholes And Pipework Ancillaries | K137.5 | Cast In Situ Manhole Complete As Detailed In And Specifications Including Frame And Cover ; 1500 Internal Diameter; Depth 6.5 - 7.0M | 1 | Nr | SAR | 37438
Ellen | 2 | 2.0085 | Kingdom of Saudi Arabia | Jeddah | Infrastructure | Red Sea Village | Roads & Utilities | ALINMA ALTHURAYA | Thabat | Tender | 2020 |  | Pipework - Manholes And Pipework Ancillaries | K137.6 | Cast In Situ Manhole Complete As Detailed In And Specifications Including Frame And Cover ; 1700 Internal Diameter; Depth 6.0 - 6.5M | 1 | Nr | SAR | 38209.1
Ellen | 2 | 2.0085 | Kingdom of Saudi Arabia | Jeddah | Infrastructure | Red Sea Village | Roads & Utilities | ALINMA ALTHURAYA | Thabat | Tender | 2020 |  | Pipework - Manholes And Pipework Ancillaries | K137.7 | Cast In Situ Manhole Complete As Detailed In And Specifications Including Frame And Cover ; 1800 Internal Diameter; Depth 6.0 - 6.5M | 6 | Nr | SAR | 40021.13
Ellen | 2 | 2.0085 | Kingdom of Saudi Arabia | Jeddah | Infrastructure | Red Sea Village | Roads & Utilities | ALINMA ALTHURAYA | Thabat | Tender | 2020 |  | Pipework - Manholes And Pipework Ancillaries | K137.8 | Cast In Situ Manhole Complete As Detailed In And Specifications Including Frame And Cover ; 1800 Internal Diameter; Depth 6.5 - 7.0M | 19 | Nr | SAR | 43116.96
Ellen | 2 | 2.0085 | Kingdom of Saudi Arabia | Jeddah | Infrastructure | Red Sea Village | Roads & Utilities | ALINMA ALTHURAYA | Thabat | Tender | 2020 |  | Pipework - Manholes And Pipework Ancillaries | K137.9 | Cast In Situ Manhole Complete As Detailed In And Specifications Including Frame And Cover ; 1800 Internal Diameter; Depth 7.0 - 7.5M | 6 | Nr | SAR | 46213.48
Ellen | 2 | 2.0085 | Kingdom of Saudi Arabia | Jeddah | Infrastructure | Red Sea Village | Roads & Utilities | ALINMA ALTHURAYA | Thabat | Tender | 2020 |  | Pipework - Manholes And Pipework Ancillaries | K152 | Pre Cast Manhole Complete As Detailed As Per And Specifications Including Backdrop, Frame And Cover; 1200 Internal Diameter; Depth 1.5 - 2.0M | 10 | Nr | SAR | 11549.35
Ellen | 2 | 2.0085 | Kingdom of Saudi Arabia | Jeddah | Infrastructure | Red Sea Village | Roads & Utilities | ALINMA ALTHURAYA | Thabat | Tender | 2020 |  | Pipework - Manholes And Pipework Ancillaries | K153 | Pre Cast Manhole Complete As Detailed As Per And Specifications Including Backdrop, Frame And Cover; 1200 Internal Diameter; Depth 2.0 - 2.5M | 2 | Nr | SAR | 12969.86
Ellen | 2 | 2.0085 | Kingdom of Saudi Arabia | Jeddah | Infrastructure | Red Sea Village | Roads & Utilities | ALINMA ALTHURAYA | Thabat | Tender | 2020 |  | Pipework - Manholes And Pipework Ancillaries | K154 | Pre Cast Manhole Complete As Detailed As Per And Specifications Including Backdrop, Frame And Cover; 1200 Internal Diameter; Depth 2.5 - 3.0M | 2 | Nr | SAR | 13775.31
Ellen | 2 | 2.0085 | Kingdom of Saudi Arabia | Jeddah | Infrastructure | Red Sea Village | Roads & Utilities | ALINMA ALTHURAYA | Thabat | Tender | 2020 |  | Pipework - Manholes And Pipework Ancillaries | K135 | Cast In Situ Manhole Complete As Detailed As Per And Specifications Including Backdrop, Frame And Cover; 1200 Internal Diameter; Depth 3.0 - 3.5M | 4 | Nr | SAR | 17204.69
Ellen | 2 | 2.0085 | Kingdom of Saudi Arabia | Jeddah | Infrastructure | Red Sea Village | Roads & Utilities | ALINMA ALTHURAYA | Thabat | Tender | 2020 |  | Pipework - Manholes And Pipework Ancillaries | K136 | Cast In Situ Manhole Complete As Detailed As Per And Specifications Including Backdrop, Frame And Cover; 1200 Internal Diameter; Depth 3.5 - 4.0M | 2 | Nr | SAR | 19033.16
Ellen | 2 | 2.0086 | Kingdom of Saudi Arabia | Jeddah | Infrastructure | Red Sea Village | Roads & Utilities | ALINMA ALTHURAYA | Thabat | Tender | 2020 |  | Pipework - Manholes And Pipework Ancillaries | K137.1 | Cast In Situ Manhole Complete As Detailed As Per And Specifications Including Backdrop, Frame And Cover; 1200 Internal Diameter; Depth 5.0 - 5.5M | 2 | Nr | SAR | 26471.72
Ellen | 2 | 2.0086 | Kingdom of Saudi Arabia | Jeddah | Infrastructure | Red Sea Village | Roads & Utilities | ALINMA ALTHURAYA | Thabat | Tender | 2020 |  | Pipework - Manholes And Pipework Ancillaries | K137.2 | Cast In Situ Manhole Complete As Detailed As Per And Specifications Including Backdrop, Frame And Cover; 1500 Internal Diameter; Depth 4.5 - 5.0M | 1 | Nr | SAR | 28312.03
Ellen | 2 | 2.0086 | Kingdom of Saudi Arabia | Jeddah | Infrastructure | Red Sea Village | Roads & Utilities | ALINMA ALTHURAYA | Thabat | Tender | 2020 |  | Pipework - Manholes And Pipework Ancillaries | K137.3 | Cast In Situ Manhole Complete As Detailed As Per And Specifications Including Backdrop, Frame And Cover; 1500 Internal Diameter; Depth 5.0 - 5.5M | 1 | Nr | SAR | 31058.8
Ellen | 2 | 2.0086 | Kingdom of Saudi Arabia | Jeddah | Infrastructure | Red Sea Village | Roads & Utilities | ALINMA ALTHURAYA | Thabat | Tender | 2020 |  | Pipework - Manholes And Pipework Ancillaries | K137.4 | Cast In Situ Manhole Complete As Detailed As Per And Specifications Including Backdrop, Frame And Cover; 1500 Internal Diameter; Depth 5.5 - 6.0M | 1 | Nr | SAR | 33573.53
Ellen | 2 | 2.0086 | Kingdom of Saudi Arabia | Jeddah | Infrastructure | Red Sea Village | Roads & Utilities | ALINMA ALTHURAYA | Thabat | Tender | 2020 |  | Pipework - Manholes And Pipework Ancillaries | K251 | Precast Concrete House Connection/ Inspection Chambers With Precast Cover Slab As Shown On And As Directed And Authorized By The Engineer; Depth Not Exceeding 1.5M | 165 | Nr | SAR | 2336.47
Ellen | 2 | 2.0086 | Kingdom of Saudi Arabia | Jeddah | Infrastructure | Red Sea Village | Roads & Utilities | ALINMA ALTHURAYA | Thabat | Tender | 2020 |  | Pipework - Manholes And Pipework Ancillaries | K252 | Precast Concrete House Connection/ Inspection Chambers With Precast Cover Slab As Shown On And As Directed And Authorized By The Engineer; Depth 1.5 - 2.0M | 41 | Nr | SAR | 2336.47
Ellen | 2 | 2.0086 | Kingdom of Saudi Arabia | Jeddah | Infrastructure | Red Sea Village | Roads & Utilities | ALINMA ALTHURAYA | Thabat | Tender | 2020 |  | Pipework - Manholes And Pipework Ancillaries | K853.1 | Connect New 500Mm Dia Vc Pipe To Existing Sewer Manhole Including Necessary Fittings, Additional Excavation, And Backfilling Etc. As Directed And Authorized By The Engineer | 1 | Nr | SAR | 5406
Ellen | 2 | 2.0086 | Kingdom of Saudi Arabia | Jeddah | Infrastructure | Red Sea Village | Roads & Utilities | ALINMA ALTHURAYA | Thabat | Tender | 2020 |  | Pipework - Manholes And Pipework Ancillaries | K853.2 | Connect New 600Mm Dia Vc Pipe To Existing Sewer Manhole Including Necessary Fittings, Additional Excavation, And Backfilling Etc. As Directed And Authorized By The Engineer | 1 | Nr | SAR | 6757.5
Ellen | 2 | 2.0086 | Kingdom of Saudi Arabia | Jeddah | Infrastructure | Red Sea Village | Roads & Utilities | ALINMA ALTHURAYA | Thabat | Tender | 2020 |  | Pipework - Manholes And Pipework Ancillaries | K854 | Connect New 800Mm Dia Grp Pipe To Existing Sewer Manhole Including Necessary Fittings, Additional Excavation, And Backfilling Etc. As Directed And Authorized By The Engineer | 2 | Nr | SAR | 8109
Ellen | 2 | 2.0086 | Kingdom of Saudi Arabia | Jeddah | Infrastructure | Red Sea Village | Roads & Utilities | ALINMA ALTHURAYA | Thabat | Tender | 2020 |  | Miscellaneous Work | X900 | Lowered And Sealed Of Existing Sewer Manholes As Per The Drawings And Specifications ( Mh No S -69) | 1 | Nr | SAR | 16218
Ellen | 2 | 2.0086 | Kingdom of Saudi Arabia | Jeddah | Infrastructure | Red Sea Village | Roads & Utilities | ALINMA ALTHURAYA | Thabat | Tender | 2020 |  | Pipework - Supports And Protection | L531 | Imported Granular Material Bed And Surround To 200Mm Dia Upvc Pipe | 2816 | m | SAR | 28.62
Ellen | 2 | 2.0087 | Kingdom of Saudi Arabia | Jeddah | Infrastructure | Red Sea Village | Roads & Utilities | ALINMA ALTHURAYA | Thabat | Tender | 2020 |  | Pipework - Supports And Protection | L532 | Imported Granular Material Bed And Surround To 300Mm Dia Vc Pipe | 6319 | m | SAR | 35.77
Ellen | 2 | 2.0087 | Kingdom of Saudi Arabia | Jeddah | Infrastructure | Red Sea Village | Roads & Utilities | ALINMA ALTHURAYA | Thabat | Tender | 2020 |  | Pipework - Supports And Protection | L533.1 | Imported Granular Material Bed And Surround To 400Mm Dia Vc Pipe | 1928 | m | SAR | 43.21
Ellen | 2 | 2.0087 | Kingdom of Saudi Arabia | Jeddah | Infrastructure | Red Sea Village | Roads & Utilities | ALINMA ALTHURAYA | Thabat | Tender | 2020 |  | Pipework - Supports And Protection | L533.2 | Imported Granular Material Bed And Surround To 500Mm Dia Vc Pipe | 1878 | m | SAR | 50.92
Ellen | 2 | 2.0087 | Kingdom of Saudi Arabia | Jeddah | Infrastructure | Red Sea Village | Roads & Utilities | ALINMA ALTHURAYA | Thabat | Tender | 2020 |  | Pipework - Supports And Protection | L533.3 | Imported Granular Material Bed And Surround To 600Mm Dia Vc Pipe | 1349 | m | SAR | 80.23
Ellen | 2 | 2.0087 | Kingdom of Saudi Arabia | Jeddah | Infrastructure | Red Sea Village | Roads & Utilities | ALINMA ALTHURAYA | Thabat | Tender | 2020 |  | Pipework - Supports And Protection | L534.1 | Imported Granular Material Bed And Surround To 700Mm Dia Grp Pipe | 33 | m | SAR | 90.56
Ellen | 2 | 2.0087 | Kingdom of Saudi Arabia | Jeddah | Infrastructure | Red Sea Village | Roads & Utilities | ALINMA ALTHURAYA | Thabat | Tender | 2020 |  | Pipework - Supports And Protection | L534.2 | Imported Granular Material Bed And Surround To 800Mm Dia Grp Pipe | 2611 | m | SAR | 101.17
Ellen | 2 | 2.0087 | Kingdom of Saudi Arabia | Jeddah | Infrastructure | Red Sea Village | Roads & Utilities | ALINMA ALTHURAYA | Thabat | Tender | 2020 |  | Pipework - Supports And Protection | L541 | Concrete Bed And Surrounds As Per Specifications; 200Mm Dia Upvc Pipe | 953 | m | SAR | 538.01
Ellen | 2 | 2.0087 | Kingdom of Saudi Arabia | Jeddah | Infrastructure | Red Sea Village | Roads & Utilities | ALINMA ALTHURAYA | Thabat | Tender | 2020 |  | Pipework - Supports And Protection | L542 | Concrete Bed And Surrounds As Per Specifications; 300Mm Dia Vc Pipe | 571 | m | SAR | 653.56
Ellen | 2 | 2.0087 | Kingdom of Saudi Arabia | Jeddah | Infrastructure | Red Sea Village | Roads & Utilities | ALINMA ALTHURAYA | Thabat | Tender | 2020 |  | Pipework - Supports And Protection | L543 | Concrete Bed And Surrounds As Per Specifications; 400Mm Dia Vc Pipe | 146 | m | SAR | 772.92
Ellen | 2 | 2.0088 | Kingdom of Saudi Arabia | Jeddah | Infrastructure | Red Sea Village | Roads & Utilities | ALINMA ALTHURAYA | Thabat | Tender | 2020 |  | Pipework - Supports And Protection | L900.1 | Geotextile Filter Fabric Membrane As Per Specifications; 200Mm Dia Upvc Pipe | 2816 | m | SAR | 19.26
Ellen | 2 | 2.0088 | Kingdom of Saudi Arabia | Jeddah | Infrastructure | Red Sea Village | Roads & Utilities | ALINMA ALTHURAYA | Thabat | Tender | 2020 |  | Pipework - Supports And Protection | L900.2 | Geotextile Filter Fabric Membrane As Per Specifications; 300Mm Dia Vc Pipe | 6319 | m | SAR | 21.96
Ellen | 2 | 2.0088 | Kingdom of Saudi Arabia | Jeddah | Infrastructure | Red Sea Village | Roads & Utilities | ALINMA ALTHURAYA | Thabat | Tender | 2020 |  | Pipework - Supports And Protection | L900.3 | Geotextile Filter Fabric Membrane As Per Specifications; 400Mm Dia Vc Pipe | 1928 | m | SAR | 24.66
Ellen | 2 | 2.0088 | Kingdom of Saudi Arabia | Jeddah | Infrastructure | Red Sea Village | Roads & Utilities | ALINMA ALTHURAYA | Thabat | Tender | 2020 |  | Pipework - Supports And Protection | L900.4 | Geotextile Filter Fabric Membrane As Per Specifications; 500Mm Dia Vc Pipe | 1878 | m | SAR | 27.37
Ellen | 2 | 2.0088 | Kingdom of Saudi Arabia | Jeddah | Infrastructure | Red Sea Village | Roads & Utilities | ALINMA ALTHURAYA | Thabat | Tender | 2020 |  | Pipework - Supports And Protection | L900.5 | Geotextile Filter Fabric Membrane As Per Specifications; 600Mm Dia Vc Pipe | 1349 | m | SAR | 34.13
Ellen | 2 | 2.0088 | Kingdom of Saudi Arabia | Jeddah | Infrastructure | Red Sea Village | Roads & Utilities | ALINMA ALTHURAYA | Thabat | Tender | 2020 |  | Pipework - Supports And Protection | L900.6 | Geotextile Filter Fabric Membrane As Per Specifications; 700Mm Dia Grp Pipe | 33 | m | SAR | 36.83
Ellen | 2 | 2.0088 | Kingdom of Saudi Arabia | Jeddah | Infrastructure | Red Sea Village | Roads & Utilities | ALINMA ALTHURAYA | Thabat | Tender | 2020 |  | Pipework - Supports And Protection | L900.7 | Geotextile Filter Fabric Membrane As Per Specifications; 800Mm Dia Grp Pipe | 2611 | m | SAR | 39.53
Ellen | 2 | 2.0088 | Kingdom of Saudi Arabia | Jeddah | Infrastructure | Red Sea Village | Roads & Utilities | ALINMA ALTHURAYA | Thabat | Tender | 2020 |  | Miscellaneous Work | X900.1 | Underground Sewerage Pump Station Structure Including Earthworks, Foundations, Concrete Work, Reinforcements, Formworks, Brick/Block Work, Masonry, Waterproofing, Openings, Gratings, All Finishes, Trenches, Plinths, Bases, Staircase & Handrail, Overhead Cranes/Hoists, Rails, Supports, Hvac System With Air Supply Units With Traps/Filters, Containments, Junctions Boxes, Point And Circuit Wiring, Lighting & Small Power System Including All Accessories, Controllers, Telephone/ Intercom, Fire Detection & Fire Fighting System, Water Supply Network, Etc., And All Civil Works Complete As Shown On Dwg And Specifications And In Accordance With Authority Regulations Including Electrical And Mechanical Works ; Sewerage Pump Station 1 (Ps -01) | 1 | Nr | SAR | 1699493.02
Ellen | 2 | 2.0088 | Kingdom of Saudi Arabia | Jeddah | Infrastructure | Red Sea Village | Roads & Utilities | ALINMA ALTHURAYA | Thabat | Tender | 2020 |  | Miscellaneous Work | X900.2 | Underground Sewerage Pump Station Structure Including Earthworks, Foundations, Concrete Work, Reinforcements, Formworks, Brick/Block Work, Masonry, Waterproofing, Openings, Gratings, All Finishes, Trenches, Plinths, Bases, Staircase & Handrail, Overhead Cranes/Hoists, Rails, Supports, Hvac System With Air Supply Units With Traps/Filters, Containments, Junctions Boxes, Point And Circuit Wiring, Lighting & Small Power System Including All Accessories, Controllers, Telephone/ Intercom, Fire Detection & Fire Fighting System, Water Supply Network, Etc., And All Civil Works Complete As Shown On Dwg And Specifications And In Accordance With Authority Regulations Including Electrical And Mechanical Works ; Sewerage Pump Station 1 (Ps -02) | 1 | Nr | SAR | 1943204.97
Ellen | 2 | 2.0088 | Kingdom of Saudi Arabia | Jeddah | Infrastructure | Red Sea Village | Roads & Utilities | ALINMA ALTHURAYA | Thabat | Tender | 2020 |  | Pipework - Pipes | I712.1 | Supply And Install Hdpe Pe-100 Pipes With Butt Fusion Welded Joints In Trenches, Including Excavation In All Materials Backfilling, Disposal Of Excavated Material As Directed By Engineer, Dewatering, Warning Tape, Testing Etc. Complete As Detailed On Drawing And Specification; Pipe In Trench; Depth Not Exceeding 1.5M | 1833 | m | SAR | 219.9
Ellen | 2 | 2.0088 | Kingdom of Saudi Arabia | Jeddah | Infrastructure | Red Sea Village | Roads & Utilities | ALINMA ALTHURAYA | Thabat | Tender | 2020 |  | Pipework - Pipes | I713.1 | Supply And Install Hdpe Pe-100 Pipes With Butt Fusion Welded Joints In Trenches, Including Excavation In All Materials Backfilling, Disposal Of Excavated Material As Directed By Engineer, Dewatering, Warning Tape, Testing Etc. Complete As Detailed On Drawing And Specification; Pipe In Trench; Depth 1.5 - 2.0 M | 458 | m | SAR | 255.87
Ellen | 2 | 2.0089 | Kingdom of Saudi Arabia | Jeddah | Infrastructure | Red Sea Village | Roads & Utilities | ALINMA ALTHURAYA | Thabat | Tender | 2020 |  | Pipework - Pipes | I712.2 | Supply And Install Hdpe Pe-100 Pipes With Butt Fusion Welded Joints In Trenches, Including Excavation In All Materials Backfilling, Disposal Of Excavated Material As Directed By Engineer, Dewatering, Warning Tape, Testing Etc. Complete As Detailed On Drawing And Specification; Nominal Dia. 225Mm Pipe; Depth Not Exceeding 1.5M | 19788 | m | SAR | 285.18
Ellen | 2 | 2.0089 | Kingdom of Saudi Arabia | Jeddah | Infrastructure | Red Sea Village | Roads & Utilities | ALINMA ALTHURAYA | Thabat | Tender | 2020 |  | Pipework - Pipes | I713.2 | Supply And Install Hdpe Pe-100 Pipes With Butt Fusion Welded Joints In Trenches, Including Excavation In All Materials Backfilling, Disposal Of Excavated Material As Directed By Engineer, Dewatering, Warning Tape, Testing Etc. Complete As Detailed On Drawing And Specification; Nominal Dia. 225Mm Pipe; Depth 1.5 - 2.0 M | 4951 | m | SAR | 321.24
Ellen | 2 | 2.0089 | Kingdom of Saudi Arabia | Jeddah | Infrastructure | Red Sea Village | Roads & Utilities | ALINMA ALTHURAYA | Thabat | Tender | 2020 |  | Pipework - Pipes | I722 | Supply And Install Hdpe Pe-100 Pipes With Butt Fusion Welded Joints In Trenches, Including Excavation In All Materials Backfilling, Disposal Of Excavated Material As Directed By Engineer, Dewatering, Warning Tape, Testing Etc. Complete As Detailed On Drawing And Specification; Depth Not Exceeding 1.5M; Depth Not Exceeding 1.5M | 461 | m | SAR | 414.21
Ellen | 2 | 2.0089 | Kingdom of Saudi Arabia | Jeddah | Infrastructure | Red Sea Village | Roads & Utilities | ALINMA ALTHURAYA | Thabat | Tender | 2020 |  | Pipework - Pipes | I723 | Supply And Install Hdpe Pe-100 Pipes With Butt Fusion Welded Joints In Trenches, Including Excavation In All Materials Backfilling, Disposal Of Excavated Material As Directed By Engineer, Dewatering, Warning Tape, Testing Etc. Complete As Detailed On Drawing And Specification; Depth Not Exceeding 1.5M; Depth 1.5 - 2.0 M | 116 | m | SAR | 467.76
Ellen | 2 | 2.0089 | Kingdom of Saudi Arabia | Jeddah | Infrastructure | Red Sea Village | Roads & Utilities | ALINMA ALTHURAYA | Thabat | Tender | 2020 |  | Pipework - Fittings And Valves | J651.1 | Supply And Install Welded Hdpe (Pe-100) Pipe Fittings In Trenches Including Excavation, In All Materials Backfilling, Disposal Of Excavated Material As Directed By Engineer, Dewatering, Fixing, Welding, Testing, Disinfecting, Protection To Pipe Fittings Complete As Detailed On Drawings And Specification; 160 Mm Dia. Endcap | 13 | Nr | SAR | 388.08
Ellen | 2 | 2.0089 | Kingdom of Saudi Arabia | Jeddah | Infrastructure | Red Sea Village | Roads & Utilities | ALINMA ALTHURAYA | Thabat | Tender | 2020 |  | Pipework - Fittings And Valves | J651.2 | Supply And Install Welded Hdpe (Pe-100) Pipe Fittings In Trenches Including Excavation, In All Materials Backfilling, Disposal Of Excavated Material As Directed By Engineer, Dewatering, Fixing, Welding, Testing, Disinfecting, Protection To Pipe Fittings Complete As Detailed On Drawings And Specification; 225 Mm Dia. Endcap | 16 | Nr | SAR | 810.75
Ellen | 2 | 2.0089 | Kingdom of Saudi Arabia | Jeddah | Infrastructure | Red Sea Village | Roads & Utilities | ALINMA ALTHURAYA | Thabat | Tender | 2020 |  | Pipework - Fittings And Valves | J811.1 | Supply And Install Di Flanged Gate Valve Including All Necessary Fittings, Extended Spindles, Wrapping Complete As Detailed On Drawings And Specifications; For 160Mm Dia. Hdpe Pipes | 13 | Nr | SAR | 2100.18
Ellen | 2 | 2.0089 | Kingdom of Saudi Arabia | Jeddah | Infrastructure | Red Sea Village | Roads & Utilities | ALINMA ALTHURAYA | Thabat | Tender | 2020 |  | Pipework - Fittings And Valves | J811.2 | Supply And Install Di Flanged Gate Valve Including All Necessary Fittings, Extended Spindles, Wrapping Complete As Detailed On Drawings And Specifications; For 225Mm Dia. Hdpe Pipes | 101 | Nr | SAR | 2909.6
Ellen | 2 | 2.0089 | Kingdom of Saudi Arabia | Jeddah | Infrastructure | Red Sea Village | Roads & Utilities | ALINMA ALTHURAYA | Thabat | Tender | 2020 |  | Pipework - Fittings And Valves | J812 | Supply And Install Di Flanged Gate Valve Including All Necessary Fittings, Extended Spindles, Wrapping Complete As Detailed On Drawings And Specifications; For 315Mm Dia. Hdpe Pipes | 4 | Nr | SAR | 6041.74
Ellen | 2 | 2.009 | Kingdom of Saudi Arabia | Jeddah | Infrastructure | Red Sea Village | Roads & Utilities | ALINMA ALTHURAYA | Thabat | Tender | 2020 |  | Pipework - Fittings And Valves | J861.1 | Supply And Install Air Valve Including All Necessary Fittings, Extended Spindle, Wrapping Complete As Detailed On Drawings And Specifications; For 160Mm Dia. Hdpe Pipes | 2 | Nr | SAR | 2892.28
Ellen | 2 | 2.009 | Kingdom of Saudi Arabia | Jeddah | Infrastructure | Red Sea Village | Roads & Utilities | ALINMA ALTHURAYA | Thabat | Tender | 2020 |  | Pipework - Fittings And Valves | J861.2 | Supply And Install Air Valve Including All Necessary Fittings, Extended Spindle, Wrapping Complete As Detailed On Drawings And Specifications; For 225Mm Dia. Hdpe Pipes | 29 | Nr | SAR | 2892.28
Ellen | 2 | 2.009 | Kingdom of Saudi Arabia | Jeddah | Infrastructure | Red Sea Village | Roads & Utilities | ALINMA ALTHURAYA | Thabat | Tender | 2020 |  | Pipework - Fittings And Valves | J891.1 | Supply And Install Washout Valve Including All Necessary Fittings, Extended Spindle, Wrapping Complete As Detailed On Drawings And Specifications; For 160Mm Dia. Hdpe Pipes | 4 | Nr | SAR | 2449.86
Ellen | 2 | 2.009 | Kingdom of Saudi Arabia | Jeddah | Infrastructure | Red Sea Village | Roads & Utilities | ALINMA ALTHURAYA | Thabat | Tender | 2020 |  | Pipework - Fittings And Valves | J891.2 | Supply And Install Washout Valve Including All Necessary Fittings, Extended Spindle, Wrapping Complete As Detailed On Drawings And Specifications; For 225Mm Dia. Hdpe Pipes | 36 | Nr | SAR | 3649.98
Ellen | 2 | 2.009 | Kingdom of Saudi Arabia | Jeddah | Infrastructure | Red Sea Village | Roads & Utilities | ALINMA ALTHURAYA | Thabat | Tender | 2020 |  | Pipework - Manholes And Pipework Ancillaries | K232.1 | Chambers Complete All As Detailed On Drawings And Specifications Including Supply Of All Ladders, Pipe Work, Pipe Pieces, Stub Pipe, Pipe Fittings, Straight Special Including Flexible Joints, Ductile Manhole Covers, Extra Joints, Dewatering, Excavation In All Materials Shoring, Backfilling, Reinforcement, Protective Coating, Tanking Membrane And Lining Metal Work Etc; Gate Valve Chambers; For 160Mm Dia. Hdpe Pipe; Depth 1.5-2.0M | 6 | Nr | SAR | 22819.38
Ellen | 2 | 2.009 | Kingdom of Saudi Arabia | Jeddah | Infrastructure | Red Sea Village | Roads & Utilities | ALINMA ALTHURAYA | Thabat | Tender | 2020 |  | Pipework - Manholes And Pipework Ancillaries | K232.2 | Chambers Complete All As Detailed On Drawings And Specifications Including Supply Of All Ladders, Pipe Work, Pipe Pieces, Stub Pipe, Pipe Fittings, Straight Special Including Flexible Joints, Ductile Manhole Covers, Extra Joints, Dewatering, Excavation In All Materials Shoring, Backfilling, Reinforcement, Protective Coating, Tanking Membrane And Lining Metal Work Etc; Gate Valve Chambers; For 225Mm Dia. Hdpe Pipe; Depth 1.5-2.0M | 39 | Nr | SAR | 22786.66
Ellen | 2 | 2.009 | Kingdom of Saudi Arabia | Jeddah | Infrastructure | Red Sea Village | Roads & Utilities | ALINMA ALTHURAYA | Thabat | Tender | 2020 |  | Pipework - Manholes And Pipework Ancillaries | K232.3 | Chambers Complete All As Detailed On Drawings And Specifications Including Supply Of All Ladders, Pipe Work, Pipe Pieces, Stub Pipe, Pipe Fittings, Straight Special Including Flexible Joints, Ductile Manhole Covers, Extra Joints, Dewatering, Excavation In All Materials Shoring, Backfilling, Reinforcement, Protective Coating, Tanking Membrane And Lining Metal Work Etc; Gate Valve Chambers; For 315Mm Dia. Hdpe Pipe; Depth 1.5-2.0M | 3 | Nr | SAR | 26741.55
Ellen | 2 | 2.009 | Kingdom of Saudi Arabia | Jeddah | Infrastructure | Red Sea Village | Roads & Utilities | ALINMA ALTHURAYA | Thabat | Tender | 2020 |  | Pipework - Manholes And Pipework Ancillaries | K233.1 | Chambers Complete All As Detailed On Drawings And Specifications Including Supply Of All Ladders, Pipe Work, Pipe Pieces, Stub Pipe, Pipe Fittings, Straight Special Including Flexible Joints, Ductile Manhole Covers, Extra Joints, Dewatering, Excavation In All Materials Shoring, Backfilling, Reinforcement, Protective Coating, Tanking Membrane And Lining Metal Work Etc; Air Valve Chamber; For 160Mm Dia. Hdpe Pipe; Depth 2.0-2.5M | 2 | Nr | SAR | 24739.31
Ellen | 2 | 2.009 | Kingdom of Saudi Arabia | Jeddah | Infrastructure | Red Sea Village | Roads & Utilities | ALINMA ALTHURAYA | Thabat | Tender | 2020 |  | Pipework - Manholes And Pipework Ancillaries | K233.2 | Chambers Complete All As Detailed On Drawings And Specifications Including Supply Of All Ladders, Pipe Work, Pipe Pieces, Stub Pipe, Pipe Fittings, Straight Special Including Flexible Joints, Ductile Manhole Covers, Extra Joints, Dewatering, Excavation In All Materials Shoring, Backfilling, Reinforcement, Protective Coating, Tanking Membrane And Lining Metal Work Etc; Air Valve Chamber; For 225Mm Dia. Hdpe Pipe; Depth 2.0-2.5M | 29 | Nr | SAR | 29338.22
Ellen | 2 | 2.009 | Kingdom of Saudi Arabia | Jeddah | Infrastructure | Red Sea Village | Roads & Utilities | ALINMA ALTHURAYA | Thabat | Tender | 2020 |  | Pipework - Manholes And Pipework Ancillaries | K233.3 | Chambers Complete All As Detailed On Drawings And Specifications Including Supply Of All Ladders, Pipe Work, Pipe Pieces, Stub Pipe, Pipe Fittings, Straight Special Including Flexible Joints, Ductile Manhole Covers, Extra Joints, Dewatering, Excavation In All Materials Shoring, Backfilling, Reinforcement, Protective Coating, Tanking Membrane And Lining Metal Work Etc; Washout Valve Chamber; For 160Mm Dia. Hdpe Pipe; Depth 2.0-2.5M | 3 | Nr | SAR | 17434.36
Ellen | 2 | 2.009 | Kingdom of Saudi Arabia | Jeddah | Infrastructure | Red Sea Village | Roads & Utilities | ALINMA ALTHURAYA | Thabat | Tender | 2020 |  | Pipework - Manholes And Pipework Ancillaries | K233.4 | Chambers Complete All As Detailed On Drawings And Specifications Including Supply Of All Ladders, Pipe Work, Pipe Pieces, Stub Pipe, Pipe Fittings, Straight Special Including Flexible Joints, Ductile Manhole Covers, Extra Joints, Dewatering, Excavation In All Materials Shoring, Backfilling, Reinforcement, Protective Coating, Tanking Membrane And Lining Metal Work Etc; Washout Valve Chamber; For 225Mm Dia. Hdpe Pipe; Depth 2.0-2.5M | 25 | Nr | SAR | 17912.26
Ellen | 2 | 2.0091 | Kingdom of Saudi Arabia | Jeddah | Infrastructure | Red Sea Village | Roads & Utilities | ALINMA ALTHURAYA | Thabat | Tender | 2020 |  | Pipework - Manholes And Pipework Ancillaries | K232.1 | Chambers Complete All As Detailed On Drawings And Specifications Including Supply Of All Ladders, Pipe Work, Pipe Pieces, Stub Pipe, Pipe Fittings, Straight Special Including Flexible Joints, Ductile Manhole Covers, Extra Joints, Dewatering, Excavation In All Materials Shoring, Backfilling, Reinforcement, Protective Coating, Tanking Membrane And Lining Metal Work Etc; Valve Chamber For Double Valves; For 2Nr Of Gate Valves For 160Mm Dia. Hdpe Pipe; Depth 1.5-2.0M | 1 | Nr | SAR | 32480.66
Ellen | 2 | 2.0091 | Kingdom of Saudi Arabia | Jeddah | Infrastructure | Red Sea Village | Roads & Utilities | ALINMA ALTHURAYA | Thabat | Tender | 2020 |  | Pipework - Manholes And Pipework Ancillaries | K232.2 | Chambers Complete All As Detailed On Drawings And Specifications Including Supply Of All Ladders, Pipe Work, Pipe Pieces, Stub Pipe, Pipe Fittings, Straight Special Including Flexible Joints, Ductile Manhole Covers, Extra Joints, Dewatering, Excavation In All Materials Shoring, Backfilling, Reinforcement, Protective Coating, Tanking Membrane And Lining Metal Work Etc; Valve Chamber For Double Valves; For 2Nr Of Gate Valves For 225Mm Dia. Hdpe Pipe; Depth 1.5-2.0M | 22 | Nr | SAR | 34784.63
Ellen | 2 | 2.0091 | Kingdom of Saudi Arabia | Jeddah | Infrastructure | Red Sea Village | Roads & Utilities | ALINMA ALTHURAYA | Thabat | Tender | 2020 |  | Pipework - Manholes And Pipework Ancillaries | K232.3 | Chambers Complete All As Detailed On Drawings And Specifications Including Supply Of All Ladders, Pipe Work, Pipe Pieces, Stub Pipe, Pipe Fittings, Straight Special Including Flexible Joints, Ductile Manhole Covers, Extra Joints, Dewatering, Excavation In All Materials Shoring, Backfilling, Reinforcement, Protective Coating, Tanking Membrane And Lining Metal Work Etc; Valve Chamber For Double Valves; For 1Nr Of Gate Valve For 160Mm Dia. Hdpe Pipe & 1Nr Of Gate Valve For 225Mm Dia. Hdpe Pipe; Depth 1.5-2.0M | 1 | Nr | SAR | 37023.83
Ellen | 2 | 2.0091 | Kingdom of Saudi Arabia | Jeddah | Infrastructure | Red Sea Village | Roads & Utilities | ALINMA ALTHURAYA | Thabat | Tender | 2020 |  | Pipework - Manholes And Pipework Ancillaries | K232.4 | Chambers Complete All As Detailed On Drawings And Specifications Including Supply Of All Ladders, Pipe Work, Pipe Pieces, Stub Pipe, Pipe Fittings, Straight Special Including Flexible Joints, Ductile Manhole Covers, Extra Joints, Dewatering, Excavation In All Materials Shoring, Backfilling, Reinforcement, Protective Coating, Tanking Membrane And Lining Metal Work Etc; Valve Chamber For Double Valves; For 1Nr Of Gate Valve For 225Mm Dia. Hdpe Pipe & 1Nr Of Gate Valve For 315Mm Dia. Hdpe Pipe; Depth 1.5-2.0M | 1 | Nr | SAR | 44602.7
Ellen | 2 | 2.0091 | Kingdom of Saudi Arabia | Jeddah | Infrastructure | Red Sea Village | Roads & Utilities | ALINMA ALTHURAYA | Thabat | Tender | 2020 |  | Pipework - Manholes And Pipework Ancillaries | K232.5 | Chambers Complete All As Detailed On Drawings And Specifications Including Supply Of All Ladders, Pipe Work, Pipe Pieces, Stub Pipe, Pipe Fittings, Straight Special Including Flexible Joints, Ductile Manhole Covers, Extra Joints, Dewatering, Excavation In All Materials Shoring, Backfilling, Reinforcement, Protective Coating, Tanking Membrane And Lining Metal Work Etc; Valve Chamber For Double Valves; For 1Nr Of Gate Valve For 225Mm Dia. Hdpe Pipe & 1Nr Of Washout Valve For 225Mm Dia. Hdpe Pipe; Depth 1.5-2.0M | 6 | Nr | SAR | 34530.75
Ellen | 2 | 2.0091 | Kingdom of Saudi Arabia | Jeddah | Infrastructure | Red Sea Village | Roads & Utilities | ALINMA ALTHURAYA | Thabat | Tender | 2020 |  | Pipework - Manholes And Pipework Ancillaries | K232.5 | Chambers Complete All As Detailed On Drawings And Specifications Including Supply Of All Ladders, Pipe Work, Pipe Pieces, Stub Pipe, Pipe Fittings, Straight Special Including Flexible Joints, Ductile Manhole Covers, Extra Joints, Dewatering, Excavation In All Materials Shoring, Backfilling, Reinforcement, Protective Coating, Tanking Membrane And Lining Metal Work Etc; Valve Chamber For Double Valves; For 3Nr Of Gate Valves For 160Mm Dia. Hdpe Pipe; Depth 1.5-2.0M | 1 | Nr | SAR | 43210.92
Ellen | 2 | 2.0091 | Kingdom of Saudi Arabia | Jeddah | Infrastructure | Red Sea Village | Roads & Utilities | ALINMA ALTHURAYA | Thabat | Tender | 2020 |  | Pipework - Manholes And Pipework Ancillaries | K232.7 | Chambers Complete All As Detailed On Drawings And Specifications Including Supply Of All Ladders, Pipe Work, Pipe Pieces, Stub Pipe, Pipe Fittings, Straight Special Including Flexible Joints, Ductile Manhole Covers, Extra Joints, Dewatering, Excavation In All Materials Shoring, Backfilling, Reinforcement, Protective Coating, Tanking Membrane And Lining Metal Work Etc; Valve Chamber For Double Valves; For 1Nr Of Gate Valve For 160Mm Dia. Hdpe Pipe & 1Nr Of Washout Valve For 160Mm Dia. Hdpe Pipe; Depth 1.5-2.0M | 1 | Nr | SAR | 36157.71
Ellen | 2 | 2.0091 | Kingdom of Saudi Arabia | Jeddah | Infrastructure | Red Sea Village | Roads & Utilities | ALINMA ALTHURAYA | Thabat | Tender | 2020 |  | Pipework - Manholes And Pipework Ancillaries | K232.8 | Chambers Complete All As Detailed On Drawings And Specifications Including Supply Of All Ladders, Pipe Work, Pipe Pieces, Stub Pipe, Pipe Fittings, Straight Special Including Flexible Joints, Ductile Manhole Covers, Extra Joints, Dewatering, Excavation In All Materials Shoring, Backfilling, Reinforcement, Protective Coating, Tanking Membrane And Lining Metal Work Etc; Valve Chamber For Double Valves; For 2Nr Of Gate Valve For 225Mm Dia. Hdpe Pipe & 1Nr Of Washout Valve For 225Mm Dia. Hdpe Pipe; Depth 1.5-2.0M | 5 | Nr | SAR | 36509.1
Ellen | 2 | 2.0091 | Kingdom of Saudi Arabia | Jeddah | Infrastructure | Red Sea Village | Roads & Utilities | ALINMA ALTHURAYA | Thabat | Tender | 2020 |  | Pipework - Manholes And Pipework Ancillaries | K232.9 | Distribution Chamber Including Pipe Work, Pipe Pieces, Stub Pipe, Pipe Fittings, Straight Special Including Flexible Joints, Dewatering, Excavation In All Materials Shoring, Backfilling, Tanking Membrane, Tanking Protection, Supply And Installation Of Aluminium Cover And Frame With All Accessories, Surface Boxes, Step Iron Complete All As Shown On Dwg And Specifications; Distribution Chamber For Hdpe Pipes; Depth 1.5-2.0M | 222 | Nr | SAR | 23035.63
Ellen | 2 | 2.0091 | Kingdom of Saudi Arabia | Jeddah | Infrastructure | Red Sea Village | Roads & Utilities | ALINMA ALTHURAYA | Thabat | Tender | 2020 |  | Pipework - Manholes And Pipework Ancillaries | K512.1 | Supply And Install Road Crossing Ducts In Trenches, Including Excavation In All Materials Backfilling, Disposal Of Excavated Material As Directed By Engineer, Dewatering, Complete As Detailed As Per Dwg And Specification; For 160Mm Dia. Hdpe Pipes; Depth Not Exceeding 1.5M (Provisional Quantities) | 50 | m | SAR | 81.63
Ellen | 2 | 2.0092 | Kingdom of Saudi Arabia | Jeddah | Infrastructure | Red Sea Village | Roads & Utilities | ALINMA ALTHURAYA | Thabat | Tender | 2020 |  | Pipework - Manholes And Pipework Ancillaries | K512.2 | Supply And Install Road Crossing Ducts In Trenches, Including Excavation In All Materials Backfilling, Disposal Of Excavated Material As Directed By Engineer, Dewatering, Complete As Detailed As Per Dwg And Specification; For 225Mm Dia. Hdpe Pipes; Depth Not Exceeding 1.5M (Provisional Quantities) | 50 | m | SAR | 148.17
Ellen | 2 | 2.0092 | Kingdom of Saudi Arabia | Jeddah | Infrastructure | Red Sea Village | Roads & Utilities | ALINMA ALTHURAYA | Thabat | Tender | 2020 |  | Pipework - Manholes And Pipework Ancillaries | K512.3 | Supply And Install Road Crossing Ducts In Trenches, Including Excavation In All Materials Backfilling, Disposal Of Excavated Material As Directed By Engineer, Dewatering, Complete As Detailed As Per Dwg And Specification; For 315Mm Dia. Hdpe Pipes; Depth Not Exceeding 1.5M (Provisional Quantities) | 50 | m | SAR | 277
Ellen | 2 | 2.0092 | Kingdom of Saudi Arabia | Jeddah | Infrastructure | Red Sea Village | Roads & Utilities | ALINMA ALTHURAYA | Thabat | Tender | 2020 |  | Pipework - Manholes And Pipework Ancillaries | K512.4 | Supply Lay & Joint Upvc Sleeve In Trench Beneath Carriageways Including All Related Works Complete As Shown On Dwg And Specification; Sleeve For 2X200Mm Dia. Pipes | 1042 | m | SAR | 817.18
Ellen | 2 | 2.0092 | Kingdom of Saudi Arabia | Jeddah | Infrastructure | Red Sea Village | Roads & Utilities | ALINMA ALTHURAYA | Thabat | Tender | 2020 |  | Pipework - Manholes And Pipework Ancillaries | K512.5 | Supply Lay & Joint Upvc Sleeve In Trench Beneath Carriageways Including All Related Works Complete As Shown On Dwg And Specification; Sleeve For 2X150Mm Dia. Pipes | 4331 | m | SAR | 627.89
Ellen | 2 | 2.0092 | Kingdom of Saudi Arabia | Jeddah | Infrastructure | Red Sea Village | Roads & Utilities | ALINMA ALTHURAYA | Thabat | Tender | 2020 |  | Pipework - Supports And Protection | L531.1 | Imported Granular Material Bed And Surround To 160 Mm Dia. Hdpe Pipes | 2271 | m | SAR | 25.84
Ellen | 2 | 2.0092 | Kingdom of Saudi Arabia | Jeddah | Infrastructure | Red Sea Village | Roads & Utilities | ALINMA ALTHURAYA | Thabat | Tender | 2020 |  | Pipework - Supports And Protection | L531.2 | Imported Granular Material Bed And Surround To 225 Mm Dia. Hdpe Pipes | 24719 | m | SAR | 30.38
Ellen | 2 | 2.0092 | Kingdom of Saudi Arabia | Jeddah | Infrastructure | Red Sea Village | Roads & Utilities | ALINMA ALTHURAYA | Thabat | Tender | 2020 |  | Pipework - Supports And Protection | L532 | Imported Granular Material Bed And Surround To 315 Mm Dia. Hdpe Pipes | 557 | m | SAR | 36.87
Ellen | 2 | 2.0092 | Kingdom of Saudi Arabia | Jeddah | Infrastructure | Red Sea Village | Roads & Utilities | ALINMA ALTHURAYA | Thabat | Tender | 2020 |  | Pipework - Supports And Protection | L541.1 | Concrete Bed And Surrounds As Per Specifications; For 2X200Mm Dia. Sleeve | 1042 | m | SAR | 1014.11
Ellen | 2 | 2.0092 | Kingdom of Saudi Arabia | Jeddah | Infrastructure | Red Sea Village | Roads & Utilities | ALINMA ALTHURAYA | Thabat | Tender | 2020 |  | Pipework - Supports And Protection | L541.2 | Concrete Bed And Surrounds As Per Specifications; Sleeve For 2X150Mm Dia. Pipes | 4331 | m | SAR | 852.78
Ellen | 2 | 2.0093 | Kingdom of Saudi Arabia | Jeddah | Infrastructure | Red Sea Village | Roads & Utilities | ALINMA ALTHURAYA | Thabat | Tender | 2020 |  | Pipework - Supports And Protection | L541.3 | Concrete Bed And Surrounds As Per Specifications; 160 Mm Dia. Hdpe Pipes (Provisional Quantities) | 20 | m | SAR | 367.31
Ellen | 2 | 2.0093 | Kingdom of Saudi Arabia | Jeddah | Infrastructure | Red Sea Village | Roads & Utilities | ALINMA ALTHURAYA | Thabat | Tender | 2020 |  | Pipework - Supports And Protection | L541.4 | Concrete Bed And Surrounds As Per Specifications; Road Crossing Duct For 160Mm Dia. Upvc Pipes (Provisional Quantities) | 20 | m | SAR | 367.31
Ellen | 2 | 2.0093 | Kingdom of Saudi Arabia | Jeddah | Infrastructure | Red Sea Village | Roads & Utilities | ALINMA ALTHURAYA | Thabat | Tender | 2020 |  | Pipework - Supports And Protection | L541.5 | Concrete Bed And Surrounds As Per Specifications; 225 Mm Dia. Hdpe Pipes (Provisional Quantities) | 20 | m | SAR | 429.51
Ellen | 2 | 2.0093 | Kingdom of Saudi Arabia | Jeddah | Infrastructure | Red Sea Village | Roads & Utilities | ALINMA ALTHURAYA | Thabat | Tender | 2020 |  | Pipework - Supports And Protection | L541.6 | Concrete Bed And Surrounds As Per Specifications; Road Crossing Duct For 200Mm Dia. Hdpe Pipes (Provisional Quantities) | 20 | m | SAR | 405.4
Ellen | 2 | 2.0093 | Kingdom of Saudi Arabia | Jeddah | Infrastructure | Red Sea Village | Roads & Utilities | ALINMA ALTHURAYA | Thabat | Tender | 2020 |  | Pipework - Supports And Protection | L541.7 | Concrete Bed And Surrounds As Per Specifications; 315 Mm Dia. Hdpe Pipes (Provisional Quantities) | 20 | m | SAR | 518.29
Ellen | 2 | 2.0093 | Kingdom of Saudi Arabia | Jeddah | Infrastructure | Red Sea Village | Roads & Utilities | ALINMA ALTHURAYA | Thabat | Tender | 2020 |  | Pipework - Supports And Protection | L541.8 | Concrete Bed And Surrounds As Per Specifications; Road Crossing Duct For 300Mm Dia. Hdpe Pipes (Provisional Quantities) | 20 | m | SAR | 503.29
Ellen | 2 | 2.0093 | Kingdom of Saudi Arabia | Jeddah | Infrastructure | Red Sea Village | Roads & Utilities | ALINMA ALTHURAYA | Thabat | Tender | 2020 |  | Pipework - Supports And Protection | L900.1 | Geotextile Filter Fabric Membrane As Per Specifications; 160 Mm Dia. Hdpe Pipes | 2271 | m | SAR | 18.18
Ellen | 2 | 2.0093 | Kingdom of Saudi Arabia | Jeddah | Infrastructure | Red Sea Village | Roads & Utilities | ALINMA ALTHURAYA | Thabat | Tender | 2020 |  | Pipework - Supports And Protection | L900.2 | Geotextile Filter Fabric Membrane As Per Specifications; 225 Mm Dia. Hdpe Pipes | 24719 | m | SAR | 19.93
Ellen | 2 | 2.0093 | Kingdom of Saudi Arabia | Jeddah | Infrastructure | Red Sea Village | Roads & Utilities | ALINMA ALTHURAYA | Thabat | Tender | 2020 |  | Pipework - Supports And Protection | L900.3 | Geotextile Filter Fabric Membrane As Per Specifications; 315 Mm Dia. Hdpe Pipes | 557 | m | SAR | 22.37
Ellen | 2 | 2.0093 | Kingdom of Saudi Arabia | Jeddah | Infrastructure | Red Sea Village | Roads & Utilities | ALINMA ALTHURAYA | Thabat | Tender | 2020 |  | Miscellaneous Work | X900.1 | Construction Of Irrigation Pumpstations Including Storage Tanks, Civil Works, Mep Works Etc Complete As Shown On Drawings And Specifications; Irrigation Pump Station Nr 1 And Associated Works As Shown On Rsv-Wsp-Sw-Zz-Dr-Cuy-2041 To 2054 Drawings And Specifications | 1 | Nr | SAR | 2149422.54
Ellen | 2 | 2.0093 | Kingdom of Saudi Arabia | Jeddah | Infrastructure | Red Sea Village | Roads & Utilities | ALINMA ALTHURAYA | Thabat | Tender | 2020 |  | Miscellaneous Work | X900.2 | Construction Of Irrigation Pumpstations Including Storage Tanks, Civil Works, Mep Works Etc Complete As Shown On Drawings And Specifications; Irrigation Pump Station Nr 2 And Associated Works As Shown On Rsv-Wsp-Sw-Zz-Dr-Cuy-2056 To 2069 Drawings And Specifications | 1 | Nr | SAR | 3989103.41
Ellen | 2 | 2.0094 | Kingdom of Saudi Arabia | Jeddah | Infrastructure | Red Sea Village | Roads & Utilities | ALINMA ALTHURAYA | Thabat | Tender | 2020 |  | Miscellaneous Work | X900.3 | Construction Of Irrigation Pumpstations Including Storage Tanks, Civil Works, Mep Works Etc Complete As Shown On Drawings And Specifications; Irrigation Pump Station Nr 3 And Associated Works As Shown On Rsv-Wsp-Sw-Zz-Dr-Cuy-2071 To 2084 Drawings And Specifications | 1 | Nr | SAR | 2134417.22
Ellen | 2 | 2.0094 | Kingdom of Saudi Arabia | Jeddah | Infrastructure | Red Sea Village | Roads & Utilities | ALINMA ALTHURAYA | Thabat | Tender | 2020 |  | Miscellaneous Work | X900.4 | Construction Of Irrigation Pumpstations Including Storage Tanks, Civil Works, Mep Works Etc Complete As Shown On Drawings And Specifications; Irrigation Pump Station Nr 4 And Associated Works As Shown On Rsv-Wsp-Sw-Zz-Dr-Cuy-2086 To 2099 Drawings And Specifications | 1 | Nr | SAR | 2195234.72
Ellen | 2 | 2.0094 | Kingdom of Saudi Arabia | Jeddah | Infrastructure | Red Sea Village | Roads & Utilities | ALINMA ALTHURAYA | Thabat | Tender | 2020 |  | Miscellaneous Work | X900.5 | Construction Of Irrigation Pumpstations Including Storage Tanks, Civil Works, Mep Works Etc Complete As Shown On Drawings And Specifications; Irrigation Pump Station Nr 5 And Associated Works As Shown On Rsv-Wsp-Sw-Zz-Dr-Cuy-2111 To 2124 Drawings And Specifications | 1 | Nr | SAR | 3441740.41
Ellen | 2 | 2.0094 | Kingdom of Saudi Arabia | Jeddah | Infrastructure | Red Sea Village | Roads & Utilities | ALINMA ALTHURAYA | Thabat | Tender | 2020 |  | Miscellaneous Work | X900.6 | Construction Of Irrigation Pumpstations Including Storage Tanks, Civil Works, Mep Works Etc Complete As Shown On Drawings And Specifications; Irrigation Pump Station Nr 6 And Associated Works As Shown On Rsv-Wsp-Sw-Zz-Dr-Cuy-2126 To 2139 Drawings And Specifications | 1 | Nr | SAR | 2149771.6
Ellen | 2 | 2.0094 | Kingdom of Saudi Arabia | Jeddah | Infrastructure | Red Sea Village | Roads & Utilities | ALINMA ALTHURAYA | Thabat | Tender | 2020 |  | Miscellaneous Work | X900.7 | Construction Of Irrigation Pumpstations Including Storage Tanks, Civil Works, Mep Works Etc Complete As Shown On Drawings And Specifications; Irrigation Pump Station Nr 7 And Associated Works As Shown On Rsv-Wsp-Sw-Zz-Dr-Cuy-2141 To 2154 Drawings And Specifications | 1 | Nr | SAR | 1996077.78
Ellen | 2 | 2.0094 | Kingdom of Saudi Arabia | Jeddah | Infrastructure | Red Sea Village | Roads & Utilities | ALINMA ALTHURAYA | Thabat | Tender | 2020 |  | Miscellaneous Work | X900.1 | Construction Of Irrigation Pumpstations Including Storage Tanks, Civil Works, Mep Works Etc Complete As Shown On Drawings And Specifications; Irrigation Pump Station Nr 8 And Associated Works As Shown On Rsv-Wsp-Sw-Zz-Dr-Cuy-2156 To 2169 Drawings And Specifications | 1 | Nr | SAR | 1871672.72
Ellen | 2 | 2.0094 | Kingdom of Saudi Arabia | Jeddah | Infrastructure | Red Sea Village | Roads & Utilities | ALINMA ALTHURAYA | Thabat | Tender | 2020 |  | Miscellaneous Work | X900.2 | Construction Of Irrigation Pumpstations Including Storage Tanks, Civil Works, Mep Works Etc Complete As Shown On Drawings And Specifications; Irrigation Pump Station Nr 9 And Associated Works As Shown On Rsv-Wsp-Sw-Zz-Dr-Cuy-2171 To 2184 Drawings And Specifications | 1 | Nr | SAR | 2134417.22
Ellen | 2 | 2.0094 | Kingdom of Saudi Arabia | Jeddah | Infrastructure | Red Sea Village | Roads & Utilities | ALINMA ALTHURAYA | Thabat | Tender | 2020 |  | Pipework - Manholes And Pipework Ancillaries | K522.1 | Cable Ducts To Be Laid And Jointed In Trench Beneath Carriage Ways Including End Caps, 8 Mm Dia Draw Cords, Studs And Concrete Duct Markers As Specified And Complete All As Detailed On Drawings And Specifications; 2-Way; 100Mm Dia Depth Not Exceeding 1.5M | 2875 | m | SAR | 83.05
Ellen | 2 | 2.0094 | Kingdom of Saudi Arabia | Jeddah | Infrastructure | Red Sea Village | Roads & Utilities | ALINMA ALTHURAYA | Thabat | Tender | 2020 |  | Pipework - Manholes And Pipework Ancillaries | K542.1 | Cable Ducts To Be Laid And Jointed In Trench Beneath Carriage Ways Including End Caps, 8 Mm Dia Draw Cords, Studs And Concrete Duct Markers As Specified And Complete All As Detailed On Drawings And Specifications; 4-Way; 100Mm Dia Depth Not Exceeding 1.5M | 1110 | m | SAR | 166.26
Ellen | 2 | 2.0095 | Kingdom of Saudi Arabia | Jeddah | Infrastructure | Red Sea Village | Roads & Utilities | ALINMA ALTHURAYA | Thabat | Tender | 2020 |  | Pipework - Manholes And Pipework Ancillaries | K542.2 | Cable Ducts To Be Laid And Jointed In Trench Beneath Carriage Ways Including End Caps, 8 Mm Dia Draw Cords, Studs And Concrete Duct Markers As Specified And Complete All As Detailed On Drawings And Specifications; 6-Way; 100Mm Dia Depth Not Exceeding 1.5M | 77 | m | SAR | 247.88
Ellen | 2 | 2.0095 | Kingdom of Saudi Arabia | Jeddah | Infrastructure | Red Sea Village | Roads & Utilities | ALINMA ALTHURAYA | Thabat | Tender | 2020 |  | Pipework - Manholes And Pipework Ancillaries | K542.3 | Cable Ducts To Be Laid And Jointed In Trench Beneath Carriage Ways Including End Caps, 8 Mm Dia Draw Cords, Studs And Concrete Duct Markers As Specified And Complete All As Detailed On Drawings And Specifications; 8-Way; 100Mm Dia Depth Not Exceeding 1.5M | 8 | m | SAR | 336.94
Ellen | 2 | 2.0095 | Kingdom of Saudi Arabia | Jeddah | Infrastructure | Red Sea Village | Roads & Utilities | ALINMA ALTHURAYA | Thabat | Tender | 2020 |  | Pipework - Manholes And Pipework Ancillaries | K522.2 | Cable Ducts To Be Laid And Jointed In Trench Beneath Carriage Ways Including End Caps, 8 Mm Dia Draw Cords, Studs And Concrete Duct Markers As Specified And Complete All As Detailed On Drawings And Specifications; 2-Way; 150Mm Dia Depth Not Exceeding 1.5M | 61 | m | SAR | 84.84
Ellen | 2 | 2.0095 | Kingdom of Saudi Arabia | Jeddah | Infrastructure | Red Sea Village | Roads & Utilities | ALINMA ALTHURAYA | Thabat | Tender | 2020 |  | Pipework - Manholes And Pipework Ancillaries | K542.4 | Cable Ducts To Be Laid And Jointed In Trench Beneath Carriage Ways Including End Caps, 8 Mm Dia Draw Cords, Studs And Concrete Duct Markers As Specified And Complete All As Detailed On Drawings And Specifications; 4-Way; 150Mm Dia Depth Not Exceeding 1.5M | 52 | m | SAR | 165.89
Ellen | 2 | 2.0095 | Kingdom of Saudi Arabia | Jeddah | Infrastructure | Red Sea Village | Roads & Utilities | ALINMA ALTHURAYA | Thabat | Tender | 2020 |  | Pipework - Manholes And Pipework Ancillaries | K542.5 | Cable Ducts To Be Laid And Jointed In Trench Beneath Carriage Ways Including End Caps, 8 Mm Dia Draw Cords, Studs And Concrete Duct Markers As Specified And Complete All As Detailed On Drawings And Specifications; 6-Way; 150Mm Dia Depth Not Exceeding 1.5M | 49 | m | SAR | 250.86
Ellen | 2 | 2.0095 | Kingdom of Saudi Arabia | Jeddah | Infrastructure | Red Sea Village | Roads & Utilities | ALINMA ALTHURAYA | Thabat | Tender | 2020 |  | Pipework - Manholes And Pipework Ancillaries | K542.6 | Cable Ducts To Be Laid And Jointed In Trench Beneath Carriage Ways Including End Caps, 8 Mm Dia Draw Cords, Studs And Concrete Duct Markers As Specified And Complete All As Detailed On Drawings And Specifications; 8-Way; 150Mm Dia Depth Not Exceeding 1.5M | 8 | m | SAR | 336.94
Ellen | 2 | 2.0095 | Kingdom of Saudi Arabia | Jeddah | Infrastructure | Red Sea Village | Roads & Utilities | ALINMA ALTHURAYA | Thabat | Tender | 2020 |  | Pipework - Supports And Protection | L541.1 | Mass Concrete Bed And Surround To Street Lighting Crossing Duct; 2 Way; 100Mm Dia. Upvc Duct | 2875 | m | SAR | 167.32
Ellen | 2 | 2.0095 | Kingdom of Saudi Arabia | Jeddah | Infrastructure | Red Sea Village | Roads & Utilities | ALINMA ALTHURAYA | Thabat | Tender | 2020 |  | Pipework - Supports And Protection | L541.2 | Mass Concrete Bed And Surround To Street Lighting Crossing Duct; 4-Way; 100Mm Dia. Upvc Duct | 1110 | m | SAR | 251.68
Ellen | 2 | 2.0095 | Kingdom of Saudi Arabia | Jeddah | Infrastructure | Red Sea Village | Roads & Utilities | ALINMA ALTHURAYA | Thabat | Tender | 2020 |  | Pipework - Supports And Protection | L541.3 | Mass Concrete Bed And Surround To Street Lighting Crossing Duct; 6-Way; 100Mm Dia. Upvc Duct | 77 | m | SAR | 336.52
Ellen | 2 | 2.0095 | Kingdom of Saudi Arabia | Jeddah | Infrastructure | Red Sea Village | Roads & Utilities | ALINMA ALTHURAYA | Thabat | Tender | 2020 |  | Pipework - Supports And Protection | L541.4 | Mass Concrete Bed And Surround To Street Lighting Crossing Duct; 8-Way; 100Mm Dia. Upvc Duct | 8 | m | SAR | 506.88
Ellen | 2 | 2.0095 | Kingdom of Saudi Arabia | Jeddah | Infrastructure | Red Sea Village | Roads & Utilities | ALINMA ALTHURAYA | Thabat | Tender | 2020 |  | Pipework - Supports And Protection | L541.5 | Mass Concrete Bed And Surround To Street Lighting Crossing Duct; 2 Way; 150Mm Dia. Upvc Duct | 61 | m | SAR | 215.96
Ellen | 2 | 2.0096 | Kingdom of Saudi Arabia | Jeddah | Infrastructure | Red Sea Village | Roads & Utilities | ALINMA ALTHURAYA | Thabat | Tender | 2020 |  | Pipework - Supports And Protection | L541.6 | Mass Concrete Bed And Surround To Street Lighting Crossing Duct; 4-Way; 150Mm Dia. Upvc Duct | 52 | m | SAR | 379.69
Ellen | 2 | 2.0096 | Kingdom of Saudi Arabia | Jeddah | Infrastructure | Red Sea Village | Roads & Utilities | ALINMA ALTHURAYA | Thabat | Tender | 2020 |  | Pipework - Supports And Protection | L541.7 | Mass Concrete Bed And Surround To Street Lighting Crossing Duct; 6-Way; 150Mm Dia. Upvc Duct | 49 | m | SAR | 488.57
Ellen | 2 | 2.0096 | Kingdom of Saudi Arabia | Jeddah | Infrastructure | Red Sea Village | Roads & Utilities | ALINMA ALTHURAYA | Thabat | Tender | 2020 |  | Pipework - Supports And Protection | L541.8 | Mass Concrete Bed And Surround To Street Lighting Crossing Duct; 8-Way; 150Mm Dia. Upvc Duct | 8 | m | SAR | 668.49
Ellen | 2 | 2.0096 | Kingdom of Saudi Arabia | Jeddah | Infrastructure | Red Sea Village | Roads & Utilities | ALINMA ALTHURAYA | Thabat | Tender | 2020 |  | Miscellaneous Work | X900.1 | Reinforced Concrete High Lighting Column Bases Complete As Detailed On And Washers With Denso Tape (Before Casting And After Erection), Bitumen Paint Etc.; Foundation For 9M Lighting Column | 365 | Nr | SAR | 1262.04
Ellen | 2 | 2.0096 | Kingdom of Saudi Arabia | Jeddah | Infrastructure | Red Sea Village | Roads & Utilities | ALINMA ALTHURAYA | Thabat | Tender | 2020 |  | Miscellaneous Work | X900.2 | Reinforced Concrete High Lighting Column Bases Complete As Detailed On And Washers With Denso Tape (Before Casting And After Erection), Bitumen Paint Etc.; Foundation For 12M Lighting Column | 553 | Nr | SAR | 1696.36
Ellen | 2 | 2.0096 | Kingdom of Saudi Arabia | Jeddah | Infrastructure | Red Sea Village | Roads & Utilities | ALINMA ALTHURAYA | Thabat | Tender | 2020 |  | Miscellaneous Work | X900.1 | Supply And Install Lighting Column And Accessories Complete With Brackets, Luminaries, Lamps And Cut-Outs, Terminate Cables, All Cables Inside The Lighting Column And Luminaries, Commission And Grouting Of Base Plate And Handling As Detailed On Drawings And Specifications; 9M High Lighting Column With 1X 55W Led Luminaire | 365 | Nr | SAR | 3668.15
Ellen | 2 | 2.0096 | Kingdom of Saudi Arabia | Jeddah | Infrastructure | Red Sea Village | Roads & Utilities | ALINMA ALTHURAYA | Thabat | Tender | 2020 |  | Miscellaneous Work | X900.2 | Supply And Install Lighting Column And Accessories Complete With Brackets, Luminaries, Lamps And Cut-Outs, Terminate Cables, All Cables Inside The Lighting Column And Luminaries, Commission And Grouting Of Base Plate And Handling As Detailed On Drawings And Specifications; 12M High Lighting Column With 1X 90W Led Luminaire | 174 | Nr | SAR | 4216.89
Ellen | 2 | 2.0096 | Kingdom of Saudi Arabia | Jeddah | Infrastructure | Red Sea Village | Roads & Utilities | ALINMA ALTHURAYA | Thabat | Tender | 2020 |  | Miscellaneous Work | X900.3 | Supply And Install Lighting Column And Accessories Complete With Brackets, Luminaries, Lamps And Cut-Outs, Terminate Cables, All Cables Inside The Lighting Column And Luminaries, Commission And Grouting Of Base Plate And Handling As Detailed On Drawings And Specifications; 12M High Lighting Column With 2X 90W Led Luminaire | 297 | Nr | SAR | 5790.19
Ellen | 2 | 2.0096 | Kingdom of Saudi Arabia | Jeddah | Infrastructure | Red Sea Village | Roads & Utilities | ALINMA ALTHURAYA | Thabat | Tender | 2020 |  | Miscellaneous Work | X900.4 | Supply And Install Lighting Column And Accessories Complete With Brackets, Luminaries, Lamps And Cut-Outs, Terminate Cables, All Cables Inside The Lighting Column And Luminaries, Commission And Grouting Of Base Plate And Handling As Detailed On Drawings And Specifications; 12M High Lighting Column With 2X 160W Led Luminaire | 82 | Nr | SAR | 6046.98
Ellen | 2 | 2.0097 | Kingdom of Saudi Arabia | Jeddah | Infrastructure | Red Sea Village | Roads & Utilities | ALINMA ALTHURAYA | Thabat | Tender | 2020 |  | Miscellaneous Work | X900.1 | Excavate For Cable Trenches; Trench Not Exceeding 1.50M Deep, Width Varying Between 0.4 - 0.8M For Varying Number Of Cables | 35174 | m | SAR | 10.81
Ellen | 2 | 2.0097 | Kingdom of Saudi Arabia | Jeddah | Infrastructure | Red Sea Village | Roads & Utilities | ALINMA ALTHURAYA | Thabat | Tender | 2020 |  | Miscellaneous Work | X900.2 | Sand Bed And Surround For Varying Number Of Power Cables | 35174 | m | SAR | 29.39
Ellen | 2 | 2.0097 | Kingdom of Saudi Arabia | Jeddah | Infrastructure | Red Sea Village | Roads & Utilities | ALINMA ALTHURAYA | Thabat | Tender | 2020 |  | Miscellaneous Work | X900.3 | Supply And Install The Following Power Supply Cabling In Trench As Detailed On Drawings And Specifications; 4C X 16Mm2 Cu/ Xlpe/ Swa/ Pvc Cable + 1C X 16Mm2 Cu/ Xlpe/ Swa/ Pvc Earth Cable; 1 Way | 28499 | m | SAR | 47.46
Ellen | 2 | 2.0097 | Kingdom of Saudi Arabia | Jeddah | Infrastructure | Red Sea Village | Roads & Utilities | ALINMA ALTHURAYA | Thabat | Tender | 2020 |  | Miscellaneous Work | X900.4 | Supply And Install The Following Power Supply Cabling In Trench As Detailed On Drawings And Specifications; 4C X 16Mm2 Cu/ Xlpe/ Swa/ Pvc Cable + 1C X 16Mm2 Cu/ Xlpe/ Swa/ Pvc Earth Cable; 2 Way | 5587 | m | SAR | 94.93
Ellen | 2 | 2.0097 | Kingdom of Saudi Arabia | Jeddah | Infrastructure | Red Sea Village | Roads & Utilities | ALINMA ALTHURAYA | Thabat | Tender | 2020 |  | Miscellaneous Work | X900.5 | Supply And Install The Following Power Supply Cabling In Trench As Detailed On Drawings And Specifications; 4C X 16Mm2 Cu/ Xlpe/ Swa/ Pvc Cable + 1C X 16Mm2 Cu/ Xlpe/ Swa/ Pvc Earth Cable; 3 Way | 850 | m | SAR | 142.39
Ellen | 2 | 2.0097 | Kingdom of Saudi Arabia | Jeddah | Infrastructure | Red Sea Village | Roads & Utilities | ALINMA ALTHURAYA | Thabat | Tender | 2020 |  | Miscellaneous Work | X900.6 | Supply And Install The Following Power Supply Cabling In Trench As Detailed On Drawings And Specifications; 4C X 16Mm2 Cu/ Xlpe/ Swa/ Pvc Cable + 1C X 16Mm2 Cu/ Xlpe/ Swa/ Pvc Earth Cable; 4 Way | 165 | m | SAR | 189.85
Ellen | 2 | 2.0097 | Kingdom of Saudi Arabia | Jeddah | Infrastructure | Red Sea Village | Roads & Utilities | ALINMA ALTHURAYA | Thabat | Tender | 2020 |  | Miscellaneous Work | X900.7 | Supply And Install The Following Power Supply Cabling In Trench As Detailed On Drawings And Specifications; 4C X 16Mm2 Cu/ Xlpe/ Swa/ Pvc Cable + 1C X 16Mm2 Cu/ Xlpe/ Swa/ Pvc Earth Cable; 5 Way | 73 | m | SAR | 237.32
Ellen | 2 | 2.0097 | Kingdom of Saudi Arabia | Jeddah | Infrastructure | Red Sea Village | Roads & Utilities | ALINMA ALTHURAYA | Thabat | Tender | 2020 |  | Miscellaneous Work | X900.8 | Supply And Install The Following Power Supply Cabling In Trench As Detailed On Drawings And Specifications; 4C X 16Mm2 Cu/ Xlpe/ Swa/ Pvc Cable + 1C X 16Mm2 Cu/ Xlpe/ Swa/ Pvc Earth Cable; Warning Tape As Approved By Road Lighting Department | 35174 | m | SAR | 5.41
Ellen | 2 | 2.0097 | Kingdom of Saudi Arabia | Jeddah | Infrastructure | Red Sea Village | Roads & Utilities | ALINMA ALTHURAYA | Thabat | Tender | 2020 |  | Miscellaneous Work | X900.1 | Supply And Install The Following Power Supply Cabling Not In Trench As Detailed On Drawings And Specifications; 4C X 16Mm2 Cu/ Xlpe/ Swa/ Pvc Cable + 1C X 16Mm2 Cu/ Xlpe/ Swa/ Pvc Earth Cable; 1 Way | 825 | m | SAR | 47.46
Ellen | 2 | 2.0097 | Kingdom of Saudi Arabia | Jeddah | Infrastructure | Red Sea Village | Roads & Utilities | ALINMA ALTHURAYA | Thabat | Tender | 2020 |  | Miscellaneous Work | X900.2 | Supply And Install The Following Power Supply Cabling Not In Trench As Detailed On Drawings And Specifications; 4C X 16Mm2 Cu/ Xlpe/ Swa/ Pvc Cable + 1C X 16Mm2 Cu/ Xlpe/ Swa/ Pvc Earth Cable; 2 Way | 607 | m | SAR | 94.93
Ellen | 2 | 2.0097 | Kingdom of Saudi Arabia | Jeddah | Infrastructure | Red Sea Village | Roads & Utilities | ALINMA ALTHURAYA | Thabat | Tender | 2020 |  | Miscellaneous Work | X900.3 | Supply And Install The Following Power Supply Cabling Not In Trench As Detailed On Drawings And Specifications; 4C X 16Mm2 Cu/ Xlpe/ Swa/ Pvc Cable + 1C X 16Mm2 Cu/ Xlpe/ Swa/ Pvc Earth Cable; 3 Way | 103 | m | SAR | 142.39
Ellen | 2 | 2.0098 | Kingdom of Saudi Arabia | Jeddah | Infrastructure | Red Sea Village | Roads & Utilities | ALINMA ALTHURAYA | Thabat | Tender | 2020 |  | Miscellaneous Work | X900.4 | Supply And Install The Following Power Supply Cabling Not In Trench As Detailed On Drawings And Specifications; 4C X 16Mm2 Cu/ Xlpe/ Swa/ Pvc Cable + 1C X 16Mm2 Cu/ Xlpe/ Swa/ Pvc Earth Cable; 4 Way | 31 | m | SAR | 189.85
Ellen | 2 | 2.0098 | Kingdom of Saudi Arabia | Jeddah | Infrastructure | Red Sea Village | Roads & Utilities | ALINMA ALTHURAYA | Thabat | Tender | 2020 |  | Miscellaneous Work | X900.5 | Supply And Install The Following Power Supply Cabling Not In Trench As Detailed On Drawings And Specifications; 4C X 16Mm2 Cu/ Xlpe/ Swa/ Pvc Cable + 1C X 16Mm2 Cu/ Xlpe/ Swa/ Pvc Earth Cable; 5 Way | 9 | m | SAR | 237.32
Ellen | 2 | 2.0098 | Kingdom of Saudi Arabia | Jeddah | Infrastructure | Red Sea Village | Roads & Utilities | ALINMA ALTHURAYA | Thabat | Tender | 2020 |  | Miscellaneous Work | X900.1 | Supply And Install Complete Earthing System Including Excavation, Backfilling, Compaction And Handling As Detailed On Drawings And Specifications | 70 | Nr | SAR | 3498.71
Ellen | 2 | 2.0098 | Kingdom of Saudi Arabia | Jeddah | Infrastructure | Red Sea Village | Roads & Utilities | ALINMA ALTHURAYA | Thabat | Tender | 2020 |  | Pipework - Manholes And Pipework Ancillaries | K231.1 | Reinforced Concrete Joint Boxes Complete All As Detailed On Drawings And Specifications; Proposed Telecom Manholes | 1 | Nr | SAR | 13866.13
Ellen | 2 | 2.0098 | Kingdom of Saudi Arabia | Jeddah | Infrastructure | Red Sea Village | Roads & Utilities | ALINMA ALTHURAYA | Thabat | Tender | 2020 |  | Pipework - Manholes And Pipework Ancillaries | K231.2 | Reinforced Concrete Joint Boxes Complete All As Detailed On Drawings And Specifications; Proposed Telecom Handholes (600X800Mmx1250Mm) | 138 | Nr | SAR | 9998.13
Ellen | 2 | 2.0098 | Kingdom of Saudi Arabia | Jeddah | Infrastructure | Red Sea Village | Roads & Utilities | ALINMA ALTHURAYA | Thabat | Tender | 2020 |  | Pipework - Manholes And Pipework Ancillaries | K542.1 | Supply, Lay & Joint Hdpe Telecom Ducts In Trench Including Excavation, Backfilling, Bed And Surrounding, Warning Tape, Endcap And All Related Work Complete All As Detailed On Drawings And Specifications; 32Mm Dia Main Ducts | 319876 | m | SAR | 71.36
Ellen | 2 | 2.0098 | Kingdom of Saudi Arabia | Jeddah | Infrastructure | Red Sea Village | Roads & Utilities | ALINMA ALTHURAYA | Thabat | Tender | 2020 |  | Pipework - Manholes And Pipework Ancillaries | K542.2 | Supply, Lay & Joint Hdpe Telecom Ducts In Trench Including Excavation, Backfilling, Bed And Surrounding, Warning Tape, Endcap And All Related Work Complete All As Detailed On Drawings And Specifications; 20Mm Dia Plot Connection Ducts | 41154 | m | SAR | 47.59
Ellen | 2 | 2.0098 | Kingdom of Saudi Arabia | Jeddah | Infrastructure | Red Sea Village | Roads & Utilities | ALINMA ALTHURAYA | Thabat | Tender | 2020 |  | Pipework - Supports And Protection | L541 | Mass Concrete Surround To Telecom Ducts Including Formwork, Polythene Sheet And Bituminous Paint Complete All As Detailed On Drawings And Specifications | 1890 | m | SAR | 54.2
Ellen | 2 | 2.0098 | Kingdom of Saudi Arabia | Jeddah | Infrastructure | Red Sea Village | Roads & Utilities | ALINMA ALTHURAYA | Thabat | Tender | 2020 |  | Miscellaneous Work | X900.1 | Supply And Installation Of 150Mm Diameter Protection Post | 32 | Nr | SAR | 2229.98
Ellen | 2 | 2.0099 | Kingdom of Saudi Arabia | Jeddah | Infrastructure | Red Sea Village | Roads & Utilities | ALINMA ALTHURAYA | Huta | Tender | 2020 |  | Demolition And Site Clearance | D100 | General Site Clearance In Accordance With Drawings And Specifications. | 737700 | m² | SAR | 2.5
Ellen | 2 | 2.0099 | Kingdom of Saudi Arabia | Jeddah | Infrastructure | Red Sea Village | Roads & Utilities | ALINMA ALTHURAYA | Huta | Tender | 2020 |  | Ground Investigation | B111 | Trial Pits And Trenches To Ascertain/ Verify/ Locate Existing Services; Maximum Length 3M, Excavation By Hand; Maximum Depth Not Exceeding 1.0M; Number In Material Other Than Rock | 5 | Nr | SAR | 6000
Ellen | 2 | 2.0099 | Kingdom of Saudi Arabia | Jeddah | Infrastructure | Red Sea Village | Roads & Utilities | ALINMA ALTHURAYA | Huta | Tender | 2020 |  | Ground Investigation | B130.1 | Trial Pits And Trenches To Ascertain/ Verify/ Locate Existing Services; Maximum Length 3M, Excavation By Hand; Maximum Depth Not Exceeding 1.0M; Depth In Material Other Than Rock | 5 | m | SAR | 6000
Ellen | 2 | 2.0099 | Kingdom of Saudi Arabia | Jeddah | Infrastructure | Red Sea Village | Roads & Utilities | ALINMA ALTHURAYA | Huta | Tender | 2020 |  | Ground Investigation | B150.1 | Trial Pits And Trenches To Ascertain/ Verify/ Locate Existing Services; Maximum Length 3M, Excavation By Hand; Maximum Depth Not Exceeding 1.0M; Depth Supported | 5 | m | SAR | 8000
Ellen | 2 | 2.0099 | Kingdom of Saudi Arabia | Jeddah | Infrastructure | Red Sea Village | Roads & Utilities | ALINMA ALTHURAYA | Huta | Tender | 2020 |  | Ground Investigation | B160.1 | Trial Pits And Trenches To Ascertain/ Verify/ Locate Existing Services; Maximum Length 3M, Excavation By Hand; Maximum Depth Not Exceeding 1.0M; Depth Backfilled With Excavated Material | 5 | m | SAR | 1200
Ellen | 2 | 2.0099 | Kingdom of Saudi Arabia | Jeddah | Infrastructure | Red Sea Village | Roads & Utilities | ALINMA ALTHURAYA | Huta | Tender | 2020 |  | Ground Investigation | B112 | Trial Pits And Trenches To Ascertain/ Verify/ Locate Existing Services; Maximum Length 3M, Excavation By Hand; Maximum Depth 1 - 2M; Number In Material Other Than Rock | 3 | Nr | SAR | 8000
Ellen | 2 | 2.0099 | Kingdom of Saudi Arabia | Jeddah | Infrastructure | Red Sea Village | Roads & Utilities | ALINMA ALTHURAYA | Huta | Tender | 2020 |  | Ground Investigation | B130.2 | Trial Pits And Trenches To Ascertain/ Verify/ Locate Existing Services; Maximum Length 3M, Excavation By Hand; Maximum Depth 1 - 2M; Depth In Material Other Than Rock | 6 | m | SAR | 4000
Ellen | 2 | 2.0099 | Kingdom of Saudi Arabia | Jeddah | Infrastructure | Red Sea Village | Roads & Utilities | ALINMA ALTHURAYA | Huta | Tender | 2020 |  | Ground Investigation | B150.2 | Trial Pits And Trenches To Ascertain/ Verify/ Locate Existing Services; Maximum Length 3M, Excavation By Hand; Maximum Depth 1 - 2M; Depth Supported | 6 | m | SAR | 9600
Ellen | 2 | 2.0099 | Kingdom of Saudi Arabia | Jeddah | Infrastructure | Red Sea Village | Roads & Utilities | ALINMA ALTHURAYA | Huta | Tender | 2020 |  | Ground Investigation | B160.2 | Trial Pits And Trenches To Ascertain/ Verify/ Locate Existing Services; Maximum Length 3M, Excavation By Hand; Maximum Depth 1 - 2M; Depth Backfilled With Excavated Material | 6 | m | SAR | 2000
Ellen | 2 | 2.0099 | Kingdom of Saudi Arabia | Jeddah | Infrastructure | Red Sea Village | Roads & Utilities | ALINMA ALTHURAYA | Huta | Tender | 2020 |  | Ground Investigation | B113 | Trial Pits And Trenches To Ascertain/ Verify/ Locate Existing Services; Maximum Length 3M, Excavation By Hand; Maximum Depth 2 - 3M; Number In Material Other Than Rock | 2 | Nr | SAR | 12000
Ellen | 2 | 2.0099 | Kingdom of Saudi Arabia | Jeddah | Infrastructure | Red Sea Village | Roads & Utilities | ALINMA ALTHURAYA | Huta | Tender | 2020 |  | Ground Investigation | B130.3 | Trial Pits And Trenches To Ascertain/ Verify/ Locate Existing Services; Maximum Length 3M, Excavation By Hand; Maximum Depth 2 - 3M; Depth In Material Other Than Rock | 6 | m | SAR | 4000
Ellen | 2 | 2.01 | Kingdom of Saudi Arabia | Jeddah | Infrastructure | Red Sea Village | Roads & Utilities | ALINMA ALTHURAYA | Huta | Tender | 2020 |  | Ground Investigation | B150.3 | Trial Pits And Trenches To Ascertain/ Verify/ Locate Existing Services; Maximum Length 3M, Excavation By Hand; Maximum Depth 2 - 3M; Depth Supported | 6 | m | SAR | 12000
Ellen | 2 | 2.01 | Kingdom of Saudi Arabia | Jeddah | Infrastructure | Red Sea Village | Roads & Utilities | ALINMA ALTHURAYA | Huta | Tender | 2020 |  | Ground Investigation | B160.3 | Trial Pits And Trenches To Ascertain/ Verify/ Locate Existing Services; Maximum Length 3M, Excavation By Hand; Maximum Depth 2 - 3M; Depth Backfilled With Excavated Material | 6 | m | SAR | 2800
Ellen | 2 | 2.01 | Kingdom of Saudi Arabia | Jeddah | Infrastructure | Red Sea Village | Roads & Utilities | ALINMA ALTHURAYA | Huta | Tender | 2020 |  | Earthworks | E210 | Excavation For Cuttings, Topsoil (Provisional Quantities) | 100 | m³ | SAR | 21
Ellen | 2 | 2.01 | Kingdom of Saudi Arabia | Jeddah | Infrastructure | Red Sea Village | Roads & Utilities | ALINMA ALTHURAYA | Huta | Tender | 2020 |  | Earthworks | E220 | Excavation For Cuttings, Material Other Than Top Soil, Rock Or Artificial Hard Material | 9740 | m³ | SAR | 21
Ellen | 2 | 2.01 | Kingdom of Saudi Arabia | Jeddah | Infrastructure | Red Sea Village | Roads & Utilities | ALINMA ALTHURAYA | Huta | Tender | 2020 |  | Earthworks | E522 | Preparation Of Excavated Surfaces To Receive Permanent Works; Material Other Than Topsoil Rock Or Artificial Hard Material | 8938 | m² | SAR | 10
Ellen | 2 | 2.01 | Kingdom of Saudi Arabia | Jeddah | Infrastructure | Red Sea Village | Roads & Utilities | ALINMA ALTHURAYA | Huta | Tender | 2020 |  | Earthworks | E539 | Disposal Of Surplus Excavated Materials (Suitable/ Unsuitable) Including Loading /Unloading, Site Handling And Transportation To Approved Designated Site | 2048 | m³ | SAR | 13
Ellen | 2 | 2.01 | Kingdom of Saudi Arabia | Jeddah | Infrastructure | Red Sea Village | Roads & Utilities | ALINMA ALTHURAYA | Huta | Tender | 2020 |  | Earthworks | E624 | Filling Below Subgrade And Median With Suitable Excavated Materials As Directed By The Engineer | 7792 | m³ | SAR | 14
Ellen | 2 | 2.01 | Kingdom of Saudi Arabia | Jeddah | Infrastructure | Red Sea Village | Roads & Utilities | ALINMA ALTHURAYA | Huta | Tender | 2020 |  | Earthworks | E625 | Filling Below Sub Grade And Median With Imported Materials Other Than Top Soil Or Rock For Roads And Other Areas Of Fill Other Than Adjacent To Structures | 224006 | m³ | SAR | 30
Ellen | 2 | 2.01 | Kingdom of Saudi Arabia | Jeddah | Infrastructure | Red Sea Village | Roads & Utilities | ALINMA ALTHURAYA | Huta | Tender | 2020 |  | Earthworks | E699 | Allow For Excavation And Filling Of Soft Spots And Other Voids Below Cuttings As Directed By The Engineer (Provisional Quantities) | 100 | m³ | SAR | 30
Ellen | 2 | 2.0101 | Kingdom of Saudi Arabia | Jeddah | Infrastructure | Red Sea Village | Roads & Utilities | ALINMA ALTHURAYA | Huta | Tender | 2020 |  | Earthworks | E722 | Preparation Of Filled Surfaces To Received Permanent Works | 517240 | m² | SAR | 4
Ellen | 2 | 2.0101 | Kingdom of Saudi Arabia | Jeddah | Infrastructure | Red Sea Village | Roads & Utilities | ALINMA ALTHURAYA | Huta | Tender | 2020 |  | Roads And Pavings | R194.1 | Sub-Bases, Flexible Road Bases And Surfacing; Aggregate Base Course; Depth : 150Mm | 327589 | m² | SAR | 14
Ellen | 2 | 2.0101 | Kingdom of Saudi Arabia | Jeddah | Infrastructure | Red Sea Village | Roads & Utilities | ALINMA ALTHURAYA | Huta | Tender | 2020 |  | Roads And Pavings | R194.2 | Sub-Bases, Flexible Road Bases And Surfacing; Aggregate Base Course; Depth : 160Mm | 22706 | m² | SAR | 15
Ellen | 2 | 2.0101 | Kingdom of Saudi Arabia | Jeddah | Infrastructure | Red Sea Village | Roads & Utilities | ALINMA ALTHURAYA | Huta | Tender | 2020 |  | Roads And Pavings | R194.3 | Sub-Bases, Flexible Road Bases And Surfacing; Aggregate Sub Base Course; Depth : 150Mm | 127796 | m² | SAR | 14
Ellen | 2 | 2.0101 | Kingdom of Saudi Arabia | Jeddah | Infrastructure | Red Sea Village | Roads & Utilities | ALINMA ALTHURAYA | Huta | Tender | 2020 |  | Roads And Pavings | R194.4 | Sub-Bases, Flexible Road Bases And Surfacing; Aggregate Sub Base Course; Depth : 200Mm | 233941 | m² | SAR | 18
Ellen | 2 | 2.0101 | Kingdom of Saudi Arabia | Jeddah | Infrastructure | Red Sea Village | Roads & Utilities | ALINMA ALTHURAYA | Huta | Tender | 2020 |  | Roads And Pavings | R322.1 | Sub-Bases, Flexible Road Bases And Surfacing; Rolled Asphalt; Asphalt Concrete Wearing Course; 50Mm Thick | 315972 | m² | SAR | 18
Ellen | 2 | 2.0101 | Kingdom of Saudi Arabia | Jeddah | Infrastructure | Red Sea Village | Roads & Utilities | ALINMA ALTHURAYA | Huta | Tender | 2020 |  | Roads And Pavings | R322.2 | Sub-Bases, Flexible Road Bases And Surfacing; Rolled Asphalt; Asphalt Base Course; 50Mm Thick | 35083 | m² | SAR | 18
Ellen | 2 | 2.0101 | Kingdom of Saudi Arabia | Jeddah | Infrastructure | Red Sea Village | Roads & Utilities | ALINMA ALTHURAYA | Huta | Tender | 2020 |  | Roads And Pavings | R323.1 | Sub-Bases, Flexible Road Bases And Surfacing; Rolled Asphalt; Asphalt Base Course; 70Mm Thick | 56064 | m² | SAR | 25
Ellen | 2 | 2.0101 | Kingdom of Saudi Arabia | Jeddah | Infrastructure | Red Sea Village | Roads & Utilities | ALINMA ALTHURAYA | Huta | Tender | 2020 |  | Roads And Pavings | R323.2 | Sub-Bases, Flexible Road Bases And Surfacing; Rolled Asphalt; Asphalt Base Course; 100Mm Thick | 204344 | m² | SAR | 35
Ellen | 2 | 2.0101 | Kingdom of Saudi Arabia | Jeddah | Infrastructure | Red Sea Village | Roads & Utilities | ALINMA ALTHURAYA | Huta | Tender | 2020 |  | Roads And Pavings | R324 | Sub-Bases, Flexible Road Bases And Surfacing; Rolled Asphalt; Asphalt Base Course; 140Mm Thick | 20481 | m² | SAR | 48
Ellen | 2 | 2.0101 | Kingdom of Saudi Arabia | Jeddah | Infrastructure | Red Sea Village | Roads & Utilities | ALINMA ALTHURAYA | Huta | Tender | 2020 |  | Roads And Pavings | R350.1 | Sub-Bases, Flexible Road Bases And Surfacing; Bituminous Spray; Prime Coat | 315972 | m² | SAR | 2.5
Ellen | 2 | 2.0102 | Kingdom of Saudi Arabia | Jeddah | Infrastructure | Red Sea Village | Roads & Utilities | ALINMA ALTHURAYA | Huta | Tender | 2020 |  | Roads And Pavings | R350.2 | Sub-Bases, Flexible Road Bases And Surfacing; Bituminous Spray; Tack Coat | 315972 | m² | SAR | 2.5
Ellen | 2 | 2.0102 | Kingdom of Saudi Arabia | Jeddah | Infrastructure | Red Sea Village | Roads & Utilities | ALINMA ALTHURAYA | Huta | Tender | 2020 |  | Roads And Pavings | R690.1 | Kerb, Channels Or Edgings; Straight Or Curved, Complete Including Earthworks, Concrete Bed And Backing, Backfilling And Transitions As Per Dwg And Specification; Precast Concrete Upstand Kerb 150 X 305Mm | 76273 | m | SAR | 92
Ellen | 2 | 2.0102 | Kingdom of Saudi Arabia | Jeddah | Infrastructure | Red Sea Village | Roads & Utilities | ALINMA ALTHURAYA | Huta | Tender | 2020 |  | Roads And Pavings | R690.2 | Kerb, Channels Or Edgings; Straight Or Curved, Complete Including Earthworks, Concrete Bed And Backing, Backfilling And Transitions As Per Dwg And Specification; Precast Concrete Flush Kerb 150 X 210Mm | 5842 | m | SAR | 90
Ellen | 2 | 2.0102 | Kingdom of Saudi Arabia | Jeddah | Infrastructure | Red Sea Village | Roads & Utilities | ALINMA ALTHURAYA | Huta | Tender | 2020 |  | Roads And Pavings | R690.3 | Kerb, Channels Or Edgings; Straight Or Curved, Complete Including Earthworks, Concrete Bed And Backing, Backfilling And Transitions As Per Dwg And Specification; Precast Concrete Drop Kerb 150 X 305Mm | 3899 | m | SAR | 92
Ellen | 2 | 2.0102 | Kingdom of Saudi Arabia | Jeddah | Infrastructure | Red Sea Village | Roads & Utilities | ALINMA ALTHURAYA | Huta | Tender | 2020 |  | Roads And Pavings | R714.1 | Light Duty Pavement/ Interlock Pavement; Aggregate Base; Depth 150Mm | 39789 | m² | SAR | 14
Ellen | 2 | 2.0102 | Kingdom of Saudi Arabia | Jeddah | Infrastructure | Red Sea Village | Roads & Utilities | ALINMA ALTHURAYA | Huta | Tender | 2020 |  | Roads And Pavings | R714.2 | Light Duty Pavement/ Interlock Pavement; Aggregate Subbase; Depth 150Mm | 39789 | m² | SAR | 14
Ellen | 2 | 2.0102 | Kingdom of Saudi Arabia | Jeddah | Infrastructure | Red Sea Village | Roads & Utilities | ALINMA ALTHURAYA | Huta | Tender | 2020 |  | Roads And Pavings | R793 | Light Duty Pavement/ Interlock Pavement; Precast Concrete Block Paving Tiles; Type Cs7A ; Thickness 80Mm On And Including 50Mm Thick Sand Bed | 39789 | m² | SAR | 88
Ellen | 2 | 2.0102 | Kingdom of Saudi Arabia | Jeddah | Infrastructure | Red Sea Village | Roads & Utilities | ALINMA ALTHURAYA | Huta | Tender | 2020 |  | Roads And Pavings | R811.1 | Supply And Install Traffic Signs Including Posts, Foundations And All Necessary Complete As Detailed On Drawings And Specification; Traffic Sign; Reference R1-1 | 71 | Nr | SAR | 950
Ellen | 2 | 2.0102 | Kingdom of Saudi Arabia | Jeddah | Infrastructure | Red Sea Village | Roads & Utilities | ALINMA ALTHURAYA | Huta | Tender | 2020 |  | Roads And Pavings | R811.2 | Supply And Install Traffic Signs Including Posts, Foundations And All Necessary Complete As Detailed On Drawings And Specification; Traffic Sign; Reference R2-1 | 133 | Nr | SAR | 750
Ellen | 2 | 2.0103 | Kingdom of Saudi Arabia | Jeddah | Infrastructure | Red Sea Village | Roads & Utilities | ALINMA ALTHURAYA | Huta | Tender | 2020 |  | Roads And Pavings | R811.3 | Supply And Install Traffic Signs Including Posts, Foundations And All Necessary Complete As Detailed On Drawings And Specification; Traffic Sign; Reference R3-1-60 | 20 | Nr | SAR | 950
Ellen | 2 | 2.0103 | Kingdom of Saudi Arabia | Jeddah | Infrastructure | Red Sea Village | Roads & Utilities | ALINMA ALTHURAYA | Huta | Tender | 2020 |  | Roads And Pavings | R811.4 | Supply And Install Traffic Signs Including Posts, Foundations And All Necessary Complete As Detailed On Drawings And Specification; Traffic Sign; Reference R3-1-40 | 48 | Nr | SAR | 950
Ellen | 2 | 2.0103 | Kingdom of Saudi Arabia | Jeddah | Infrastructure | Red Sea Village | Roads & Utilities | ALINMA ALTHURAYA | Huta | Tender | 2020 |  | Roads And Pavings | R811.5 | Supply And Install Traffic Signs Including Posts, Foundations And All Necessary Complete As Detailed On Drawings And Specification; Traffic Sign; Reference R3-1-30 | 36 | Nr | SAR | 950
Ellen | 2 | 2.0103 | Kingdom of Saudi Arabia | Jeddah | Infrastructure | Red Sea Village | Roads & Utilities | ALINMA ALTHURAYA | Huta | Tender | 2020 |  | Roads And Pavings | R811.6 | Supply And Install Traffic Signs Including Posts, Foundations And All Necessary Complete As Detailed On Drawings And Specification; Traffic Sign; Reference R5-1 | 11 | Nr | SAR | 950
Ellen | 2 | 2.0103 | Kingdom of Saudi Arabia | Jeddah | Infrastructure | Red Sea Village | Roads & Utilities | ALINMA ALTHURAYA | Huta | Tender | 2020 |  | Roads And Pavings | R811.7 | Supply And Install Traffic Signs Including Posts, Foundations And All Necessary Complete As Detailed On Drawings And Specification; Traffic Sign; Reference R6-7 | 22 | Nr | SAR | 950
Ellen | 2 | 2.0103 | Kingdom of Saudi Arabia | Jeddah | Infrastructure | Red Sea Village | Roads & Utilities | ALINMA ALTHURAYA | Huta | Tender | 2020 |  | Roads And Pavings | R811.8 | Supply And Install Traffic Signs Including Posts, Foundations And All Necessary Complete As Detailed On Drawings And Specification; Traffic Sign; Reference R7-2 | 7 | Nr | SAR | 950
Ellen | 2 | 2.0103 | Kingdom of Saudi Arabia | Jeddah | Infrastructure | Red Sea Village | Roads & Utilities | ALINMA ALTHURAYA | Huta | Tender | 2020 |  | Roads And Pavings | R811.9 | Supply And Install Traffic Signs Including Posts, Foundations And All Necessary Complete As Detailed On Drawings And Specification; Traffic Sign; Reference R8-1 | 11 | Nr | SAR | 950
Ellen | 2 | 2.0103 | Kingdom of Saudi Arabia | Jeddah | Infrastructure | Red Sea Village | Roads & Utilities | ALINMA ALTHURAYA | Huta | Tender | 2020 |  | Roads And Pavings | R811.10 | Supply And Install Traffic Signs Including Posts, Foundations And All Necessary Complete As Detailed On Drawings And Specification; Traffic Sign; Reference R8-2 | 21 | Nr | SAR | 950
Ellen | 2 | 2.0103 | Kingdom of Saudi Arabia | Jeddah | Infrastructure | Red Sea Village | Roads & Utilities | ALINMA ALTHURAYA | Huta | Tender | 2020 |  | Roads And Pavings | R811.11 | Supply And Install Traffic Signs Including Posts, Foundations And All Necessary Complete As Detailed On Drawings And Specification; Traffic Sign; Reference R8-3 | 28 | Nr | SAR | 950
Ellen | 2 | 2.0103 | Kingdom of Saudi Arabia | Jeddah | Infrastructure | Red Sea Village | Roads & Utilities | ALINMA ALTHURAYA | Huta | Tender | 2020 |  | Roads And Pavings | R811.12 | Supply And Install Traffic Signs Including Posts, Foundations And All Necessary Complete As Detailed On Drawings And Specification; Traffic Sign; Reference R15-1 | 1 | Nr | SAR | 950
Ellen | 2 | 2.0103 | Kingdom of Saudi Arabia | Jeddah | Infrastructure | Red Sea Village | Roads & Utilities | ALINMA ALTHURAYA | Huta | Tender | 2020 |  | Roads And Pavings | R811.13 | Supply And Install Traffic Signs Including Posts, Foundations And All Necessary Complete As Detailed On Drawings And Specification; Traffic Sign; Reference R15-2 | 94 | Nr | SAR | 950
Ellen | 2 | 2.0104 | Kingdom of Saudi Arabia | Jeddah | Infrastructure | Red Sea Village | Roads & Utilities | ALINMA ALTHURAYA | Huta | Tender | 2020 |  | Roads And Pavings | R811.14 | Supply And Install Traffic Signs Including Posts, Foundations And All Necessary Complete As Detailed On Drawings And Specification; Traffic Sign; Reference R15-3 | 84 | Nr | SAR | 950
Ellen | 2 | 2.0104 | Kingdom of Saudi Arabia | Jeddah | Infrastructure | Red Sea Village | Roads & Utilities | ALINMA ALTHURAYA | Huta | Tender | 2020 |  | Roads And Pavings | R811.15 | Supply And Install Traffic Signs Including Posts, Foundations And All Necessary Complete As Detailed On Drawings And Specification; Traffic Sign; Reference R16-1 | 2 | Nr | SAR | 730
Ellen | 2 | 2.0104 | Kingdom of Saudi Arabia | Jeddah | Infrastructure | Red Sea Village | Roads & Utilities | ALINMA ALTHURAYA | Huta | Tender | 2020 |  | Roads And Pavings | R811.16 | Supply And Install Traffic Signs Including Posts, Foundations And All Necessary Complete As Detailed On Drawings And Specification; Traffic Sign; Reference R16-2 | 12 | Nr | SAR | 730
Ellen | 2 | 2.0104 | Kingdom of Saudi Arabia | Jeddah | Infrastructure | Red Sea Village | Roads & Utilities | ALINMA ALTHURAYA | Huta | Tender | 2020 |  | Roads And Pavings | R811.17 | Supply And Install Traffic Signs Including Posts, Foundations And All Necessary Complete As Detailed On Drawings And Specification; Traffic Sign; Reference R17-3 | 22 | Nr | SAR | 950
Ellen | 2 | 2.0104 | Kingdom of Saudi Arabia | Jeddah | Infrastructure | Red Sea Village | Roads & Utilities | ALINMA ALTHURAYA | Huta | Tender | 2020 |  | Roads And Pavings | R811.18 | Supply And Install Traffic Signs Including Posts, Foundations And All Necessary Complete As Detailed On Drawings And Specification; Traffic Sign; Reference R17-7R | 43 | Nr | SAR | 950
Ellen | 2 | 2.0104 | Kingdom of Saudi Arabia | Jeddah | Infrastructure | Red Sea Village | Roads & Utilities | ALINMA ALTHURAYA | Huta | Tender | 2020 |  | Roads And Pavings | R811.19 | Supply And Install Traffic Signs Including Posts, Foundations And All Necessary Complete As Detailed On Drawings And Specification; Traffic Sign; Reference R17-1L | 3 | Nr | SAR | 950
Ellen | 2 | 2.0104 | Kingdom of Saudi Arabia | Jeddah | Infrastructure | Red Sea Village | Roads & Utilities | ALINMA ALTHURAYA | Huta | Tender | 2020 |  | Roads And Pavings | R811.20 | Supply And Install Traffic Signs Including Posts, Foundations And All Necessary Complete As Detailed On Drawings And Specification; Traffic Sign; Reference W1-1R | 1 | Nr | SAR | 730
Ellen | 2 | 2.0104 | Kingdom of Saudi Arabia | Jeddah | Infrastructure | Red Sea Village | Roads & Utilities | ALINMA ALTHURAYA | Huta | Tender | 2020 |  | Roads And Pavings | R811.1 | Supply And Install Traffic Signs Including Posts, Foundations And All Necessary Complete As Detailed On Drawings And Specification; Traffic Sign; Reference W1-1L | 1 | Nr | SAR | 730
Ellen | 2 | 2.0104 | Kingdom of Saudi Arabia | Jeddah | Infrastructure | Red Sea Village | Roads & Utilities | ALINMA ALTHURAYA | Huta | Tender | 2020 |  | Roads And Pavings | R811.2 | Supply And Install Traffic Signs Including Posts, Foundations And All Necessary Complete As Detailed On Drawings And Specification; Traffic Sign; Reference W3-2 | 1 | Nr | SAR | 730
Ellen | 2 | 2.0105 | Kingdom of Saudi Arabia | Jeddah | Infrastructure | Red Sea Village | Roads & Utilities | ALINMA ALTHURAYA | Huta | Tender | 2020 |  | Roads And Pavings | R811.3 | Supply And Install Traffic Signs Including Posts, Foundations And All Necessary Complete As Detailed On Drawings And Specification; Traffic Sign; Reference W3-3 | 1 | Nr | SAR | 730
Ellen | 2 | 2.0105 | Kingdom of Saudi Arabia | Jeddah | Infrastructure | Red Sea Village | Roads & Utilities | ALINMA ALTHURAYA | Huta | Tender | 2020 |  | Roads And Pavings | R811.4 | Supply And Install Traffic Signs Including Posts, Foundations And All Necessary Complete As Detailed On Drawings And Specification; Traffic Sign; Reference W6-1 | 17 | Nr | SAR | 730
Ellen | 2 | 2.0105 | Kingdom of Saudi Arabia | Jeddah | Infrastructure | Red Sea Village | Roads & Utilities | ALINMA ALTHURAYA | Huta | Tender | 2020 |  | Roads And Pavings | R811.5 | Supply And Install Traffic Signs Including Posts, Foundations And All Necessary Complete As Detailed On Drawings And Specification; Traffic Sign; Reference W11-2 | 355 | Nr | SAR | 730
Ellen | 2 | 2.0105 | Kingdom of Saudi Arabia | Jeddah | Infrastructure | Red Sea Village | Roads & Utilities | ALINMA ALTHURAYA | Huta | Tender | 2020 |  | Roads And Pavings | R811.6 | Supply And Install Traffic Signs Including Posts, Foundations And All Necessary Complete As Detailed On Drawings And Specification; Traffic Sign; Reference W15 | 30 | Nr | SAR | 730
Ellen | 2 | 2.0105 | Kingdom of Saudi Arabia | Jeddah | Infrastructure | Red Sea Village | Roads & Utilities | ALINMA ALTHURAYA | Huta | Tender | 2020 |  | Roads And Pavings | R811.7 | Supply And Install Traffic Signs Including Posts, Foundations And All Necessary Complete As Detailed On Drawings And Specification; Traffic Sign; Reference W19-3 | 17 | Nr | SAR | 730
Ellen | 2 | 2.0105 | Kingdom of Saudi Arabia | Jeddah | Infrastructure | Red Sea Village | Roads & Utilities | ALINMA ALTHURAYA | Huta | Tender | 2020 |  | Roads And Pavings | R811.8 | Supply And Install Traffic Signs Including Posts, Foundations And All Necessary Complete As Detailed On Drawings And Specification; Traffic Sign; Reference W22-1 | 80 | Nr | SAR | 730
Ellen | 2 | 2.0105 | Kingdom of Saudi Arabia | Jeddah | Infrastructure | Red Sea Village | Roads & Utilities | ALINMA ALTHURAYA | Huta | Tender | 2020 |  | Roads And Pavings | R811.9 | Supply And Install Traffic Signs Including Posts, Foundations And All Necessary Complete As Detailed On Drawings And Specification; Traffic Sign; Reference W37-1 | 7 | Nr | SAR | 730
Ellen | 2 | 2.0105 | Kingdom of Saudi Arabia | Jeddah | Infrastructure | Red Sea Village | Roads & Utilities | ALINMA ALTHURAYA | Huta | Tender | 2020 |  | Roads And Pavings | R811.10 | Supply And Install Traffic Signs Including Posts, Foundations And All Necessary Complete As Detailed On Drawings And Specification; Traffic Sign; Reference I9-1 | 63 | Nr | SAR | 890
Ellen | 2 | 2.0105 | Kingdom of Saudi Arabia | Jeddah | Infrastructure | Red Sea Village | Roads & Utilities | ALINMA ALTHURAYA | Huta | Tender | 2020 |  | Roads And Pavings | R811.11 | Supply And Install Traffic Signs Including Posts, Foundations And All Necessary Complete As Detailed On Drawings And Specification; Traffic Sign; Reference I9-3 | 14 | Nr | SAR | 890
Ellen | 2 | 2.0105 | Kingdom of Saudi Arabia | Jeddah | Infrastructure | Red Sea Village | Roads & Utilities | ALINMA ALTHURAYA | Huta | Tender | 2020 |  | Roads And Pavings | R811.12 | Supply And Install Traffic Signs Including Posts, Foundations And All Necessary Complete As Detailed On Drawings And Specification; Traffic Sign; Reference Ix-1 | 1 | Nr | SAR | 890
Ellen | 2 | 2.0105 | Kingdom of Saudi Arabia | Jeddah | Infrastructure | Red Sea Village | Roads & Utilities | ALINMA ALTHURAYA | Huta | Tender | 2020 |  | Roads And Pavings | R811.13 | Supply And Install Traffic Signs Including Posts, Foundations And All Necessary Complete As Detailed On Drawings And Specification; Traffic Sign; Reference Ix-2 | 10 | Nr | SAR | 890
Ellen | 2 | 2.0106 | Kingdom of Saudi Arabia | Jeddah | Infrastructure | Red Sea Village | Roads & Utilities | ALINMA ALTHURAYA | Huta | Tender | 2020 |  | Roads And Pavings | R811.14 | Supply And Install Traffic Signs Including Posts, Foundations And All Necessary Complete As Detailed On Drawings And Specification; Traffic Sign; Reference Ix-1A | 18 | Nr | SAR | 890
Ellen | 2 | 2.0106 | Kingdom of Saudi Arabia | Jeddah | Infrastructure | Red Sea Village | Roads & Utilities | ALINMA ALTHURAYA | Huta | Tender | 2020 |  | Roads And Pavings | R811.15 | Supply And Install Traffic Signs Including Posts, Foundations And All Necessary Complete As Detailed On Drawings And Specification; Traffic Sign; Multiple Chevron Right | 6 | Nr | SAR | 1350
Ellen | 2 | 2.0106 | Kingdom of Saudi Arabia | Jeddah | Infrastructure | Red Sea Village | Roads & Utilities | ALINMA ALTHURAYA | Huta | Tender | 2020 |  | Roads And Pavings | R811.16 | Supply And Install Traffic Signs Including Posts, Foundations And All Necessary Complete As Detailed On Drawings And Specification; Traffic Sign; Authorised Vehicles Only | 25 | Nr | SAR | 950
Ellen | 2 | 2.0106 | Kingdom of Saudi Arabia | Jeddah | Infrastructure | Red Sea Village | Roads & Utilities | ALINMA ALTHURAYA | Huta | Tender | 2020 |  | Roads And Pavings | R811.17 | Supply And Install Traffic Signs Including Posts, Foundations And All Necessary Complete As Detailed On Drawings And Specification; Traffic Sign; Bus Prohibited | 2 | Nr | SAR | 950
Ellen | 2 | 2.0106 | Kingdom of Saudi Arabia | Jeddah | Infrastructure | Red Sea Village | Roads & Utilities | ALINMA ALTHURAYA | Huta | Tender | 2020 |  | Roads And Pavings | R823.1 | Road Markings, Thermo-Plastic Paint (White And Yellow) Complete As Detailed On Drawings And Specification; Arrow Marking; Straight Arrow | 293 | Nr | SAR | 90
Ellen | 2 | 2.0106 | Kingdom of Saudi Arabia | Jeddah | Infrastructure | Red Sea Village | Roads & Utilities | ALINMA ALTHURAYA | Huta | Tender | 2020 |  | Roads And Pavings | R823.2 | Road Markings, Thermo-Plastic Paint (White And Yellow) Complete As Detailed On Drawings And Specification; Arrow Marking; Left/ Right Turn Arrow | 186 | Nr | SAR | 45
Ellen | 2 | 2.0106 | Kingdom of Saudi Arabia | Jeddah | Infrastructure | Red Sea Village | Roads & Utilities | ALINMA ALTHURAYA | Huta | Tender | 2020 |  | Roads And Pavings | R823.3 | Road Markings, Thermo-Plastic Paint (White And Yellow) Complete As Detailed On Drawings And Specification; Arrow Marking; Combination Arrow | 233 | Nr | SAR | 270
Ellen | 2 | 2.0106 | Kingdom of Saudi Arabia | Jeddah | Infrastructure | Red Sea Village | Roads & Utilities | ALINMA ALTHURAYA | Huta | Tender | 2020 |  | Roads And Pavings | R823.4 | Road Markings, Thermo-Plastic Paint (White And Yellow) Complete As Detailed On Drawings And Specification; Arrow Marking; Left & Right Turn Arrow | 15 | Nr | SAR | 170
Ellen | 2 | 2.0106 | Kingdom of Saudi Arabia | Jeddah | Infrastructure | Red Sea Village | Roads & Utilities | ALINMA ALTHURAYA | Huta | Tender | 2020 |  | Roads And Pavings | R824.1 | Road Markings, Thermo-Plastic Paint (White And Yellow) Complete As Detailed On Drawings And Specification; Continuous Lines; Solid White Line; Reference Rm-02 (120Mm) | 5371 | m | SAR | 8
Ellen | 2 | 2.0107 | Kingdom of Saudi Arabia | Jeddah | Infrastructure | Red Sea Village | Roads & Utilities | ALINMA ALTHURAYA | Huta | Tender | 2020 |  | Roads And Pavings | R824.2 | Road Markings, Thermo-Plastic Paint (White And Yellow) Complete As Detailed On Drawings And Specification; Continuous Lines; Parking Space Line (120Mm) | 6838 | m | SAR | 8
Ellen | 2 | 2.0107 | Kingdom of Saudi Arabia | Jeddah | Infrastructure | Red Sea Village | Roads & Utilities | ALINMA ALTHURAYA | Huta | Tender | 2020 |  | Roads And Pavings | R824.3 | Road Markings, Thermo-Plastic Paint (White And Yellow) Complete As Detailed On Drawings And Specification; Continuous Lines; Solid Channelizing Line; Reference Rm-03 (240Mm) | 852 | m | SAR | 12
Ellen | 2 | 2.0107 | Kingdom of Saudi Arabia | Jeddah | Infrastructure | Red Sea Village | Roads & Utilities | ALINMA ALTHURAYA | Huta | Tender | 2020 |  | Roads And Pavings | R824.4 | Road Markings, Thermo-Plastic Paint (White And Yellow) Complete As Detailed On Drawings And Specification; Continuous Lines; Edge Line; Reference Rm-04 (200Mm) | 31925 | m | SAR | 10
Ellen | 2 | 2.0107 | Kingdom of Saudi Arabia | Jeddah | Infrastructure | Red Sea Village | Roads & Utilities | ALINMA ALTHURAYA | Huta | Tender | 2020 |  | Roads And Pavings | R824.5 | Road Markings, Thermo-Plastic Paint (White And Yellow) Complete As Detailed On Drawings And Specification; Continuous Lines; Stop Line; Reference Rm-09 (300Mm) | 1184 | m | SAR | 14
Ellen | 2 | 2.0107 | Kingdom of Saudi Arabia | Jeddah | Infrastructure | Red Sea Village | Roads & Utilities | ALINMA ALTHURAYA | Huta | Tender | 2020 |  | Roads And Pavings | R825.1 | Road Markings, Thermo-Plastic Paint (White And Yellow) Complete As Detailed On Drawings And Specification; Intermittent Lines; Yield Line (300Mm) | 1365 | m | SAR | 14
Ellen | 2 | 2.0107 | Kingdom of Saudi Arabia | Jeddah | Infrastructure | Red Sea Village | Roads & Utilities | ALINMA ALTHURAYA | Huta | Tender | 2020 |  | Roads And Pavings | R825.2 | Road Markings, Thermo-Plastic Paint (White And Yellow) Complete As Detailed On Drawings And Specification; Intermittent Lines; Dotted Line; Reference Rm-06 (120Mm) | 2080 | m | SAR | 8
Ellen | 2 | 2.0107 | Kingdom of Saudi Arabia | Jeddah | Infrastructure | Red Sea Village | Roads & Utilities | ALINMA ALTHURAYA | Huta | Tender | 2020 |  | Roads And Pavings | R825.3 | Road Markings, Thermo-Plastic Paint (White And Yellow) Complete As Detailed On Drawings And Specification; Intermittent Lines; Broken Line; Reference Rm-01 (120Mm) | 11578 | m | SAR | 8
Ellen | 2 | 2.0107 | Kingdom of Saudi Arabia | Jeddah | Infrastructure | Red Sea Village | Roads & Utilities | ALINMA ALTHURAYA | Huta | Tender | 2020 |  | Roads And Pavings | R829.1 | Painting; Chlorinated Rubber Based Quick Drying Paint (Black And White) Applied In Two Coats To Exposed Faces Of Precast Concrete Upstand Kerbs | 29197 | m² | SAR | 29
Ellen | 2 | 2.0107 | Kingdom of Saudi Arabia | Jeddah | Infrastructure | Red Sea Village | Roads & Utilities | ALINMA ALTHURAYA | Huta | Tender | 2020 |  | Roads And Pavings | R829.2 | Hatch/ Pedestrian Crossing Marking; White Chevron And Hatch Marking | 200 | m² | SAR | 38
Ellen | 2 | 2.0107 | Kingdom of Saudi Arabia | Jeddah | Infrastructure | Red Sea Village | Roads & Utilities | ALINMA ALTHURAYA | Huta | Tender | 2020 |  | Roads And Pavings | R829.3 | Hatch/ Pedestrian Crossing Marking; Pedestrian Crossing Marking | 2975 | m² | SAR | 38
Ellen | 2 | 2.0107 | Kingdom of Saudi Arabia | Jeddah | Infrastructure | Red Sea Village | Roads & Utilities | ALINMA ALTHURAYA | Huta | Tender | 2020 |  | Miscellaneous Work | X900.1 | Tying To Existing Pavement As Detailed On Drawings ; Including Breakout Existing Pavement, Saw Cutting, Vertical Tack Coat, Milling (If Required) And All Necessary Preparations Work; New Pavement With Existing Pavement; Transverse Joints | 310 | m | SAR | 140
Ellen | 2 | 2.0108 | Kingdom of Saudi Arabia | Jeddah | Infrastructure | Red Sea Village | Roads & Utilities | ALINMA ALTHURAYA | Huta | Tender | 2020 |  | Miscellaneous Work | X900.2 | Tying To Existing Pavement As Detailed On Drawings ; Including Breakout Existing Pavement, Saw Cutting, Vertical Tack Coat, Milling (If Required) And All Necessary Preparations Work; New Pavement With Existing Pavement; Longitudinal Joints (Provisional Quantities) | 50 | m | SAR | 140
Ellen | 2 | 2.0108 | Kingdom of Saudi Arabia | Jeddah | Infrastructure | Red Sea Village | Roads & Utilities | ALINMA ALTHURAYA | Huta | Tender | 2020 |  | Pipework - Pipes | I712 | Supply And Install Hdpe Pe-100 Pipes With Butt Fusion Welded Joints In Trenches, Including Excavation In All Materials Backfilling, Disposal Of Excavated Material As Directed By Engineer, Dewatering, Warning Tape, Testing Etc. Complete As Detailed On Drawing And Specification; Nominal Dia 160Mm; Depth Not Exceeding 1.5M | 428 | m | SAR | 288
Ellen | 2 | 2.0108 | Kingdom of Saudi Arabia | Jeddah | Infrastructure | Red Sea Village | Roads & Utilities | ALINMA ALTHURAYA | Huta | Tender | 2020 |  | Pipework - Pipes | I713 | Supply And Install Hdpe Pe-100 Pipes With Butt Fusion Welded Joints In Trenches, Including Excavation In All Materials Backfilling, Disposal Of Excavated Material As Directed By Engineer, Dewatering, Warning Tape, Testing Etc. Complete As Detailed On Drawing And Specification; Nominal Dia 160Mm; Depth 1.5 - 2.0 M | 107 | m | SAR | 314
Ellen | 2 | 2.0108 | Kingdom of Saudi Arabia | Jeddah | Infrastructure | Red Sea Village | Roads & Utilities | ALINMA ALTHURAYA | Huta | Tender | 2020 |  | Pipework - Pipes | I722.1 | Supply And Install Hdpe Pe-100 Pipes With Butt Fusion Welded Joints In Trenches, Including Excavation In All Materials Backfilling, Disposal Of Excavated Material As Directed By Engineer, Dewatering, Warning Tape, Testing Etc. Complete As Detailed On Drawing And Specification; Nominal Dia 225Mm ; Depth Not Exceeding 1.5M | 10216 | m | SAR | 441
Ellen | 2 | 2.0108 | Kingdom of Saudi Arabia | Jeddah | Infrastructure | Red Sea Village | Roads & Utilities | ALINMA ALTHURAYA | Huta | Tender | 2020 |  | Pipework - Pipes | I723.1 | Supply And Install Hdpe Pe-100 Pipes With Butt Fusion Welded Joints In Trenches, Including Excavation In All Materials Backfilling, Disposal Of Excavated Material As Directed By Engineer, Dewatering, Warning Tape, Testing Etc. Complete As Detailed On Drawing And Specification; Nominal Dia 225Mm ; Depth 1.5 - 2.0 M | 4378 | m | SAR | 469
Ellen | 2 | 2.0108 | Kingdom of Saudi Arabia | Jeddah | Infrastructure | Red Sea Village | Roads & Utilities | ALINMA ALTHURAYA | Huta | Tender | 2020 |  | Pipework - Pipes | I722.2 | Supply And Install Hdpe Pe-100 Pipes With Butt Fusion Welded Joints In Trenches, Including Excavation In All Materials Backfilling, Disposal Of Excavated Material As Directed By Engineer, Dewatering, Warning Tape, Testing Etc. Complete As Detailed On Drawing And Specification; Nominal Dia 250Mm; Depth Not Exceeding 1.5M | 3069 | m | SAR | 499
Ellen | 2 | 2.0108 | Kingdom of Saudi Arabia | Jeddah | Infrastructure | Red Sea Village | Roads & Utilities | ALINMA ALTHURAYA | Huta | Tender | 2020 |  | Pipework - Pipes | I723.2 | Supply And Install Hdpe Pe-100 Pipes With Butt Fusion Welded Joints In Trenches, Including Excavation In All Materials Backfilling, Disposal Of Excavated Material As Directed By Engineer, Dewatering, Warning Tape, Testing Etc. Complete As Detailed On Drawing And Specification; Nominal Dia 250Mm; Depth 1.5 - 2.0 M | 1315 | m | SAR | 526
Ellen | 2 | 2.0108 | Kingdom of Saudi Arabia | Jeddah | Infrastructure | Red Sea Village | Roads & Utilities | ALINMA ALTHURAYA | Huta | Tender | 2020 |  | Pipework - Pipes | I722.3 | Supply And Install Hdpe Pe-100 Pipes With Butt Fusion Welded Joints In Trenches, Including Excavation In All Materials Backfilling, Disposal Of Excavated Material As Directed By Engineer, Dewatering, Warning Tape, Testing Etc. Complete As Detailed On Drawing And Specification; Nominal Dia 280Mm; Depth Not Exceeding 1.5M | 2258 | m | SAR | 601
Ellen | 2 | 2.0108 | Kingdom of Saudi Arabia | Jeddah | Infrastructure | Red Sea Village | Roads & Utilities | ALINMA ALTHURAYA | Huta | Tender | 2020 |  | Pipework - Pipes | I723.3 | Supply And Install Hdpe Pe-100 Pipes With Butt Fusion Welded Joints In Trenches, Including Excavation In All Materials Backfilling, Disposal Of Excavated Material As Directed By Engineer, Dewatering, Warning Tape, Testing Etc. Complete As Detailed On Drawing And Specification; Nominal Dia 280Mm; Depth 1.5 - 2.0 M | 968 | m | SAR | 631
Ellen | 2 | 2.0109 | Kingdom of Saudi Arabia | Jeddah | Infrastructure | Red Sea Village | Roads & Utilities | ALINMA ALTHURAYA | Huta | Tender | 2020 |  | Pipework - Pipes | I732.1 | Supply And Install Hdpe Pe-100 Pipes With Butt Fusion Welded Joints In Trenches, Including Excavation In All Materials Backfilling, Disposal Of Excavated Material As Directed By Engineer, Dewatering, Warning Tape, Testing Etc. Complete As Detailed On Drawing And Specification; Nominal Dia 315Mm; Depth Not Exceeding 1.5M | 1017 | m | SAR | 709
Ellen | 2 | 2.0109 | Kingdom of Saudi Arabia | Jeddah | Infrastructure | Red Sea Village | Roads & Utilities | ALINMA ALTHURAYA | Huta | Tender | 2020 |  | Pipework - Pipes | I733.1 | Supply And Install Hdpe Pe-100 Pipes With Butt Fusion Welded Joints In Trenches, Including Excavation In All Materials Backfilling, Disposal Of Excavated Material As Directed By Engineer, Dewatering, Warning Tape, Testing Etc. Complete As Detailed On Drawing And Specification; Nominal Dia 315Mm; Depth 1.5 - 2.0 M | 436 | m | SAR | 742
Ellen | 2 | 2.0109 | Kingdom of Saudi Arabia | Jeddah | Infrastructure | Red Sea Village | Roads & Utilities | ALINMA ALTHURAYA | Huta | Tender | 2020 |  | Pipework - Pipes | I732.2 | Supply And Install Hdpe Pe-100 Pipes With Butt Fusion Welded Joints In Trenches, Including Excavation In All Materials Backfilling, Disposal Of Excavated Material As Directed By Engineer, Dewatering, Warning Tape, Testing Etc. Complete As Detailed On Drawing And Specification; Nominal Dia 355Mm ; Depth Not Exceeding 1.5M | 451 | m | SAR | 837
Ellen | 2 | 2.0109 | Kingdom of Saudi Arabia | Jeddah | Infrastructure | Red Sea Village | Roads & Utilities | ALINMA ALTHURAYA | Huta | Tender | 2020 |  | Pipework - Pipes | I733.2 | Supply And Install Hdpe Pe-100 Pipes With Butt Fusion Welded Joints In Trenches, Including Excavation In All Materials Backfilling, Disposal Of Excavated Material As Directed By Engineer, Dewatering, Warning Tape, Testing Etc. Complete As Detailed On Drawing And Specification; Nominal Dia 355Mm ; Depth 1.5 - 2.0 M | 193 | m | SAR | 872
Ellen | 2 | 2.0109 | Kingdom of Saudi Arabia | Jeddah | Infrastructure | Red Sea Village | Roads & Utilities | ALINMA ALTHURAYA | Huta | Tender | 2020 |  | Pipework - Pipes | I742 | Supply And Install Hdpe Pe-100 Pipes With Butt Fusion Welded Joints In Trenches, Including Excavation In All Materials Backfilling, Disposal Of Excavated Material As Directed By Engineer, Dewatering, Warning Tape, Testing Etc. Complete As Detailed On Drawing And Specification; Nominal Dia 630Mm; Depth Not Exceeding 1.5M | 213 | m | SAR | 2043
Ellen | 2 | 2.0109 | Kingdom of Saudi Arabia | Jeddah | Infrastructure | Red Sea Village | Roads & Utilities | ALINMA ALTHURAYA | Huta | Tender | 2020 |  | Pipework - Pipes | I743 | Supply And Install Hdpe Pe-100 Pipes With Butt Fusion Welded Joints In Trenches, Including Excavation In All Materials Backfilling, Disposal Of Excavated Material As Directed By Engineer, Dewatering, Warning Tape, Testing Etc. Complete As Detailed On Drawing And Specification; Nominal Dia 630Mm; Depth 1.5 - 2.0 M | 1489 | m | SAR | 2092
Ellen | 2 | 2.0109 | Kingdom of Saudi Arabia | Jeddah | Infrastructure | Red Sea Village | Roads & Utilities | ALINMA ALTHURAYA | Huta | Tender | 2020 |  | Pipework - Pipes | I744 | Supply And Install Hdpe Pe-100 Pipes With Butt Fusion Welded Joints In Trenches, Including Excavation In All Materials Backfilling, Disposal Of Excavated Material As Directed By Engineer, Dewatering, Warning Tape, Testing Etc. Complete As Detailed On Drawing And Specification; Nominal Dia 630Mm; Depth 2.0 - 2.5 M | 425 | m | SAR | 2141
Ellen | 2 | 2.0109 | Kingdom of Saudi Arabia | Jeddah | Infrastructure | Red Sea Village | Roads & Utilities | ALINMA ALTHURAYA | Huta | Tender | 2020 |  | Pipework - Pipes | I332.1 | Supply And Install Hdpe Pe-100 Pipes With Butt Fusion Welded Joints In Trenches, Including Excavation In All Materials Backfilling, Disposal Of Excavated Material As Directed By Engineer, Dewatering, Warning Tape, Testing Etc. Complete As Detailed On Drawing And Specification; Nominal Dia 400Mm; Depth Not Exceeding 1.5M | 74 | m | SAR | 998
Ellen | 2 | 2.0109 | Kingdom of Saudi Arabia | Jeddah | Infrastructure | Red Sea Village | Roads & Utilities | ALINMA ALTHURAYA | Huta | Tender | 2020 |  | Pipework - Pipes | I333.1 | Supply And Install Hdpe Pe-100 Pipes With Butt Fusion Welded Joints In Trenches, Including Excavation In All Materials Backfilling, Disposal Of Excavated Material As Directed By Engineer, Dewatering, Warning Tape, Testing Etc. Complete As Detailed On Drawing And Specification; Nominal Dia 400Mm; Depth 1.5 - 2.0 M | 259 | m | SAR | 1032
Ellen | 2 | 2.0109 | Kingdom of Saudi Arabia | Jeddah | Infrastructure | Red Sea Village | Roads & Utilities | ALINMA ALTHURAYA | Huta | Tender | 2020 |  | Pipework - Pipes | I334.1 | Supply And Install Hdpe Pe-100 Pipes With Butt Fusion Welded Joints In Trenches, Including Excavation In All Materials Backfilling, Disposal Of Excavated Material As Directed By Engineer, Dewatering, Warning Tape, Testing Etc. Complete As Detailed On Drawing And Specification; Nominal Dia 400Mm; Depth 2.0 - 2.5 M | 37 | m | SAR | 1067
Ellen | 2 | 2.0109 | Kingdom of Saudi Arabia | Jeddah | Infrastructure | Red Sea Village | Roads & Utilities | ALINMA ALTHURAYA | Huta | Tender | 2020 |  | Pipework - Pipes | I333.2 | Supply And Install Hdpe Pe-100 Pipes With Butt Fusion Welded Joints In Trenches, Including Excavation In All Materials Backfilling, Disposal Of Excavated Material As Directed By Engineer, Dewatering, Warning Tape, Testing Etc. Complete As Detailed On Drawing And Specification; Nominal Dia 600Mm; Depth 1.5 - 2.0 M | 5862 | m | SAR | 1500
Ellen | 2 | 2.011 | Kingdom of Saudi Arabia | Jeddah | Infrastructure | Red Sea Village | Roads & Utilities | ALINMA ALTHURAYA | Huta | Tender | 2020 |  | Pipework - Pipes | I334.2 | Supply And Install Hdpe Pe-100 Pipes With Butt Fusion Welded Joints In Trenches, Including Excavation In All Materials Backfilling, Disposal Of Excavated Material As Directed By Engineer, Dewatering, Warning Tape, Testing Etc. Complete As Detailed On Drawing And Specification; Nominal Dia 600Mm; Depth 2.0 - 2.5 M | 1466 | m | SAR | 1600
Ellen | 2 | 2.011 | Kingdom of Saudi Arabia | Jeddah | Infrastructure | Red Sea Village | Roads & Utilities | ALINMA ALTHURAYA | Huta | Tender | 2020 |  | Pipework - Pipes | I333.3 | Supply And Install Hdpe Pe-100 Pipes With Butt Fusion Welded Joints In Trenches, Including Excavation In All Materials Backfilling, Disposal Of Excavated Material As Directed By Engineer, Dewatering, Warning Tape, Testing Etc. Complete As Detailed On Drawing And Specification; Nominal Dia 700Mm; Depth 1.5 - 2.0 M | 320 | m | SAR | 1949
Ellen | 2 | 2.011 | Kingdom of Saudi Arabia | Jeddah | Infrastructure | Red Sea Village | Roads & Utilities | ALINMA ALTHURAYA | Huta | Tender | 2020 |  | Pipework - Pipes | I334.3 | Supply And Install Hdpe Pe-100 Pipes With Butt Fusion Welded Joints In Trenches, Including Excavation In All Materials Backfilling, Disposal Of Excavated Material As Directed By Engineer, Dewatering, Warning Tape, Testing Etc. Complete As Detailed On Drawing And Specification; Nominal Dia 700Mm; Depth 2.0 - 2.5 M | 137 | m | SAR | 1998
Ellen | 2 | 2.011 | Kingdom of Saudi Arabia | Jeddah | Infrastructure | Red Sea Village | Roads & Utilities | ALINMA ALTHURAYA | Huta | Tender | 2020 |  | Pipework - Pipes | I333.4 | Supply And Install Hdpe Pe-100 Pipes With Butt Fusion Welded Joints In Trenches, Including Excavation In All Materials Backfilling, Disposal Of Excavated Material As Directed By Engineer, Dewatering, Warning Tape, Testing Etc. Complete As Detailed On Drawing And Specification; Nominal Dia 800Mm; Depth 1.5 - 2.0 M | 62 | m | SAR | 2316
Ellen | 2 | 2.011 | Kingdom of Saudi Arabia | Jeddah | Infrastructure | Red Sea Village | Roads & Utilities | ALINMA ALTHURAYA | Huta | Tender | 2020 |  | Pipework - Pipes | I334.4 | Supply And Install Hdpe Pe-100 Pipes With Butt Fusion Welded Joints In Trenches, Including Excavation In All Materials Backfilling, Disposal Of Excavated Material As Directed By Engineer, Dewatering, Warning Tape, Testing Etc. Complete As Detailed On Drawing And Specification; Nominal Dia 800Mm; Depth 2.0 - 2.5 M | 185 | m | SAR | 2371
Ellen | 2 | 2.011 | Kingdom of Saudi Arabia | Jeddah | Infrastructure | Red Sea Village | Roads & Utilities | ALINMA ALTHURAYA | Huta | Tender | 2020 |  | Pipework - Pipes | I335.1 | Supply And Install Hdpe Pe-100 Pipes With Butt Fusion Welded Joints In Trenches, Including Excavation In All Materials Backfilling, Disposal Of Excavated Material As Directed By Engineer, Dewatering, Warning Tape, Testing Etc. Complete As Detailed On Drawing And Specification; Nominal Dia 800Mm; Depth 2.5 - 3.0 M | 62 | m | SAR | 2425
Ellen | 2 | 2.011 | Kingdom of Saudi Arabia | Jeddah | Infrastructure | Red Sea Village | Roads & Utilities | ALINMA ALTHURAYA | Huta | Tender | 2020 |  | Pipework - Pipes | I333.5 | Supply And Install Hdpe Pe-100 Pipes With Butt Fusion Welded Joints In Trenches, Including Excavation In All Materials Backfilling, Disposal Of Excavated Material As Directed By Engineer, Dewatering, Warning Tape, Testing Etc. Complete As Detailed On Drawing And Specification; Nominal Dia 900Mm; Depth 1.5 - 2.0 M | 299 | m | SAR | 2736
Ellen | 2 | 2.011 | Kingdom of Saudi Arabia | Jeddah | Infrastructure | Red Sea Village | Roads & Utilities | ALINMA ALTHURAYA | Huta | Tender | 2020 |  | Pipework - Pipes | I334.5 | Supply And Install Hdpe Pe-100 Pipes With Butt Fusion Welded Joints In Trenches, Including Excavation In All Materials Backfilling, Disposal Of Excavated Material As Directed By Engineer, Dewatering, Warning Tape, Testing Etc. Complete As Detailed On Drawing And Specification; Nominal Dia 900Mm; Depth 2.0 - 2.5 M | 897 | m | SAR | 2794
Ellen | 2 | 2.011 | Kingdom of Saudi Arabia | Jeddah | Infrastructure | Red Sea Village | Roads & Utilities | ALINMA ALTHURAYA | Huta | Tender | 2020 |  | Pipework - Pipes | I335.2 | Supply And Install Hdpe Pe-100 Pipes With Butt Fusion Welded Joints In Trenches, Including Excavation In All Materials Backfilling, Disposal Of Excavated Material As Directed By Engineer, Dewatering, Warning Tape, Testing Etc. Complete As Detailed On Drawing And Specification; Nominal Dia 900Mm; Depth 2.5 - 3.0 M | 299 | m | SAR | 2852
Ellen | 2 | 2.0111 | Kingdom of Saudi Arabia | Jeddah | Infrastructure | Red Sea Village | Roads & Utilities | ALINMA ALTHURAYA | Huta | Tender | 2020 |  | Pipework - Fittings And Valves | J313.1 | Supply And Install Di Fittings In Trenches, Anticorrosion Protection Including Excavation In All Materials Backfilling, Disposal Of Excavated Material As Directed By Engineer, Dewatering, Fixing, Welding, Testing, Disinfecting, Protection To Pipe Fittings Complete As Detailed On Drawings And Specification; 400 Mm Diameter 11.25° Bend | 1 | Nr | SAR | 2098
Ellen | 2 | 2.0111 | Kingdom of Saudi Arabia | Jeddah | Infrastructure | Red Sea Village | Roads & Utilities | ALINMA ALTHURAYA | Huta | Tender | 2020 |  | Pipework - Fittings And Valves | J313.2 | Supply And Install Di Fittings In Trenches, Anticorrosion Protection Including Excavation In All Materials Backfilling, Disposal Of Excavated Material As Directed By Engineer, Dewatering, Fixing, Welding, Testing, Disinfecting, Protection To Pipe Fittings Complete As Detailed On Drawings And Specification; 400 Mm Diameter 30° Bend | 1 | Nr | SAR | 2374
Ellen | 2 | 2.0111 | Kingdom of Saudi Arabia | Jeddah | Infrastructure | Red Sea Village | Roads & Utilities | ALINMA ALTHURAYA | Huta | Tender | 2020 |  | Pipework - Fittings And Valves | J313.3 | Supply And Install Di Fittings In Trenches, Anticorrosion Protection Including Excavation In All Materials Backfilling, Disposal Of Excavated Material As Directed By Engineer, Dewatering, Fixing, Welding, Testing, Disinfecting, Protection To Pipe Fittings Complete As Detailed On Drawings And Specification; 400 Mm Diameter 45° Bend | 18 | Nr | SAR | 2668
Ellen | 2 | 2.0111 | Kingdom of Saudi Arabia | Jeddah | Infrastructure | Red Sea Village | Roads & Utilities | ALINMA ALTHURAYA | Huta | Tender | 2020 |  | Pipework - Fittings And Valves | J313.4 | Supply And Install Di Fittings In Trenches, Anticorrosion Protection Including Excavation In All Materials Backfilling, Disposal Of Excavated Material As Directed By Engineer, Dewatering, Fixing, Welding, Testing, Disinfecting, Protection To Pipe Fittings Complete As Detailed On Drawings And Specification; 400 Mm Diameter 60° Bend | 1 | Nr | SAR | 2991
Ellen | 2 | 2.0111 | Kingdom of Saudi Arabia | Jeddah | Infrastructure | Red Sea Village | Roads & Utilities | ALINMA ALTHURAYA | Huta | Tender | 2020 |  | Pipework - Fittings And Valves | J313.5 | Supply And Install Di Fittings In Trenches, Anticorrosion Protection Including Excavation In All Materials Backfilling, Disposal Of Excavated Material As Directed By Engineer, Dewatering, Fixing, Welding, Testing, Disinfecting, Protection To Pipe Fittings Complete As Detailed On Drawings And Specification; 600 Mm Diameter 11.25° Bend | 2 | Nr | SAR | 3727
Ellen | 2 | 2.0111 | Kingdom of Saudi Arabia | Jeddah | Infrastructure | Red Sea Village | Roads & Utilities | ALINMA ALTHURAYA | Huta | Tender | 2020 |  | Pipework - Fittings And Valves | J313.6 | Supply And Install Di Fittings In Trenches, Anticorrosion Protection Including Excavation In All Materials Backfilling, Disposal Of Excavated Material As Directed By Engineer, Dewatering, Fixing, Welding, Testing, Disinfecting, Protection To Pipe Fittings Complete As Detailed On Drawings And Specification; 600 Mm Diameter 22.5° Bend | 6 | Nr | SAR | 4202
Ellen | 2 | 2.0111 | Kingdom of Saudi Arabia | Jeddah | Infrastructure | Red Sea Village | Roads & Utilities | ALINMA ALTHURAYA | Huta | Tender | 2020 |  | Pipework - Fittings And Valves | J313.7 | Supply And Install Di Fittings In Trenches, Anticorrosion Protection Including Excavation In All Materials Backfilling, Disposal Of Excavated Material As Directed By Engineer, Dewatering, Fixing, Welding, Testing, Disinfecting, Protection To Pipe Fittings Complete As Detailed On Drawings And Specification; 600 Mm Diameter 30° Bend | 3 | Nr | SAR | 4580
Ellen | 2 | 2.0111 | Kingdom of Saudi Arabia | Jeddah | Infrastructure | Red Sea Village | Roads & Utilities | ALINMA ALTHURAYA | Huta | Tender | 2020 |  | Pipework - Fittings And Valves | J313.8 | Supply And Install Di Fittings In Trenches, Anticorrosion Protection Including Excavation In All Materials Backfilling, Disposal Of Excavated Material As Directed By Engineer, Dewatering, Fixing, Welding, Testing, Disinfecting, Protection To Pipe Fittings Complete As Detailed On Drawings And Specification; 600 Mm Diameter 45° Bend | 41 | Nr | SAR | 5849
Ellen | 2 | 2.0111 | Kingdom of Saudi Arabia | Jeddah | Infrastructure | Red Sea Village | Roads & Utilities | ALINMA ALTHURAYA | Huta | Tender | 2020 |  | Pipework - Fittings And Valves | J313.9 | Supply And Install Di Fittings In Trenches, Anticorrosion Protection Including Excavation In All Materials Backfilling, Disposal Of Excavated Material As Directed By Engineer, Dewatering, Fixing, Welding, Testing, Disinfecting, Protection To Pipe Fittings Complete As Detailed On Drawings And Specification; 600 Mm Diameter 60° Bend | 1 | Nr | SAR | 6417
Ellen | 2 | 2.0111 | Kingdom of Saudi Arabia | Jeddah | Infrastructure | Red Sea Village | Roads & Utilities | ALINMA ALTHURAYA | Huta | Tender | 2020 |  | Pipework - Fittings And Valves | J313.10 | Supply And Install Di Fittings In Trenches, Anticorrosion Protection Including Excavation In All Materials Backfilling, Disposal Of Excavated Material As Directed By Engineer, Dewatering, Fixing, Welding, Testing, Disinfecting, Protection To Pipe Fittings Complete As Detailed On Drawings And Specification; 600 Mm Diameter 90° Bend | 1 | Nr | SAR | 7078
Ellen | 2 | 2.0112 | Kingdom of Saudi Arabia | Jeddah | Infrastructure | Red Sea Village | Roads & Utilities | ALINMA ALTHURAYA | Huta | Tender | 2020 |  | Pipework - Fittings And Valves | J314.1 | Supply And Install Di Fittings In Trenches, Anticorrosion Protection Including Excavation In All Materials Backfilling, Disposal Of Excavated Material As Directed By Engineer, Dewatering, Fixing, Welding, Testing, Disinfecting, Protection To Pipe Fittings Complete As Detailed On Drawings And Specification; 700 Mm Diameter 45° Bend | 2 | Nr | SAR | 8596
Ellen | 2 | 2.0112 | Kingdom of Saudi Arabia | Jeddah | Infrastructure | Red Sea Village | Roads & Utilities | ALINMA ALTHURAYA | Huta | Tender | 2020 |  | Pipework - Fittings And Valves | J314.2 | Supply And Install Di Fittings In Trenches, Anticorrosion Protection Including Excavation In All Materials Backfilling, Disposal Of Excavated Material As Directed By Engineer, Dewatering, Fixing, Welding, Testing, Disinfecting, Protection To Pipe Fittings Complete As Detailed On Drawings And Specification; 700 Mm Diameter 60° Bend | 2 | Nr | SAR | 9161
Ellen | 2 | 2.0112 | Kingdom of Saudi Arabia | Jeddah | Infrastructure | Red Sea Village | Roads & Utilities | ALINMA ALTHURAYA | Huta | Tender | 2020 |  | Pipework - Fittings And Valves | J314.3 | Supply And Install Di Fittings In Trenches, Anticorrosion Protection Including Excavation In All Materials Backfilling, Disposal Of Excavated Material As Directed By Engineer, Dewatering, Fixing, Welding, Testing, Disinfecting, Protection To Pipe Fittings Complete As Detailed On Drawings And Specification; 800 Mm Diameter 45° Bend | 1 | Nr | SAR | 11021
Ellen | 2 | 2.0112 | Kingdom of Saudi Arabia | Jeddah | Infrastructure | Red Sea Village | Roads & Utilities | ALINMA ALTHURAYA | Huta | Tender | 2020 |  | Pipework - Fittings And Valves | J314.4 | Supply And Install Di Fittings In Trenches, Anticorrosion Protection Including Excavation In All Materials Backfilling, Disposal Of Excavated Material As Directed By Engineer, Dewatering, Fixing, Welding, Testing, Disinfecting, Protection To Pipe Fittings Complete As Detailed On Drawings And Specification; 900 Mm Diameter 45° Bend | 17 | Nr | SAR | 14147
Ellen | 2 | 2.0112 | Kingdom of Saudi Arabia | Jeddah | Infrastructure | Red Sea Village | Roads & Utilities | ALINMA ALTHURAYA | Huta | Tender | 2020 |  | Pipework - Fittings And Valves | J323.1 | Supply And Install Di Fittings In Trenches, Anticorrosion Protection Including Excavation In All Materials Backfilling, Disposal Of Excavated Material As Directed By Engineer, Dewatering, Fixing, Welding, Testing, Disinfecting, Protection To Pipe Fittings Complete As Detailed On Drawings And Specification; 400X400X400Mm Tee | 9 | Nr | SAR | 4471
Ellen | 2 | 2.0112 | Kingdom of Saudi Arabia | Jeddah | Infrastructure | Red Sea Village | Roads & Utilities | ALINMA ALTHURAYA | Huta | Tender | 2020 |  | Pipework - Fittings And Valves | J323.2 | Supply And Install Di Fittings In Trenches, Anticorrosion Protection Including Excavation In All Materials Backfilling, Disposal Of Excavated Material As Directed By Engineer, Dewatering, Fixing, Welding, Testing, Disinfecting, Protection To Pipe Fittings Complete As Detailed On Drawings And Specification; 600X600X600Mm Tee | 31 | Nr | SAR | 10170
Ellen | 2 | 2.0112 | Kingdom of Saudi Arabia | Jeddah | Infrastructure | Red Sea Village | Roads & Utilities | ALINMA ALTHURAYA | Huta | Tender | 2020 |  | Pipework - Fittings And Valves | J324.1 | Supply And Install Di Fittings In Trenches, Anticorrosion Protection Including Excavation In All Materials Backfilling, Disposal Of Excavated Material As Directed By Engineer, Dewatering, Fixing, Welding, Testing, Disinfecting, Protection To Pipe Fittings Complete As Detailed On Drawings And Specification; 800X800X800Mm Tee | 5 | Nr | SAR | 15966
Ellen | 2 | 2.0112 | Kingdom of Saudi Arabia | Jeddah | Infrastructure | Red Sea Village | Roads & Utilities | ALINMA ALTHURAYA | Huta | Tender | 2020 |  | Pipework - Fittings And Valves | J324.2 | Supply And Install Di Fittings In Trenches, Anticorrosion Protection Including Excavation In All Materials Backfilling, Disposal Of Excavated Material As Directed By Engineer, Dewatering, Fixing, Welding, Testing, Disinfecting, Protection To Pipe Fittings Complete As Detailed On Drawings And Specification; 900X900X900Mm Tee | 17 | Nr | SAR | 21000
Ellen | 2 | 2.0112 | Kingdom of Saudi Arabia | Jeddah | Infrastructure | Red Sea Village | Roads & Utilities | ALINMA ALTHURAYA | Huta | Tender | 2020 |  | Pipework - Fittings And Valves | J333.1 | Supply And Install Di Fittings In Trenches, Anticorrosion Protection Including Excavation In All Materials Backfilling, Disposal Of Excavated Material As Directed By Engineer, Dewatering, Fixing, Welding, Testing, Disinfecting, Protection To Pipe Fittings Complete As Detailed On Drawings And Specification; 400X225 Mm Reducer | 4 | Nr | SAR | 2123
Ellen | 2 | 2.0112 | Kingdom of Saudi Arabia | Jeddah | Infrastructure | Red Sea Village | Roads & Utilities | ALINMA ALTHURAYA | Huta | Tender | 2020 |  | Pipework - Fittings And Valves | J333.2 | Supply And Install Di Fittings In Trenches, Anticorrosion Protection Including Excavation In All Materials Backfilling, Disposal Of Excavated Material As Directed By Engineer, Dewatering, Fixing, Welding, Testing, Disinfecting, Protection To Pipe Fittings Complete As Detailed On Drawings And Specification; 400X280Mm Reducer | 1 | Nr | SAR | 1808
Ellen | 2 | 2.0112 | Kingdom of Saudi Arabia | Jeddah | Infrastructure | Red Sea Village | Roads & Utilities | ALINMA ALTHURAYA | Huta | Tender | 2020 |  | Pipework - Fittings And Valves | J333.3 | Supply And Install Di Fittings In Trenches, Anticorrosion Protection Including Excavation In All Materials Backfilling, Disposal Of Excavated Material As Directed By Engineer, Dewatering, Fixing, Welding, Testing, Disinfecting, Protection To Pipe Fittings Complete As Detailed On Drawings And Specification; 400X315Mm Reducer | 2 | Nr | SAR | 2362
Ellen | 2 | 2.0113 | Kingdom of Saudi Arabia | Jeddah | Infrastructure | Red Sea Village | Roads & Utilities | ALINMA ALTHURAYA | Huta | Tender | 2020 |  | Pipework - Fittings And Valves | J333.4 | Supply And Install Di Fittings In Trenches, Anticorrosion Protection Including Excavation In All Materials Backfilling, Disposal Of Excavated Material As Directed By Engineer, Dewatering, Fixing, Welding, Testing, Disinfecting, Protection To Pipe Fittings Complete As Detailed On Drawings And Specification; 450X400 Mm Reducer | 4 | Nr | SAR | 1980
Ellen | 2 | 2.0113 | Kingdom of Saudi Arabia | Jeddah | Infrastructure | Red Sea Village | Roads & Utilities | ALINMA ALTHURAYA | Huta | Tender | 2020 |  | Pipework - Fittings And Valves | J333.5 | Supply And Install Di Fittings In Trenches, Anticorrosion Protection Including Excavation In All Materials Backfilling, Disposal Of Excavated Material As Directed By Engineer, Dewatering, Fixing, Welding, Testing, Disinfecting, Protection To Pipe Fittings Complete As Detailed On Drawings And Specification; 600X225Mm Reducer | 11 | Nr | SAR | 3824
Ellen | 2 | 2.0113 | Kingdom of Saudi Arabia | Jeddah | Infrastructure | Red Sea Village | Roads & Utilities | ALINMA ALTHURAYA | Huta | Tender | 2020 |  | Pipework - Fittings And Valves | J333.6 | Supply And Install Di Fittings In Trenches, Anticorrosion Protection Including Excavation In All Materials Backfilling, Disposal Of Excavated Material As Directed By Engineer, Dewatering, Fixing, Welding, Testing, Disinfecting, Protection To Pipe Fittings Complete As Detailed On Drawings And Specification; 600X250Mm Reducer | 6 | Nr | SAR | 4288
Ellen | 2 | 2.0113 | Kingdom of Saudi Arabia | Jeddah | Infrastructure | Red Sea Village | Roads & Utilities | ALINMA ALTHURAYA | Huta | Tender | 2020 |  | Pipework - Fittings And Valves | J333.7 | Supply And Install Di Fittings In Trenches, Anticorrosion Protection Including Excavation In All Materials Backfilling, Disposal Of Excavated Material As Directed By Engineer, Dewatering, Fixing, Welding, Testing, Disinfecting, Protection To Pipe Fittings Complete As Detailed On Drawings And Specification; 600X280Mm Reducer | 2 | Nr | SAR | 4580
Ellen | 2 | 2.0113 | Kingdom of Saudi Arabia | Jeddah | Infrastructure | Red Sea Village | Roads & Utilities | ALINMA ALTHURAYA | Huta | Tender | 2020 |  | Pipework - Fittings And Valves | J333.8 | Supply And Install Di Fittings In Trenches, Anticorrosion Protection Including Excavation In All Materials Backfilling, Disposal Of Excavated Material As Directed By Engineer, Dewatering, Fixing, Welding, Testing, Disinfecting, Protection To Pipe Fittings Complete As Detailed On Drawings And Specification; 600X315Mm Reducer | 1 | Nr | SAR | 3491
Ellen | 2 | 2.0113 | Kingdom of Saudi Arabia | Jeddah | Infrastructure | Red Sea Village | Roads & Utilities | ALINMA ALTHURAYA | Huta | Tender | 2020 |  | Pipework - Fittings And Valves | J333.9 | Supply And Install Di Fittings In Trenches, Anticorrosion Protection Including Excavation In All Materials Backfilling, Disposal Of Excavated Material As Directed By Engineer, Dewatering, Fixing, Welding, Testing, Disinfecting, Protection To Pipe Fittings Complete As Detailed On Drawings And Specification; 600X400Mm Reducer | 2 | Nr | SAR | 3554
Ellen | 2 | 2.0113 | Kingdom of Saudi Arabia | Jeddah | Infrastructure | Red Sea Village | Roads & Utilities | ALINMA ALTHURAYA | Huta | Tender | 2020 |  | Pipework - Fittings And Valves | J333.10 | Supply And Install Di Fittings In Trenches, Anticorrosion Protection Including Excavation In All Materials Backfilling, Disposal Of Excavated Material As Directed By Engineer, Dewatering, Fixing, Welding, Testing, Disinfecting, Protection To Pipe Fittings Complete As Detailed On Drawings And Specification; 600X355Mm Reducer | 3 | Nr | SAR | 4956
Ellen | 2 | 2.0113 | Kingdom of Saudi Arabia | Jeddah | Infrastructure | Red Sea Village | Roads & Utilities | ALINMA ALTHURAYA | Huta | Tender | 2020 |  | Pipework - Fittings And Valves | J333.11 | Supply And Install Di Fittings In Trenches, Anticorrosion Protection Including Excavation In All Materials Backfilling, Disposal Of Excavated Material As Directed By Engineer, Dewatering, Fixing, Welding, Testing, Disinfecting, Protection To Pipe Fittings Complete As Detailed On Drawings And Specification; 630X600Mm Reducer | 4 | Nr | SAR | 4580
Ellen | 2 | 2.0113 | Kingdom of Saudi Arabia | Jeddah | Infrastructure | Red Sea Village | Roads & Utilities | ALINMA ALTHURAYA | Huta | Tender | 2020 |  | Pipework - Fittings And Valves | J334.1 | Supply And Install Di Fittings In Trenches, Anticorrosion Protection Including Excavation In All Materials Backfilling, Disposal Of Excavated Material As Directed By Engineer, Dewatering, Fixing, Welding, Testing, Disinfecting, Protection To Pipe Fittings Complete As Detailed On Drawings And Specification; 700X400Mm Reducer | 1 | Nr | SAR | 4741
Ellen | 2 | 2.0114 | Kingdom of Saudi Arabia | Jeddah | Infrastructure | Red Sea Village | Roads & Utilities | ALINMA ALTHURAYA | Huta | Tender | 2020 |  | Pipework - Fittings And Valves | J334.1 | Supply And Install Di Fittings In Trenches, Anticorrosion Protection Including Excavation In All Materials Backfilling, Disposal Of Excavated Material As Directed By Engineer, Dewatering, Fixing, Welding, Testing, Disinfecting, Protection To Pipe Fittings Complete As Detailed On Drawings And Specification; 800X225Mm Reducer | 3 | Nr | SAR | 9072
Ellen | 2 | 2.0114 | Kingdom of Saudi Arabia | Jeddah | Infrastructure | Red Sea Village | Roads & Utilities | ALINMA ALTHURAYA | Huta | Tender | 2020 |  | Pipework - Fittings And Valves | J334.2 | Supply And Install Di Fittings In Trenches, Anticorrosion Protection Including Excavation In All Materials Backfilling, Disposal Of Excavated Material As Directed By Engineer, Dewatering, Fixing, Welding, Testing, Disinfecting, Protection To Pipe Fittings Complete As Detailed On Drawings And Specification; 800X355Mm Reducer | 1 | Nr | SAR | 6809
Ellen | 2 | 2.0114 | Kingdom of Saudi Arabia | Jeddah | Infrastructure | Red Sea Village | Roads & Utilities | ALINMA ALTHURAYA | Huta | Tender | 2020 |  | Pipework - Fittings And Valves | J334.3 | Supply And Install Di Fittings In Trenches, Anticorrosion Protection Including Excavation In All Materials Backfilling, Disposal Of Excavated Material As Directed By Engineer, Dewatering, Fixing, Welding, Testing, Disinfecting, Protection To Pipe Fittings Complete As Detailed On Drawings And Specification; 800X600Mm Reducer | 6 | Nr | SAR | 6981
Ellen | 2 | 2.0114 | Kingdom of Saudi Arabia | Jeddah | Infrastructure | Red Sea Village | Roads & Utilities | ALINMA ALTHURAYA | Huta | Tender | 2020 |  | Pipework - Fittings And Valves | J334.4 | Supply And Install Di Fittings In Trenches, Anticorrosion Protection Including Excavation In All Materials Backfilling, Disposal Of Excavated Material As Directed By Engineer, Dewatering, Fixing, Welding, Testing, Disinfecting, Protection To Pipe Fittings Complete As Detailed On Drawings And Specification; 900X225Mm Reducer | 14 | Nr | SAR | 10674
Ellen | 2 | 2.0114 | Kingdom of Saudi Arabia | Jeddah | Infrastructure | Red Sea Village | Roads & Utilities | ALINMA ALTHURAYA | Huta | Tender | 2020 |  | Pipework - Fittings And Valves | J334.5 | Supply And Install Di Fittings In Trenches, Anticorrosion Protection Including Excavation In All Materials Backfilling, Disposal Of Excavated Material As Directed By Engineer, Dewatering, Fixing, Welding, Testing, Disinfecting, Protection To Pipe Fittings Complete As Detailed On Drawings And Specification; 900X250Mm Reducer | 1 | Nr | SAR | 11407
Ellen | 2 | 2.0114 | Kingdom of Saudi Arabia | Jeddah | Infrastructure | Red Sea Village | Roads & Utilities | ALINMA ALTHURAYA | Huta | Tender | 2020 |  | Pipework - Fittings And Valves | J334.6 | Supply And Install Di Fittings In Trenches, Anticorrosion Protection Including Excavation In All Materials Backfilling, Disposal Of Excavated Material As Directed By Engineer, Dewatering, Fixing, Welding, Testing, Disinfecting, Protection To Pipe Fittings Complete As Detailed On Drawings And Specification; 900X355Mm Reducer | 2 | Nr | SAR | 11148
Ellen | 2 | 2.0114 | Kingdom of Saudi Arabia | Jeddah | Infrastructure | Red Sea Village | Roads & Utilities | ALINMA ALTHURAYA | Huta | Tender | 2020 |  | Pipework - Fittings And Valves | J334.7 | Supply And Install Di Fittings In Trenches, Anticorrosion Protection Including Excavation In All Materials Backfilling, Disposal Of Excavated Material As Directed By Engineer, Dewatering, Fixing, Welding, Testing, Disinfecting, Protection To Pipe Fittings Complete As Detailed On Drawings And Specification; 900X600Mm Reducer | 5 | Nr | SAR | 9459
Ellen | 2 | 2.0114 | Kingdom of Saudi Arabia | Jeddah | Infrastructure | Red Sea Village | Roads & Utilities | ALINMA ALTHURAYA | Huta | Tender | 2020 |  | Pipework - Fittings And Valves | J334.8 | Supply And Install Di Fittings In Trenches, Anticorrosion Protection Including Excavation In All Materials Backfilling, Disposal Of Excavated Material As Directed By Engineer, Dewatering, Fixing, Welding, Testing, Disinfecting, Protection To Pipe Fittings Complete As Detailed On Drawings And Specification; 900X700Mm Reducer | 2 | Nr | SAR | 8447
Ellen | 2 | 2.0114 | Kingdom of Saudi Arabia | Jeddah | Infrastructure | Red Sea Village | Roads & Utilities | ALINMA ALTHURAYA | Huta | Tender | 2020 |  | Pipework - Fittings And Valves | J334.9 | Supply And Install Di Fittings In Trenches, Anticorrosion Protection Including Excavation In All Materials Backfilling, Disposal Of Excavated Material As Directed By Engineer, Dewatering, Fixing, Welding, Testing, Disinfecting, Protection To Pipe Fittings Complete As Detailed On Drawings And Specification; 900X800Mm Reducer | 5 | Nr | SAR | 8510
Ellen | 2 | 2.0114 | Kingdom of Saudi Arabia | Jeddah | Infrastructure | Red Sea Village | Roads & Utilities | ALINMA ALTHURAYA | Huta | Tender | 2020 |  | Pipework - Fittings And Valves | J651 | Supply And Install Hdpe End Cap As Detailed On Drawings And Specifications; 160 Mm Dia. Endcap | 4 | Nr | SAR | 1163
Ellen | 2 | 2.0114 | Kingdom of Saudi Arabia | Jeddah | Infrastructure | Red Sea Village | Roads & Utilities | ALINMA ALTHURAYA | Huta | Tender | 2020 |  | Pipework - Fittings And Valves | J652 | Supply And Install Hdpe End Cap As Detailed On Drawings And Specifications; 225 Mm Dia. Endcap | 1 | Nr | SAR | 1242
Ellen | 2 | 2.0115 | Kingdom of Saudi Arabia | Jeddah | Infrastructure | Red Sea Village | Roads & Utilities | ALINMA ALTHURAYA | Huta | Tender | 2020 |  | Pipework - Fittings And Valves | J653 | Supply And Install Hdpe End Cap As Detailed On Drawings And Specifications; 280 Mm Dia. Endcap | 4 | Nr | SAR | 1402
Ellen | 2 | 2.0115 | Kingdom of Saudi Arabia | Jeddah | Infrastructure | Red Sea Village | Roads & Utilities | ALINMA ALTHURAYA | Huta | Tender | 2020 |  | Pipework - Fittings And Valves | J812.1 | Supply And Install Di Flanged Gate Valves/ Butterfly Valves Including All Necessary Fittings, Extended Spindles, Wrapping Complete As Per Dwg And Specification; Gate Valves; For 225Mm Dia Pipes | 64 | Nr | SAR | 9345
Ellen | 2 | 2.0115 | Kingdom of Saudi Arabia | Jeddah | Infrastructure | Red Sea Village | Roads & Utilities | ALINMA ALTHURAYA | Huta | Tender | 2020 |  | Pipework - Fittings And Valves | J812.2 | Supply And Install Di Flanged Gate Valves/ Butterfly Valves Including All Necessary Fittings, Extended Spindles, Wrapping Complete As Per Dwg And Specification; Gate Valves; For 250Mm Dia Pipes | 26 | Nr | SAR | 12123
Ellen | 2 | 2.0115 | Kingdom of Saudi Arabia | Jeddah | Infrastructure | Red Sea Village | Roads & Utilities | ALINMA ALTHURAYA | Huta | Tender | 2020 |  | Pipework - Fittings And Valves | J812.3 | Supply And Install Di Flanged Gate Valves/ Butterfly Valves Including All Necessary Fittings, Extended Spindles, Wrapping Complete As Per Dwg And Specification; Gate Valves; For 280Mm Dia Pipes | 14 | Nr | SAR | 14285
Ellen | 2 | 2.0115 | Kingdom of Saudi Arabia | Jeddah | Infrastructure | Red Sea Village | Roads & Utilities | ALINMA ALTHURAYA | Huta | Tender | 2020 |  | Pipework - Fittings And Valves | J813.1 | Supply And Install Di Flanged Gate Valves/ Butterfly Valves Including All Necessary Fittings, Extended Spindles, Wrapping Complete As Per Dwg And Specification; Gate Valves; For 315Mm Dia Pipes | 7 | Nr | SAR | 17287
Ellen | 2 | 2.0115 | Kingdom of Saudi Arabia | Jeddah | Infrastructure | Red Sea Village | Roads & Utilities | ALINMA ALTHURAYA | Huta | Tender | 2020 |  | Pipework - Fittings And Valves | J813.2 | Supply And Install Di Flanged Gate Valves/ Butterfly Valves Including All Necessary Fittings, Extended Spindles, Wrapping Complete As Per Dwg And Specification; Gate Valves; For 355Mm Dia Pipes | 4 | Nr | SAR | 22645
Ellen | 2 | 2.0115 | Kingdom of Saudi Arabia | Jeddah | Infrastructure | Red Sea Village | Roads & Utilities | ALINMA ALTHURAYA | Huta | Tender | 2020 |  | Pipework - Fittings And Valves | J813.3 | Supply And Install Di Flanged Gate Valves/ Butterfly Valves Including All Necessary Fittings, Extended Spindles, Wrapping Complete As Per Dwg And Specification; Gate Valves; For 400Mm Dia Pipes | 1 | Nr | SAR | 28699
Ellen | 2 | 2.0115 | Kingdom of Saudi Arabia | Jeddah | Infrastructure | Red Sea Village | Roads & Utilities | ALINMA ALTHURAYA | Huta | Tender | 2020 |  | Pipework - Fittings And Valves | J843.1 | Supply And Install Di Flanged Gate Valves/ Butterfly Valves Including All Necessary Fittings, Extended Spindles, Wrapping Complete As Per Dwg And Specification; Butterfly Valves; For 355Mm Dia Pipes | 1 | Nr | SAR | 18233
Ellen | 2 | 2.0115 | Kingdom of Saudi Arabia | Jeddah | Infrastructure | Red Sea Village | Roads & Utilities | ALINMA ALTHURAYA | Huta | Tender | 2020 |  | Pipework - Fittings And Valves | J843.2 | Supply And Install Di Flanged Gate Valves/ Butterfly Valves Including All Necessary Fittings, Extended Spindles, Wrapping Complete As Per Dwg And Specification; Butterfly Valves; For 400Mm Dia Pipes | 6 | Nr | SAR | 25854
Ellen | 2 | 2.0116 | Kingdom of Saudi Arabia | Jeddah | Infrastructure | Red Sea Village | Roads & Utilities | ALINMA ALTHURAYA | Huta | Tender | 2020 |  | Pipework - Fittings And Valves | J843.3 | Supply And Install Di Flanged Gate Valves/ Butterfly Valves Including All Necessary Fittings, Extended Spindles, Wrapping Complete As Per Dwg And Specification; Butterfly Valves; For 600Mm Dia Pipes | 32 | Nr | SAR | 52429
Ellen | 2 | 2.0116 | Kingdom of Saudi Arabia | Jeddah | Infrastructure | Red Sea Village | Roads & Utilities | ALINMA ALTHURAYA | Huta | Tender | 2020 |  | Pipework - Fittings And Valves | J844.1 | Supply And Install Di Flanged Gate Valves/ Butterfly Valves Including All Necessary Fittings, Extended Spindles, Wrapping Complete As Per Dwg And Specification; Butterfly Valves; For 700Mm Dia Pipes | 2 | Nr | SAR | 83216
Ellen | 2 | 2.0116 | Kingdom of Saudi Arabia | Jeddah | Infrastructure | Red Sea Village | Roads & Utilities | ALINMA ALTHURAYA | Huta | Tender | 2020 |  | Pipework - Fittings And Valves | J844.2 | Supply And Install Di Flanged Gate Valves/ Butterfly Valves Including All Necessary Fittings, Extended Spindles, Wrapping Complete As Per Dwg And Specification; Butterfly Valves; For 800Mm Dia Pipes | 3 | Nr | SAR | 108105
Ellen | 2 | 2.0116 | Kingdom of Saudi Arabia | Jeddah | Infrastructure | Red Sea Village | Roads & Utilities | ALINMA ALTHURAYA | Huta | Tender | 2020 |  | Pipework - Fittings And Valves | J844.3 | Supply And Install Di Flanged Gate Valves/ Butterfly Valves Including All Necessary Fittings, Extended Spindles, Wrapping Complete As Per Dwg And Specification; Butterfly Valves; For 900Mm Dia Pipes | 21 | Nr | SAR | 142853
Ellen | 2 | 2.0116 | Kingdom of Saudi Arabia | Jeddah | Infrastructure | Red Sea Village | Roads & Utilities | ALINMA ALTHURAYA | Huta | Tender | 2020 |  | Pipework - Fittings And Valves | J862.1 | Supply And Install Air Valve Including All Necessary Fittings, Extended Spindle, Wrapping Complete As Per Dwg And Specification; For 355Mm Dia Pipes | 1 | Nr | SAR | 16030
Ellen | 2 | 2.0116 | Kingdom of Saudi Arabia | Jeddah | Infrastructure | Red Sea Village | Roads & Utilities | ALINMA ALTHURAYA | Huta | Tender | 2020 |  | Pipework - Fittings And Valves | J863.1 | Supply And Install Air Valve Including All Necessary Fittings, Extended Spindle, Wrapping Complete As Per Dwg And Specification; For 600Mm Dia Pipes | 12 | Nr | SAR | 28740
Ellen | 2 | 2.0116 | Kingdom of Saudi Arabia | Jeddah | Infrastructure | Red Sea Village | Roads & Utilities | ALINMA ALTHURAYA | Huta | Tender | 2020 |  | Pipework - Fittings And Valves | J864.1 | Supply And Install Air Valve Including All Necessary Fittings, Extended Spindle, Wrapping Complete As Per Dwg And Specification; For 700Mm Dia Pipes | 1 | Nr | SAR | 32520
Ellen | 2 | 2.0116 | Kingdom of Saudi Arabia | Jeddah | Infrastructure | Red Sea Village | Roads & Utilities | ALINMA ALTHURAYA | Huta | Tender | 2020 |  | Pipework - Fittings And Valves | J864.2 | Supply And Install Air Valve Including All Necessary Fittings, Extended Spindle, Wrapping Complete As Per Dwg And Specification; For 900Mm Dia Pipes | 1 | Nr | SAR | 42210
Ellen | 2 | 2.0116 | Kingdom of Saudi Arabia | Jeddah | Infrastructure | Red Sea Village | Roads & Utilities | ALINMA ALTHURAYA | Huta | Tender | 2020 |  | Pipework - Fittings And Valves | J893.1 | Supply And Install Washout Valve Including All Necessary Fittings, Extended Spindle, Wrapping Complete As Per Dwg And Specification; For 400Mm Dia Pipes | 2 | Nr | SAR | 21860
Ellen | 2 | 2.0116 | Kingdom of Saudi Arabia | Jeddah | Infrastructure | Red Sea Village | Roads & Utilities | ALINMA ALTHURAYA | Huta | Tender | 2020 |  | Pipework - Fittings And Valves | J893.2 | Supply And Install Washout Valve Including All Necessary Fittings, Extended Spindle, Wrapping Complete As Per Dwg And Specification; For 600Mm Dia Pipes | 12 | Nr | SAR | 43330
Ellen | 2 | 2.0116 | Kingdom of Saudi Arabia | Jeddah | Infrastructure | Red Sea Village | Roads & Utilities | ALINMA ALTHURAYA | Huta | Tender | 2020 |  | Pipework - Fittings And Valves | J894.1 | Supply And Install Washout Valve Including All Necessary Fittings, Extended Spindle, Wrapping Complete As Per Dwg And Specification; For 700Mm Dia Pipes | 1 | Nr | SAR | 68695
Ellen | 2 | 2.0117 | Kingdom of Saudi Arabia | Jeddah | Infrastructure | Red Sea Village | Roads & Utilities | ALINMA ALTHURAYA | Huta | Tender | 2020 |  | Pipework - Fittings And Valves | J894.2 | Supply And Install Washout Valve Including All Necessary Fittings, Extended Spindle, Wrapping Complete As Per Dwg And Specification; For 800Mm Dia Pipes | 1 | Nr | SAR | 86380
Ellen | 2 | 2.0117 | Kingdom of Saudi Arabia | Jeddah | Infrastructure | Red Sea Village | Roads & Utilities | ALINMA ALTHURAYA | Huta | Tender | 2020 |  | Pipework - Fittings And Valves | J894.3 | Supply And Install Washout Valve Including All Necessary Fittings, Extended Spindle, Wrapping Complete As Per Dwg And Specification; For 900Mm Dia Pipes | 2 | Nr | SAR | 115610
Ellen | 2 | 2.0117 | Kingdom of Saudi Arabia | Jeddah | Infrastructure | Red Sea Village | Roads & Utilities | ALINMA ALTHURAYA | Huta | Tender | 2020 |  | Pipework - Fittings And Valves | J900 | Supply And Install Iso Standard Fire Hydrants Including High Strength Anodized Aluminium Alloy Accessories, Chamber, Cover And Frame For Fire Hydrant Box With 600 Mm Dia Clear Opening, Cover Connected To The Frame With Rods, Valve Box / Duck Foot Bends, Marker Post, Fire Hydrant Sign Board, As Shown On Dwg And Specification | 146 | Nr | SAR | 26500
Ellen | 2 | 2.0117 | Kingdom of Saudi Arabia | Jeddah | Infrastructure | Red Sea Village | Roads & Utilities | ALINMA ALTHURAYA | Huta | Tender | 2020 |  | Pipework - Manholes And Pipework Ancillaries | K232.1 | Chambers Complete As Shown On The Dwg Including Supply Of All Ladders, Pipe Work, Flexible Joints, Pipe Pieces, Stub Pipe, Pipe Fittings, Ductile Chamber Covers, Extra Joints, Extra Excavation, Extra Backfilling, Extra Reinforcement, Protective Coating And Lining Metal Work As Per Drawings And Specifications; Gate Valve Chambers; For 225Mm Dia Pipes; Depth 1.5-2.0M | 36 | Nr | SAR | 13804
Ellen | 2 | 2.0117 | Kingdom of Saudi Arabia | Jeddah | Infrastructure | Red Sea Village | Roads & Utilities | ALINMA ALTHURAYA | Huta | Tender | 2020 |  | Pipework - Manholes And Pipework Ancillaries | K232.2 | Chambers Complete As Shown On The Dwg Including Supply Of All Ladders, Pipe Work, Flexible Joints, Pipe Pieces, Stub Pipe, Pipe Fittings, Ductile Chamber Covers, Extra Joints, Extra Excavation, Extra Backfilling, Extra Reinforcement, Protective Coating And Lining Metal Work As Per Drawings And Specifications; Gate Valve Chambers; For 250Mm Dia Pipes; Depth 1.5-2.0M | 14 | Nr | SAR | 13804
Ellen | 2 | 2.0117 | Kingdom of Saudi Arabia | Jeddah | Infrastructure | Red Sea Village | Roads & Utilities | ALINMA ALTHURAYA | Huta | Tender | 2020 |  | Pipework - Manholes And Pipework Ancillaries | K232.3 | Chambers Complete As Shown On The Dwg Including Supply Of All Ladders, Pipe Work, Flexible Joints, Pipe Pieces, Stub Pipe, Pipe Fittings, Ductile Chamber Covers, Extra Joints, Extra Excavation, Extra Backfilling, Extra Reinforcement, Protective Coating And Lining Metal Work As Per Drawings And Specifications; Gate Valve Chambers; For 280Mm Dia Pipes; Depth 1.5-2.0M | 7 | Nr | SAR | 13804
Ellen | 2 | 2.0117 | Kingdom of Saudi Arabia | Jeddah | Infrastructure | Red Sea Village | Roads & Utilities | ALINMA ALTHURAYA | Huta | Tender | 2020 |  | Pipework - Manholes And Pipework Ancillaries | K232.4 | Chambers Complete As Shown On The Dwg Including Supply Of All Ladders, Pipe Work, Flexible Joints, Pipe Pieces, Stub Pipe, Pipe Fittings, Ductile Chamber Covers, Extra Joints, Extra Excavation, Extra Backfilling, Extra Reinforcement, Protective Coating And Lining Metal Work As Per Drawings And Specifications; Gate Valve Chambers; For 315Mm Dia Pipes; Depth 1.5-2.0M | 3 | Nr | SAR | 16507
Ellen | 2 | 2.0117 | Kingdom of Saudi Arabia | Jeddah | Infrastructure | Red Sea Village | Roads & Utilities | ALINMA ALTHURAYA | Huta | Tender | 2020 |  | Pipework - Manholes And Pipework Ancillaries | K232.5 | Chambers Complete As Shown On The Dwg Including Supply Of All Ladders, Pipe Work, Flexible Joints, Pipe Pieces, Stub Pipe, Pipe Fittings, Ductile Chamber Covers, Extra Joints, Extra Excavation, Extra Backfilling, Extra Reinforcement, Protective Coating And Lining Metal Work As Per Drawings And Specifications; Gate Valve Chambers; For 355Mm Dia Pipes; Depth 1.5-2.0M | 4 | Nr | SAR | 16507
Ellen | 2 | 2.0117 | Kingdom of Saudi Arabia | Jeddah | Infrastructure | Red Sea Village | Roads & Utilities | ALINMA ALTHURAYA | Huta | Tender | 2020 |  | Pipework - Manholes And Pipework Ancillaries | K232.6 | Chambers Complete As Shown On The Dwg Including Supply Of All Ladders, Pipe Work, Flexible Joints, Pipe Pieces, Stub Pipe, Pipe Fittings, Ductile Chamber Covers, Extra Joints, Extra Excavation, Extra Backfilling, Extra Reinforcement, Protective Coating And Lining Metal Work As Per Drawings And Specifications; Gate Valve Chambers; For 400Mm Dia Pipes; Depth 1.5-2.0M | 1 | Nr | SAR | 16507
Ellen | 2 | 2.0118 | Kingdom of Saudi Arabia | Jeddah | Infrastructure | Red Sea Village | Roads & Utilities | ALINMA ALTHURAYA | Huta | Tender | 2020 |  | Pipework - Manholes And Pipework Ancillaries | K232.7 | Chambers Complete As Shown On The Dwg Including Supply Of All Ladders, Pipe Work, Flexible Joints, Pipe Pieces, Stub Pipe, Pipe Fittings, Ductile Chamber Covers, Extra Joints, Extra Excavation, Extra Backfilling, Extra Reinforcement, Protective Coating And Lining Metal Work As Per Drawings And Specifications; Butterfly Valve Chamber; For 355Mm Dia Pipes; Depth 1.5-2.0M | 1 | Nr | SAR | 16067
Ellen | 2 | 2.0118 | Kingdom of Saudi Arabia | Jeddah | Infrastructure | Red Sea Village | Roads & Utilities | ALINMA ALTHURAYA | Huta | Tender | 2020 |  | Pipework - Manholes And Pipework Ancillaries | K232.8 | Chambers Complete As Shown On The Dwg Including Supply Of All Ladders, Pipe Work, Flexible Joints, Pipe Pieces, Stub Pipe, Pipe Fittings, Ductile Chamber Covers, Extra Joints, Extra Excavation, Extra Backfilling, Extra Reinforcement, Protective Coating And Lining Metal Work As Per Drawings And Specifications; Butterfly Valve Chamber; For 400Mm Dia Pipes; Depth 1.5-2.0M | 5 | Nr | SAR | 16067
Ellen | 2 | 2.0118 | Kingdom of Saudi Arabia | Jeddah | Infrastructure | Red Sea Village | Roads & Utilities | ALINMA ALTHURAYA | Huta | Tender | 2020 |  | Pipework - Manholes And Pipework Ancillaries | K233.1 | Chambers Complete As Shown On The Dwg Including Supply Of All Ladders, Pipe Work, Flexible Joints, Pipe Pieces, Stub Pipe, Pipe Fittings, Ductile Chamber Covers, Extra Joints, Extra Excavation, Extra Backfilling, Extra Reinforcement, Protective Coating And Lining Metal Work As Per Drawings And Specifications; Butterfly Valve Chamber; For 600Mm Dia Pipes; Depth 2.0-2.5M | 23 | Nr | SAR | 21126
Ellen | 2 | 2.0118 | Kingdom of Saudi Arabia | Jeddah | Infrastructure | Red Sea Village | Roads & Utilities | ALINMA ALTHURAYA | Huta | Tender | 2020 |  | Pipework - Manholes And Pipework Ancillaries | K233.2 | Chambers Complete As Shown On The Dwg Including Supply Of All Ladders, Pipe Work, Flexible Joints, Pipe Pieces, Stub Pipe, Pipe Fittings, Ductile Chamber Covers, Extra Joints, Extra Excavation, Extra Backfilling, Extra Reinforcement, Protective Coating And Lining Metal Work As Per Drawings And Specifications; Butterfly Valve Chamber; For 700Mm Dia Pipes; Depth 2.0-2.5M | 2 | Nr | SAR | 21126
Ellen | 2 | 2.0118 | Kingdom of Saudi Arabia | Jeddah | Infrastructure | Red Sea Village | Roads & Utilities | ALINMA ALTHURAYA | Huta | Tender | 2020 |  | Pipework - Manholes And Pipework Ancillaries | K233.3 | Chambers Complete As Shown On The Dwg Including Supply Of All Ladders, Pipe Work, Flexible Joints, Pipe Pieces, Stub Pipe, Pipe Fittings, Ductile Chamber Covers, Extra Joints, Extra Excavation, Extra Backfilling, Extra Reinforcement, Protective Coating And Lining Metal Work As Per Drawings And Specifications; Butterfly Valve Chamber; For 800Mm Dia Pipes; Depth 2.0-2.5M | 2 | Nr | SAR | 25642
Ellen | 2 | 2.0118 | Kingdom of Saudi Arabia | Jeddah | Infrastructure | Red Sea Village | Roads & Utilities | ALINMA ALTHURAYA | Huta | Tender | 2020 |  | Pipework - Manholes And Pipework Ancillaries | K233.4 | Chambers Complete As Shown On The Dwg Including Supply Of All Ladders, Pipe Work, Flexible Joints, Pipe Pieces, Stub Pipe, Pipe Fittings, Ductile Chamber Covers, Extra Joints, Extra Excavation, Extra Backfilling, Extra Reinforcement, Protective Coating And Lining Metal Work As Per Drawings And Specifications; Butterfly Valve Chamber; For 900Mm Dia Pipes; Depth 2.0-2.5M | 15 | Nr | SAR | 25642
Ellen | 2 | 2.0118 | Kingdom of Saudi Arabia | Jeddah | Infrastructure | Red Sea Village | Roads & Utilities | ALINMA ALTHURAYA | Huta | Tender | 2020 |  | Pipework - Manholes And Pipework Ancillaries | K233.1 | Chambers Complete As Shown On The Dwg Including Supply Of All Ladders, Pipe Work, Flexible Joints, Pipe Pieces, Stub Pipe, Pipe Fittings, Ductile Chamber Covers, Extra Joints, Extra Excavation, Extra Backfilling, Extra Reinforcement, Protective Coating And Lining Metal Work As Per Drawings And Specifications; Air Valve Chamber; For 355Mm Dia Pipes; Depth 2.0-2.5M | 1 | Nr | SAR | 16067
Ellen | 2 | 2.0118 | Kingdom of Saudi Arabia | Jeddah | Infrastructure | Red Sea Village | Roads & Utilities | ALINMA ALTHURAYA | Huta | Tender | 2020 |  | Pipework - Manholes And Pipework Ancillaries | K233.2 | Chambers Complete As Shown On The Dwg Including Supply Of All Ladders, Pipe Work, Flexible Joints, Pipe Pieces, Stub Pipe, Pipe Fittings, Ductile Chamber Covers, Extra Joints, Extra Excavation, Extra Backfilling, Extra Reinforcement, Protective Coating And Lining Metal Work As Per Drawings And Specifications; Air Valve Chamber; For 600Mm Dia Pipes; Depth 2.0-2.5M | 12 | Nr | SAR | 16067
Ellen | 2 | 2.0118 | Kingdom of Saudi Arabia | Jeddah | Infrastructure | Red Sea Village | Roads & Utilities | ALINMA ALTHURAYA | Huta | Tender | 2020 |  | Pipework - Manholes And Pipework Ancillaries | K233.3 | Chambers Complete As Shown On The Dwg Including Supply Of All Ladders, Pipe Work, Flexible Joints, Pipe Pieces, Stub Pipe, Pipe Fittings, Ductile Chamber Covers, Extra Joints, Extra Excavation, Extra Backfilling, Extra Reinforcement, Protective Coating And Lining Metal Work As Per Drawings And Specifications; Air Valve Chamber; For 700Mm Dia Pipes; Depth 2.0-2.5M | 1 | Nr | SAR | 19880
Ellen | 2 | 2.0118 | Kingdom of Saudi Arabia | Jeddah | Infrastructure | Red Sea Village | Roads & Utilities | ALINMA ALTHURAYA | Huta | Tender | 2020 |  | Pipework - Manholes And Pipework Ancillaries | K233.4 | Chambers Complete As Shown On The Dwg Including Supply Of All Ladders, Pipe Work, Flexible Joints, Pipe Pieces, Stub Pipe, Pipe Fittings, Ductile Chamber Covers, Extra Joints, Extra Excavation, Extra Backfilling, Extra Reinforcement, Protective Coating And Lining Metal Work As Per Drawings And Specifications; Air Valve Chamber; For 900Mm Dia Pipes; Depth 2.0-2.5M | 1 | Nr | SAR | 19880
Ellen | 2 | 2.0118 | Kingdom of Saudi Arabia | Jeddah | Infrastructure | Red Sea Village | Roads & Utilities | ALINMA ALTHURAYA | Huta | Tender | 2020 |  | Pipework - Manholes And Pipework Ancillaries | K233.5 | Chambers Complete As Shown On The Dwg Including Supply Of All Ladders, Pipe Work, Flexible Joints, Pipe Pieces, Stub Pipe, Pipe Fittings, Ductile Chamber Covers, Extra Joints, Extra Excavation, Extra Backfilling, Extra Reinforcement, Protective Coating And Lining Metal Work As Per Drawings And Specifications; Washout Valve Chamber; For 400Mm Dia Pipes; Depth 2.0-2.5M | 2 | Nr | SAR | 14383
Ellen | 2 | 2.0119 | Kingdom of Saudi Arabia | Jeddah | Infrastructure | Red Sea Village | Roads & Utilities | ALINMA ALTHURAYA | Huta | Tender | 2020 |  | Pipework - Manholes And Pipework Ancillaries | K233.6 | Chambers Complete As Shown On The Dwg Including Supply Of All Ladders, Pipe Work, Flexible Joints, Pipe Pieces, Stub Pipe, Pipe Fittings, Ductile Chamber Covers, Extra Joints, Extra Excavation, Extra Backfilling, Extra Reinforcement, Protective Coating And Lining Metal Work As Per Drawings And Specifications; Washout Valve Chamber; For 600Mm Dia Pipes; Depth 2.0-2.5M | 12 | Nr | SAR | 14383
Ellen | 2 | 2.0119 | Kingdom of Saudi Arabia | Jeddah | Infrastructure | Red Sea Village | Roads & Utilities | ALINMA ALTHURAYA | Huta | Tender | 2020 |  | Pipework - Manholes And Pipework Ancillaries | K233.7 | Chambers Complete As Shown On The Dwg Including Supply Of All Ladders, Pipe Work, Flexible Joints, Pipe Pieces, Stub Pipe, Pipe Fittings, Ductile Chamber Covers, Extra Joints, Extra Excavation, Extra Backfilling, Extra Reinforcement, Protective Coating And Lining Metal Work As Per Drawings And Specifications; Washout Valve Chamber; For 700Mm Dia Pipes; Depth 2.0-2.5M | 1 | Nr | SAR | 14383
Ellen | 2 | 2.0119 | Kingdom of Saudi Arabia | Jeddah | Infrastructure | Red Sea Village | Roads & Utilities | ALINMA ALTHURAYA | Huta | Tender | 2020 |  | Pipework - Manholes And Pipework Ancillaries | K233.8 | Chambers Complete As Shown On The Dwg Including Supply Of All Ladders, Pipe Work, Flexible Joints, Pipe Pieces, Stub Pipe, Pipe Fittings, Ductile Chamber Covers, Extra Joints, Extra Excavation, Extra Backfilling, Extra Reinforcement, Protective Coating And Lining Metal Work As Per Drawings And Specifications; Washout Valve Chamber; For 800Mm Dia Pipes; Depth 2.0-2.5M | 1 | Nr | SAR | 14383
Ellen | 2 | 2.0119 | Kingdom of Saudi Arabia | Jeddah | Infrastructure | Red Sea Village | Roads & Utilities | ALINMA ALTHURAYA | Huta | Tender | 2020 |  | Pipework - Manholes And Pipework Ancillaries | K233.9 | Chambers Complete As Shown On The Dwg Including Supply Of All Ladders, Pipe Work, Flexible Joints, Pipe Pieces, Stub Pipe, Pipe Fittings, Ductile Chamber Covers, Extra Joints, Extra Excavation, Extra Backfilling, Extra Reinforcement, Protective Coating And Lining Metal Work As Per Drawings And Specifications; Washout Valve Chamber; For 900Mm Dia Pipes; Depth 2.0-2.5M | 2 | Nr | SAR | 14383
Ellen | 2 | 2.0119 | Kingdom of Saudi Arabia | Jeddah | Infrastructure | Red Sea Village | Roads & Utilities | ALINMA ALTHURAYA | Huta | Tender | 2020 |  | Pipework - Manholes And Pipework Ancillaries | K232.1 | Chambers Complete As Shown On The Dwg Including Supply Of All Ladders, Pipe Work, Flexible Joints, Pipe Pieces, Stub Pipe, Pipe Fittings, Ductile Chamber Covers, Extra Joints, Extra Excavation, Extra Backfilling, Extra Reinforcement, Protective Coating And Lining Metal Work As Per Drawings And Specifications; Valve Chamber For Double Valves; For 2Nr Of Gate Valve For 225Mm Dia. Hdpe Pipe; Depth 1.5-2.0M | 7 | Nr | SAR | 17974
Ellen | 2 | 2.0119 | Kingdom of Saudi Arabia | Jeddah | Infrastructure | Red Sea Village | Roads & Utilities | ALINMA ALTHURAYA | Huta | Tender | 2020 |  | Pipework - Manholes And Pipework Ancillaries | K232.2 | Chambers Complete As Shown On The Dwg Including Supply Of All Ladders, Pipe Work, Flexible Joints, Pipe Pieces, Stub Pipe, Pipe Fittings, Ductile Chamber Covers, Extra Joints, Extra Excavation, Extra Backfilling, Extra Reinforcement, Protective Coating And Lining Metal Work As Per Drawings And Specifications; Valve Chamber For Double Valves; For 2Nr Of Gate Valve For 250Mm Dia. Hdpe Pipe; Depth 1.5-2.0M | 1 | Nr | SAR | 17974
Ellen | 2 | 2.0119 | Kingdom of Saudi Arabia | Jeddah | Infrastructure | Red Sea Village | Roads & Utilities | ALINMA ALTHURAYA | Huta | Tender | 2020 |  | Pipework - Manholes And Pipework Ancillaries | K232.3 | Chambers Complete As Shown On The Dwg Including Supply Of All Ladders, Pipe Work, Flexible Joints, Pipe Pieces, Stub Pipe, Pipe Fittings, Ductile Chamber Covers, Extra Joints, Extra Excavation, Extra Backfilling, Extra Reinforcement, Protective Coating And Lining Metal Work As Per Drawings And Specifications; Valve Chamber For Double Valves; For 2Nr Of Gate Valve For 280Mm Dia. Hdpe Pipe; Depth 1.5-2.0M | 3 | Nr | SAR | 18927
Ellen | 2 | 2.0119 | Kingdom of Saudi Arabia | Jeddah | Infrastructure | Red Sea Village | Roads & Utilities | ALINMA ALTHURAYA | Huta | Tender | 2020 |  | Pipework - Manholes And Pipework Ancillaries | K232.4 | Chambers Complete As Shown On The Dwg Including Supply Of All Ladders, Pipe Work, Flexible Joints, Pipe Pieces, Stub Pipe, Pipe Fittings, Ductile Chamber Covers, Extra Joints, Extra Excavation, Extra Backfilling, Extra Reinforcement, Protective Coating And Lining Metal Work As Per Drawings And Specifications; Valve Chamber For Double Valves; For 1Nr Of Gate Valve For 225Mm Dia Hdpe Pipe & 1Nr Of Gate Valve For 250Mm Dia. Hdpe Pipe; Depth 1.5-2.0M | 7 | Nr | SAR | 17974
Ellen | 2 | 2.0119 | Kingdom of Saudi Arabia | Jeddah | Infrastructure | Red Sea Village | Roads & Utilities | ALINMA ALTHURAYA | Huta | Tender | 2020 |  | Pipework - Manholes And Pipework Ancillaries | K232.5 | Chambers Complete As Shown On The Dwg Including Supply Of All Ladders, Pipe Work, Flexible Joints, Pipe Pieces, Stub Pipe, Pipe Fittings, Ductile Chamber Covers, Extra Joints, Extra Excavation, Extra Backfilling, Extra Reinforcement, Protective Coating And Lining Metal Work As Per Drawings And Specifications; Valve Chamber For Double Valves; For 1 Nr Of Gate Valve For 225Mm Hdpe Pipe & 1 Nr Of Gate Valve For 315Mm Hdpe Pipe; Depth 1.5-2.0M | 2 | Nr | SAR | 19880
Ellen | 2 | 2.012 | Kingdom of Saudi Arabia | Jeddah | Infrastructure | Red Sea Village | Roads & Utilities | ALINMA ALTHURAYA | Huta | Tender | 2020 |  | Pipework - Manholes And Pipework Ancillaries | K232.6 | Chambers Complete As Shown On The Dwg Including Supply Of All Ladders, Pipe Work, Flexible Joints, Pipe Pieces, Stub Pipe, Pipe Fittings, Ductile Chamber Covers, Extra Joints, Extra Excavation, Extra Backfilling, Extra Reinforcement, Protective Coating And Lining Metal Work As Per Drawings And Specifications; Valve Chamber For Double Valves; For 1 Nr Of Gate Valve For 225Mm Hdpe Pipe & 1 Nr Of Gate Valve For 280Mm Hdpe Pipe; Depth 1.5-2.0M | 1 | Nr | SAR | 19880
Ellen | 2 | 2.012 | Kingdom of Saudi Arabia | Jeddah | Infrastructure | Red Sea Village | Roads & Utilities | ALINMA ALTHURAYA | Huta | Tender | 2020 |  | Pipework - Manholes And Pipework Ancillaries | K232.7 | Chambers Complete As Shown On The Dwg Including Supply Of All Ladders, Pipe Work, Flexible Joints, Pipe Pieces, Stub Pipe, Pipe Fittings, Ductile Chamber Covers, Extra Joints, Extra Excavation, Extra Backfilling, Extra Reinforcement, Protective Coating And Lining Metal Work As Per Drawings And Specifications; Valve Chamber For Double Valves; For 1 Nr Of Gate Valve For 250Mm Hdpe Pipe & 1 Nr Of Gate Valve For 315Mm Hdpe Pipe; Depth 1.5-2.0M | 2 | Nr | SAR | 19880
Ellen | 2 | 2.012 | Kingdom of Saudi Arabia | Jeddah | Infrastructure | Red Sea Village | Roads & Utilities | ALINMA ALTHURAYA | Huta | Tender | 2020 |  | Pipework - Manholes And Pipework Ancillaries | K233.1 | Chambers Complete As Shown On The Dwg Including Supply Of All Ladders, Pipe Work, Flexible Joints, Pipe Pieces, Stub Pipe, Pipe Fittings, Ductile Chamber Covers, Extra Joints, Extra Excavation, Extra Backfilling, Extra Reinforcement, Protective Coating And Lining Metal Work As Per Drawings And Specifications; Valve Chamber For Double Valves; For 1 Nr Of Gate Valve For 225Mm Di Pipe & 1 Nr Of Butterfly Valve For 600Mm Hdpe Pipe ; Depth 2.0-2.5M | 2 | Nr | SAR | 26144
Ellen | 2 | 2.012 | Kingdom of Saudi Arabia | Jeddah | Infrastructure | Red Sea Village | Roads & Utilities | ALINMA ALTHURAYA | Huta | Tender | 2020 |  | Pipework - Manholes And Pipework Ancillaries | K233.2 | Chambers Complete As Shown On The Dwg Including Supply Of All Ladders, Pipe Work, Flexible Joints, Pipe Pieces, Stub Pipe, Pipe Fittings, Ductile Chamber Covers, Extra Joints, Extra Excavation, Extra Backfilling, Extra Reinforcement, Protective Coating And Lining Metal Work As Per Drawings And Specifications; Valve Chamber For Double Valves; For 1 Nr Of Gate Valve For 250Mm Hdpe Pipe & 1 Nr Of Butterfly Valve For 600Mm Di Pipe ; Depth 2.0-2.5M | 1 | Nr | SAR | 26144
Ellen | 2 | 2.012 | Kingdom of Saudi Arabia | Jeddah | Infrastructure | Red Sea Village | Roads & Utilities | ALINMA ALTHURAYA | Huta | Tender | 2020 |  | Pipework - Manholes And Pipework Ancillaries | K233.1 | Chambers Complete As Shown On The Dwg Including Supply Of All Ladders, Pipe Work, Flexible Joints, Pipe Pieces, Stub Pipe, Pipe Fittings, Ductile Chamber Covers, Extra Joints, Extra Excavation, Extra Backfilling, Extra Reinforcement, Protective Coating And Lining Metal Work As Per Drawings And Specifications; Valve Chamber For Double Valves; For 1 Nr Of Gate Valve For 225Mm Hdpe Pipe & 1 Nr Of Butterfly Valve For 900Mm Di Pipe; Depth 2.0-2.5M | 2 | Nr | SAR | 26144
Ellen | 2 | 2.012 | Kingdom of Saudi Arabia | Jeddah | Infrastructure | Red Sea Village | Roads & Utilities | ALINMA ALTHURAYA | Huta | Tender | 2020 |  | Pipework - Manholes And Pipework Ancillaries | K233.2 | Chambers Complete As Shown On The Dwg Including Supply Of All Ladders, Pipe Work, Flexible Joints, Pipe Pieces, Stub Pipe, Pipe Fittings, Ductile Chamber Covers, Extra Joints, Extra Excavation, Extra Backfilling, Extra Reinforcement, Protective Coating And Lining Metal Work As Per Drawings And Specifications; Valve Chamber For Double Valves; For 1 Nr Of Butterfly Valve For 400Mm Di Pipe & 1 Nr Of Butterfly Valve For 600Mm Di Pipe ; Depth 2.0-2.5M | 1 | Nr | SAR | 26144
Ellen | 2 | 2.012 | Kingdom of Saudi Arabia | Jeddah | Infrastructure | Red Sea Village | Roads & Utilities | ALINMA ALTHURAYA | Huta | Tender | 2020 |  | Pipework - Manholes And Pipework Ancillaries | K233.3 | Chambers Complete As Shown On The Dwg Including Supply Of All Ladders, Pipe Work, Flexible Joints, Pipe Pieces, Stub Pipe, Pipe Fittings, Ductile Chamber Covers, Extra Joints, Extra Excavation, Extra Backfilling, Extra Reinforcement, Protective Coating And Lining Metal Work As Per Drawings And Specifications; Valve Chamber For Double Valves; For 2Nr Of Butterfly Valves For 600Mm Dia Di Pipe; Depth 2.0-2.5M | 2 | Nr | SAR | 28670
Ellen | 2 | 2.012 | Kingdom of Saudi Arabia | Jeddah | Infrastructure | Red Sea Village | Roads & Utilities | ALINMA ALTHURAYA | Huta | Tender | 2020 |  | Pipework - Manholes And Pipework Ancillaries | K233.4 | Chambers Complete As Shown On The Dwg Including Supply Of All Ladders, Pipe Work, Flexible Joints, Pipe Pieces, Stub Pipe, Pipe Fittings, Ductile Chamber Covers, Extra Joints, Extra Excavation, Extra Backfilling, Extra Reinforcement, Protective Coating And Lining Metal Work As Per Drawings And Specifications; Valve Chamber For Double Valves; For 1 Nr Of Butterfly Valve For 600Mm Di Pipe & 1 Nr Of Butterfly Valve For 800Mm Di Pipe ; Depth 2.0-2.5M | 1 | Nr | SAR | 28670
Ellen | 2 | 2.012 | Kingdom of Saudi Arabia | Jeddah | Infrastructure | Red Sea Village | Roads & Utilities | ALINMA ALTHURAYA | Huta | Tender | 2020 |  | Pipework - Manholes And Pipework Ancillaries | K233.5 | Chambers Complete As Shown On The Dwg Including Supply Of All Ladders, Pipe Work, Flexible Joints, Pipe Pieces, Stub Pipe, Pipe Fittings, Ductile Chamber Covers, Extra Joints, Extra Excavation, Extra Backfilling, Extra Reinforcement, Protective Coating And Lining Metal Work As Per Drawings And Specifications; Valve Chamber For Double Valves; For 2Nr Of Butterfly Valves For 900Mm Dia Di Pipe; Depth 2.0-2.5M | 2 | Nr | SAR | 31197
Ellen | 2 | 2.012 | Kingdom of Saudi Arabia | Jeddah | Infrastructure | Red Sea Village | Roads & Utilities | ALINMA ALTHURAYA | Huta | Tender | 2020 |  | Pipework - Manholes And Pipework Ancillaries | K512 | Supply And Install Road Crossing Ducts In Trenches, Including Excavation In All Materials Backfilling, Disposal Of Excavated Material As Directed By Engineer, Dewatering, Complete As Detailed On Drawing And Specification; 150Mm Dia Upvc Road Crossing Ducts For Plot Connection Pipes; Depth Not Exceeding 1.5M | 54 | m | SAR | 551
Ellen | 2 | 2.012 | Kingdom of Saudi Arabia | Jeddah | Infrastructure | Red Sea Village | Roads & Utilities | ALINMA ALTHURAYA | Huta | Tender | 2020 |  | Pipework - Manholes And Pipework Ancillaries | K863 | Future Connection Including Necessary Fittings, Additional Excavation, And Backfilling Etc. As Detailed On Drawing And Specification | 10 | Nr | SAR | 3576
Ellen | 2 | 2.0121 | Kingdom of Saudi Arabia | Jeddah | Infrastructure | Red Sea Village | Roads & Utilities | ALINMA ALTHURAYA | Huta | Tender | 2020 |  | Pipework - Supports And Protection | L531.1 | Imported Granular Material Bed And Surround To 160 Mm Dia. Hdpe Pipes | 515 | m | SAR | 56
Ellen | 2 | 2.0121 | Kingdom of Saudi Arabia | Jeddah | Infrastructure | Red Sea Village | Roads & Utilities | ALINMA ALTHURAYA | Huta | Tender | 2020 |  | Pipework - Supports And Protection | L532.1 | Imported Granular Material Bed And Surround To 225 Mm Dia. Hdpe Pipes | 14574 | m | SAR | 63
Ellen | 2 | 2.0121 | Kingdom of Saudi Arabia | Jeddah | Infrastructure | Red Sea Village | Roads & Utilities | ALINMA ALTHURAYA | Huta | Tender | 2020 |  | Pipework - Supports And Protection | L532.2 | Imported Granular Material Bed And Surround To 250 Mm Dia. Hdpe Pipes | 4364 | m | SAR | 65
Ellen | 2 | 2.0121 | Kingdom of Saudi Arabia | Jeddah | Infrastructure | Red Sea Village | Roads & Utilities | ALINMA ALTHURAYA | Huta | Tender | 2020 |  | Pipework - Supports And Protection | L532.3 | Imported Granular Material Bed And Surround To 280 Mm Dia. Hdpe Pipes | 3206 | m | SAR | 75
Ellen | 2 | 2.0121 | Kingdom of Saudi Arabia | Jeddah | Infrastructure | Red Sea Village | Roads & Utilities | ALINMA ALTHURAYA | Huta | Tender | 2020 |  | Pipework - Supports And Protection | L533.1 | Imported Granular Material Bed And Surround To 315 Mm Dia. Hdpe Pipes | 1433 | m | SAR | 81
Ellen | 2 | 2.0121 | Kingdom of Saudi Arabia | Jeddah | Infrastructure | Red Sea Village | Roads & Utilities | ALINMA ALTHURAYA | Huta | Tender | 2020 |  | Pipework - Supports And Protection | L533.2 | Imported Granular Material Bed And Surround To 355 Mm Dia. Hdpe Pipes | 624 | m | SAR | 89
Ellen | 2 | 2.0121 | Kingdom of Saudi Arabia | Jeddah | Infrastructure | Red Sea Village | Roads & Utilities | ALINMA ALTHURAYA | Huta | Tender | 2020 |  | Pipework - Supports And Protection | L533.4 | Imported Granular Material Bed And Surround To 630 Mm Dia. Hdpe Pipes | 2107 | m | SAR | 147
Ellen | 2 | 2.0121 | Kingdom of Saudi Arabia | Jeddah | Infrastructure | Red Sea Village | Roads & Utilities | ALINMA ALTHURAYA | Huta | Tender | 2020 |  | Pipework - Supports And Protection | L533.5 | Imported Granular Material Bed And Surround To 400 Mm Dia. Di Pipes | 350 | m | SAR | 90
Ellen | 2 | 2.0121 | Kingdom of Saudi Arabia | Jeddah | Infrastructure | Red Sea Village | Roads & Utilities | ALINMA ALTHURAYA | Huta | Tender | 2020 |  | Pipework - Supports And Protection | L533.6 | Imported Granular Material Bed And Surround To 600 Mm Dia. Di Pipes | 7308 | m | SAR | 132
Ellen | 2 | 2.0122 | Kingdom of Saudi Arabia | Jeddah | Infrastructure | Red Sea Village | Roads & Utilities | ALINMA ALTHURAYA | Huta | Tender | 2020 |  | Pipework - Supports And Protection | L534.1 | Imported Granular Material Bed And Surround To 700 Mm Dia. Di Pipes | 457 | m | SAR | 149
Ellen | 2 | 2.0122 | Kingdom of Saudi Arabia | Jeddah | Infrastructure | Red Sea Village | Roads & Utilities | ALINMA ALTHURAYA | Huta | Tender | 2020 |  | Pipework - Supports And Protection | L534.2 | Imported Granular Material Bed And Surround To 800 Mm Dia. Di Pipes | 309 | m | SAR | 174
Ellen | 2 | 2.0122 | Kingdom of Saudi Arabia | Jeddah | Infrastructure | Red Sea Village | Roads & Utilities | ALINMA ALTHURAYA | Huta | Tender | 2020 |  | Pipework - Supports And Protection | L534.3 | Imported Granular Material Bed And Surround To 900 Mm Dia. Di Pipes | 1495 | m | SAR | 192
Ellen | 2 | 2.0122 | Kingdom of Saudi Arabia | Jeddah | Infrastructure | Red Sea Village | Roads & Utilities | ALINMA ALTHURAYA | Huta | Tender | 2020 |  | Pipework - Supports And Protection | L542.1 | Concrete Bed And Surrounds As Per Specifications; 160 Mm Dia. Hdpe Pipes | 20 | m | SAR | 426
Ellen | 2 | 2.0122 | Kingdom of Saudi Arabia | Jeddah | Infrastructure | Red Sea Village | Roads & Utilities | ALINMA ALTHURAYA | Huta | Tender | 2020 |  | Pipework - Supports And Protection | L542.2 | Concrete Bed And Surrounds As Per Specifications; 225 Mm Dia. Hdpe Pipes | 20 | m | SAR | 510
Ellen | 2 | 2.0122 | Kingdom of Saudi Arabia | Jeddah | Infrastructure | Red Sea Village | Roads & Utilities | ALINMA ALTHURAYA | Huta | Tender | 2020 |  | Pipework - Supports And Protection | L542.3 | Concrete Bed And Surrounds As Per Specifications; 250 Mm Dia. Hdpe Pipes | 20 | m | SAR | 543
Ellen | 2 | 2.0122 | Kingdom of Saudi Arabia | Jeddah | Infrastructure | Red Sea Village | Roads & Utilities | ALINMA ALTHURAYA | Huta | Tender | 2020 |  | Pipework - Supports And Protection | L543.1 | Concrete Bed And Surrounds As Per Specifications; 280 Mm Dia. Hdpe Pipes | 20 | m | SAR | 582
Ellen | 2 | 2.0122 | Kingdom of Saudi Arabia | Jeddah | Infrastructure | Red Sea Village | Roads & Utilities | ALINMA ALTHURAYA | Huta | Tender | 2020 |  | Pipework - Supports And Protection | L543.2 | Concrete Bed And Surrounds As Per Specifications; 315 Mm Dia. Hdpe Pipes | 20 | m | SAR | 629
Ellen | 2 | 2.0122 | Kingdom of Saudi Arabia | Jeddah | Infrastructure | Red Sea Village | Roads & Utilities | ALINMA ALTHURAYA | Huta | Tender | 2020 |  | Pipework - Supports And Protection | L543.3 | Concrete Bed And Surrounds As Per Specifications; 355 Mm Dia. Hdpe Pipes | 20 | m | SAR | 684
Ellen | 2 | 2.0122 | Kingdom of Saudi Arabia | Jeddah | Infrastructure | Red Sea Village | Roads & Utilities | ALINMA ALTHURAYA | Huta | Tender | 2020 |  | Pipework - Supports And Protection | L543.4 | Concrete Bed And Surrounds As Per Specifications; 450 Mm Dia. Hdpe Pipes | 20 | m | SAR | 818
Ellen | 2 | 2.0122 | Kingdom of Saudi Arabia | Jeddah | Infrastructure | Red Sea Village | Roads & Utilities | ALINMA ALTHURAYA | Huta | Tender | 2020 |  | Pipework - Supports And Protection | L543.5 | Concrete Bed And Surrounds As Per Specifications; 630 Mm Dia. Hdpe Pipes | 20 | m | SAR | 1089
Ellen | 2 | 2.0123 | Kingdom of Saudi Arabia | Jeddah | Infrastructure | Red Sea Village | Roads & Utilities | ALINMA ALTHURAYA | Huta | Tender | 2020 |  | Pipework - Supports And Protection | L543.6 | Concrete Bed And Surrounds As Per Specifications; 400 Mm Dia. Di Pipes | 20 | m | SAR | 747
Ellen | 2 | 2.0123 | Kingdom of Saudi Arabia | Jeddah | Infrastructure | Red Sea Village | Roads & Utilities | ALINMA ALTHURAYA | Huta | Tender | 2020 |  | Pipework - Supports And Protection | L544 | Concrete Bed And Surrounds As Per Specifications; 600 Mm Dia. Di Pipes | 20 | m | SAR | 1043
Ellen | 2 | 2.0123 | Kingdom of Saudi Arabia | Jeddah | Infrastructure | Red Sea Village | Roads & Utilities | ALINMA ALTHURAYA | Huta | Tender | 2020 |  | Pipework - Supports And Protection | L7** | Concrete Thrust Blocks For Various Pipe Diameters As Detailed As Per And Specifications | 132 | Nr | SAR | 2814
Ellen | 2 | 2.0123 | Kingdom of Saudi Arabia | Jeddah | Infrastructure | Red Sea Village | Roads & Utilities | ALINMA ALTHURAYA | Huta | Tender | 2020 |  | Pipework - Supports And Protection | L900.1 | Geotextile Filter Fabric Membrane To 160 Mm Dia. Hdpe Pipes | 515 | m | SAR | 56
Ellen | 2 | 2.0123 | Kingdom of Saudi Arabia | Jeddah | Infrastructure | Red Sea Village | Roads & Utilities | ALINMA ALTHURAYA | Huta | Tender | 2020 |  | Pipework - Supports And Protection | L900.2 | Geotextile Filter Fabric Membrane To 225 Mm Dia. Hdpe Pipes | 14574 | m | SAR | 59
Ellen | 2 | 2.0123 | Kingdom of Saudi Arabia | Jeddah | Infrastructure | Red Sea Village | Roads & Utilities | ALINMA ALTHURAYA | Huta | Tender | 2020 |  | Pipework - Supports And Protection | L900.3 | Geotextile Filter Fabric Membrane To 250 Mm Dia. Hdpe Pipes | 4364 | m | SAR | 60
Ellen | 2 | 2.0123 | Kingdom of Saudi Arabia | Jeddah | Infrastructure | Red Sea Village | Roads & Utilities | ALINMA ALTHURAYA | Huta | Tender | 2020 |  | Pipework - Supports And Protection | L900.4 | Geotextile Filter Fabric Membrane To 280 Mm Dia. Hdpe Pipes | 3206 | m | SAR | 65
Ellen | 2 | 2.0123 | Kingdom of Saudi Arabia | Jeddah | Infrastructure | Red Sea Village | Roads & Utilities | ALINMA ALTHURAYA | Huta | Tender | 2020 |  | Pipework - Supports And Protection | L900.5 | Geotextile Filter Fabric Membrane To 315 Mm Dia. Hdpe Pipes | 1433 | m | SAR | 68
Ellen | 2 | 2.0123 | Kingdom of Saudi Arabia | Jeddah | Infrastructure | Red Sea Village | Roads & Utilities | ALINMA ALTHURAYA | Huta | Tender | 2020 |  | Pipework - Supports And Protection | L900.6 | Geotextile Filter Fabric Membrane To 355 Mm Dia. Hdpe Pipes | 624 | m | SAR | 72
Ellen | 2 | 2.0124 | Kingdom of Saudi Arabia | Jeddah | Infrastructure | Red Sea Village | Roads & Utilities | ALINMA ALTHURAYA | Huta | Tender | 2020 |  | Pipework - Supports And Protection | L900.8 | Geotextile Filter Fabric Membrane To 630 Mm Dia. Hdpe Pipes | 2107 | m | SAR | 98
Ellen | 2 | 2.0124 | Kingdom of Saudi Arabia | Jeddah | Infrastructure | Red Sea Village | Roads & Utilities | ALINMA ALTHURAYA | Huta | Tender | 2020 |  | Pipework - Supports And Protection | L900.9 | Geotextile Filter Fabric Membrane To 400 Mm Dia. Di Pipes | 350 | m | SAR | 74
Ellen | 2 | 2.0124 | Kingdom of Saudi Arabia | Jeddah | Infrastructure | Red Sea Village | Roads & Utilities | ALINMA ALTHURAYA | Huta | Tender | 2020 |  | Pipework - Supports And Protection | L900.10 | Geotextile Filter Fabric Membrane To 600 Mm Dia. Di Pipes | 7308 | m | SAR | 92
Ellen | 2 | 2.0124 | Kingdom of Saudi Arabia | Jeddah | Infrastructure | Red Sea Village | Roads & Utilities | ALINMA ALTHURAYA | Huta | Tender | 2020 |  | Pipework - Supports And Protection | L900.11 | Geotextile Filter Fabric Membrane To 700 Mm Dia. Di Pipes | 457 | m | SAR | 99
Ellen | 2 | 2.0124 | Kingdom of Saudi Arabia | Jeddah | Infrastructure | Red Sea Village | Roads & Utilities | ALINMA ALTHURAYA | Huta | Tender | 2020 |  | Pipework - Supports And Protection | L900.12 | Geotextile Filter Fabric Membrane To 800 Mm Dia. Di Pipes | 309 | m | SAR | 110
Ellen | 2 | 2.0124 | Kingdom of Saudi Arabia | Jeddah | Infrastructure | Red Sea Village | Roads & Utilities | ALINMA ALTHURAYA | Huta | Tender | 2020 |  | Pipework - Supports And Protection | L900.13 | Geotextile Filter Fabric Membrane To 900 Mm Dia. Di Pipes | 1495 | m | SAR | 117
Ellen | 2 | 2.0124 | Kingdom of Saudi Arabia | Jeddah | Infrastructure | Red Sea Village | Roads & Utilities | ALINMA ALTHURAYA | Huta | Tender | 2020 |  | Miscellaneous Work | X900.1 | House Connection Including Tapping Points (Saddle Trap) From The Potable Water Main, Chambers, House Connection Pipe Works, Water Meter, Stop Valve And All Related Works Complete As Per Dwg And Specifications; 1." Dia House Connection Pipe | 74 | Nr | SAR | 6050
Ellen | 2 | 2.0124 | Kingdom of Saudi Arabia | Jeddah | Infrastructure | Red Sea Village | Roads & Utilities | ALINMA ALTHURAYA | Huta | Tender | 2020 |  | Miscellaneous Work | X900.2 | House Connection Including Tapping Points (Saddle Trap) From The Potable Water Main, Chambers, House Connection Pipe Works, Water Meter, Stop Valve And All Related Works Complete As Per Dwg And Specifications; 2" Dia House Connection Pipe | 147 | Nr | SAR | 7260
Ellen | 2 | 2.0124 | Kingdom of Saudi Arabia | Jeddah | Infrastructure | Red Sea Village | Roads & Utilities | ALINMA ALTHURAYA | Huta | Tender | 2020 |  | Miscellaneous Work | X900.3 | House Connection Including Tapping Points (Saddle Trap) From The Potable Water Main, Chambers, House Connection Pipe Works, Water Meter, Stop Valve And All Related Works Complete As Per Dwg And Specifications; 4" Dia House Connection Pipe | 17 | Nr | SAR | 9075
Ellen | 2 | 2.0124 | Kingdom of Saudi Arabia | Jeddah | Infrastructure | Red Sea Village | Roads & Utilities | ALINMA ALTHURAYA | Huta | Tender | 2020 |  | Pipework - Manholes And Pipework Ancillaries | K522 | Supply Lay & Joint 150Mm Dia Upvc Cable Ducts In Trench Beneath Carriageways Including End Caps, Duct Markers And Draw Ropes; 2 Way Ducts | 166 | m | SAR | 188
Ellen | 2 | 2.0124 | Kingdom of Saudi Arabia | Jeddah | Infrastructure | Red Sea Village | Roads & Utilities | ALINMA ALTHURAYA | Huta | Tender | 2020 |  | Pipework - Manholes And Pipework Ancillaries | K542.1 | Supply Lay & Joint 150Mm Dia Upvc Cable Ducts In Trench Beneath Carriageways Including End Caps, Duct Markers And Draw Ropes; 4 Way Ducts | 89 | m | SAR | 368
Ellen | 2 | 2.0125 | Kingdom of Saudi Arabia | Jeddah | Infrastructure | Red Sea Village | Roads & Utilities | ALINMA ALTHURAYA | Huta | Tender | 2020 |  | Pipework - Manholes And Pipework Ancillaries | K542.2 | Supply Lay & Joint 150Mm Dia Upvc Cable Ducts In Trench Beneath Carriageways Including End Caps, Duct Markers And Draw Ropes; 6 Way Ducts | 63 | m | SAR | 512
Ellen | 2 | 2.0125 | Kingdom of Saudi Arabia | Jeddah | Infrastructure | Red Sea Village | Roads & Utilities | ALINMA ALTHURAYA | Huta | Tender | 2020 |  | Pipework - Manholes And Pipework Ancillaries | K542.3 | Supply Lay & Joint 150Mm Dia Upvc Cable Ducts In Trench Beneath Carriageways Including End Caps, Duct Markers And Draw Ropes; 8 Way Ducts | 15 | m | SAR | 680
Ellen | 2 | 2.0125 | Kingdom of Saudi Arabia | Jeddah | Infrastructure | Red Sea Village | Roads & Utilities | ALINMA ALTHURAYA | Huta | Tender | 2020 |  | Pipework - Manholes And Pipework Ancillaries | K542.4 | Supply Lay & Joint 150Mm Dia Upvc Cable Ducts In Trench Beneath Carriageways Including End Caps, Duct Markers And Draw Ropes; 10 Way Ducts | 14 | m | SAR | 848
Ellen | 2 | 2.0125 | Kingdom of Saudi Arabia | Jeddah | Infrastructure | Red Sea Village | Roads & Utilities | ALINMA ALTHURAYA | Huta | Tender | 2020 |  | Pipework - Supports And Protection | L541.1 | Mass Concrete Bed And Surround To 2 Way Ducts | 166 | m | SAR | 288
Ellen | 2 | 2.0125 | Kingdom of Saudi Arabia | Jeddah | Infrastructure | Red Sea Village | Roads & Utilities | ALINMA ALTHURAYA | Huta | Tender | 2020 |  | Pipework - Supports And Protection | L541.2 | Mass Concrete Bed And Surround To 4 Way Ducts | 89 | m | SAR | 510
Ellen | 2 | 2.0125 | Kingdom of Saudi Arabia | Jeddah | Infrastructure | Red Sea Village | Roads & Utilities | ALINMA ALTHURAYA | Huta | Tender | 2020 |  | Pipework - Supports And Protection | L541.3 | Mass Concrete Bed And Surround To 6 Way Ducts | 63 | m | SAR | 645
Ellen | 2 | 2.0125 | Kingdom of Saudi Arabia | Jeddah | Infrastructure | Red Sea Village | Roads & Utilities | ALINMA ALTHURAYA | Huta | Tender | 2020 |  | Pipework - Supports And Protection | L541.4 | Mass Concrete Bed And Surround To 8 Way Ducts | 15 | m | SAR | 825
Ellen | 2 | 2.0125 | Kingdom of Saudi Arabia | Jeddah | Infrastructure | Red Sea Village | Roads & Utilities | ALINMA ALTHURAYA | Huta | Tender | 2020 |  | Pipework - Supports And Protection | L541.5 | Mass Concrete Bed And Surround To 10 Way Ducts | 14 | m | SAR | 1005
Ellen | 2 | 2.0125 | Kingdom of Saudi Arabia | Jeddah | Infrastructure | Red Sea Village | Roads & Utilities | ALINMA ALTHURAYA | Huta | Tender | 2020 |  | Miscellaneous Work | X900.1 | Supply And Lay (According To Sec Requirement And Specification) Power Cable In Trench Including All Protection And Support Works, Providing Surrounds, Route Markers, Warning Tapes Etc. As Directed By The Engineer (Trench Excavation Measured Separately); 4C 70Mm2 Al/Xlpe; 1 Way Cable | 3171 | m | SAR | 56
Ellen | 2 | 2.0126 | Kingdom of Saudi Arabia | Jeddah | Infrastructure | Red Sea Village | Roads & Utilities | ALINMA ALTHURAYA | Huta | Tender | 2020 |  | Miscellaneous Work | X900.2 | Supply And Lay (According To Sec Requirement And Specification) Power Cable In Trench Including All Protection And Support Works, Providing Surrounds, Route Markers, Warning Tapes Etc. As Directed By The Engineer (Trench Excavation Measured Separately); 4C 70Mm2 Al/Xlpe; 2 Way Cable | 1708 | m | SAR | 103
Ellen | 2 | 2.0126 | Kingdom of Saudi Arabia | Jeddah | Infrastructure | Red Sea Village | Roads & Utilities | ALINMA ALTHURAYA | Huta | Tender | 2020 |  | Miscellaneous Work | X900.3 | Supply And Lay (According To Sec Requirement And Specification) Power Cable In Trench Including All Protection And Support Works, Providing Surrounds, Route Markers, Warning Tapes Etc. As Directed By The Engineer (Trench Excavation Measured Separately); 4C 70Mm2 Al/Xlpe; 3 Way Cable | 409 | m | SAR | 152
Ellen | 2 | 2.0126 | Kingdom of Saudi Arabia | Jeddah | Infrastructure | Red Sea Village | Roads & Utilities | ALINMA ALTHURAYA | Huta | Tender | 2020 |  | Miscellaneous Work | X900.4 | Supply And Lay (According To Sec Requirement And Specification) Power Cable In Trench Including All Protection And Support Works, Providing Surrounds, Route Markers, Warning Tapes Etc. As Directed By The Engineer (Trench Excavation Measured Separately); 4C 70Mm2 Al/Xlpe; 4 Way Cable | 5 | m | SAR | 455
Ellen | 2 | 2.0126 | Kingdom of Saudi Arabia | Jeddah | Infrastructure | Red Sea Village | Roads & Utilities | ALINMA ALTHURAYA | Huta | Tender | 2020 |  | Miscellaneous Work | X900.5 | Supply And Lay (According To Sec Requirement And Specification) Power Cable In Trench Including All Protection And Support Works, Providing Surrounds, Route Markers, Warning Tapes Etc. As Directed By The Engineer (Trench Excavation Measured Separately); 4C 185Mm2 Al/Xlpe; 1 Way Cable | 5049 | m | SAR | 102
Ellen | 2 | 2.0126 | Kingdom of Saudi Arabia | Jeddah | Infrastructure | Red Sea Village | Roads & Utilities | ALINMA ALTHURAYA | Huta | Tender | 2020 |  | Miscellaneous Work | X900.6 | Supply And Lay (According To Sec Requirement And Specification) Power Cable In Trench Including All Protection And Support Works, Providing Surrounds, Route Markers, Warning Tapes Etc. As Directed By The Engineer (Trench Excavation Measured Separately); 4C 185Mm2 Al/Xlpe; 2 Way Cable | 1219 | m | SAR | 196
Ellen | 2 | 2.0126 | Kingdom of Saudi Arabia | Jeddah | Infrastructure | Red Sea Village | Roads & Utilities | ALINMA ALTHURAYA | Huta | Tender | 2020 |  | Miscellaneous Work | X900.7 | Supply And Lay (According To Sec Requirement And Specification) Power Cable In Trench Including All Protection And Support Works, Providing Surrounds, Route Markers, Warning Tapes Etc. As Directed By The Engineer (Trench Excavation Measured Separately); 4C 185Mm2 Al/Xlpe; 3 Way Cable | 33 | m | SAR | 533
Ellen | 2 | 2.0126 | Kingdom of Saudi Arabia | Jeddah | Infrastructure | Red Sea Village | Roads & Utilities | ALINMA ALTHURAYA | Huta | Tender | 2020 |  | Miscellaneous Work | X900.8 | Supply And Lay (According To Sec Requirement And Specification) Power Cable In Trench Including All Protection And Support Works, Providing Surrounds, Route Markers, Warning Tapes Etc. As Directed By The Engineer (Trench Excavation Measured Separately); 4C 300Mm2 Al/Xlpe; 1 Way Cable | 4257 | m | SAR | 157
Ellen | 2 | 2.0126 | Kingdom of Saudi Arabia | Jeddah | Infrastructure | Red Sea Village | Roads & Utilities | ALINMA ALTHURAYA | Huta | Tender | 2020 |  | Miscellaneous Work | X900.9 | Supply And Lay (According To Sec Requirement And Specification) Power Cable In Trench Including All Protection And Support Works, Providing Surrounds, Route Markers, Warning Tapes Etc. As Directed By The Engineer (Trench Excavation Measured Separately); 4C 300Mm2 Al/Xlpe; 2 Way Cable | 1163 | m | SAR | 294
Ellen | 2 | 2.0126 | Kingdom of Saudi Arabia | Jeddah | Infrastructure | Red Sea Village | Roads & Utilities | ALINMA ALTHURAYA | Huta | Tender | 2020 |  | Miscellaneous Work | X900.10 | Supply And Lay (According To Sec Requirement And Specification) Power Cable In Trench Including All Protection And Support Works, Providing Surrounds, Route Markers, Warning Tapes Etc. As Directed By The Engineer (Trench Excavation Measured Separately); 4C 300Mm2 Al/Xlpe; 3 Way Cable | 186 | m | SAR | 446
Ellen | 2 | 2.0126 | Kingdom of Saudi Arabia | Jeddah | Infrastructure | Red Sea Village | Roads & Utilities | ALINMA ALTHURAYA | Huta | Tender | 2020 |  | Miscellaneous Work | X900.11 | Supply And Lay (According To Sec Requirement And Specification) Power Cable In Trench Including All Protection And Support Works, Providing Surrounds, Route Markers, Warning Tapes Etc. As Directed By The Engineer (Trench Excavation Measured Separately); 4C 300Mm2 Al/Xlpe; 4 Way Cable | 283 | m | SAR | 581
Ellen | 2 | 2.0126 | Kingdom of Saudi Arabia | Jeddah | Infrastructure | Red Sea Village | Roads & Utilities | ALINMA ALTHURAYA | Huta | Tender | 2020 |  | Miscellaneous Work | X900.12 | Supply And Lay (According To Sec Requirement And Specification) Power Cable In Trench Including All Protection And Support Works, Providing Surrounds, Route Markers, Warning Tapes Etc. As Directed By The Engineer (Trench Excavation Measured Separately); 4C 300Mm2 Al/Xlpe; 5 Way Cable | 142 | m | SAR | 719
Ellen | 2 | 2.0127 | Kingdom of Saudi Arabia | Jeddah | Infrastructure | Red Sea Village | Roads & Utilities | ALINMA ALTHURAYA | Huta | Tender | 2020 |  | Miscellaneous Work | X900.13 | Supply And Lay (According To Sec Requirement And Specification) Power Cable In Trench Including All Protection And Support Works, Providing Surrounds, Route Markers, Warning Tapes Etc. As Directed By The Engineer (Trench Excavation Measured Separately); 4C 300Mm2 Al/Xlpe; 6 Way Cable | 45 | m | SAR | 1151
Ellen | 2 | 2.0127 | Kingdom of Saudi Arabia | Jeddah | Infrastructure | Red Sea Village | Roads & Utilities | ALINMA ALTHURAYA | Huta | Tender | 2020 |  | Miscellaneous Work | X900.14 | Supply And Lay (According To Sec Requirement And Specification) Power Cable In Trench Including All Protection And Support Works, Providing Surrounds, Route Markers, Warning Tapes Etc. As Directed By The Engineer (Trench Excavation Measured Separately); 4C 300Mm2 Al/Xlpe; 7 Way Cable | 23 | m | SAR | 1364
Ellen | 2 | 2.0127 | Kingdom of Saudi Arabia | Jeddah | Infrastructure | Red Sea Village | Roads & Utilities | ALINMA ALTHURAYA | Huta | Tender | 2020 |  | Miscellaneous Work | X900.1 | Excavation Of Trenches For Cables; Including Backfilling And Removal Of Surplus Materials To Tip; Depth 1M, Minimum Width 0.40M | 22383 | m | SAR | 32
Ellen | 2 | 2.0127 | Kingdom of Saudi Arabia | Jeddah | Infrastructure | Red Sea Village | Roads & Utilities | ALINMA ALTHURAYA | Huta | Tender | 2020 |  | Miscellaneous Work | X900.2 | Beds & Surrounds To Power Cables; Including Cable Tiles And Warning Tape; Imported Sand; Width Of Trench 0.40 M | 22383 | m | SAR | 12
Ellen | 2 | 2.0127 | Kingdom of Saudi Arabia | Jeddah | Infrastructure | Red Sea Village | Roads & Utilities | ALINMA ALTHURAYA | Huta | Tender | 2020 |  | Miscellaneous Work | X900.3 | Supply And Lay The Following Power Supply Cabling Not In Trench As Shown On The Drawings ; 4C 70Mm2 Al/Xlpe; 1 Way Cable | 247 | m | SAR | 66
Ellen | 2 | 2.0127 | Kingdom of Saudi Arabia | Jeddah | Infrastructure | Red Sea Village | Roads & Utilities | ALINMA ALTHURAYA | Huta | Tender | 2020 |  | Miscellaneous Work | X900.4 | Supply And Lay The Following Power Supply Cabling Not In Trench As Shown On The Drawings ; 4C 70Mm2 Al/Xlpe; 2 Way Cable | 55 | m | SAR | 117
Ellen | 2 | 2.0127 | Kingdom of Saudi Arabia | Jeddah | Infrastructure | Red Sea Village | Roads & Utilities | ALINMA ALTHURAYA | Huta | Tender | 2020 |  | Miscellaneous Work | X900.5 | Supply And Lay The Following Power Supply Cabling Not In Trench As Shown On The Drawings ; 4C 185Mm2 Al/Xlpe; 1 Way Cable | 190 | m | SAR | 156
Ellen | 2 | 2.0127 | Kingdom of Saudi Arabia | Jeddah | Infrastructure | Red Sea Village | Roads & Utilities | ALINMA ALTHURAYA | Huta | Tender | 2020 |  | Miscellaneous Work | X900.6 | Supply And Lay The Following Power Supply Cabling Not In Trench As Shown On The Drawings ; 4C 185Mm2 Al/Xlpe; 2 Way Cable | 22 | m | SAR | 252
Ellen | 2 | 2.0127 | Kingdom of Saudi Arabia | Jeddah | Infrastructure | Red Sea Village | Roads & Utilities | ALINMA ALTHURAYA | Huta | Tender | 2020 |  | Miscellaneous Work | X900.7 | Supply And Lay The Following Power Supply Cabling Not In Trench As Shown On The Drawings ; 4C 300Mm2 Al/Xlpe; 1 Way Cable | 230 | m | SAR | 206
Ellen | 2 | 2.0128 | Kingdom of Saudi Arabia | Jeddah | Infrastructure | Red Sea Village | Roads & Utilities | ALINMA ALTHURAYA | Huta | Tender | 2020 |  | Miscellaneous Work | X900.8 | Supply And Lay The Following Power Supply Cabling Not In Trench As Shown On The Drawings ; 4C 300Mm2 Al/Xlpe; 2 Way Cable | 49 | m | SAR | 328
Ellen | 2 | 2.0128 | Kingdom of Saudi Arabia | Jeddah | Infrastructure | Red Sea Village | Roads & Utilities | ALINMA ALTHURAYA | Huta | Tender | 2020 |  | Miscellaneous Work | X900.1 | Supply And Install Feeder Pillar With Accessories Including Termination Of Cables And Commissioning Etc. Complete | 16 | Nr | SAR | 18400
Ellen | 2 | 2.0128 | Kingdom of Saudi Arabia | Jeddah | Infrastructure | Red Sea Village | Roads & Utilities | ALINMA ALTHURAYA | Huta | Tender | 2020 |  | Miscellaneous Work | X900.2 | Supply And Install Distribution Cabinet With Accessories Including Termination Of Cables And Commissioning Etc. Complete | 22 | Nr | SAR | 25412
Ellen | 2 | 2.0128 | Kingdom of Saudi Arabia | Jeddah | Infrastructure | Red Sea Village | Roads & Utilities | ALINMA ALTHURAYA | Huta | Tender | 2020 |  | Miscellaneous Work | X900.3 | Foundation Works Including Excavation, Backfill, Concrete Work, Water Proofing, Reinforcement, Formwork, Chequered Plates, Steel Angles, Etc. Complete As Per Drawings And Specification; Electrical Feeder Pillar | 16 | Nr | SAR | 3025
Ellen | 2 | 2.0128 | Kingdom of Saudi Arabia | Jeddah | Infrastructure | Red Sea Village | Roads & Utilities | ALINMA ALTHURAYA | Huta | Tender | 2020 |  | Miscellaneous Work | X900.4 | Foundation Works Including Excavation, Backfill, Concrete Work, Water Proofing, Reinforcement, Formwork, Chequered Plates, Steel Angles, Etc. Complete As Per Drawings And Specification; Electrical Distribution Board | 22 | Nr | SAR | 4538
Ellen | 2 | 2.0128 | Kingdom of Saudi Arabia | Jeddah | Infrastructure | Red Sea Village | Roads & Utilities | ALINMA ALTHURAYA | Huta | Tender | 2020 |  | Miscellaneous Work | X900.5 | Supply And Install Complete Earthing System Including Excavation, Backfilling, Compaction And Handling As Shown In Drawings | 52 | Nr | SAR | 1060
Ellen | 2 | 2.0128 | Kingdom of Saudi Arabia | Jeddah | Infrastructure | Red Sea Village | Roads & Utilities | ALINMA ALTHURAYA | Huta | Tender | 2020 |  | Miscellaneous Work | X900.6 | Provision For Lv Network Connection For Landscape Works As Per The Specifications And Drawings | 1 | Nr | SAR | 60500
Ellen | 2 | 2.0128 | Kingdom of Saudi Arabia | Jeddah | Infrastructure | Red Sea Village | Roads & Utilities | ALINMA ALTHURAYA | Huta | Tender | 2020 |  | Pipework - Manholes And Pipework Ancillaries | K522 | Supply Lay & Joint 150Mm Dia Upvc Cable Ducts In Trench Beneath Carriageways Including End Caps, Duct Markers And Draw Ropes; 2 Way Ducts | 488 | m | SAR | 188
Ellen | 2 | 2.0128 | Kingdom of Saudi Arabia | Jeddah | Infrastructure | Red Sea Village | Roads & Utilities | ALINMA ALTHURAYA | Huta | Tender | 2020 |  | Pipework - Manholes And Pipework Ancillaries | K542.1 | Supply Lay & Joint 150Mm Dia Upvc Cable Ducts In Trench Beneath Carriageways Including End Caps, Duct Markers And Draw Ropes; 4 Way Ducts | 675 | m | SAR | 368
Ellen | 2 | 2.0128 | Kingdom of Saudi Arabia | Jeddah | Infrastructure | Red Sea Village | Roads & Utilities | ALINMA ALTHURAYA | Huta | Tender | 2020 |  | Pipework - Manholes And Pipework Ancillaries | K542.2 | Supply Lay & Joint 150Mm Dia Upvc Cable Ducts In Trench Beneath Carriageways Including End Caps, Duct Markers And Draw Ropes; 6 Way Ducts | 99 | m | SAR | 512
Ellen | 2 | 2.0128 | Kingdom of Saudi Arabia | Jeddah | Infrastructure | Red Sea Village | Roads & Utilities | ALINMA ALTHURAYA | Huta | Tender | 2020 |  | Pipework - Manholes And Pipework Ancillaries | K542.3 | Supply Lay & Joint 150Mm Dia Upvc Cable Ducts In Trench Beneath Carriageways Including End Caps, Duct Markers And Draw Ropes; 8 Way Ducts | 15 | m | SAR | 680
Ellen | 2 | 2.0129 | Kingdom of Saudi Arabia | Jeddah | Infrastructure | Red Sea Village | Roads & Utilities | ALINMA ALTHURAYA | Huta | Tender | 2020 |  | Pipework - Supports And Protection | L541.1 | Mass Concrete Bed And Surround To Road Crossing Duct; 2 Way Ducts | 488 | m | SAR | 324
Ellen | 2 | 2.0129 | Kingdom of Saudi Arabia | Jeddah | Infrastructure | Red Sea Village | Roads & Utilities | ALINMA ALTHURAYA | Huta | Tender | 2020 |  | Pipework - Supports And Protection | L541.2 | Mass Concrete Bed And Surround To Road Crossing Duct; 4 Way Ducts | 675 | m | SAR | 574
Ellen | 2 | 2.0129 | Kingdom of Saudi Arabia | Jeddah | Infrastructure | Red Sea Village | Roads & Utilities | ALINMA ALTHURAYA | Huta | Tender | 2020 |  | Pipework - Supports And Protection | L541.3 | Mass Concrete Bed And Surround To Road Crossing Duct; 6 Way Ducts | 99 | m | SAR | 726
Ellen | 2 | 2.0129 | Kingdom of Saudi Arabia | Jeddah | Infrastructure | Red Sea Village | Roads & Utilities | ALINMA ALTHURAYA | Huta | Tender | 2020 |  | Pipework - Supports And Protection | L541.4 | Mass Concrete Bed And Surround To Road Crossing Duct; 8 Way Ducts | 15 | m | SAR | 929
Ellen | 2 | 2.0129 | Kingdom of Saudi Arabia | Jeddah | Infrastructure | Red Sea Village | Roads & Utilities | ALINMA ALTHURAYA | Huta | Tender | 2020 |  | Miscellaneous Work | X900.1 | Excavation Of Trenches For Cables; Including Backfilling And Removal Of Surplus Materials To Tip As Per The Drawings And Specifications; Depth 1M, Minimum Width 0.40M | 31884 | m | SAR | 32
Ellen | 2 | 2.0129 | Kingdom of Saudi Arabia | Jeddah | Infrastructure | Red Sea Village | Roads & Utilities | ALINMA ALTHURAYA | Huta | Tender | 2020 |  | Miscellaneous Work | X900.2 | Beds & Surrounds To Power Cables; Including Cable Tiles And Warning Tape; Imported Sand; Width Of Trench 0.40 M | 31884 | m | SAR | 12
Ellen | 2 | 2.0129 | Kingdom of Saudi Arabia | Jeddah | Infrastructure | Red Sea Village | Roads & Utilities | ALINMA ALTHURAYA | Huta | Tender | 2020 |  | Miscellaneous Work | X900.1 | Supply And Lay (According To Sec Requirement And Specification) Power Cable In Trench Including All Protection And Support Works, Providing Surrounds, Route Markers, Warning Tapes Etc. As Directed By The Engineer ; 3C X 500 Mm2 Al Cables; 1 Way Cable | 16401 | m | SAR | 234
Ellen | 2 | 2.0129 | Kingdom of Saudi Arabia | Jeddah | Infrastructure | Red Sea Village | Roads & Utilities | ALINMA ALTHURAYA | Huta | Tender | 2020 |  | Miscellaneous Work | X900.2 | Supply And Lay (According To Sec Requirement And Specification) Power Cable In Trench Including All Protection And Support Works, Providing Surrounds, Route Markers, Warning Tapes Etc. As Directed By The Engineer ; 3C X 500 Mm2 Al Cables; 2 Way Cable | 11488 | m | SAR | 427
Ellen | 2 | 2.0129 | Kingdom of Saudi Arabia | Jeddah | Infrastructure | Red Sea Village | Roads & Utilities | ALINMA ALTHURAYA | Huta | Tender | 2020 |  | Miscellaneous Work | X900.3 | Supply And Lay (According To Sec Requirement And Specification) Power Cable In Trench Including All Protection And Support Works, Providing Surrounds, Route Markers, Warning Tapes Etc. As Directed By The Engineer ; 3C X 500 Mm2 Al Cables; 3 Way Cable | 2462 | m | SAR | 637
Ellen | 2 | 2.013 | Kingdom of Saudi Arabia | Jeddah | Infrastructure | Red Sea Village | Roads & Utilities | ALINMA ALTHURAYA | Huta | Tender | 2020 |  | Miscellaneous Work | X900.4 | Supply And Lay (According To Sec Requirement And Specification) Power Cable In Trench Including All Protection And Support Works, Providing Surrounds, Route Markers, Warning Tapes Etc. As Directed By The Engineer ; 3C X 500 Mm2 Al Cables; 4 Way Cable | 1337 | m | SAR | 885
Ellen | 2 | 2.013 | Kingdom of Saudi Arabia | Jeddah | Infrastructure | Red Sea Village | Roads & Utilities | ALINMA ALTHURAYA | Huta | Tender | 2020 |  | Miscellaneous Work | X900.5 | Supply And Lay (According To Sec Requirement And Specification) Power Cable In Trench Including All Protection And Support Works, Providing Surrounds, Route Markers, Warning Tapes Etc. As Directed By The Engineer ; 3C X 500 Mm2 Al Cables; 5 Way Cable | 116 | m | SAR | 1084
Ellen | 2 | 2.013 | Kingdom of Saudi Arabia | Jeddah | Infrastructure | Red Sea Village | Roads & Utilities | ALINMA ALTHURAYA | Huta | Tender | 2020 |  | Miscellaneous Work | X900.6 | Supply And Lay (According To Sec Requirement And Specification) Power Cable In Trench Including All Protection And Support Works, Providing Surrounds, Route Markers, Warning Tapes Etc. As Directed By The Engineer ; 3C X 500 Mm2 Al Cables; 6 Way Cable | 80 | m | SAR | 1319
Ellen | 2 | 2.013 | Kingdom of Saudi Arabia | Jeddah | Infrastructure | Red Sea Village | Roads & Utilities | ALINMA ALTHURAYA | Huta | Tender | 2020 |  | Miscellaneous Work | X900.7 | Supply And Lay The Following Power Supply Cabling Not In Trench As Shown On The Drawings ; 3C X 500 Mm2 Al Cables; 1 Way Cable | 639 | m | SAR | 236
Ellen | 2 | 2.013 | Kingdom of Saudi Arabia | Jeddah | Infrastructure | Red Sea Village | Roads & Utilities | ALINMA ALTHURAYA | Huta | Tender | 2020 |  | Miscellaneous Work | X900.8 | Supply And Lay The Following Power Supply Cabling Not In Trench As Shown On The Drawings ; 3C X 500 Mm2 Al Cables; 2 Way Cable | 383 | m | SAR | 430
Ellen | 2 | 2.013 | Kingdom of Saudi Arabia | Jeddah | Infrastructure | Red Sea Village | Roads & Utilities | ALINMA ALTHURAYA | Huta | Tender | 2020 |  | Miscellaneous Work | X900.9 | Supply And Lay The Following Power Supply Cabling Not In Trench As Shown On The Drawings ; 3C X 500 Mm2 Al Cables; 3 Way Cable | 192 | m | SAR | 642
Ellen | 2 | 2.013 | Kingdom of Saudi Arabia | Jeddah | Infrastructure | Red Sea Village | Roads & Utilities | ALINMA ALTHURAYA | Huta | Tender | 2020 |  | Miscellaneous Work | X900.10 | Supply And Lay The Following Power Supply Cabling Not In Trench As Shown On The Drawings ; 3C X 500 Mm2 Al Cables; 4 Way Cable | 63 | m | SAR | 892
Ellen | 2 | 2.013 | Kingdom of Saudi Arabia | Jeddah | Infrastructure | Red Sea Village | Roads & Utilities | ALINMA ALTHURAYA | Huta | Tender | 2020 |  | Miscellaneous Work | X900.1 | Substation Works; Supply And Install 13.8/0.4Kv Unit Substation, 4Way Rmu, 1X1000Kva Transformer, Lv Panel (2.5Mx5.0M) Complete As Per The Drawings And Specifications | 50 | Nr | SAR | 144592
Ellen | 2 | 2.013 | Kingdom of Saudi Arabia | Jeddah | Infrastructure | Red Sea Village | Roads & Utilities | ALINMA ALTHURAYA | Huta | Tender | 2020 |  | Miscellaneous Work | X900.2 | Substation Works; Supply And Install 13.8/0.4Kv Unit Substation, 3Way Rmu, 1X1000Kva Transformer, Lv Panel (2.5Mx5.0M) Complete As Per The Drawings And Specifications | 110 | Nr | SAR | 130970
Ellen | 2 | 2.013 | Kingdom of Saudi Arabia | Jeddah | Infrastructure | Red Sea Village | Roads & Utilities | ALINMA ALTHURAYA | Huta | Tender | 2020 |  | Miscellaneous Work | X900.3 | Substation Works; Supply And Install 13.8/0.4Kv Unit Substation For Street Lighting, 4Way Rmu, 1X1000Kva Transformer, Lv Panel (2.5Mx5.0M) Complete As Per The Drawings And Specifications | 1 | Nr | SAR | 145786
Ellen | 2 | 2.013 | Kingdom of Saudi Arabia | Jeddah | Infrastructure | Red Sea Village | Roads & Utilities | ALINMA ALTHURAYA | Huta | Tender | 2020 |  | Miscellaneous Work | X900.4 | Substation Works; Supply And Install 13.8/0.4Kv Unit Substation For Street Lighting, 3Way Rmu, 1X1000Kva Transformer, Lv Panel (2.5Mx5.0M) Complete As Per The Drawings And Specifications | 11 | Nr | SAR | 132165
Ellen | 2 | 2.0131 | Kingdom of Saudi Arabia | Jeddah | Infrastructure | Red Sea Village | Roads & Utilities | ALINMA ALTHURAYA | Huta | Tender | 2020 |  | Miscellaneous Work | X900.5 | Provision For Mv Network Connection For Landscape Works As Per The Specifications And Drawings | 1 | Nr | SAR | 90750
Ellen | 2 | 2.0131 | Kingdom of Saudi Arabia | Jeddah | Infrastructure | Red Sea Village | Roads & Utilities | ALINMA ALTHURAYA | Huta | Tender | 2020 |  | Pipework - Pipes | I233.1 | Supply And Lay Reinforced Concrete Pipes In Trenches With Couplings Including Excavation, Backfilling, Warning Tape, Testing Etc All As Detailed In The Drawings And Specifications; Nominal Dia. 500Mm Pipe; Depth 1.5-2.0M | 1029 | m | SAR | 559
Ellen | 2 | 2.0131 | Kingdom of Saudi Arabia | Jeddah | Infrastructure | Red Sea Village | Roads & Utilities | ALINMA ALTHURAYA | Huta | Tender | 2020 |  | Pipework - Pipes | I234.1 | Supply And Lay Reinforced Concrete Pipes In Trenches With Couplings Including Excavation, Backfilling, Warning Tape, Testing Etc All As Detailed In The Drawings And Specifications; Nominal Dia. 500Mm Pipe; Depth 2.0-2.5M | 72 | m | SAR | 599
Ellen | 2 | 2.0131 | Kingdom of Saudi Arabia | Jeddah | Infrastructure | Red Sea Village | Roads & Utilities | ALINMA ALTHURAYA | Huta | Tender | 2020 |  | Pipework - Pipes | I233.2 | Supply And Lay Reinforced Concrete Pipes In Trenches With Couplings Including Excavation, Backfilling, Warning Tape, Testing Etc All As Detailed In The Drawings And Specifications; Nominal Dia. 600Mm Pipe; Depth 1.5-2.0M | 1273 | m | SAR | 649
Ellen | 2 | 2.0131 | Kingdom of Saudi Arabia | Jeddah | Infrastructure | Red Sea Village | Roads & Utilities | ALINMA ALTHURAYA | Huta | Tender | 2020 |  | Pipework - Pipes | I234.2 | Supply And Lay Reinforced Concrete Pipes In Trenches With Couplings Including Excavation, Backfilling, Warning Tape, Testing Etc All As Detailed In The Drawings And Specifications; Nominal Dia. 600Mm Pipe; Depth 2.0-2.5M | 1491 | m | SAR | 684
Ellen | 2 | 2.0131 | Kingdom of Saudi Arabia | Jeddah | Infrastructure | Red Sea Village | Roads & Utilities | ALINMA ALTHURAYA | Huta | Tender | 2020 |  | Pipework - Pipes | I235 | Supply And Lay Reinforced Concrete Pipes In Trenches With Couplings Including Excavation, Backfilling, Warning Tape, Testing Etc All As Detailed In The Drawings And Specifications; Nominal Dia. 600Mm Pipe; Depth 2.5-3.0M | 164 | m | SAR | 742
Ellen | 2 | 2.0131 | Kingdom of Saudi Arabia | Jeddah | Infrastructure | Red Sea Village | Roads & Utilities | ALINMA ALTHURAYA | Huta | Tender | 2020 |  | Pipework - Pipes | I236 | Supply And Lay Reinforced Concrete Pipes In Trenches With Couplings Including Excavation, Backfilling, Warning Tape, Testing Etc All As Detailed In The Drawings And Specifications; Nominal Dia. 600Mm Pipe; Depth 3.0-3.5M | 116 | m | SAR | 800
Ellen | 2 | 2.0131 | Kingdom of Saudi Arabia | Jeddah | Infrastructure | Red Sea Village | Roads & Utilities | ALINMA ALTHURAYA | Huta | Tender | 2020 |  | Pipework - Pipes | I243.1 | Supply And Lay Reinforced Concrete Pipes In Trenches With Couplings Including Excavation, Backfilling, Warning Tape, Testing Etc All As Detailed In The Drawings And Specifications; Nominal Dia. 700Mm Pipe; Depth 1.5-2.0M | 106 | m | SAR | 762
Ellen | 2 | 2.0131 | Kingdom of Saudi Arabia | Jeddah | Infrastructure | Red Sea Village | Roads & Utilities | ALINMA ALTHURAYA | Huta | Tender | 2020 |  | Pipework - Pipes | I244.1 | Supply And Lay Reinforced Concrete Pipes In Trenches With Couplings Including Excavation, Backfilling, Warning Tape, Testing Etc All As Detailed In The Drawings And Specifications; Nominal Dia. 700Mm Pipe; Depth 2.0-2.5M | 146 | m | SAR | 811
Ellen | 2 | 2.0131 | Kingdom of Saudi Arabia | Jeddah | Infrastructure | Red Sea Village | Roads & Utilities | ALINMA ALTHURAYA | Huta | Tender | 2020 |  | Pipework - Pipes | I245.1 | Supply And Lay Reinforced Concrete Pipes In Trenches With Couplings Including Excavation, Backfilling, Warning Tape, Testing Etc All As Detailed In The Drawings And Specifications; Nominal Dia. 700Mm Pipe; Depth 2.5-3.0M | 61 | m | SAR | 957
Ellen | 2 | 2.0132 | Kingdom of Saudi Arabia | Jeddah | Infrastructure | Red Sea Village | Roads & Utilities | ALINMA ALTHURAYA | Huta | Tender | 2020 |  | Pipework - Pipes | I243.2 | Supply And Lay Reinforced Concrete Pipes In Trenches With Couplings Including Excavation, Backfilling, Warning Tape, Testing Etc All As Detailed In The Drawings And Specifications; Nominal Dia. 800Mm Pipe; Depth 1.5-2.0M | 80 | m | SAR | 891
Ellen | 2 | 2.0132 | Kingdom of Saudi Arabia | Jeddah | Infrastructure | Red Sea Village | Roads & Utilities | ALINMA ALTHURAYA | Huta | Tender | 2020 |  | Pipework - Pipes | I244.2 | Supply And Lay Reinforced Concrete Pipes In Trenches With Couplings Including Excavation, Backfilling, Warning Tape, Testing Etc All As Detailed In The Drawings And Specifications; Nominal Dia. 800Mm Pipe; Depth 2.0-2.5M | 1247 | m | SAR | 955
Ellen | 2 | 2.0132 | Kingdom of Saudi Arabia | Jeddah | Infrastructure | Red Sea Village | Roads & Utilities | ALINMA ALTHURAYA | Huta | Tender | 2020 |  | Pipework - Pipes | I245.2 | Supply And Lay Reinforced Concrete Pipes In Trenches With Couplings Including Excavation, Backfilling, Warning Tape, Testing Etc All As Detailed In The Drawings And Specifications; Nominal Dia. 800Mm Pipe; Depth 2.5-3.0M | 116 | m | SAR | 1098
Ellen | 2 | 2.0132 | Kingdom of Saudi Arabia | Jeddah | Infrastructure | Red Sea Village | Roads & Utilities | ALINMA ALTHURAYA | Huta | Tender | 2020 |  | Pipework - Pipes | I244.3 | Supply And Lay Reinforced Concrete Pipes In Trenches With Couplings Including Excavation, Backfilling, Warning Tape, Testing Etc All As Detailed In The Drawings And Specifications; Nominal Dia. 900Mm Pipe; Depth 2.0-2.5M | 1470 | m | SAR | 1402
Ellen | 2 | 2.0132 | Kingdom of Saudi Arabia | Jeddah | Infrastructure | Red Sea Village | Roads & Utilities | ALINMA ALTHURAYA | Huta | Tender | 2020 |  | Pipework - Pipes | I245.3 | Supply And Lay Reinforced Concrete Pipes In Trenches With Couplings Including Excavation, Backfilling, Warning Tape, Testing Etc All As Detailed In The Drawings And Specifications; Nominal Dia. 900Mm Pipe; Depth 2.5-3.0M | 269 | m | SAR | 1485
Ellen | 2 | 2.0132 | Kingdom of Saudi Arabia | Jeddah | Infrastructure | Red Sea Village | Roads & Utilities | ALINMA ALTHURAYA | Huta | Tender | 2020 |  | Pipework - Pipes | I246 | Supply And Lay Reinforced Concrete Pipes In Trenches With Couplings Including Excavation, Backfilling, Warning Tape, Testing Etc All As Detailed In The Drawings And Specifications; Nominal Dia. 900Mm Pipe; Depth 3.0-3.5M | 58 | m | SAR | 1567
Ellen | 2 | 2.0132 | Kingdom of Saudi Arabia | Jeddah | Infrastructure | Red Sea Village | Roads & Utilities | ALINMA ALTHURAYA | Huta | Tender | 2020 |  | Pipework - Pipes | I254.1 | Supply And Lay Reinforced Concrete Pipes In Trenches With Couplings Including Excavation, Backfilling, Warning Tape, Testing Etc All As Detailed In The Drawings And Specifications; Nominal Dia. 1100Mm Pipe; Depth 2.0-2.5M | 495 | m | SAR | 2058
Ellen | 2 | 2.0132 | Kingdom of Saudi Arabia | Jeddah | Infrastructure | Red Sea Village | Roads & Utilities | ALINMA ALTHURAYA | Huta | Tender | 2020 |  | Pipework - Pipes | I255.1 | Supply And Lay Reinforced Concrete Pipes In Trenches With Couplings Including Excavation, Backfilling, Warning Tape, Testing Etc All As Detailed In The Drawings And Specifications; Nominal Dia. 1100Mm Pipe; Depth 2.5-3.0M | 1229 | m | SAR | 2150
Ellen | 2 | 2.0132 | Kingdom of Saudi Arabia | Jeddah | Infrastructure | Red Sea Village | Roads & Utilities | ALINMA ALTHURAYA | Huta | Tender | 2020 |  | Pipework - Pipes | I256.1 | Supply And Lay Reinforced Concrete Pipes In Trenches With Couplings Including Excavation, Backfilling, Warning Tape, Testing Etc All As Detailed In The Drawings And Specifications; Nominal Dia. 1100Mm Pipe; Depth 3.0-3.5M | 114 | m | SAR | 2242
Ellen | 2 | 2.0133 | Kingdom of Saudi Arabia | Jeddah | Infrastructure | Red Sea Village | Roads & Utilities | ALINMA ALTHURAYA | Huta | Tender | 2020 |  | Pipework - Pipes | I257 | Supply And Lay Reinforced Concrete Pipes In Trenches With Couplings Including Excavation, Backfilling, Warning Tape, Testing Etc All As Detailed In The Drawings And Specifications; Nominal Dia. 1100Mm Pipe; Depth 3.5-4.0M | 232 | m | SAR | 2334
Ellen | 2 | 2.0133 | Kingdom of Saudi Arabia | Jeddah | Infrastructure | Red Sea Village | Roads & Utilities | ALINMA ALTHURAYA | Huta | Tender | 2020 |  | Pipework - Pipes | I258 | Supply And Lay Reinforced Concrete Pipes In Trenches With Couplings Including Excavation, Backfilling, Warning Tape, Testing Etc All As Detailed In The Drawings And Specifications; Nominal Dia. 1100Mm Pipe; Depth 4.0-4.5M | 120 | m | SAR | 2426
Ellen | 2 | 2.0133 | Kingdom of Saudi Arabia | Jeddah | Infrastructure | Red Sea Village | Roads & Utilities | ALINMA ALTHURAYA | Huta | Tender | 2020 |  | Pipework - Pipes | I254.2 | Supply And Lay Reinforced Concrete Pipes In Trenches With Couplings Including Excavation, Backfilling, Warning Tape, Testing Etc All As Detailed In The Drawings And Specifications; Nominal Dia. 1200Mm Pipe; Depth 2.0-2.5M | 207 | m | SAR | 2205
Ellen | 2 | 2.0133 | Kingdom of Saudi Arabia | Jeddah | Infrastructure | Red Sea Village | Roads & Utilities | ALINMA ALTHURAYA | Huta | Tender | 2020 |  | Pipework - Pipes | I255.2 | Supply And Lay Reinforced Concrete Pipes In Trenches With Couplings Including Excavation, Backfilling, Warning Tape, Testing Etc All As Detailed In The Drawings And Specifications; Nominal Dia. 1200Mm Pipe; Depth 2.5-3.0M | 634 | m | SAR | 2302
Ellen | 2 | 2.0133 | Kingdom of Saudi Arabia | Jeddah | Infrastructure | Red Sea Village | Roads & Utilities | ALINMA ALTHURAYA | Huta | Tender | 2020 |  | Pipework - Pipes | I256.2 | Supply And Lay Reinforced Concrete Pipes In Trenches With Couplings Including Excavation, Backfilling, Warning Tape, Testing Etc All As Detailed In The Drawings And Specifications; Nominal Dia. 1200Mm Pipe; Depth 3.0-3.5M | 173 | m | SAR | 2399
Ellen | 2 | 2.0133 | Kingdom of Saudi Arabia | Jeddah | Infrastructure | Red Sea Village | Roads & Utilities | ALINMA ALTHURAYA | Huta | Tender | 2020 |  | Pipework - Pipes | I265 | Supply And Lay Reinforced Concrete Pipes In Trenches With Couplings Including Excavation, Backfilling, Warning Tape, Testing Etc All As Detailed In The Drawings And Specifications; Nominal Dia. 1400Mm Pipe; Depth 2.5-3.0M | 611 | m | SAR | 2669
Ellen | 2 | 2.0133 | Kingdom of Saudi Arabia | Jeddah | Infrastructure | Red Sea Village | Roads & Utilities | ALINMA ALTHURAYA | Huta | Tender | 2020 |  | Pipework - Pipes | I266 | Supply And Lay Reinforced Concrete Pipes In Trenches With Couplings Including Excavation, Backfilling, Warning Tape, Testing Etc All As Detailed In The Drawings And Specifications; Nominal Dia. 1400Mm Pipe; Depth 3.0-3.5M | 392 | m | SAR | 2775
Ellen | 2 | 2.0133 | Kingdom of Saudi Arabia | Jeddah | Infrastructure | Red Sea Village | Roads & Utilities | ALINMA ALTHURAYA | Huta | Tender | 2020 |  | Pipework - Pipes | I267 | Supply And Lay Reinforced Concrete Pipes In Trenches With Couplings Including Excavation, Backfilling, Warning Tape, Testing Etc All As Detailed In The Drawings And Specifications; Nominal Dia. 1400Mm Pipe; Depth 3.5-4.0M | 230 | m | SAR | 2882
Ellen | 2 | 2.0133 | Kingdom of Saudi Arabia | Jeddah | Infrastructure | Red Sea Village | Roads & Utilities | ALINMA ALTHURAYA | Huta | Tender | 2020 |  | Pipework - Pipes | I268.1 | Supply And Lay Reinforced Concrete Pipes In Trenches With Couplings Including Excavation, Backfilling, Warning Tape, Testing Etc All As Detailed In The Drawings And Specifications; Nominal Dia. 1400Mm Pipe; Depth 4.0-4.5M | 81 | m | SAR | 2988
Ellen | 2 | 2.0133 | Kingdom of Saudi Arabia | Jeddah | Infrastructure | Red Sea Village | Roads & Utilities | ALINMA ALTHURAYA | Huta | Tender | 2020 |  | Pipework - Pipes | I268.2 | Supply And Lay Reinforced Concrete Pipes In Trenches With Couplings Including Excavation, Backfilling, Warning Tape, Testing Etc All As Detailed In The Drawings And Specifications; Nominal Dia. 1400Mm Pipe; Depth 4.5-5.0M | 46 | m | SAR | 3095
Ellen | 2 | 2.0133 | Kingdom of Saudi Arabia | Jeddah | Infrastructure | Red Sea Village | Roads & Utilities | ALINMA ALTHURAYA | Huta | Tender | 2020 |  | Pipework - Pipes | I268.3 | Supply And Lay Reinforced Concrete Pipes In Trenches With Couplings Including Excavation, Backfilling, Warning Tape, Testing Etc All As Detailed In The Drawings And Specifications; Nominal Dia. 1400Mm Pipe; Depth 5.5-6.0M | 33 | m | SAR | 3308
Ellen | 2 | 2.0134 | Kingdom of Saudi Arabia | Jeddah | Infrastructure | Red Sea Village | Roads & Utilities | ALINMA ALTHURAYA | Huta | Tender | 2020 |  | Pipework - Pipes | I264 | Supply And Lay Reinforced Concrete Pipes In Trenches With Couplings Including Excavation, Backfilling, Warning Tape, Testing Etc All As Detailed In The Drawings And Specifications; Nominal Dia. 1500Mm Pipe; Depth 2.0-2.5M | 63 | m | SAR | 2664
Ellen | 2 | 2.0134 | Kingdom of Saudi Arabia | Jeddah | Infrastructure | Red Sea Village | Roads & Utilities | ALINMA ALTHURAYA | Huta | Tender | 2020 |  | Pipework - Pipes | I265 | Supply And Lay Reinforced Concrete Pipes In Trenches With Couplings Including Excavation, Backfilling, Warning Tape, Testing Etc All As Detailed In The Drawings And Specifications; Nominal Dia. 1500Mm Pipe; Depth 2.5-3.0M | 474 | m | SAR | 2775
Ellen | 2 | 2.0134 | Kingdom of Saudi Arabia | Jeddah | Infrastructure | Red Sea Village | Roads & Utilities | ALINMA ALTHURAYA | Huta | Tender | 2020 |  | Pipework - Pipes | I266 | Supply And Lay Reinforced Concrete Pipes In Trenches With Couplings Including Excavation, Backfilling, Warning Tape, Testing Etc All As Detailed In The Drawings And Specifications; Nominal Dia. 1500Mm Pipe; Depth 3.0-3.5M | 278 | m | SAR | 2886
Ellen | 2 | 2.0134 | Kingdom of Saudi Arabia | Jeddah | Infrastructure | Red Sea Village | Roads & Utilities | ALINMA ALTHURAYA | Huta | Tender | 2020 |  | Pipework - Pipes | I267 | Supply And Lay Reinforced Concrete Pipes In Trenches With Couplings Including Excavation, Backfilling, Warning Tape, Testing Etc All As Detailed In The Drawings And Specifications; Nominal Dia. 1500Mm Pipe; Depth 3.5-4.0M | 113 | m | SAR | 2997
Ellen | 2 | 2.0134 | Kingdom of Saudi Arabia | Jeddah | Infrastructure | Red Sea Village | Roads & Utilities | ALINMA ALTHURAYA | Huta | Tender | 2020 |  | Pipework - Pipes | I276 | Supply And Lay Reinforced Concrete Pipes In Trenches With Couplings Including Excavation, Backfilling, Warning Tape, Testing Etc All As Detailed In The Drawings And Specifications; Nominal Dia. 1600Mm Pipe; Depth 3.0-3.5M | 113 | m | SAR | 3155
Ellen | 2 | 2.0134 | Kingdom of Saudi Arabia | Jeddah | Infrastructure | Red Sea Village | Roads & Utilities | ALINMA ALTHURAYA | Huta | Tender | 2020 |  | Pipework - Pipes | I277 | Supply And Lay Reinforced Concrete Pipes In Trenches With Couplings Including Excavation, Backfilling, Warning Tape, Testing Etc All As Detailed In The Drawings And Specifications; Nominal Dia. 1600Mm Pipe; Depth 3.5-4.0M | 300 | m | SAR | 3271
Ellen | 2 | 2.0134 | Kingdom of Saudi Arabia | Jeddah | Infrastructure | Red Sea Village | Roads & Utilities | ALINMA ALTHURAYA | Huta | Tender | 2020 |  | Pipework - Pipes | I623 | Supply, Lay And Joint Grp Pipes In Trench Including Excavation, Backfilling, Warning Tape, Testing Etc All As Detailed In The Drawings And Specifications ; Nominal Dia. 300Mm Pipe; Depth 1.5-2.0M | 272 | m | SAR | 428
Ellen | 2 | 2.0134 | Kingdom of Saudi Arabia | Jeddah | Infrastructure | Red Sea Village | Roads & Utilities | ALINMA ALTHURAYA | Huta | Tender | 2020 |  | Pipework - Pipes | I633 | Supply, Lay And Joint Grp Pipes In Trench Including Excavation, Backfilling, Warning Tape, Testing Etc All As Detailed In The Drawings And Specifications ; Nominal Dia. 450Mm Pipe; Depth 1.5-2.0M | 8425 | m | SAR | 495
Ellen | 2 | 2.0134 | Kingdom of Saudi Arabia | Jeddah | Infrastructure | Red Sea Village | Roads & Utilities | ALINMA ALTHURAYA | Huta | Tender | 2020 |  | Pipework - Pipes | I634 | Supply, Lay And Joint Grp Pipes In Trench Including Excavation, Backfilling, Warning Tape, Testing Etc All As Detailed In The Drawings And Specifications ; Nominal Dia. 450Mm Pipe; Depth 2.0-2.5M | 652 | m | SAR | 520
Ellen | 2 | 2.0135 | Kingdom of Saudi Arabia | Jeddah | Infrastructure | Red Sea Village | Roads & Utilities | ALINMA ALTHURAYA | Huta | Tender | 2020 |  | Pipework - Manholes And Pipework Ancillaries | K142.1 | Manhole Complete As Detailed In The Drawings And Specifications Including Backdrops, Frame And Cover; 1200 Internal Diameter; Depth 1.5 - 2.0M | 14 | Nr | SAR | 22984
Ellen | 2 | 2.0135 | Kingdom of Saudi Arabia | Jeddah | Infrastructure | Red Sea Village | Roads & Utilities | ALINMA ALTHURAYA | Huta | Tender | 2020 |  | Pipework - Manholes And Pipework Ancillaries | K142.2 | Manhole Complete As Detailed In The Drawings And Specifications Including Backdrops, Frame And Cover; 1500 Internal Diameter; Depth 1.5 - 2.0M | 147 | Nr | SAR | 30549
Ellen | 2 | 2.0135 | Kingdom of Saudi Arabia | Jeddah | Infrastructure | Red Sea Village | Roads & Utilities | ALINMA ALTHURAYA | Huta | Tender | 2020 |  | Pipework - Manholes And Pipework Ancillaries | K143.1 | Manhole Complete As Detailed In The Drawings And Specifications Including Backdrops, Frame And Cover; 1500 Internal Diameter; Depth 2.0 - 2.5M | 15 | Nr | SAR | 34139
Ellen | 2 | 2.0135 | Kingdom of Saudi Arabia | Jeddah | Infrastructure | Red Sea Village | Roads & Utilities | ALINMA ALTHURAYA | Huta | Tender | 2020 |  | Pipework - Manholes And Pipework Ancillaries | K144.1 | Manhole Complete As Detailed In The Drawings And Specifications Including Backdrops, Frame And Cover; 1500 Internal Diameter; Depth 2.5 - 3.0M | 10 | Nr | SAR | 37778
Ellen | 2 | 2.0135 | Kingdom of Saudi Arabia | Jeddah | Infrastructure | Red Sea Village | Roads & Utilities | ALINMA ALTHURAYA | Huta | Tender | 2020 |  | Pipework - Manholes And Pipework Ancillaries | K145.1 | Manhole Complete As Detailed In The Drawings And Specifications Including Backdrops, Frame And Cover; 1500 Internal Diameter; Depth 3.0 - 3.5M | 1 | Nr | SAR | 41844
Ellen | 2 | 2.0135 | Kingdom of Saudi Arabia | Jeddah | Infrastructure | Red Sea Village | Roads & Utilities | ALINMA ALTHURAYA | Huta | Tender | 2020 |  | Pipework - Manholes And Pipework Ancillaries | K147.1 | Manhole Complete As Detailed In The Drawings And Specifications Including Backdrops, Frame And Cover; 1500 Internal Diameter; Depth 4.5 - 5.0M | 1 | Nr | SAR | 51370
Ellen | 2 | 2.0135 | Kingdom of Saudi Arabia | Jeddah | Infrastructure | Red Sea Village | Roads & Utilities | ALINMA ALTHURAYA | Huta | Tender | 2020 |  | Pipework - Manholes And Pipework Ancillaries | K142.3 | Manhole Complete As Detailed In The Drawings And Specifications Including Backdrops, Frame And Cover; 1800 Internal Diameter; Depth 1.5 - 2.0M | 9 | Nr | SAR | 41009
Ellen | 2 | 2.0135 | Kingdom of Saudi Arabia | Jeddah | Infrastructure | Red Sea Village | Roads & Utilities | ALINMA ALTHURAYA | Huta | Tender | 2020 |  | Pipework - Manholes And Pipework Ancillaries | K143.2 | Manhole Complete As Detailed In The Drawings And Specifications Including Backdrops, Frame And Cover; 1800 Internal Diameter; Depth 2.0 - 2.5M | 52 | Nr | SAR | 46069
Ellen | 2 | 2.0135 | Kingdom of Saudi Arabia | Jeddah | Infrastructure | Red Sea Village | Roads & Utilities | ALINMA ALTHURAYA | Huta | Tender | 2020 |  | Pipework - Manholes And Pipework Ancillaries | K144.2 | Manhole Complete As Detailed In The Drawings And Specifications Including Backdrops, Frame And Cover; 1800 Internal Diameter; Depth 2.5 - 3.0M | 10 | Nr | SAR | 51129
Ellen | 2 | 2.0135 | Kingdom of Saudi Arabia | Jeddah | Infrastructure | Red Sea Village | Roads & Utilities | ALINMA ALTHURAYA | Huta | Tender | 2020 |  | Pipework - Manholes And Pipework Ancillaries | K145.2 | Manhole Complete As Detailed In The Drawings And Specifications Including Backdrops, Frame And Cover; 1800 Internal Diameter; Depth 3.0 - 3.5M | 2 | Nr | SAR | 52854
Ellen | 2 | 2.0135 | Kingdom of Saudi Arabia | Jeddah | Infrastructure | Red Sea Village | Roads & Utilities | ALINMA ALTHURAYA | Huta | Tender | 2020 |  | Pipework - Manholes And Pipework Ancillaries | K146.1 | Manhole Complete As Detailed In The Drawings And Specifications Including Backdrops, Frame And Cover; 1800 Internal Diameter; Depth 3.5 - 4.0M | 2 | Nr | SAR | 59885
Ellen | 2 | 2.0136 | Kingdom of Saudi Arabia | Jeddah | Infrastructure | Red Sea Village | Roads & Utilities | ALINMA ALTHURAYA | Huta | Tender | 2020 |  | Pipework - Manholes And Pipework Ancillaries | K147.2 | Manhole Complete As Detailed In The Drawings And Specifications Including Backdrops, Frame And Cover; 1800 Internal Diameter; Depth 4.5 - 5.0M | 2 | Nr | SAR | 64459
Ellen | 2 | 2.0136 | Kingdom of Saudi Arabia | Jeddah | Infrastructure | Red Sea Village | Roads & Utilities | ALINMA ALTHURAYA | Huta | Tender | 2020 |  | Pipework - Manholes And Pipework Ancillaries | K143.3 | Manhole Complete As Detailed In The Drawings And Specifications Including Backdrops, Frame And Cover; 2000 Internal Diameter; Depth 2.0 - 2.5M | 13 | Nr | SAR | 50156
Ellen | 2 | 2.0136 | Kingdom of Saudi Arabia | Jeddah | Infrastructure | Red Sea Village | Roads & Utilities | ALINMA ALTHURAYA | Huta | Tender | 2020 |  | Pipework - Manholes And Pipework Ancillaries | K144.3 | Manhole Complete As Detailed In The Drawings And Specifications Including Backdrops, Frame And Cover; 2000 Internal Diameter; Depth 2.5 - 3.0M | 22 | Nr | SAR | 55632
Ellen | 2 | 2.0136 | Kingdom of Saudi Arabia | Jeddah | Infrastructure | Red Sea Village | Roads & Utilities | ALINMA ALTHURAYA | Huta | Tender | 2020 |  | Pipework - Manholes And Pipework Ancillaries | K145.3 | Manhole Complete As Detailed In The Drawings And Specifications Including Backdrops, Frame And Cover; 2000 Internal Diameter; Depth 3.0 - 3.5M | 2 | Nr | SAR | 57356
Ellen | 2 | 2.0136 | Kingdom of Saudi Arabia | Jeddah | Infrastructure | Red Sea Village | Roads & Utilities | ALINMA ALTHURAYA | Huta | Tender | 2020 |  | Pipework - Manholes And Pipework Ancillaries | K146.2 | Manhole Complete As Detailed In The Drawings And Specifications Including Backdrops, Frame And Cover; 2000 Internal Diameter; Depth 3.5 - 4.0M | 1 | Nr | SAR | 58264
Ellen | 2 | 2.0136 | Kingdom of Saudi Arabia | Jeddah | Infrastructure | Red Sea Village | Roads & Utilities | ALINMA ALTHURAYA | Huta | Tender | 2020 |  | Pipework - Manholes And Pipework Ancillaries | K147.3 | Manhole Complete As Detailed In The Drawings And Specifications Including Backdrops, Frame And Cover; 2000 Internal Diameter; Depth 4.0 - 4.5M | 4 | Nr | SAR | 70103
Ellen | 2 | 2.0136 | Kingdom of Saudi Arabia | Jeddah | Infrastructure | Red Sea Village | Roads & Utilities | ALINMA ALTHURAYA | Huta | Tender | 2020 |  | Pipework - Manholes And Pipework Ancillaries | K143.1 | Manhole Complete As Detailed In The Drawings And Specifications Including Backdrops, Frame And Cover; 2200 Internal Diameter; Depth 2.0 - 2.5M | 4 | Nr | SAR | 54374
Ellen | 2 | 2.0136 | Kingdom of Saudi Arabia | Jeddah | Infrastructure | Red Sea Village | Roads & Utilities | ALINMA ALTHURAYA | Huta | Tender | 2020 |  | Pipework - Manholes And Pipework Ancillaries | K144.1 | Manhole Complete As Detailed In The Drawings And Specifications Including Backdrops, Frame And Cover; 2200 Internal Diameter; Depth 2.5 - 3.0M | 32 | Nr | SAR | 60266
Ellen | 2 | 2.0136 | Kingdom of Saudi Arabia | Jeddah | Infrastructure | Red Sea Village | Roads & Utilities | ALINMA ALTHURAYA | Huta | Tender | 2020 |  | Pipework - Manholes And Pipework Ancillaries | K145.1 | Manhole Complete As Detailed In The Drawings And Specifications Including Backdrops, Frame And Cover; 2200 Internal Diameter; Depth 3.0 - 3.5M | 34 | Nr | SAR | 61991
Ellen | 2 | 2.0137 | Kingdom of Saudi Arabia | Jeddah | Infrastructure | Red Sea Village | Roads & Utilities | ALINMA ALTHURAYA | Huta | Tender | 2020 |  | Pipework - Manholes And Pipework Ancillaries | K146.1 | Manhole Complete As Detailed In The Drawings And Specifications Including Backdrops, Frame And Cover; 2200 Internal Diameter; Depth 3.5 - 4.0M | 7 | Nr | SAR | 69319
Ellen | 2 | 2.0137 | Kingdom of Saudi Arabia | Jeddah | Infrastructure | Red Sea Village | Roads & Utilities | ALINMA ALTHURAYA | Huta | Tender | 2020 |  | Pipework - Manholes And Pipework Ancillaries | K147.1 | Manhole Complete As Detailed In The Drawings And Specifications Including Backdrops, Frame And Cover; 2200 Internal Diameter; Depth 4.0 - 4.5M | 3 | Nr | SAR | 74573
Ellen | 2 | 2.0137 | Kingdom of Saudi Arabia | Jeddah | Infrastructure | Red Sea Village | Roads & Utilities | ALINMA ALTHURAYA | Huta | Tender | 2020 |  | Pipework - Manholes And Pipework Ancillaries | K147.2 | Manhole Complete As Detailed In The Drawings And Specifications Including Backdrops, Frame And Cover; 2200 Internal Diameter; Depth 5.0 - 5.5M | 2 | Nr | SAR | 80501
Ellen | 2 | 2.0137 | Kingdom of Saudi Arabia | Jeddah | Infrastructure | Red Sea Village | Roads & Utilities | ALINMA ALTHURAYA | Huta | Tender | 2020 |  | Pipework - Manholes And Pipework Ancillaries | K147.3 | Manhole Complete As Detailed In The Drawings And Specifications Including Backdrops, Frame And Cover; 2200 Internal Diameter; Depth 6.0 - 6.5M | 1 | Nr | SAR | 82316
Ellen | 2 | 2.0137 | Kingdom of Saudi Arabia | Jeddah | Infrastructure | Red Sea Village | Roads & Utilities | ALINMA ALTHURAYA | Huta | Tender | 2020 |  | Pipework - Manholes And Pipework Ancillaries | K147.4 | Manhole Complete As Detailed In The Drawings And Specifications Including Backdrops, Frame And Cover; 2200 Internal Diameter; Depth 6.5 - 7.0M | 1 | Nr | SAR | 90089
Ellen | 2 | 2.0137 | Kingdom of Saudi Arabia | Jeddah | Infrastructure | Red Sea Village | Roads & Utilities | ALINMA ALTHURAYA | Huta | Tender | 2020 |  | Pipework - Manholes And Pipework Ancillaries | K147.5 | Manhole Complete As Detailed In The Drawings And Specifications Including Backdrops, Frame And Cover; 2200 Internal Diameter; Depth 7.5 - 8.0M | 1 | Nr | SAR | 99164
Ellen | 2 | 2.0137 | Kingdom of Saudi Arabia | Jeddah | Infrastructure | Red Sea Village | Roads & Utilities | ALINMA ALTHURAYA | Huta | Tender | 2020 |  | Pipework - Manholes And Pipework Ancillaries | K145.2 | Manhole Complete As Detailed In The Drawings And Specifications Including Backdrops, Frame And Cover; 2600 Internal Diameter; Depth 3.0 - 3.5M | 3 | Nr | SAR | 71654
Ellen | 2 | 2.0137 | Kingdom of Saudi Arabia | Jeddah | Infrastructure | Red Sea Village | Roads & Utilities | ALINMA ALTHURAYA | Huta | Tender | 2020 |  | Pipework - Manholes And Pipework Ancillaries | K146.2 | Manhole Complete As Detailed In The Drawings And Specifications Including Backdrops, Frame And Cover; 2600 Internal Diameter; Depth 3.5 - 4.0M | 5 | Nr | SAR | 74653
Ellen | 2 | 2.0137 | Kingdom of Saudi Arabia | Jeddah | Infrastructure | Red Sea Village | Roads & Utilities | ALINMA ALTHURAYA | Huta | Tender | 2020 |  | Pipework - Manholes And Pipework Ancillaries | K147.6 | Manhole Complete As Detailed In The Drawings And Specifications Including Backdrops, Frame And Cover; 2600 Internal Diameter; Depth 4.0 - 4.5M | 1 | Nr | SAR | 79916
Ellen | 2 | 2.0137 | Kingdom of Saudi Arabia | Jeddah | Infrastructure | Red Sea Village | Roads & Utilities | ALINMA ALTHURAYA | Huta | Tender | 2020 |  | Pipework - Manholes And Pipework Ancillaries | K232.1 | Inlet Chambers Complete In Locations As Detailed In The Drawings And Specifications Including Removable Basket, Concrete Surround, Gully Frame And Cover, Excavation, Backfilling, Compaction And Removal Of Surplus Material To Tip; Side Entry Inlet Chamber | 225 | Nr | SAR | 9171
Ellen | 2 | 2.0137 | Kingdom of Saudi Arabia | Jeddah | Infrastructure | Red Sea Village | Roads & Utilities | ALINMA ALTHURAYA | Huta | Tender | 2020 |  | Pipework - Manholes And Pipework Ancillaries | K232.2 | Inlet Chambers Complete In Locations As Detailed In The Drawings And Specifications Including Removable Basket, Concrete Surround, Gully Frame And Cover, Excavation, Backfilling, Compaction And Removal Of Surplus Material To Tip; Side Entry Double Inlet Chamber | 105 | Nr | SAR | 13537
Ellen | 2 | 2.0138 | Kingdom of Saudi Arabia | Jeddah | Infrastructure | Red Sea Village | Roads & Utilities | ALINMA ALTHURAYA | Huta | Tender | 2020 |  | Pipework - Manholes And Pipework Ancillaries | K232.3 | Inlet Chambers Complete In Locations As Detailed In The Drawings And Specifications Including Removable Basket, Concrete Surround, Gully Frame And Cover, Excavation, Backfilling, Compaction And Removal Of Surplus Material To Tip; Top Entry Inlet Chamber | 97 | Nr | SAR | 10734
Ellen | 2 | 2.0138 | Kingdom of Saudi Arabia | Jeddah | Infrastructure | Red Sea Village | Roads & Utilities | ALINMA ALTHURAYA | Huta | Tender | 2020 |  | Pipework - Manholes And Pipework Ancillaries | K232.4 | Inlet Chambers Complete In Locations As Detailed In The Drawings And Specifications Including Removable Basket, Concrete Surround, Gully Frame And Cover, Excavation, Backfilling, Compaction And Removal Of Surplus Material To Tip; High Capacity Inlet Chamber | 86 | Nr | SAR | 17421
Ellen | 2 | 2.0138 | Kingdom of Saudi Arabia | Jeddah | Infrastructure | Red Sea Village | Roads & Utilities | ALINMA ALTHURAYA | Huta | Tender | 2020 |  | Pipework - Supports And Protection | L532 | Imported Granular Material Bed And Surround To 300Mm Dia. Grp Pipe | 190 | m | SAR | 261
Ellen | 2 | 2.0138 | Kingdom of Saudi Arabia | Jeddah | Infrastructure | Red Sea Village | Roads & Utilities | ALINMA ALTHURAYA | Huta | Tender | 2020 |  | Pipework - Supports And Protection | L533.1 | Imported Granular Material Bed And Surround To 450Mm Dia. Grp Pipe | 6549 | m | SAR | 306
Ellen | 2 | 2.0138 | Kingdom of Saudi Arabia | Jeddah | Infrastructure | Red Sea Village | Roads & Utilities | ALINMA ALTHURAYA | Huta | Tender | 2020 |  | Pipework - Supports And Protection | L533.2 | Imported Granular Material Bed And Surround To 500Mm Dia. Rc Pipe | 1101 | m | SAR | 93
Ellen | 2 | 2.0138 | Kingdom of Saudi Arabia | Jeddah | Infrastructure | Red Sea Village | Roads & Utilities | ALINMA ALTHURAYA | Huta | Tender | 2020 |  | Pipework - Supports And Protection | L533.3 | Imported Granular Material Bed And Surround To 600Mm Dia. Rc Pipe | 3044 | m | SAR | 107
Ellen | 2 | 2.0138 | Kingdom of Saudi Arabia | Jeddah | Infrastructure | Red Sea Village | Roads & Utilities | ALINMA ALTHURAYA | Huta | Tender | 2020 |  | Pipework - Supports And Protection | L534.1 | Imported Granular Material Bed And Surround To 700Mm Dia. Rc Pipe | 313 | m | SAR | 146
Ellen | 2 | 2.0138 | Kingdom of Saudi Arabia | Jeddah | Infrastructure | Red Sea Village | Roads & Utilities | ALINMA ALTHURAYA | Huta | Tender | 2020 |  | Pipework - Supports And Protection | L534.2 | Imported Granular Material Bed And Surround To 800Mm Dia. Rc Pipe | 1443 | m | SAR | 164
Ellen | 2 | 2.0138 | Kingdom of Saudi Arabia | Jeddah | Infrastructure | Red Sea Village | Roads & Utilities | ALINMA ALTHURAYA | Huta | Tender | 2020 |  | Pipework - Supports And Protection | L534.3 | Imported Granular Material Bed And Surround To 900Mm Dia. Rc Pipe | 1797 | m | SAR | 180
Ellen | 2 | 2.0139 | Kingdom of Saudi Arabia | Jeddah | Infrastructure | Red Sea Village | Roads & Utilities | ALINMA ALTHURAYA | Huta | Tender | 2020 |  | Pipework - Supports And Protection | L535.1 | Imported Granular Material Bed And Surround To 1100Mm Dia. Rc Pipe | 2190 | m | SAR | 198
Ellen | 2 | 2.0139 | Kingdom of Saudi Arabia | Jeddah | Infrastructure | Red Sea Village | Roads & Utilities | ALINMA ALTHURAYA | Huta | Tender | 2020 |  | Pipework - Supports And Protection | L535.2 | Imported Granular Material Bed And Surround To 1200Mm Dia. Rc Pipe | 1014 | m | SAR | 237
Ellen | 2 | 2.0139 | Kingdom of Saudi Arabia | Jeddah | Infrastructure | Red Sea Village | Roads & Utilities | ALINMA ALTHURAYA | Huta | Tender | 2020 |  | Pipework - Supports And Protection | L536.1 | Imported Granular Material Bed And Surround To 1400Mm Dia. Rc Pipe | 1392 | m | SAR | 276
Ellen | 2 | 2.0139 | Kingdom of Saudi Arabia | Jeddah | Infrastructure | Red Sea Village | Roads & Utilities | ALINMA ALTHURAYA | Huta | Tender | 2020 |  | Pipework - Supports And Protection | L536.2 | Imported Granular Material Bed And Surround To 1500Mm Dia. Rc Pipe | 927 | m | SAR | 296
Ellen | 2 | 2.0139 | Kingdom of Saudi Arabia | Jeddah | Infrastructure | Red Sea Village | Roads & Utilities | ALINMA ALTHURAYA | Huta | Tender | 2020 |  | Pipework - Supports And Protection | L537 | Imported Granular Material Bed And Surround To 1600Mm Dia. Rc Pipe | 413 | m | SAR | 317
Ellen | 2 | 2.0139 | Kingdom of Saudi Arabia | Jeddah | Infrastructure | Red Sea Village | Roads & Utilities | ALINMA ALTHURAYA | Huta | Tender | 2020 |  | Pipework - Supports And Protection | L542 | Concrete Bed And Surrounds As Per Specifications; 300Mm Dia. Grp Pipe | 82 | m | SAR | 803
Ellen | 2 | 2.0139 | Kingdom of Saudi Arabia | Jeddah | Infrastructure | Red Sea Village | Roads & Utilities | ALINMA ALTHURAYA | Huta | Tender | 2020 |  | Pipework - Supports And Protection | L543 | Concrete Bed And Surrounds As Per Specifications; 450Mm Dia. Grp Pipe | 2528 | m | SAR | 1066
Ellen | 2 | 2.0139 | Kingdom of Saudi Arabia | Jeddah | Infrastructure | Red Sea Village | Roads & Utilities | ALINMA ALTHURAYA | Huta | Tender | 2020 |  | Pipework - Supports And Protection | L900.1 | Geotextile Filter Fabric Membrane As Per Specifications; 300Mm Dia. Grp Pipe | 190 | m | SAR | 77
Ellen | 2 | 2.0139 | Kingdom of Saudi Arabia | Jeddah | Infrastructure | Red Sea Village | Roads & Utilities | ALINMA ALTHURAYA | Huta | Tender | 2020 |  | Pipework - Supports And Protection | L900.2 | Geotextile Filter Fabric Membrane As Per Specifications; 450Mm Dia. Grp Pipe | 6549 | m | SAR | 86
Ellen | 2 | 2.0139 | Kingdom of Saudi Arabia | Jeddah | Infrastructure | Red Sea Village | Roads & Utilities | ALINMA ALTHURAYA | Huta | Tender | 2020 |  | Pipework - Supports And Protection | L900.3 | Geotextile Filter Fabric Membrane As Per Specifications; 500Mm Dia. Rc Pipe | 1101 | m | SAR | 88
Ellen | 2 | 2.0139 | Kingdom of Saudi Arabia | Jeddah | Infrastructure | Red Sea Village | Roads & Utilities | ALINMA ALTHURAYA | Huta | Tender | 2020 |  | Pipework - Supports And Protection | L900.4 | Geotextile Filter Fabric Membrane As Per Specifications; 600Mm Dia. Rc Pipe | 3044 | m | SAR | 94
Ellen | 2 | 2.014 | Kingdom of Saudi Arabia | Jeddah | Infrastructure | Red Sea Village | Roads & Utilities | ALINMA ALTHURAYA | Huta | Tender | 2020 |  | Pipework - Supports And Protection | L900.5 | Geotextile Filter Fabric Membrane As Per Specifications; 700Mm Dia. Rc Pipe | 313 | m | SAR | 99
Ellen | 2 | 2.014 | Kingdom of Saudi Arabia | Jeddah | Infrastructure | Red Sea Village | Roads & Utilities | ALINMA ALTHURAYA | Huta | Tender | 2020 |  | Pipework - Supports And Protection | L900.6 | Geotextile Filter Fabric Membrane As Per Specifications; 800Mm Dia. Rc Pipe | 1443 | m | SAR | 105
Ellen | 2 | 2.014 | Kingdom of Saudi Arabia | Jeddah | Infrastructure | Red Sea Village | Roads & Utilities | ALINMA ALTHURAYA | Huta | Tender | 2020 |  | Pipework - Supports And Protection | L900.7 | Geotextile Filter Fabric Membrane As Per Specifications; 900Mm Dia. Rc Pipe | 1797 | m | SAR | 110
Ellen | 2 | 2.014 | Kingdom of Saudi Arabia | Jeddah | Infrastructure | Red Sea Village | Roads & Utilities | ALINMA ALTHURAYA | Huta | Tender | 2020 |  | Pipework - Supports And Protection | L900.8 | Geotextile Filter Fabric Membrane As Per Specifications; 1100Mm Dia. Rc Pipe | 2190 | m | SAR | 121
Ellen | 2 | 2.014 | Kingdom of Saudi Arabia | Jeddah | Infrastructure | Red Sea Village | Roads & Utilities | ALINMA ALTHURAYA | Huta | Tender | 2020 |  | Pipework - Supports And Protection | L900.9 | Geotextile Filter Fabric Membrane As Per Specifications; 1200Mm Dia. Rc Pipe | 1014 | m | SAR | 127
Ellen | 2 | 2.014 | Kingdom of Saudi Arabia | Jeddah | Infrastructure | Red Sea Village | Roads & Utilities | ALINMA ALTHURAYA | Huta | Tender | 2020 |  | Pipework - Supports And Protection | L900.10 | Geotextile Filter Fabric Membrane As Per Specifications; 1400Mm Dia. Rc Pipe | 1392 | m | SAR | 138
Ellen | 2 | 2.014 | Kingdom of Saudi Arabia | Jeddah | Infrastructure | Red Sea Village | Roads & Utilities | ALINMA ALTHURAYA | Huta | Tender | 2020 |  | Pipework - Supports And Protection | L900.11 | Geotextile Filter Fabric Membrane As Per Specifications; 1500Mm Dia. Rc Pipe | 927 | m | SAR | 143
Ellen | 2 | 2.014 | Kingdom of Saudi Arabia | Jeddah | Infrastructure | Red Sea Village | Roads & Utilities | ALINMA ALTHURAYA | Huta | Tender | 2020 |  | Pipework - Supports And Protection | L900.12 | Geotextile Filter Fabric Membrane As Per Specifications; 1600Mm Dia. Rc Pipe | 413 | m | SAR | 149
Ellen | 2 | 2.014 | Kingdom of Saudi Arabia | Jeddah | Infrastructure | Red Sea Village | Roads & Utilities | ALINMA ALTHURAYA | Huta | Tender | 2020 |  | Miscellaneous Work | X900 | Provision For Main Storm Water Line Connection For Landscape Works As Per The Specifications And Drawings | 1 | Nr | SAR | 106480
Ellen | 2 | 2.0141 | Kingdom of Saudi Arabia | Jeddah | Infrastructure | Red Sea Village | Roads & Utilities | ALINMA ALTHURAYA | Huta | Tender | 2020 |  | Pipework - Pipes | I113 | Supply, Lay And Joint Upvc Bs 4660 & 5481 Pipeline In Trench Including Special Joints And Connections, Detectable Warning Tape, Testing And Complete All As Detailed On Drawings And Specifications; Nominal Dia. 200Mm Pipe For House Connections; Depth 1.5-2.0M | 2253 | m | SAR | 263
Ellen | 2 | 2.0141 | Kingdom of Saudi Arabia | Jeddah | Infrastructure | Red Sea Village | Roads & Utilities | ALINMA ALTHURAYA | Huta | Tender | 2020 |  | Pipework - Pipes | I114 | Supply, Lay And Joint Upvc Bs 4660 & 5481 Pipeline In Trench Including Special Joints And Connections, Detectable Warning Tape, Testing And Complete All As Detailed On Drawings And Specifications; Nominal Dia. 200Mm Pipe For House Connections; Depth 2.0-2.5M | 563 | m | SAR | 292
Ellen | 2 | 2.0141 | Kingdom of Saudi Arabia | Jeddah | Infrastructure | Red Sea Village | Roads & Utilities | ALINMA ALTHURAYA | Huta | Tender | 2020 |  | Pipework - Pipes | I122 | Supply, Lay And Joint Vc Pipeline In Trench Including Special Joints And Connections, Including Excavation, Backfilling, Warning Tape, Testing Etc All As Detailed In The Drawings And Specifications ; Nominal Dia. 300Mm Pipe; Depth 0.0-1.5M | 154 | m | SAR | 293
Ellen | 2 | 2.0141 | Kingdom of Saudi Arabia | Jeddah | Infrastructure | Red Sea Village | Roads & Utilities | ALINMA ALTHURAYA | Huta | Tender | 2020 |  | Pipework - Pipes | I123 | Supply, Lay And Joint Vc Pipeline In Trench Including Special Joints And Connections, Including Excavation, Backfilling, Warning Tape, Testing Etc All As Detailed In The Drawings And Specifications ; Nominal Dia. 300Mm Pipe; Depth 1.5-2.0M | 1942 | m | SAR | 332
Ellen | 2 | 2.0141 | Kingdom of Saudi Arabia | Jeddah | Infrastructure | Red Sea Village | Roads & Utilities | ALINMA ALTHURAYA | Huta | Tender | 2020 |  | Pipework - Pipes | I124 | Supply, Lay And Joint Vc Pipeline In Trench Including Special Joints And Connections, Including Excavation, Backfilling, Warning Tape, Testing Etc All As Detailed In The Drawings And Specifications ; Nominal Dia. 300Mm Pipe; Depth 2.0-2.5M | 1254 | m | SAR | 365
Ellen | 2 | 2.0141 | Kingdom of Saudi Arabia | Jeddah | Infrastructure | Red Sea Village | Roads & Utilities | ALINMA ALTHURAYA | Huta | Tender | 2020 |  | Pipework - Pipes | I125 | Supply, Lay And Joint Vc Pipeline In Trench Including Special Joints And Connections, Including Excavation, Backfilling, Warning Tape, Testing Etc All As Detailed In The Drawings And Specifications ; Nominal Dia. 300Mm Pipe; Depth 2.5-3.0M | 1034 | m | SAR | 405
Ellen | 2 | 2.0141 | Kingdom of Saudi Arabia | Jeddah | Infrastructure | Red Sea Village | Roads & Utilities | ALINMA ALTHURAYA | Huta | Tender | 2020 |  | Pipework - Pipes | I126 | Supply, Lay And Joint Vc Pipeline In Trench Including Special Joints And Connections, Including Excavation, Backfilling, Warning Tape, Testing Etc All As Detailed In The Drawings And Specifications ; Nominal Dia. 300Mm Pipe; Depth 3.0-3.50M | 546 | m | SAR | 432
Ellen | 2 | 2.0141 | Kingdom of Saudi Arabia | Jeddah | Infrastructure | Red Sea Village | Roads & Utilities | ALINMA ALTHURAYA | Huta | Tender | 2020 |  | Pipework - Pipes | I127 | Supply, Lay And Joint Vc Pipeline In Trench Including Special Joints And Connections, Including Excavation, Backfilling, Warning Tape, Testing Etc All As Detailed In The Drawings And Specifications ; Nominal Dia. 300Mm Pipe; Depth 3.5-4.0M | 650 | m | SAR | 454
Ellen | 2 | 2.0141 | Kingdom of Saudi Arabia | Jeddah | Infrastructure | Red Sea Village | Roads & Utilities | ALINMA ALTHURAYA | Huta | Tender | 2020 |  | Pipework - Pipes | I128.1 | Supply, Lay And Joint Vc Pipeline In Trench Including Special Joints And Connections, Including Excavation, Backfilling, Warning Tape, Testing Etc All As Detailed In The Drawings And Specifications ; Nominal Dia. 300Mm Pipe; Depth 4.0-4.5M | 140 | m | SAR | 487
Ellen | 2 | 2.0141 | Kingdom of Saudi Arabia | Jeddah | Infrastructure | Red Sea Village | Roads & Utilities | ALINMA ALTHURAYA | Huta | Tender | 2020 |  | Pipework - Pipes | I128.2 | Supply, Lay And Joint Vc Pipeline In Trench Including Special Joints And Connections, Including Excavation, Backfilling, Warning Tape, Testing Etc All As Detailed In The Drawings And Specifications ; Nominal Dia. 300Mm Pipe; Depth 4.5-5.0M | 108 | m | SAR | 514
Ellen | 2 | 2.0141 | Kingdom of Saudi Arabia | Jeddah | Infrastructure | Red Sea Village | Roads & Utilities | ALINMA ALTHURAYA | Huta | Tender | 2020 |  | Pipework - Pipes | I128.3 | Supply, Lay And Joint Vc Pipeline In Trench Including Special Joints And Connections, Including Excavation, Backfilling, Warning Tape, Testing Etc All As Detailed In The Drawings And Specifications ; Nominal Dia. 300Mm Pipe; Depth 5.0-5.5M | 207 | m | SAR | 514
Ellen | 2 | 2.0142 | Kingdom of Saudi Arabia | Jeddah | Infrastructure | Red Sea Village | Roads & Utilities | ALINMA ALTHURAYA | Huta | Tender | 2020 |  | Pipework - Pipes | I128.4 | Supply, Lay And Joint Vc Pipeline In Trench Including Special Joints And Connections, Including Excavation, Backfilling, Warning Tape, Testing Etc All As Detailed In The Drawings And Specifications ; Nominal Dia. 300Mm Pipe; Depth 5.5-6.0M | 284 | m | SAR | 514
Ellen | 2 | 2.0142 | Kingdom of Saudi Arabia | Jeddah | Infrastructure | Red Sea Village | Roads & Utilities | ALINMA ALTHURAYA | Huta | Tender | 2020 |  | Pipework - Pipes | I133 | Supply, Lay And Joint Vc Pipeline In Trench Including Special Joints And Connections, Including Excavation, Backfilling, Warning Tape, Testing Etc All As Detailed In The Drawings And Specifications ; Nominal Dia. 400Mm Pipe; Depth 1.5-2.0M | 684 | m | SAR | 562
Ellen | 2 | 2.0142 | Kingdom of Saudi Arabia | Jeddah | Infrastructure | Red Sea Village | Roads & Utilities | ALINMA ALTHURAYA | Huta | Tender | 2020 |  | Pipework - Pipes | I134.1 | Supply, Lay And Joint Vc Pipeline In Trench Including Special Joints And Connections, Including Excavation, Backfilling, Warning Tape, Testing Etc All As Detailed In The Drawings And Specifications ; Nominal Dia. 400Mm Pipe; Depth 2.0-2.5M | 275 | m | SAR | 675
Ellen | 2 | 2.0142 | Kingdom of Saudi Arabia | Jeddah | Infrastructure | Red Sea Village | Roads & Utilities | ALINMA ALTHURAYA | Huta | Tender | 2020 |  | Pipework - Pipes | I135.1 | Supply, Lay And Joint Vc Pipeline In Trench Including Special Joints And Connections, Including Excavation, Backfilling, Warning Tape, Testing Etc All As Detailed In The Drawings And Specifications ; Nominal Dia. 400Mm Pipe; Depth 2.5-3.0M | 85 | m | SAR | 720
Ellen | 2 | 2.0142 | Kingdom of Saudi Arabia | Jeddah | Infrastructure | Red Sea Village | Roads & Utilities | ALINMA ALTHURAYA | Huta | Tender | 2020 |  | Pipework - Pipes | I136 | Supply, Lay And Joint Vc Pipeline In Trench Including Special Joints And Connections, Including Excavation, Backfilling, Warning Tape, Testing Etc All As Detailed In The Drawings And Specifications ; Nominal Dia. 400Mm Pipe; Depth 3.0-3.50M | 394 | m | SAR | 750
Ellen | 2 | 2.0142 | Kingdom of Saudi Arabia | Jeddah | Infrastructure | Red Sea Village | Roads & Utilities | ALINMA ALTHURAYA | Huta | Tender | 2020 |  | Pipework - Pipes | I137.1 | Supply, Lay And Joint Vc Pipeline In Trench Including Special Joints And Connections, Including Excavation, Backfilling, Warning Tape, Testing Etc All As Detailed In The Drawings And Specifications ; Nominal Dia. 400Mm Pipe; Depth 3.5-4.0M | 268 | m | SAR | 780
Ellen | 2 | 2.0142 | Kingdom of Saudi Arabia | Jeddah | Infrastructure | Red Sea Village | Roads & Utilities | ALINMA ALTHURAYA | Huta | Tender | 2020 |  | Pipework - Pipes | I138.1 | Supply, Lay And Joint Vc Pipeline In Trench Including Special Joints And Connections, Including Excavation, Backfilling, Warning Tape, Testing Etc All As Detailed In The Drawings And Specifications ; Nominal Dia. 400Mm Pipe; Depth 4.0-4.5M | 153 | m | SAR | 811
Ellen | 2 | 2.0142 | Kingdom of Saudi Arabia | Jeddah | Infrastructure | Red Sea Village | Roads & Utilities | ALINMA ALTHURAYA | Huta | Tender | 2020 |  | Pipework - Pipes | I138.2 | Supply, Lay And Joint Vc Pipeline In Trench Including Special Joints And Connections, Including Excavation, Backfilling, Warning Tape, Testing Etc All As Detailed In The Drawings And Specifications ; Nominal Dia. 400Mm Pipe; Depth 4.5-5.0M | 69 | m | SAR | 841
Ellen | 2 | 2.0142 | Kingdom of Saudi Arabia | Jeddah | Infrastructure | Red Sea Village | Roads & Utilities | ALINMA ALTHURAYA | Huta | Tender | 2020 |  | Pipework - Pipes | I133 | Supply, Lay And Joint Vc Pipeline In Trench Including Special Joints And Connections, Including Excavation, Backfilling, Warning Tape, Testing Etc All As Detailed In The Drawings And Specifications ; Nominal Dia. 500Mm Pipe; Depth 1.5-2.0M | 99 | m | SAR | 898
Ellen | 2 | 2.0143 | Kingdom of Saudi Arabia | Jeddah | Infrastructure | Red Sea Village | Roads & Utilities | ALINMA ALTHURAYA | Huta | Tender | 2020 |  | Pipework - Pipes | I134.2 | Supply, Lay And Joint Vc Pipeline In Trench Including Special Joints And Connections, Including Excavation, Backfilling, Warning Tape, Testing Etc All As Detailed In The Drawings And Specifications ; Nominal Dia. 500Mm Pipe; Depth 2.0-2.5M | 61 | m | SAR | 938
Ellen | 2 | 2.0143 | Kingdom of Saudi Arabia | Jeddah | Infrastructure | Red Sea Village | Roads & Utilities | ALINMA ALTHURAYA | Huta | Tender | 2020 |  | Pipework - Pipes | I137.2 | Supply, Lay And Joint Vc Pipeline In Trench Including Special Joints And Connections, Including Excavation, Backfilling, Warning Tape, Testing Etc All As Detailed In The Drawings And Specifications ; Nominal Dia. 500Mm Pipe; Depth 3.5-4.0M | 547 | m | SAR | 1040
Ellen | 2 | 2.0143 | Kingdom of Saudi Arabia | Jeddah | Infrastructure | Red Sea Village | Roads & Utilities | ALINMA ALTHURAYA | Huta | Tender | 2020 |  | Pipework - Pipes | I138.2 | Supply, Lay And Joint Vc Pipeline In Trench Including Special Joints And Connections, Including Excavation, Backfilling, Warning Tape, Testing Etc All As Detailed In The Drawings And Specifications ; Nominal Dia. 500Mm Pipe; Depth 4.0-4.5M | 319 | m | SAR | 1080
Ellen | 2 | 2.0143 | Kingdom of Saudi Arabia | Jeddah | Infrastructure | Red Sea Village | Roads & Utilities | ALINMA ALTHURAYA | Huta | Tender | 2020 |  | Pipework - Pipes | I138.3 | Supply, Lay And Joint Vc Pipeline In Trench Including Special Joints And Connections, Including Excavation, Backfilling, Warning Tape, Testing Etc All As Detailed In The Drawings And Specifications ; Nominal Dia. 500Mm Pipe; Depth 4.5-5.0M | 618 | m | SAR | 1113
Ellen | 2 | 2.0143 | Kingdom of Saudi Arabia | Jeddah | Infrastructure | Red Sea Village | Roads & Utilities | ALINMA ALTHURAYA | Huta | Tender | 2020 |  | Pipework - Pipes | I138.4 | Supply, Lay And Joint Vc Pipeline In Trench Including Special Joints And Connections, Including Excavation, Backfilling, Warning Tape, Testing Etc All As Detailed In The Drawings And Specifications ; Nominal Dia. 500Mm Pipe; Depth 5.0-5.5M | 126 | m | SAR | 1173
Ellen | 2 | 2.0143 | Kingdom of Saudi Arabia | Jeddah | Infrastructure | Red Sea Village | Roads & Utilities | ALINMA ALTHURAYA | Huta | Tender | 2020 |  | Pipework - Pipes | I138.5 | Supply, Lay And Joint Vc Pipeline In Trench Including Special Joints And Connections, Including Excavation, Backfilling, Warning Tape, Testing Etc All As Detailed In The Drawings And Specifications ; Nominal Dia. 500Mm Pipe; Depth 5.5-6.0M | 108 | m | SAR | 1226
Ellen | 2 | 2.0143 | Kingdom of Saudi Arabia | Jeddah | Infrastructure | Red Sea Village | Roads & Utilities | ALINMA ALTHURAYA | Huta | Tender | 2020 |  | Pipework - Pipes | I134.3 | Supply, Lay And Joint Vc Pipeline In Trench Including Special Joints And Connections, Including Excavation, Backfilling, Warning Tape, Testing Etc All As Detailed In The Drawings And Specifications ; Nominal Dia. 600Mm Pipe; Depth 2.0-2.5M | 68 | m | SAR | 1279
Ellen | 2 | 2.0143 | Kingdom of Saudi Arabia | Jeddah | Infrastructure | Red Sea Village | Roads & Utilities | ALINMA ALTHURAYA | Huta | Tender | 2020 |  | Pipework - Pipes | I135.2 | Supply, Lay And Joint Vc Pipeline In Trench Including Special Joints And Connections, Including Excavation, Backfilling, Warning Tape, Testing Etc All As Detailed In The Drawings And Specifications ; Nominal Dia. 600Mm Pipe; Depth 2.5-3.0M | 23 | m | SAR | 1326
Ellen | 2 | 2.0143 | Kingdom of Saudi Arabia | Jeddah | Infrastructure | Red Sea Village | Roads & Utilities | ALINMA ALTHURAYA | Huta | Tender | 2020 |  | Pipework - Pipes | I137.3 | Supply, Lay And Joint Vc Pipeline In Trench Including Special Joints And Connections, Including Excavation, Backfilling, Warning Tape, Testing Etc All As Detailed In The Drawings And Specifications ; Nominal Dia. 600Mm Pipe; Depth 3.5-4.0M | 185 | m | SAR | 1399
Ellen | 2 | 2.0143 | Kingdom of Saudi Arabia | Jeddah | Infrastructure | Red Sea Village | Roads & Utilities | ALINMA ALTHURAYA | Huta | Tender | 2020 |  | Pipework - Pipes | I138.6 | Supply, Lay And Joint Vc Pipeline In Trench Including Special Joints And Connections, Including Excavation, Backfilling, Warning Tape, Testing Etc All As Detailed In The Drawings And Specifications ; Nominal Dia. 600Mm Pipe; Depth 4.0-4.5M | 149 | m | SAR | 1435
Ellen | 2 | 2.0143 | Kingdom of Saudi Arabia | Jeddah | Infrastructure | Red Sea Village | Roads & Utilities | ALINMA ALTHURAYA | Huta | Tender | 2020 |  | Pipework - Pipes | I138.7 | Supply, Lay And Joint Vc Pipeline In Trench Including Special Joints And Connections, Including Excavation, Backfilling, Warning Tape, Testing Etc All As Detailed In The Drawings And Specifications ; Nominal Dia. 600Mm Pipe; Depth 4.5-5.0M | 269 | m | SAR | 1471
Ellen | 2 | 2.0144 | Kingdom of Saudi Arabia | Jeddah | Infrastructure | Red Sea Village | Roads & Utilities | ALINMA ALTHURAYA | Huta | Tender | 2020 |  | Pipework - Pipes | I138.8 | Supply, Lay And Joint Vc Pipeline In Trench Including Special Joints And Connections, Including Excavation, Backfilling, Warning Tape, Testing Etc All As Detailed In The Drawings And Specifications ; Nominal Dia. 600Mm Pipe; Depth 5.0-5.5M | 321 | m | SAR | 1525
Ellen | 2 | 2.0144 | Kingdom of Saudi Arabia | Jeddah | Infrastructure | Red Sea Village | Roads & Utilities | ALINMA ALTHURAYA | Huta | Tender | 2020 |  | Pipework - Pipes | I138.9 | Supply, Lay And Joint Vc Pipeline In Trench Including Special Joints And Connections, Including Excavation, Backfilling, Warning Tape, Testing Etc All As Detailed In The Drawings And Specifications ; Nominal Dia. 600Mm Pipe; Depth 5.5-6.0M | 334 | m | SAR | 1595
Ellen | 2 | 2.0144 | Kingdom of Saudi Arabia | Jeddah | Infrastructure | Red Sea Village | Roads & Utilities | ALINMA ALTHURAYA | Huta | Tender | 2020 |  | Pipework - Pipes | I648.1 | Supply, Lay And Joint Vc Pipeline In Trench Including Special Joints And Connections, Including Excavation, Backfilling, Warning Tape, Testing Etc All As Detailed In The Drawings And Specifications ; Nominal Dia. 700Mm Pipe; Depth 4.5-5.0M | 33 | m | SAR | 1848
Ellen | 2 | 2.0144 | Kingdom of Saudi Arabia | Jeddah | Infrastructure | Red Sea Village | Roads & Utilities | ALINMA ALTHURAYA | Huta | Tender | 2020 |  | Pipework - Pipes | I647 | Supply, Lay And Joint Vc Pipeline In Trench Including Special Joints And Connections, Including Excavation, Backfilling, Warning Tape, Testing Etc All As Detailed In The Drawings And Specifications ; Nominal Dia. 800Mm Pipe; Depth 3.5-4.0M | 13 | m | SAR | 1997
Ellen | 2 | 2.0144 | Kingdom of Saudi Arabia | Jeddah | Infrastructure | Red Sea Village | Roads & Utilities | ALINMA ALTHURAYA | Huta | Tender | 2020 |  | Pipework - Pipes | I648.2 | Supply, Lay And Joint Vc Pipeline In Trench Including Special Joints And Connections, Including Excavation, Backfilling, Warning Tape, Testing Etc All As Detailed In The Drawings And Specifications ; Nominal Dia. 800Mm Pipe; Depth 4.0-4.5M | 56 | m | SAR | 2045
Ellen | 2 | 2.0144 | Kingdom of Saudi Arabia | Jeddah | Infrastructure | Red Sea Village | Roads & Utilities | ALINMA ALTHURAYA | Huta | Tender | 2020 |  | Pipework - Pipes | I648.3 | Supply, Lay And Joint Vc Pipeline In Trench Including Special Joints And Connections, Including Excavation, Backfilling, Warning Tape, Testing Etc All As Detailed In The Drawings And Specifications ; Nominal Dia. 800Mm Pipe; Depth 4.5-5.0M | 199 | m | SAR | 2113
Ellen | 2 | 2.0144 | Kingdom of Saudi Arabia | Jeddah | Infrastructure | Red Sea Village | Roads & Utilities | ALINMA ALTHURAYA | Huta | Tender | 2020 |  | Pipework - Pipes | I648.4 | Supply, Lay And Joint Vc Pipeline In Trench Including Special Joints And Connections, Including Excavation, Backfilling, Warning Tape, Testing Etc All As Detailed In The Drawings And Specifications ; Nominal Dia. 800Mm Pipe; Depth 5.0-5.5M | 505 | m | SAR | 2175
Ellen | 2 | 2.0144 | Kingdom of Saudi Arabia | Jeddah | Infrastructure | Red Sea Village | Roads & Utilities | ALINMA ALTHURAYA | Huta | Tender | 2020 |  | Pipework - Pipes | I648.5 | Supply, Lay And Joint Vc Pipeline In Trench Including Special Joints And Connections, Including Excavation, Backfilling, Warning Tape, Testing Etc All As Detailed In The Drawings And Specifications ; Nominal Dia. 800Mm Pipe; Depth 5.5-6.0M | 526 | m | SAR | 2237
Ellen | 2 | 2.0144 | Kingdom of Saudi Arabia | Jeddah | Infrastructure | Red Sea Village | Roads & Utilities | ALINMA ALTHURAYA | Huta | Tender | 2020 |  | Pipework - Pipes | I648.6 | Supply, Lay And Joint Vc Pipeline In Trench Including Special Joints And Connections, Including Excavation, Backfilling, Warning Tape, Testing Etc All As Detailed In The Drawings And Specifications ; Nominal Dia. 800Mm Pipe; Depth 6.0-6.5M | 349 | m | SAR | 2314
Ellen | 2 | 2.0145 | Kingdom of Saudi Arabia | Jeddah | Infrastructure | Red Sea Village | Roads & Utilities | ALINMA ALTHURAYA | Huta | Tender | 2020 |  | Pipework - Pipes | I648.7 | Supply, Lay And Joint Vc Pipeline In Trench Including Special Joints And Connections, Including Excavation, Backfilling, Warning Tape, Testing Etc All As Detailed In The Drawings And Specifications ; Nominal Dia. 800Mm Pipe; Depth 6.5-7.0M | 770 | m | SAR | 2391
Ellen | 2 | 2.0145 | Kingdom of Saudi Arabia | Jeddah | Infrastructure | Red Sea Village | Roads & Utilities | ALINMA ALTHURAYA | Huta | Tender | 2020 |  | Pipework - Pipes | I648.8 | Supply, Lay And Joint Vc Pipeline In Trench Including Special Joints And Connections, Including Excavation, Backfilling, Warning Tape, Testing Etc All As Detailed In The Drawings And Specifications ; Nominal Dia. 800Mm Pipe; Depth 7.0-7.5M | 193 | m | SAR | 2469
Ellen | 2 | 2.0145 | Kingdom of Saudi Arabia | Jeddah | Infrastructure | Red Sea Village | Roads & Utilities | ALINMA ALTHURAYA | Huta | Tender | 2020 |  | Pipework - Pipes | I753 | Pressure Pipe Line; Supply And Install Hdpe Pe-100 Pipes With Butt Fusion Welded Joints In Trenches, Including Excavation In All Materials Backfilling, Disposal Of Excavated Material As Directed By Engineer, Dewatering, Warning Tape, Testing Etc. Complete As Detailed On Drawing And Specification; Depth 1.5-2.0M | 59 | m | SAR | 380
Ellen | 2 | 2.0145 | Kingdom of Saudi Arabia | Jeddah | Infrastructure | Red Sea Village | Roads & Utilities | ALINMA ALTHURAYA | Huta | Tender | 2020 |  | Pipework - Pipes | I754 | Pressure Pipe Line; Supply And Install Hdpe Pe-100 Pipes With Butt Fusion Welded Joints In Trenches, Including Excavation In All Materials Backfilling, Disposal Of Excavated Material As Directed By Engineer, Dewatering, Warning Tape, Testing Etc. Complete As Detailed On Drawing And Specification; Depth 2.0-2.5M | 100 | m | SAR | 490
Ellen | 2 | 2.0145 | Kingdom of Saudi Arabia | Jeddah | Infrastructure | Red Sea Village | Roads & Utilities | ALINMA ALTHURAYA | Huta | Tender | 2020 |  | Pipework - Fittings And Valves | J491 | Supply, Lay And Joint Upvc Pipe Fitting In Trench Complete All As Detailed On Drawings And Specifications; End Caps For 200Mm Dia. House Connection Pipes; Nominal Bore 200 Mm Dia. Pipe | 206 | Nr | SAR | 1452
Ellen | 2 | 2.0145 | Kingdom of Saudi Arabia | Jeddah | Infrastructure | Red Sea Village | Roads & Utilities | ALINMA ALTHURAYA | Huta | Tender | 2020 |  | Pipework - Manholes And Pipework Ancillaries | K151 | Precast Manhole Complete As Detailed As Per And Specifications Including Frame And Cover; 1200 Internal Diameter; Depth Not Exceeding 1.5M | 2 | Nr | SAR | 8693
Ellen | 2 | 2.0145 | Kingdom of Saudi Arabia | Jeddah | Infrastructure | Red Sea Village | Roads & Utilities | ALINMA ALTHURAYA | Huta | Tender | 2020 |  | Pipework - Manholes And Pipework Ancillaries | K152 | Precast Manhole Complete As Detailed As Per And Specifications Including Frame And Cover; 1200 Internal Diameter; Depth 1.5 - 2.0M | 84 | Nr | SAR | 10081
Ellen | 2 | 2.0145 | Kingdom of Saudi Arabia | Jeddah | Infrastructure | Red Sea Village | Roads & Utilities | ALINMA ALTHURAYA | Huta | Tender | 2020 |  | Pipework - Manholes And Pipework Ancillaries | K153 | Precast Manhole Complete As Detailed As Per And Specifications Including Frame And Cover; 1200 Internal Diameter; Depth 2.0 - 2.5M | 27 | Nr | SAR | 11469
Ellen | 2 | 2.0145 | Kingdom of Saudi Arabia | Jeddah | Infrastructure | Red Sea Village | Roads & Utilities | ALINMA ALTHURAYA | Huta | Tender | 2020 |  | Pipework - Manholes And Pipework Ancillaries | K154 | Precast Manhole Complete As Detailed As Per And Specifications Including Frame And Cover; 1200 Internal Diameter; Depth 2.5 - 3.0M | 22 | Nr | SAR | 12857
Ellen | 2 | 2.0145 | Kingdom of Saudi Arabia | Jeddah | Infrastructure | Red Sea Village | Roads & Utilities | ALINMA ALTHURAYA | Huta | Tender | 2020 |  | Pipework - Manholes And Pipework Ancillaries | K135 | Cast In Situ Manhole Complete As Detailed In And Specifications Including Frame And Cover ; 1200 Internal Diameter; Depth 3.0 - 3.5M | 18 | Nr | SAR | 18699
Ellen | 2 | 2.0145 | Kingdom of Saudi Arabia | Jeddah | Infrastructure | Red Sea Village | Roads & Utilities | ALINMA ALTHURAYA | Huta | Tender | 2020 |  | Pipework - Manholes And Pipework Ancillaries | K136 | Cast In Situ Manhole Complete As Detailed In And Specifications Including Frame And Cover ; 1200 Internal Diameter; Depth 3.5 - 4.0M | 41 | Nr | SAR | 20521
Ellen | 2 | 2.0146 | Kingdom of Saudi Arabia | Jeddah | Infrastructure | Red Sea Village | Roads & Utilities | ALINMA ALTHURAYA | Huta | Tender | 2020 |  | Pipework - Manholes And Pipework Ancillaries | K137.1 | Cast In Situ Manhole Complete As Detailed In And Specifications Including Frame And Cover ; 1200 Internal Diameter; Depth 4.0 - 4.5M | 23 | Nr | SAR | 22515
Ellen | 2 | 2.0146 | Kingdom of Saudi Arabia | Jeddah | Infrastructure | Red Sea Village | Roads & Utilities | ALINMA ALTHURAYA | Huta | Tender | 2020 |  | Pipework - Manholes And Pipework Ancillaries | K137.2 | Cast In Situ Manhole Complete As Detailed In And Specifications Including Frame And Cover ; 1200 Internal Diameter; Depth 4.5 - 5.0M | 28 | Nr | SAR | 24388
Ellen | 2 | 2.0146 | Kingdom of Saudi Arabia | Jeddah | Infrastructure | Red Sea Village | Roads & Utilities | ALINMA ALTHURAYA | Huta | Tender | 2020 |  | Pipework - Manholes And Pipework Ancillaries | K137.3 | Cast In Situ Manhole Complete As Detailed In And Specifications Including Frame And Cover ; 1200 Internal Diameter; Depth 5.0 - 5.5M | 15 | Nr | SAR | 26282
Ellen | 2 | 2.0146 | Kingdom of Saudi Arabia | Jeddah | Infrastructure | Red Sea Village | Roads & Utilities | ALINMA ALTHURAYA | Huta | Tender | 2020 |  | Pipework - Manholes And Pipework Ancillaries | K137.4 | Cast In Situ Manhole Complete As Detailed In And Specifications Including Frame And Cover ; 1200 Internal Diameter; Depth 5.5 - 6.0M | 11 | Nr | SAR | 28165
Ellen | 2 | 2.0146 | Kingdom of Saudi Arabia | Jeddah | Infrastructure | Red Sea Village | Roads & Utilities | ALINMA ALTHURAYA | Huta | Tender | 2020 |  | Pipework - Manholes And Pipework Ancillaries | K136.1 | Cast In Situ Manhole Complete As Detailed In And Specifications Including Frame And Cover ; 1500 Internal Diameter; Depth 3.5 - 4.0M | 2 | Nr | SAR | 25019
Ellen | 2 | 2.0146 | Kingdom of Saudi Arabia | Jeddah | Infrastructure | Red Sea Village | Roads & Utilities | ALINMA ALTHURAYA | Huta | Tender | 2020 |  | Pipework - Manholes And Pipework Ancillaries | K137.1 | Cast In Situ Manhole Complete As Detailed In And Specifications Including Frame And Cover ; 1500 Internal Diameter; Depth 4.5 - 5.0M | 5 | Nr | SAR | 29486
Ellen | 2 | 2.0146 | Kingdom of Saudi Arabia | Jeddah | Infrastructure | Red Sea Village | Roads & Utilities | ALINMA ALTHURAYA | Huta | Tender | 2020 |  | Pipework - Manholes And Pipework Ancillaries | K137.2 | Cast In Situ Manhole Complete As Detailed In And Specifications Including Frame And Cover ; 1500 Internal Diameter; Depth 5.0 - 5.5M | 11 | Nr | SAR | 31792
Ellen | 2 | 2.0146 | Kingdom of Saudi Arabia | Jeddah | Infrastructure | Red Sea Village | Roads & Utilities | ALINMA ALTHURAYA | Huta | Tender | 2020 |  | Pipework - Manholes And Pipework Ancillaries | K137.3 | Cast In Situ Manhole Complete As Detailed In And Specifications Including Frame And Cover ; 1500 Internal Diameter; Depth 5.5 - 6.0M | 16 | Nr | SAR | 34098
Ellen | 2 | 2.0146 | Kingdom of Saudi Arabia | Jeddah | Infrastructure | Red Sea Village | Roads & Utilities | ALINMA ALTHURAYA | Huta | Tender | 2020 |  | Pipework - Manholes And Pipework Ancillaries | K137.4 | Cast In Situ Manhole Complete As Detailed In And Specifications Including Frame And Cover ; 1500 Internal Diameter; Depth 6.0 - 6.5M | 1 | Nr | SAR | 45552
Ellen | 2 | 2.0147 | Kingdom of Saudi Arabia | Jeddah | Infrastructure | Red Sea Village | Roads & Utilities | ALINMA ALTHURAYA | Huta | Tender | 2020 |  | Pipework - Manholes And Pipework Ancillaries | K137.5 | Cast In Situ Manhole Complete As Detailed In And Specifications Including Frame And Cover ; 1500 Internal Diameter; Depth 6.5 - 7.0M | 1 | Nr | SAR | 47858
Ellen | 2 | 2.0147 | Kingdom of Saudi Arabia | Jeddah | Infrastructure | Red Sea Village | Roads & Utilities | ALINMA ALTHURAYA | Huta | Tender | 2020 |  | Pipework - Manholes And Pipework Ancillaries | K137.6 | Cast In Situ Manhole Complete As Detailed In And Specifications Including Frame And Cover ; 1700 Internal Diameter; Depth 6.0 - 6.5M | 1 | Nr | SAR | 69621
Ellen | 2 | 2.0147 | Kingdom of Saudi Arabia | Jeddah | Infrastructure | Red Sea Village | Roads & Utilities | ALINMA ALTHURAYA | Huta | Tender | 2020 |  | Pipework - Manholes And Pipework Ancillaries | K137.7 | Cast In Situ Manhole Complete As Detailed In And Specifications Including Frame And Cover ; 1800 Internal Diameter; Depth 6.0 - 6.5M | 6 | Nr | SAR | 77237
Ellen | 2 | 2.0147 | Kingdom of Saudi Arabia | Jeddah | Infrastructure | Red Sea Village | Roads & Utilities | ALINMA ALTHURAYA | Huta | Tender | 2020 |  | Pipework - Manholes And Pipework Ancillaries | K137.8 | Cast In Situ Manhole Complete As Detailed In And Specifications Including Frame And Cover ; 1800 Internal Diameter; Depth 6.5 - 7.0M | 19 | Nr | SAR | 79802
Ellen | 2 | 2.0147 | Kingdom of Saudi Arabia | Jeddah | Infrastructure | Red Sea Village | Roads & Utilities | ALINMA ALTHURAYA | Huta | Tender | 2020 |  | Pipework - Manholes And Pipework Ancillaries | K137.9 | Cast In Situ Manhole Complete As Detailed In And Specifications Including Frame And Cover ; 1800 Internal Diameter; Depth 7.0 - 7.5M | 6 | Nr | SAR | 82315
Ellen | 2 | 2.0147 | Kingdom of Saudi Arabia | Jeddah | Infrastructure | Red Sea Village | Roads & Utilities | ALINMA ALTHURAYA | Huta | Tender | 2020 |  | Pipework - Manholes And Pipework Ancillaries | K152 | Pre Cast Manhole Complete As Detailed As Per And Specifications Including Backdrop, Frame And Cover; 1200 Internal Diameter; Depth 1.5 - 2.0M | 10 | Nr | SAR | 11790
Ellen | 2 | 2.0147 | Kingdom of Saudi Arabia | Jeddah | Infrastructure | Red Sea Village | Roads & Utilities | ALINMA ALTHURAYA | Huta | Tender | 2020 |  | Pipework - Manholes And Pipework Ancillaries | K153 | Pre Cast Manhole Complete As Detailed As Per And Specifications Including Backdrop, Frame And Cover; 1200 Internal Diameter; Depth 2.0 - 2.5M | 2 | Nr | SAR | 13383
Ellen | 2 | 2.0147 | Kingdom of Saudi Arabia | Jeddah | Infrastructure | Red Sea Village | Roads & Utilities | ALINMA ALTHURAYA | Huta | Tender | 2020 |  | Pipework - Manholes And Pipework Ancillaries | K154 | Pre Cast Manhole Complete As Detailed As Per And Specifications Including Backdrop, Frame And Cover; 1200 Internal Diameter; Depth 2.5 - 3.0M | 2 | Nr | SAR | 14820
Ellen | 2 | 2.0147 | Kingdom of Saudi Arabia | Jeddah | Infrastructure | Red Sea Village | Roads & Utilities | ALINMA ALTHURAYA | Huta | Tender | 2020 |  | Pipework - Manholes And Pipework Ancillaries | K135 | Cast In Situ Manhole Complete As Detailed As Per And Specifications Including Backdrop, Frame And Cover; 1200 Internal Diameter; Depth 3.0 - 3.5M | 4 | Nr | SAR | 18820
Ellen | 2 | 2.0147 | Kingdom of Saudi Arabia | Jeddah | Infrastructure | Red Sea Village | Roads & Utilities | ALINMA ALTHURAYA | Huta | Tender | 2020 |  | Pipework - Manholes And Pipework Ancillaries | K136 | Cast In Situ Manhole Complete As Detailed As Per And Specifications Including Backdrop, Frame And Cover; 1200 Internal Diameter; Depth 3.5 - 4.0M | 2 | Nr | SAR | 20922
Ellen | 2 | 2.0147 | Kingdom of Saudi Arabia | Jeddah | Infrastructure | Red Sea Village | Roads & Utilities | ALINMA ALTHURAYA | Huta | Tender | 2020 |  | Pipework - Manholes And Pipework Ancillaries | K137.1 | Cast In Situ Manhole Complete As Detailed As Per And Specifications Including Backdrop, Frame And Cover; 1200 Internal Diameter; Depth 5.0 - 5.5M | 2 | Nr | SAR | 26572
Ellen | 2 | 2.0148 | Kingdom of Saudi Arabia | Jeddah | Infrastructure | Red Sea Village | Roads & Utilities | ALINMA ALTHURAYA | Huta | Tender | 2020 |  | Pipework - Manholes And Pipework Ancillaries | K137.2 | Cast In Situ Manhole Complete As Detailed As Per And Specifications Including Backdrop, Frame And Cover; 1500 Internal Diameter; Depth 4.5 - 5.0M | 1 | Nr | SAR | 29922
Ellen | 2 | 2.0148 | Kingdom of Saudi Arabia | Jeddah | Infrastructure | Red Sea Village | Roads & Utilities | ALINMA ALTHURAYA | Huta | Tender | 2020 |  | Pipework - Manholes And Pipework Ancillaries | K137.3 | Cast In Situ Manhole Complete As Detailed As Per And Specifications Including Backdrop, Frame And Cover; 1500 Internal Diameter; Depth 5.0 - 5.5M | 1 | Nr | SAR | 31792
Ellen | 2 | 2.0148 | Kingdom of Saudi Arabia | Jeddah | Infrastructure | Red Sea Village | Roads & Utilities | ALINMA ALTHURAYA | Huta | Tender | 2020 |  | Pipework - Manholes And Pipework Ancillaries | K137.4 | Cast In Situ Manhole Complete As Detailed As Per And Specifications Including Backdrop, Frame And Cover; 1500 Internal Diameter; Depth 5.5 - 6.0M | 1 | Nr | SAR | 34534
Ellen | 2 | 2.0148 | Kingdom of Saudi Arabia | Jeddah | Infrastructure | Red Sea Village | Roads & Utilities | ALINMA ALTHURAYA | Huta | Tender | 2020 |  | Pipework - Manholes And Pipework Ancillaries | K251 | Precast Concrete House Connection/ Inspection Chambers With Precast Cover Slab As Shown On And As Directed And Authorized By The Engineer; Depth Not Exceeding 1.5M | 165 | Nr | SAR | 11820
Ellen | 2 | 2.0148 | Kingdom of Saudi Arabia | Jeddah | Infrastructure | Red Sea Village | Roads & Utilities | ALINMA ALTHURAYA | Huta | Tender | 2020 |  | Pipework - Manholes And Pipework Ancillaries | K252 | Precast Concrete House Connection/ Inspection Chambers With Precast Cover Slab As Shown On And As Directed And Authorized By The Engineer; Depth 1.5 - 2.0M | 41 | Nr | SAR | 14520
Ellen | 2 | 2.0148 | Kingdom of Saudi Arabia | Jeddah | Infrastructure | Red Sea Village | Roads & Utilities | ALINMA ALTHURAYA | Huta | Tender | 2020 |  | Pipework - Manholes And Pipework Ancillaries | K853.1 | Connect New 500Mm Dia Vc Pipe To Existing Sewer Manhole Including Necessary Fittings, Additional Excavation, And Backfilling Etc. As Directed And Authorized By The Engineer | 1 | Nr | SAR | 7260
Ellen | 2 | 2.0148 | Kingdom of Saudi Arabia | Jeddah | Infrastructure | Red Sea Village | Roads & Utilities | ALINMA ALTHURAYA | Huta | Tender | 2020 |  | Pipework - Manholes And Pipework Ancillaries | K853.2 | Connect New 600Mm Dia Vc Pipe To Existing Sewer Manhole Including Necessary Fittings, Additional Excavation, And Backfilling Etc. As Directed And Authorized By The Engineer | 1 | Nr | SAR | 7623
Ellen | 2 | 2.0148 | Kingdom of Saudi Arabia | Jeddah | Infrastructure | Red Sea Village | Roads & Utilities | ALINMA ALTHURAYA | Huta | Tender | 2020 |  | Pipework - Manholes And Pipework Ancillaries | K854 | Connect New 800Mm Dia Grp Pipe To Existing Sewer Manhole Including Necessary Fittings, Additional Excavation, And Backfilling Etc. As Directed And Authorized By The Engineer | 2 | Nr | SAR | 11435
Ellen | 2 | 2.0148 | Kingdom of Saudi Arabia | Jeddah | Infrastructure | Red Sea Village | Roads & Utilities | ALINMA ALTHURAYA | Huta | Tender | 2020 |  | Miscellaneous Work | X900 | Lowered And Sealed Of Existing Sewer Manholes As Per The Drawings And Specifications ( Mh No S -69) | 1 | Nr | SAR | 23595
Ellen | 2 | 2.0149 | Kingdom of Saudi Arabia | Jeddah | Infrastructure | Red Sea Village | Roads & Utilities | ALINMA ALTHURAYA | Huta | Tender | 2020 |  | Pipework - Supports And Protection | L531 | Imported Granular Material Bed And Surround To 200Mm Dia Upvc Pipe | 2816 | m | SAR | 66
Ellen | 2 | 2.0149 | Kingdom of Saudi Arabia | Jeddah | Infrastructure | Red Sea Village | Roads & Utilities | ALINMA ALTHURAYA | Huta | Tender | 2020 |  | Pipework - Supports And Protection | L532 | Imported Granular Material Bed And Surround To 300Mm Dia Vc Pipe | 6319 | m | SAR | 81
Ellen | 2 | 2.0149 | Kingdom of Saudi Arabia | Jeddah | Infrastructure | Red Sea Village | Roads & Utilities | ALINMA ALTHURAYA | Huta | Tender | 2020 |  | Pipework - Supports And Protection | L533.1 | Imported Granular Material Bed And Surround To 400Mm Dia Vc Pipe | 1928 | m | SAR | 95
Ellen | 2 | 2.0149 | Kingdom of Saudi Arabia | Jeddah | Infrastructure | Red Sea Village | Roads & Utilities | ALINMA ALTHURAYA | Huta | Tender | 2020 |  | Pipework - Supports And Protection | L533.2 | Imported Granular Material Bed And Surround To 500Mm Dia Vc Pipe | 1878 | m | SAR | 111
Ellen | 2 | 2.0149 | Kingdom of Saudi Arabia | Jeddah | Infrastructure | Red Sea Village | Roads & Utilities | ALINMA ALTHURAYA | Huta | Tender | 2020 |  | Pipework - Supports And Protection | L533.3 | Imported Granular Material Bed And Surround To 600Mm Dia Vc Pipe | 1349 | m | SAR | 126
Ellen | 2 | 2.0149 | Kingdom of Saudi Arabia | Jeddah | Infrastructure | Red Sea Village | Roads & Utilities | ALINMA ALTHURAYA | Huta | Tender | 2020 |  | Pipework - Supports And Protection | L534.1 | Imported Granular Material Bed And Surround To 700Mm Dia Grp Pipe | 33 | m | SAR | 143
Ellen | 2 | 2.0149 | Kingdom of Saudi Arabia | Jeddah | Infrastructure | Red Sea Village | Roads & Utilities | ALINMA ALTHURAYA | Huta | Tender | 2020 |  | Pipework - Supports And Protection | L534.2 | Imported Granular Material Bed And Surround To 800Mm Dia Grp Pipe | 2611 | m | SAR | 159
Ellen | 2 | 2.0149 | Kingdom of Saudi Arabia | Jeddah | Infrastructure | Red Sea Village | Roads & Utilities | ALINMA ALTHURAYA | Huta | Tender | 2020 |  | Pipework - Supports And Protection | L541 | Concrete Bed And Surrounds As Per Specifications; 200Mm Dia Upvc Pipe | 953 | m | SAR | 350
Ellen | 2 | 2.0149 | Kingdom of Saudi Arabia | Jeddah | Infrastructure | Red Sea Village | Roads & Utilities | ALINMA ALTHURAYA | Huta | Tender | 2020 |  | Pipework - Supports And Protection | L542 | Concrete Bed And Surrounds As Per Specifications; 300Mm Dia Vc Pipe | 571 | m | SAR | 447
Ellen | 2 | 2.0149 | Kingdom of Saudi Arabia | Jeddah | Infrastructure | Red Sea Village | Roads & Utilities | ALINMA ALTHURAYA | Huta | Tender | 2020 |  | Pipework - Supports And Protection | L543 | Concrete Bed And Surrounds As Per Specifications; 400Mm Dia Vc Pipe | 146 | m | SAR | 548
Ellen | 2 | 2.0149 | Kingdom of Saudi Arabia | Jeddah | Infrastructure | Red Sea Village | Roads & Utilities | ALINMA ALTHURAYA | Huta | Tender | 2020 |  | Pipework - Supports And Protection | L900.1 | Geotextile Filter Fabric Membrane As Per Specifications; 200Mm Dia Upvc Pipe | 2816 | m | SAR | 44
Ellen | 2 | 2.015 | Kingdom of Saudi Arabia | Jeddah | Infrastructure | Red Sea Village | Roads & Utilities | ALINMA ALTHURAYA | Huta | Tender | 2020 |  | Pipework - Supports And Protection | L900.2 | Geotextile Filter Fabric Membrane As Per Specifications; 300Mm Dia Vc Pipe | 6319 | m | SAR | 50
Ellen | 2 | 2.015 | Kingdom of Saudi Arabia | Jeddah | Infrastructure | Red Sea Village | Roads & Utilities | ALINMA ALTHURAYA | Huta | Tender | 2020 |  | Pipework - Supports And Protection | L900.3 | Geotextile Filter Fabric Membrane As Per Specifications; 400Mm Dia Vc Pipe | 1928 | m | SAR | 55
Ellen | 2 | 2.015 | Kingdom of Saudi Arabia | Jeddah | Infrastructure | Red Sea Village | Roads & Utilities | ALINMA ALTHURAYA | Huta | Tender | 2020 |  | Pipework - Supports And Protection | L900.4 | Geotextile Filter Fabric Membrane As Per Specifications; 500Mm Dia Vc Pipe | 1878 | m | SAR | 61
Ellen | 2 | 2.015 | Kingdom of Saudi Arabia | Jeddah | Infrastructure | Red Sea Village | Roads & Utilities | ALINMA ALTHURAYA | Huta | Tender | 2020 |  | Pipework - Supports And Protection | L900.5 | Geotextile Filter Fabric Membrane As Per Specifications; 600Mm Dia Vc Pipe | 1349 | m | SAR | 66
Ellen | 2 | 2.015 | Kingdom of Saudi Arabia | Jeddah | Infrastructure | Red Sea Village | Roads & Utilities | ALINMA ALTHURAYA | Huta | Tender | 2020 |  | Pipework - Supports And Protection | L900.6 | Geotextile Filter Fabric Membrane As Per Specifications; 700Mm Dia Grp Pipe | 33 | m | SAR | 72
Ellen | 2 | 2.015 | Kingdom of Saudi Arabia | Jeddah | Infrastructure | Red Sea Village | Roads & Utilities | ALINMA ALTHURAYA | Huta | Tender | 2020 |  | Pipework - Supports And Protection | L900.7 | Geotextile Filter Fabric Membrane As Per Specifications; 800Mm Dia Grp Pipe | 2611 | m | SAR | 77
Ellen | 2 | 2.015 | Kingdom of Saudi Arabia | Jeddah | Infrastructure | Red Sea Village | Roads & Utilities | ALINMA ALTHURAYA | Huta | Tender | 2020 |  | Miscellaneous Work | X900.1 | Underground Sewerage Pump Station Structure Including Earthworks, Foundations, Concrete Work, Reinforcements, Formworks, Brick/Block Work, Masonry, Waterproofing, Openings, Gratings, All Finishes, Trenches, Plinths, Bases, Staircase & Handrail, Overhead Cranes/Hoists, Rails, Supports, Hvac System With Air Supply Units With Traps/Filters, Containments, Junctions Boxes, Point And Circuit Wiring, Lighting & Small Power System Including All Accessories, Controllers, Telephone/ Intercom, Fire Detection & Fire Fighting System, Water Supply Network, Etc., And All Civil Works Complete As Shown On Dwg And Specifications And In Accordance With Authority Regulations Including Electrical And Mechanical Works ; Sewerage Pump Station 1 (Ps -01) | 1 | Nr | SAR | 1371280
Ellen | 2 | 2.015 | Kingdom of Saudi Arabia | Jeddah | Infrastructure | Red Sea Village | Roads & Utilities | ALINMA ALTHURAYA | Huta | Tender | 2020 |  | Miscellaneous Work | X900.2 | Underground Sewerage Pump Station Structure Including Earthworks, Foundations, Concrete Work, Reinforcements, Formworks, Brick/Block Work, Masonry, Waterproofing, Openings, Gratings, All Finishes, Trenches, Plinths, Bases, Staircase & Handrail, Overhead Cranes/Hoists, Rails, Supports, Hvac System With Air Supply Units With Traps/Filters, Containments, Junctions Boxes, Point And Circuit Wiring, Lighting & Small Power System Including All Accessories, Controllers, Telephone/ Intercom, Fire Detection & Fire Fighting System, Water Supply Network, Etc., And All Civil Works Complete As Shown On Dwg And Specifications And In Accordance With Authority Regulations Including Electrical And Mechanical Works ; Sewerage Pump Station 1 (Ps -02) | 1 | Nr | SAR | 1387690
Ellen | 2 | 2.015 | Kingdom of Saudi Arabia | Jeddah | Infrastructure | Red Sea Village | Roads & Utilities | ALINMA ALTHURAYA | Huta | Tender | 2020 |  | Pipework - Pipes | I712.1 | Supply And Install Hdpe Pe-100 Pipes With Butt Fusion Welded Joints In Trenches, Including Excavation In All Materials Backfilling, Disposal Of Excavated Material As Directed By Engineer, Dewatering, Warning Tape, Testing Etc. Complete As Detailed On Drawing And Specification; Pipe In Trench; Depth Not Exceeding 1.5M | 1833 | m | SAR | 288
Ellen | 2 | 2.0151 | Kingdom of Saudi Arabia | Jeddah | Infrastructure | Red Sea Village | Roads & Utilities | ALINMA ALTHURAYA | Huta | Tender | 2020 |  | Pipework - Pipes | I713.1 | Supply And Install Hdpe Pe-100 Pipes With Butt Fusion Welded Joints In Trenches, Including Excavation In All Materials Backfilling, Disposal Of Excavated Material As Directed By Engineer, Dewatering, Warning Tape, Testing Etc. Complete As Detailed On Drawing And Specification; Pipe In Trench; Depth 1.5 - 2.0 M | 458 | m | SAR | 314
Ellen | 2 | 2.0151 | Kingdom of Saudi Arabia | Jeddah | Infrastructure | Red Sea Village | Roads & Utilities | ALINMA ALTHURAYA | Huta | Tender | 2020 |  | Pipework - Pipes | I712.2 | Supply And Install Hdpe Pe-100 Pipes With Butt Fusion Welded Joints In Trenches, Including Excavation In All Materials Backfilling, Disposal Of Excavated Material As Directed By Engineer, Dewatering, Warning Tape, Testing Etc. Complete As Detailed On Drawing And Specification; Nominal Dia. 225Mm Pipe; Depth Not Exceeding 1.5M | 19788 | m | SAR | 441
Ellen | 2 | 2.0151 | Kingdom of Saudi Arabia | Jeddah | Infrastructure | Red Sea Village | Roads & Utilities | ALINMA ALTHURAYA | Huta | Tender | 2020 |  | Pipework - Pipes | I713.2 | Supply And Install Hdpe Pe-100 Pipes With Butt Fusion Welded Joints In Trenches, Including Excavation In All Materials Backfilling, Disposal Of Excavated Material As Directed By Engineer, Dewatering, Warning Tape, Testing Etc. Complete As Detailed On Drawing And Specification; Nominal Dia. 225Mm Pipe; Depth 1.5 - 2.0 M | 4951 | m | SAR | 469
Ellen | 2 | 2.0151 | Kingdom of Saudi Arabia | Jeddah | Infrastructure | Red Sea Village | Roads & Utilities | ALINMA ALTHURAYA | Huta | Tender | 2020 |  | Pipework - Pipes | I722 | Supply And Install Hdpe Pe-100 Pipes With Butt Fusion Welded Joints In Trenches, Including Excavation In All Materials Backfilling, Disposal Of Excavated Material As Directed By Engineer, Dewatering, Warning Tape, Testing Etc. Complete As Detailed On Drawing And Specification; Depth Not Exceeding 1.5M; Depth Not Exceeding 1.5M | 461 | m | SAR | 709
Ellen | 2 | 2.0151 | Kingdom of Saudi Arabia | Jeddah | Infrastructure | Red Sea Village | Roads & Utilities | ALINMA ALTHURAYA | Huta | Tender | 2020 |  | Pipework - Pipes | I723 | Supply And Install Hdpe Pe-100 Pipes With Butt Fusion Welded Joints In Trenches, Including Excavation In All Materials Backfilling, Disposal Of Excavated Material As Directed By Engineer, Dewatering, Warning Tape, Testing Etc. Complete As Detailed On Drawing And Specification; Depth Not Exceeding 1.5M; Depth 1.5 - 2.0 M | 116 | m | SAR | 742
Ellen | 2 | 2.0151 | Kingdom of Saudi Arabia | Jeddah | Infrastructure | Red Sea Village | Roads & Utilities | ALINMA ALTHURAYA | Huta | Tender | 2020 |  | Pipework - Fittings And Valves | J651.1 | Supply And Install Welded Hdpe (Pe-100) Pipe Fittings In Trenches Including Excavation, In All Materials Backfilling, Disposal Of Excavated Material As Directed By Engineer, Dewatering, Fixing, Welding, Testing, Disinfecting, Protection To Pipe Fittings Complete As Detailed On Drawings And Specification; 160 Mm Dia. Endcap | 13 | Nr | SAR | 1210
Ellen | 2 | 2.0151 | Kingdom of Saudi Arabia | Jeddah | Infrastructure | Red Sea Village | Roads & Utilities | ALINMA ALTHURAYA | Huta | Tender | 2020 |  | Pipework - Fittings And Valves | J651.2 | Supply And Install Welded Hdpe (Pe-100) Pipe Fittings In Trenches Including Excavation, In All Materials Backfilling, Disposal Of Excavated Material As Directed By Engineer, Dewatering, Fixing, Welding, Testing, Disinfecting, Protection To Pipe Fittings Complete As Detailed On Drawings And Specification; 225 Mm Dia. Endcap | 16 | Nr | SAR | 1452
Ellen | 2 | 2.0151 | Kingdom of Saudi Arabia | Jeddah | Infrastructure | Red Sea Village | Roads & Utilities | ALINMA ALTHURAYA | Huta | Tender | 2020 |  | Pipework - Fittings And Valves | J811.1 | Supply And Install Di Flanged Gate Valve Including All Necessary Fittings, Extended Spindles, Wrapping Complete As Detailed On Drawings And Specifications; For 160Mm Dia. Hdpe Pipes | 13 | Nr | SAR | 6505
Ellen | 2 | 2.0151 | Kingdom of Saudi Arabia | Jeddah | Infrastructure | Red Sea Village | Roads & Utilities | ALINMA ALTHURAYA | Huta | Tender | 2020 |  | Pipework - Fittings And Valves | J811.2 | Supply And Install Di Flanged Gate Valve Including All Necessary Fittings, Extended Spindles, Wrapping Complete As Detailed On Drawings And Specifications; For 225Mm Dia. Hdpe Pipes | 101 | Nr | SAR | 9345
Ellen | 2 | 2.0151 | Kingdom of Saudi Arabia | Jeddah | Infrastructure | Red Sea Village | Roads & Utilities | ALINMA ALTHURAYA | Huta | Tender | 2020 |  | Pipework - Fittings And Valves | J812 | Supply And Install Di Flanged Gate Valve Including All Necessary Fittings, Extended Spindles, Wrapping Complete As Detailed On Drawings And Specifications; For 315Mm Dia. Hdpe Pipes | 4 | Nr | SAR | 17287
Ellen | 2 | 2.0152 | Kingdom of Saudi Arabia | Jeddah | Infrastructure | Red Sea Village | Roads & Utilities | ALINMA ALTHURAYA | Huta | Tender | 2020 |  | Pipework - Fittings And Valves | J861.1 | Supply And Install Air Valve Including All Necessary Fittings, Extended Spindle, Wrapping Complete As Detailed On Drawings And Specifications; For 160Mm Dia. Hdpe Pipes | 2 | Nr | SAR | 11648
Ellen | 2 | 2.0152 | Kingdom of Saudi Arabia | Jeddah | Infrastructure | Red Sea Village | Roads & Utilities | ALINMA ALTHURAYA | Huta | Tender | 2020 |  | Pipework - Fittings And Valves | J861.2 | Supply And Install Air Valve Including All Necessary Fittings, Extended Spindle, Wrapping Complete As Detailed On Drawings And Specifications; For 225Mm Dia. Hdpe Pipes | 29 | Nr | SAR | 15549
Ellen | 2 | 2.0152 | Kingdom of Saudi Arabia | Jeddah | Infrastructure | Red Sea Village | Roads & Utilities | ALINMA ALTHURAYA | Huta | Tender | 2020 |  | Pipework - Fittings And Valves | J891.1 | Supply And Install Washout Valve Including All Necessary Fittings, Extended Spindle, Wrapping Complete As Detailed On Drawings And Specifications; For 160Mm Dia. Hdpe Pipes | 4 | Nr | SAR | 18587
Ellen | 2 | 2.0152 | Kingdom of Saudi Arabia | Jeddah | Infrastructure | Red Sea Village | Roads & Utilities | ALINMA ALTHURAYA | Huta | Tender | 2020 |  | Pipework - Fittings And Valves | J891.2 | Supply And Install Washout Valve Including All Necessary Fittings, Extended Spindle, Wrapping Complete As Detailed On Drawings And Specifications; For 225Mm Dia. Hdpe Pipes | 36 | Nr | SAR | 10707
Ellen | 2 | 2.0152 | Kingdom of Saudi Arabia | Jeddah | Infrastructure | Red Sea Village | Roads & Utilities | ALINMA ALTHURAYA | Huta | Tender | 2020 |  | Pipework - Manholes And Pipework Ancillaries | K232.1 | Chambers Complete All As Detailed On Drawings And Specifications Including Supply Of All Ladders, Pipe Work, Pipe Pieces, Stub Pipe, Pipe Fittings, Straight Special Including Flexible Joints, Ductile Manhole Covers, Extra Joints, Dewatering, Excavation In All Materials Shoring, Backfilling, Reinforcement, Protective Coating, Tanking Membrane And Lining Metal Work Etc; Gate Valve Chambers; For 160Mm Dia. Hdpe Pipe; Depth 1.5-2.0M | 6 | Nr | SAR | 11887
Ellen | 2 | 2.0152 | Kingdom of Saudi Arabia | Jeddah | Infrastructure | Red Sea Village | Roads & Utilities | ALINMA ALTHURAYA | Huta | Tender | 2020 |  | Pipework - Manholes And Pipework Ancillaries | K232.2 | Chambers Complete All As Detailed On Drawings And Specifications Including Supply Of All Ladders, Pipe Work, Pipe Pieces, Stub Pipe, Pipe Fittings, Straight Special Including Flexible Joints, Ductile Manhole Covers, Extra Joints, Dewatering, Excavation In All Materials Shoring, Backfilling, Reinforcement, Protective Coating, Tanking Membrane And Lining Metal Work Etc; Gate Valve Chambers; For 225Mm Dia. Hdpe Pipe; Depth 1.5-2.0M | 39 | Nr | SAR | 11887
Ellen | 2 | 2.0152 | Kingdom of Saudi Arabia | Jeddah | Infrastructure | Red Sea Village | Roads & Utilities | ALINMA ALTHURAYA | Huta | Tender | 2020 |  | Pipework - Manholes And Pipework Ancillaries | K232.3 | Chambers Complete All As Detailed On Drawings And Specifications Including Supply Of All Ladders, Pipe Work, Pipe Pieces, Stub Pipe, Pipe Fittings, Straight Special Including Flexible Joints, Ductile Manhole Covers, Extra Joints, Dewatering, Excavation In All Materials Shoring, Backfilling, Reinforcement, Protective Coating, Tanking Membrane And Lining Metal Work Etc; Gate Valve Chambers; For 315Mm Dia. Hdpe Pipe; Depth 1.5-2.0M | 3 | Nr | SAR | 12451
Ellen | 2 | 2.0152 | Kingdom of Saudi Arabia | Jeddah | Infrastructure | Red Sea Village | Roads & Utilities | ALINMA ALTHURAYA | Huta | Tender | 2020 |  | Pipework - Manholes And Pipework Ancillaries | K233.1 | Chambers Complete All As Detailed On Drawings And Specifications Including Supply Of All Ladders, Pipe Work, Pipe Pieces, Stub Pipe, Pipe Fittings, Straight Special Including Flexible Joints, Ductile Manhole Covers, Extra Joints, Dewatering, Excavation In All Materials Shoring, Backfilling, Reinforcement, Protective Coating, Tanking Membrane And Lining Metal Work Etc; Air Valve Chamber; For 160Mm Dia. Hdpe Pipe; Depth 2.0-2.5M | 2 | Nr | SAR | 11887
Ellen | 2 | 2.0152 | Kingdom of Saudi Arabia | Jeddah | Infrastructure | Red Sea Village | Roads & Utilities | ALINMA ALTHURAYA | Huta | Tender | 2020 |  | Pipework - Manholes And Pipework Ancillaries | K233.2 | Chambers Complete All As Detailed On Drawings And Specifications Including Supply Of All Ladders, Pipe Work, Pipe Pieces, Stub Pipe, Pipe Fittings, Straight Special Including Flexible Joints, Ductile Manhole Covers, Extra Joints, Dewatering, Excavation In All Materials Shoring, Backfilling, Reinforcement, Protective Coating, Tanking Membrane And Lining Metal Work Etc; Air Valve Chamber; For 225Mm Dia. Hdpe Pipe; Depth 2.0-2.5M | 29 | Nr | SAR | 11482
Ellen | 2 | 2.0152 | Kingdom of Saudi Arabia | Jeddah | Infrastructure | Red Sea Village | Roads & Utilities | ALINMA ALTHURAYA | Huta | Tender | 2020 |  | Pipework - Manholes And Pipework Ancillaries | K233.3 | Chambers Complete All As Detailed On Drawings And Specifications Including Supply Of All Ladders, Pipe Work, Pipe Pieces, Stub Pipe, Pipe Fittings, Straight Special Including Flexible Joints, Ductile Manhole Covers, Extra Joints, Dewatering, Excavation In All Materials Shoring, Backfilling, Reinforcement, Protective Coating, Tanking Membrane And Lining Metal Work Etc; Washout Valve Chamber; For 160Mm Dia. Hdpe Pipe; Depth 2.0-2.5M | 3 | Nr | SAR | 10346
Ellen | 2 | 2.0152 | Kingdom of Saudi Arabia | Jeddah | Infrastructure | Red Sea Village | Roads & Utilities | ALINMA ALTHURAYA | Huta | Tender | 2020 |  | Pipework - Manholes And Pipework Ancillaries | K233.4 | Chambers Complete All As Detailed On Drawings And Specifications Including Supply Of All Ladders, Pipe Work, Pipe Pieces, Stub Pipe, Pipe Fittings, Straight Special Including Flexible Joints, Ductile Manhole Covers, Extra Joints, Dewatering, Excavation In All Materials Shoring, Backfilling, Reinforcement, Protective Coating, Tanking Membrane And Lining Metal Work Etc; Washout Valve Chamber; For 225Mm Dia. Hdpe Pipe; Depth 2.0-2.5M | 25 | Nr | SAR | 10954
Ellen | 2 | 2.0153 | Kingdom of Saudi Arabia | Jeddah | Infrastructure | Red Sea Village | Roads & Utilities | ALINMA ALTHURAYA | Huta | Tender | 2020 |  | Pipework - Manholes And Pipework Ancillaries | K232.1 | Chambers Complete All As Detailed On Drawings And Specifications Including Supply Of All Ladders, Pipe Work, Pipe Pieces, Stub Pipe, Pipe Fittings, Straight Special Including Flexible Joints, Ductile Manhole Covers, Extra Joints, Dewatering, Excavation In All Materials Shoring, Backfilling, Reinforcement, Protective Coating, Tanking Membrane And Lining Metal Work Etc; Valve Chamber For Double Valves; For 2Nr Of Gate Valves For 160Mm Dia. Hdpe Pipe; Depth 1.5-2.0M | 1 | Nr | SAR | 17385
Ellen | 2 | 2.0153 | Kingdom of Saudi Arabia | Jeddah | Infrastructure | Red Sea Village | Roads & Utilities | ALINMA ALTHURAYA | Huta | Tender | 2020 |  | Pipework - Manholes And Pipework Ancillaries | K232.2 | Chambers Complete All As Detailed On Drawings And Specifications Including Supply Of All Ladders, Pipe Work, Pipe Pieces, Stub Pipe, Pipe Fittings, Straight Special Including Flexible Joints, Ductile Manhole Covers, Extra Joints, Dewatering, Excavation In All Materials Shoring, Backfilling, Reinforcement, Protective Coating, Tanking Membrane And Lining Metal Work Etc; Valve Chamber For Double Valves; For 2Nr Of Gate Valves For 225Mm Dia. Hdpe Pipe; Depth 1.5-2.0M | 22 | Nr | SAR | 17385
Ellen | 2 | 2.0153 | Kingdom of Saudi Arabia | Jeddah | Infrastructure | Red Sea Village | Roads & Utilities | ALINMA ALTHURAYA | Huta | Tender | 2020 |  | Pipework - Manholes And Pipework Ancillaries | K232.3 | Chambers Complete All As Detailed On Drawings And Specifications Including Supply Of All Ladders, Pipe Work, Pipe Pieces, Stub Pipe, Pipe Fittings, Straight Special Including Flexible Joints, Ductile Manhole Covers, Extra Joints, Dewatering, Excavation In All Materials Shoring, Backfilling, Reinforcement, Protective Coating, Tanking Membrane And Lining Metal Work Etc; Valve Chamber For Double Valves; For 1Nr Of Gate Valve For 160Mm Dia. Hdpe Pipe & 1Nr Of Gate Valve For 225Mm Dia. Hdpe Pipe; Depth 1.5-2.0M | 1 | Nr | SAR | 17385
Ellen | 2 | 2.0153 | Kingdom of Saudi Arabia | Jeddah | Infrastructure | Red Sea Village | Roads & Utilities | ALINMA ALTHURAYA | Huta | Tender | 2020 |  | Pipework - Manholes And Pipework Ancillaries | K232.4 | Chambers Complete All As Detailed On Drawings And Specifications Including Supply Of All Ladders, Pipe Work, Pipe Pieces, Stub Pipe, Pipe Fittings, Straight Special Including Flexible Joints, Ductile Manhole Covers, Extra Joints, Dewatering, Excavation In All Materials Shoring, Backfilling, Reinforcement, Protective Coating, Tanking Membrane And Lining Metal Work Etc; Valve Chamber For Double Valves; For 1Nr Of Gate Valve For 225Mm Dia. Hdpe Pipe & 1Nr Of Gate Valve For 315Mm Dia. Hdpe Pipe; Depth 1.5-2.0M | 1 | Nr | SAR | 20970
Ellen | 2 | 2.0153 | Kingdom of Saudi Arabia | Jeddah | Infrastructure | Red Sea Village | Roads & Utilities | ALINMA ALTHURAYA | Huta | Tender | 2020 |  | Pipework - Manholes And Pipework Ancillaries | K232.5 | Chambers Complete All As Detailed On Drawings And Specifications Including Supply Of All Ladders, Pipe Work, Pipe Pieces, Stub Pipe, Pipe Fittings, Straight Special Including Flexible Joints, Ductile Manhole Covers, Extra Joints, Dewatering, Excavation In All Materials Shoring, Backfilling, Reinforcement, Protective Coating, Tanking Membrane And Lining Metal Work Etc; Valve Chamber For Double Valves; For 1Nr Of Gate Valve For 225Mm Dia. Hdpe Pipe & 1Nr Of Washout Valve For 225Mm Dia. Hdpe Pipe; Depth 1.5-2.0M | 6 | Nr | SAR | 17385
Ellen | 2 | 2.0153 | Kingdom of Saudi Arabia | Jeddah | Infrastructure | Red Sea Village | Roads & Utilities | ALINMA ALTHURAYA | Huta | Tender | 2020 |  | Pipework - Manholes And Pipework Ancillaries | K232.5 | Chambers Complete All As Detailed On Drawings And Specifications Including Supply Of All Ladders, Pipe Work, Pipe Pieces, Stub Pipe, Pipe Fittings, Straight Special Including Flexible Joints, Ductile Manhole Covers, Extra Joints, Dewatering, Excavation In All Materials Shoring, Backfilling, Reinforcement, Protective Coating, Tanking Membrane And Lining Metal Work Etc; Valve Chamber For Double Valves; For 3Nr Of Gate Valves For 160Mm Dia. Hdpe Pipe; Depth 1.5-2.0M | 1 | Nr | SAR | 17385
Ellen | 2 | 2.0153 | Kingdom of Saudi Arabia | Jeddah | Infrastructure | Red Sea Village | Roads & Utilities | ALINMA ALTHURAYA | Huta | Tender | 2020 |  | Pipework - Manholes And Pipework Ancillaries | K232.7 | Chambers Complete All As Detailed On Drawings And Specifications Including Supply Of All Ladders, Pipe Work, Pipe Pieces, Stub Pipe, Pipe Fittings, Straight Special Including Flexible Joints, Ductile Manhole Covers, Extra Joints, Dewatering, Excavation In All Materials Shoring, Backfilling, Reinforcement, Protective Coating, Tanking Membrane And Lining Metal Work Etc; Valve Chamber For Double Valves; For 1Nr Of Gate Valve For 160Mm Dia. Hdpe Pipe & 1Nr Of Washout Valve For 160Mm Dia. Hdpe Pipe; Depth 1.5-2.0M | 1 | Nr | SAR | 17385
Ellen | 2 | 2.0153 | Kingdom of Saudi Arabia | Jeddah | Infrastructure | Red Sea Village | Roads & Utilities | ALINMA ALTHURAYA | Huta | Tender | 2020 |  | Pipework - Manholes And Pipework Ancillaries | K232.8 | Chambers Complete All As Detailed On Drawings And Specifications Including Supply Of All Ladders, Pipe Work, Pipe Pieces, Stub Pipe, Pipe Fittings, Straight Special Including Flexible Joints, Ductile Manhole Covers, Extra Joints, Dewatering, Excavation In All Materials Shoring, Backfilling, Reinforcement, Protective Coating, Tanking Membrane And Lining Metal Work Etc; Valve Chamber For Double Valves; For 2Nr Of Gate Valve For 225Mm Dia. Hdpe Pipe & 1Nr Of Washout Valve For 225Mm Dia. Hdpe Pipe; Depth 1.5-2.0M | 5 | Nr | SAR | 17385
Ellen | 2 | 2.0153 | Kingdom of Saudi Arabia | Jeddah | Infrastructure | Red Sea Village | Roads & Utilities | ALINMA ALTHURAYA | Huta | Tender | 2020 |  | Pipework - Manholes And Pipework Ancillaries | K232.9 | Distribution Chamber Including Pipe Work, Pipe Pieces, Stub Pipe, Pipe Fittings, Straight Special Including Flexible Joints, Dewatering, Excavation In All Materials Shoring, Backfilling, Tanking Membrane, Tanking Protection, Supply And Installation Of Aluminium Cover And Frame With All Accessories, Surface Boxes, Step Iron Complete All As Shown On Dwg And Specifications; Distribution Chamber For Hdpe Pipes; Depth 1.5-2.0M | 222 | Nr | SAR | 22860
Ellen | 2 | 2.0154 | Kingdom of Saudi Arabia | Jeddah | Infrastructure | Red Sea Village | Roads & Utilities | ALINMA ALTHURAYA | Huta | Tender | 2020 |  | Pipework - Manholes And Pipework Ancillaries | K512.1 | Supply And Install Road Crossing Ducts In Trenches, Including Excavation In All Materials Backfilling, Disposal Of Excavated Material As Directed By Engineer, Dewatering, Complete As Detailed As Per Dwg And Specification; For 160Mm Dia. Hdpe Pipes; Depth Not Exceeding 1.5M (Provisional Quantities) | 50 | m | SAR | 320
Ellen | 2 | 2.0154 | Kingdom of Saudi Arabia | Jeddah | Infrastructure | Red Sea Village | Roads & Utilities | ALINMA ALTHURAYA | Huta | Tender | 2020 |  | Pipework - Manholes And Pipework Ancillaries | K512.2 | Supply And Install Road Crossing Ducts In Trenches, Including Excavation In All Materials Backfilling, Disposal Of Excavated Material As Directed By Engineer, Dewatering, Complete As Detailed As Per Dwg And Specification; For 225Mm Dia. Hdpe Pipes; Depth Not Exceeding 1.5M (Provisional Quantities) | 50 | m | SAR | 450
Ellen | 2 | 2.0154 | Kingdom of Saudi Arabia | Jeddah | Infrastructure | Red Sea Village | Roads & Utilities | ALINMA ALTHURAYA | Huta | Tender | 2020 |  | Pipework - Manholes And Pipework Ancillaries | K512.3 | Supply And Install Road Crossing Ducts In Trenches, Including Excavation In All Materials Backfilling, Disposal Of Excavated Material As Directed By Engineer, Dewatering, Complete As Detailed As Per Dwg And Specification; For 315Mm Dia. Hdpe Pipes; Depth Not Exceeding 1.5M (Provisional Quantities) | 50 | m | SAR | 630
Ellen | 2 | 2.0154 | Kingdom of Saudi Arabia | Jeddah | Infrastructure | Red Sea Village | Roads & Utilities | ALINMA ALTHURAYA | Huta | Tender | 2020 |  | Pipework - Manholes And Pipework Ancillaries | K512.4 | Supply Lay & Joint Upvc Sleeve In Trench Beneath Carriageways Including All Related Works Complete As Shown On Dwg And Specification; Sleeve For 2X200Mm Dia. Pipes | 1042 | m | SAR | 1100
Ellen | 2 | 2.0154 | Kingdom of Saudi Arabia | Jeddah | Infrastructure | Red Sea Village | Roads & Utilities | ALINMA ALTHURAYA | Huta | Tender | 2020 |  | Pipework - Manholes And Pipework Ancillaries | K512.5 | Supply Lay & Joint Upvc Sleeve In Trench Beneath Carriageways Including All Related Works Complete As Shown On Dwg And Specification; Sleeve For 2X150Mm Dia. Pipes | 4331 | m | SAR | 880
Ellen | 2 | 2.0154 | Kingdom of Saudi Arabia | Jeddah | Infrastructure | Red Sea Village | Roads & Utilities | ALINMA ALTHURAYA | Huta | Tender | 2020 |  | Pipework - Supports And Protection | L531.1 | Imported Granular Material Bed And Surround To 160 Mm Dia. Hdpe Pipes | 2271 | m | SAR | 40
Ellen | 2 | 2.0154 | Kingdom of Saudi Arabia | Jeddah | Infrastructure | Red Sea Village | Roads & Utilities | ALINMA ALTHURAYA | Huta | Tender | 2020 |  | Pipework - Supports And Protection | L531.2 | Imported Granular Material Bed And Surround To 225 Mm Dia. Hdpe Pipes | 24719 | m | SAR | 50
Ellen | 2 | 2.0154 | Kingdom of Saudi Arabia | Jeddah | Infrastructure | Red Sea Village | Roads & Utilities | ALINMA ALTHURAYA | Huta | Tender | 2020 |  | Pipework - Supports And Protection | L532 | Imported Granular Material Bed And Surround To 315 Mm Dia. Hdpe Pipes | 557 | m | SAR | 60
Ellen | 2 | 2.0154 | Kingdom of Saudi Arabia | Jeddah | Infrastructure | Red Sea Village | Roads & Utilities | ALINMA ALTHURAYA | Huta | Tender | 2020 |  | Pipework - Supports And Protection | L541.1 | Concrete Bed And Surrounds As Per Specifications; For 2X200Mm Dia. Sleeve | 1042 | m | SAR | 585
Ellen | 2 | 2.0154 | Kingdom of Saudi Arabia | Jeddah | Infrastructure | Red Sea Village | Roads & Utilities | ALINMA ALTHURAYA | Huta | Tender | 2020 |  | Pipework - Supports And Protection | L541.2 | Concrete Bed And Surrounds As Per Specifications; Sleeve For 2X150Mm Dia. Pipes | 4331 | m | SAR | 430
Ellen | 2 | 2.0154 | Kingdom of Saudi Arabia | Jeddah | Infrastructure | Red Sea Village | Roads & Utilities | ALINMA ALTHURAYA | Huta | Tender | 2020 |  | Pipework - Supports And Protection | L541.3 | Concrete Bed And Surrounds As Per Specifications; 160 Mm Dia. Hdpe Pipes (Provisional Quantities) | 20 | m | SAR | 218
Ellen | 2 | 2.0155 | Kingdom of Saudi Arabia | Jeddah | Infrastructure | Red Sea Village | Roads & Utilities | ALINMA ALTHURAYA | Huta | Tender | 2020 |  | Pipework - Supports And Protection | L541.4 | Concrete Bed And Surrounds As Per Specifications; Road Crossing Duct For 160Mm Dia. Upvc Pipes (Provisional Quantities) | 20 | m | SAR | 182
Ellen | 2 | 2.0155 | Kingdom of Saudi Arabia | Jeddah | Infrastructure | Red Sea Village | Roads & Utilities | ALINMA ALTHURAYA | Huta | Tender | 2020 |  | Pipework - Supports And Protection | L541.5 | Concrete Bed And Surrounds As Per Specifications; 225 Mm Dia. Hdpe Pipes (Provisional Quantities) | 20 | m | SAR | 387
Ellen | 2 | 2.0155 | Kingdom of Saudi Arabia | Jeddah | Infrastructure | Red Sea Village | Roads & Utilities | ALINMA ALTHURAYA | Huta | Tender | 2020 |  | Pipework - Supports And Protection | L541.6 | Concrete Bed And Surrounds As Per Specifications; Road Crossing Duct For 200Mm Dia. Hdpe Pipes (Provisional Quantities) | 20 | m | SAR | 363
Ellen | 2 | 2.0155 | Kingdom of Saudi Arabia | Jeddah | Infrastructure | Red Sea Village | Roads & Utilities | ALINMA ALTHURAYA | Huta | Tender | 2020 |  | Pipework - Supports And Protection | L541.7 | Concrete Bed And Surrounds As Per Specifications; 315 Mm Dia. Hdpe Pipes (Provisional Quantities) | 20 | m | SAR | 653
Ellen | 2 | 2.0155 | Kingdom of Saudi Arabia | Jeddah | Infrastructure | Red Sea Village | Roads & Utilities | ALINMA ALTHURAYA | Huta | Tender | 2020 |  | Pipework - Supports And Protection | L541.8 | Concrete Bed And Surrounds As Per Specifications; Road Crossing Duct For 300Mm Dia. Hdpe Pipes (Provisional Quantities) | 20 | m | SAR | 617
Ellen | 2 | 2.0155 | Kingdom of Saudi Arabia | Jeddah | Infrastructure | Red Sea Village | Roads & Utilities | ALINMA ALTHURAYA | Huta | Tender | 2020 |  | Pipework - Supports And Protection | L900.1 | Geotextile Filter Fabric Membrane As Per Specifications; 160 Mm Dia. Hdpe Pipes | 2271 | m | SAR | 39
Ellen | 2 | 2.0155 | Kingdom of Saudi Arabia | Jeddah | Infrastructure | Red Sea Village | Roads & Utilities | ALINMA ALTHURAYA | Huta | Tender | 2020 |  | Pipework - Supports And Protection | L900.2 | Geotextile Filter Fabric Membrane As Per Specifications; 225 Mm Dia. Hdpe Pipes | 24719 | m | SAR | 45
Ellen | 2 | 2.0155 | Kingdom of Saudi Arabia | Jeddah | Infrastructure | Red Sea Village | Roads & Utilities | ALINMA ALTHURAYA | Huta | Tender | 2020 |  | Pipework - Supports And Protection | L900.3 | Geotextile Filter Fabric Membrane As Per Specifications; 315 Mm Dia. Hdpe Pipes | 557 | m | SAR | 63
Ellen | 2 | 2.0155 | Kingdom of Saudi Arabia | Jeddah | Infrastructure | Red Sea Village | Roads & Utilities | ALINMA ALTHURAYA | Huta | Tender | 2020 |  | Miscellaneous Work | X900.1 | Construction Of Irrigation Pumpstations Including Storage Tanks, Civil Works, Mep Works Etc Complete As Shown On Drawings And Specifications; Irrigation Pump Station Nr 1 And Associated Works As Shown On Rsv-Wsp-Sw-Zz-Dr-Cuy-2041 To 2054 Drawings And Specifications | 1 | Nr | SAR | 2287984
Ellen | 2 | 2.0156 | Kingdom of Saudi Arabia | Jeddah | Infrastructure | Red Sea Village | Roads & Utilities | ALINMA ALTHURAYA | Huta | Tender | 2020 |  | Miscellaneous Work | X900.2 | Construction Of Irrigation Pumpstations Including Storage Tanks, Civil Works, Mep Works Etc Complete As Shown On Drawings And Specifications; Irrigation Pump Station Nr 2 And Associated Works As Shown On Rsv-Wsp-Sw-Zz-Dr-Cuy-2056 To 2069 Drawings And Specifications | 1 | Nr | SAR | 4295374
Ellen | 2 | 2.0156 | Kingdom of Saudi Arabia | Jeddah | Infrastructure | Red Sea Village | Roads & Utilities | ALINMA ALTHURAYA | Huta | Tender | 2020 |  | Miscellaneous Work | X900.3 | Construction Of Irrigation Pumpstations Including Storage Tanks, Civil Works, Mep Works Etc Complete As Shown On Drawings And Specifications; Irrigation Pump Station Nr 3 And Associated Works As Shown On Rsv-Wsp-Sw-Zz-Dr-Cuy-2071 To 2084 Drawings And Specifications | 1 | Nr | SAR | 2287984
Ellen | 2 | 2.0156 | Kingdom of Saudi Arabia | Jeddah | Infrastructure | Red Sea Village | Roads & Utilities | ALINMA ALTHURAYA | Huta | Tender | 2020 |  | Miscellaneous Work | X900.4 | Construction Of Irrigation Pumpstations Including Storage Tanks, Civil Works, Mep Works Etc Complete As Shown On Drawings And Specifications; Irrigation Pump Station Nr 4 And Associated Works As Shown On Rsv-Wsp-Sw-Zz-Dr-Cuy-2086 To 2099 Drawings And Specifications | 1 | Nr | SAR | 2287984
Ellen | 2 | 2.0156 | Kingdom of Saudi Arabia | Jeddah | Infrastructure | Red Sea Village | Roads & Utilities | ALINMA ALTHURAYA | Huta | Tender | 2020 |  | Miscellaneous Work | X900.5 | Construction Of Irrigation Pumpstations Including Storage Tanks, Civil Works, Mep Works Etc Complete As Shown On Drawings And Specifications; Irrigation Pump Station Nr 5 And Associated Works As Shown On Rsv-Wsp-Sw-Zz-Dr-Cuy-2111 To 2124 Drawings And Specifications | 1 | Nr | SAR | 4295374
Ellen | 2 | 2.0156 | Kingdom of Saudi Arabia | Jeddah | Infrastructure | Red Sea Village | Roads & Utilities | ALINMA ALTHURAYA | Huta | Tender | 2020 |  | Miscellaneous Work | X900.6 | Construction Of Irrigation Pumpstations Including Storage Tanks, Civil Works, Mep Works Etc Complete As Shown On Drawings And Specifications; Irrigation Pump Station Nr 6 And Associated Works As Shown On Rsv-Wsp-Sw-Zz-Dr-Cuy-2126 To 2139 Drawings And Specifications | 1 | Nr | SAR | 2287984
Ellen | 2 | 2.0156 | Kingdom of Saudi Arabia | Jeddah | Infrastructure | Red Sea Village | Roads & Utilities | ALINMA ALTHURAYA | Huta | Tender | 2020 |  | Miscellaneous Work | X900.7 | Construction Of Irrigation Pumpstations Including Storage Tanks, Civil Works, Mep Works Etc Complete As Shown On Drawings And Specifications; Irrigation Pump Station Nr 7 And Associated Works As Shown On Rsv-Wsp-Sw-Zz-Dr-Cuy-2141 To 2154 Drawings And Specifications | 1 | Nr | SAR | 1966124
Ellen | 2 | 2.0156 | Kingdom of Saudi Arabia | Jeddah | Infrastructure | Red Sea Village | Roads & Utilities | ALINMA ALTHURAYA | Huta | Tender | 2020 |  | Miscellaneous Work | X900.1 | Construction Of Irrigation Pumpstations Including Storage Tanks, Civil Works, Mep Works Etc Complete As Shown On Drawings And Specifications; Irrigation Pump Station Nr 8 And Associated Works As Shown On Rsv-Wsp-Sw-Zz-Dr-Cuy-2156 To 2169 Drawings And Specifications | 1 | Nr | SAR | 1935874
Ellen | 2 | 2.0156 | Kingdom of Saudi Arabia | Jeddah | Infrastructure | Red Sea Village | Roads & Utilities | ALINMA ALTHURAYA | Huta | Tender | 2020 |  | Miscellaneous Work | X900.2 | Construction Of Irrigation Pumpstations Including Storage Tanks, Civil Works, Mep Works Etc Complete As Shown On Drawings And Specifications; Irrigation Pump Station Nr 9 And Associated Works As Shown On Rsv-Wsp-Sw-Zz-Dr-Cuy-2171 To 2184 Drawings And Specifications | 1 | Nr | SAR | 2419874
Ellen | 2 | 2.0156 | Kingdom of Saudi Arabia | Jeddah | Infrastructure | Red Sea Village | Roads & Utilities | ALINMA ALTHURAYA | Huta | Tender | 2020 |  | Pipework - Manholes And Pipework Ancillaries | K522.1 | Cable Ducts To Be Laid And Jointed In Trench Beneath Carriage Ways Including End Caps, 8 Mm Dia Draw Cords, Studs And Concrete Duct Markers As Specified And Complete All As Detailed On Drawings And Specifications; 2-Way; 100Mm Dia Depth Not Exceeding 1.5M | 2875 | m | SAR | 122
Ellen | 2 | 2.0156 | Kingdom of Saudi Arabia | Jeddah | Infrastructure | Red Sea Village | Roads & Utilities | ALINMA ALTHURAYA | Huta | Tender | 2020 |  | Pipework - Manholes And Pipework Ancillaries | K542.1 | Cable Ducts To Be Laid And Jointed In Trench Beneath Carriage Ways Including End Caps, 8 Mm Dia Draw Cords, Studs And Concrete Duct Markers As Specified And Complete All As Detailed On Drawings And Specifications; 4-Way; 100Mm Dia Depth Not Exceeding 1.5M | 1110 | m | SAR | 231
Ellen | 2 | 2.0156 | Kingdom of Saudi Arabia | Jeddah | Infrastructure | Red Sea Village | Roads & Utilities | ALINMA ALTHURAYA | Huta | Tender | 2020 |  | Pipework - Manholes And Pipework Ancillaries | K542.2 | Cable Ducts To Be Laid And Jointed In Trench Beneath Carriage Ways Including End Caps, 8 Mm Dia Draw Cords, Studs And Concrete Duct Markers As Specified And Complete All As Detailed On Drawings And Specifications; 6-Way; 100Mm Dia Depth Not Exceeding 1.5M | 77 | m | SAR | 313
Ellen | 2 | 2.0157 | Kingdom of Saudi Arabia | Jeddah | Infrastructure | Red Sea Village | Roads & Utilities | ALINMA ALTHURAYA | Huta | Tender | 2020 |  | Pipework - Manholes And Pipework Ancillaries | K542.3 | Cable Ducts To Be Laid And Jointed In Trench Beneath Carriage Ways Including End Caps, 8 Mm Dia Draw Cords, Studs And Concrete Duct Markers As Specified And Complete All As Detailed On Drawings And Specifications; 8-Way; 100Mm Dia Depth Not Exceeding 1.5M | 8 | m | SAR | 407
Ellen | 2 | 2.0157 | Kingdom of Saudi Arabia | Jeddah | Infrastructure | Red Sea Village | Roads & Utilities | ALINMA ALTHURAYA | Huta | Tender | 2020 |  | Pipework - Manholes And Pipework Ancillaries | K522.2 | Cable Ducts To Be Laid And Jointed In Trench Beneath Carriage Ways Including End Caps, 8 Mm Dia Draw Cords, Studs And Concrete Duct Markers As Specified And Complete All As Detailed On Drawings And Specifications; 2-Way; 150Mm Dia Depth Not Exceeding 1.5M | 61 | m | SAR | 197
Ellen | 2 | 2.0157 | Kingdom of Saudi Arabia | Jeddah | Infrastructure | Red Sea Village | Roads & Utilities | ALINMA ALTHURAYA | Huta | Tender | 2020 |  | Pipework - Manholes And Pipework Ancillaries | K542.4 | Cable Ducts To Be Laid And Jointed In Trench Beneath Carriage Ways Including End Caps, 8 Mm Dia Draw Cords, Studs And Concrete Duct Markers As Specified And Complete All As Detailed On Drawings And Specifications; 4-Way; 150Mm Dia Depth Not Exceeding 1.5M | 52 | m | SAR | 384
Ellen | 2 | 2.0157 | Kingdom of Saudi Arabia | Jeddah | Infrastructure | Red Sea Village | Roads & Utilities | ALINMA ALTHURAYA | Huta | Tender | 2020 |  | Pipework - Manholes And Pipework Ancillaries | K542.5 | Cable Ducts To Be Laid And Jointed In Trench Beneath Carriage Ways Including End Caps, 8 Mm Dia Draw Cords, Studs And Concrete Duct Markers As Specified And Complete All As Detailed On Drawings And Specifications; 6-Way; 150Mm Dia Depth Not Exceeding 1.5M | 49 | m | SAR | 528
Ellen | 2 | 2.0157 | Kingdom of Saudi Arabia | Jeddah | Infrastructure | Red Sea Village | Roads & Utilities | ALINMA ALTHURAYA | Huta | Tender | 2020 |  | Pipework - Manholes And Pipework Ancillaries | K542.6 | Cable Ducts To Be Laid And Jointed In Trench Beneath Carriage Ways Including End Caps, 8 Mm Dia Draw Cords, Studs And Concrete Duct Markers As Specified And Complete All As Detailed On Drawings And Specifications; 8-Way; 150Mm Dia Depth Not Exceeding 1.5M | 8 | m | SAR | 700
Ellen | 2 | 2.0157 | Kingdom of Saudi Arabia | Jeddah | Infrastructure | Red Sea Village | Roads & Utilities | ALINMA ALTHURAYA | Huta | Tender | 2020 |  | Pipework - Supports And Protection | L541.1 | Mass Concrete Bed And Surround To Street Lighting Crossing Duct; 2 Way; 100Mm Dia. Upvc Duct | 2875 | m | SAR | 179
Ellen | 2 | 2.0157 | Kingdom of Saudi Arabia | Jeddah | Infrastructure | Red Sea Village | Roads & Utilities | ALINMA ALTHURAYA | Huta | Tender | 2020 |  | Pipework - Supports And Protection | L541.2 | Mass Concrete Bed And Surround To Street Lighting Crossing Duct; 4-Way; 100Mm Dia. Upvc Duct | 1110 | m | SAR | 293
Ellen | 2 | 2.0157 | Kingdom of Saudi Arabia | Jeddah | Infrastructure | Red Sea Village | Roads & Utilities | ALINMA ALTHURAYA | Huta | Tender | 2020 |  | Pipework - Supports And Protection | L541.3 | Mass Concrete Bed And Surround To Street Lighting Crossing Duct; 6-Way; 100Mm Dia. Upvc Duct | 77 | m | SAR | 385
Ellen | 2 | 2.0157 | Kingdom of Saudi Arabia | Jeddah | Infrastructure | Red Sea Village | Roads & Utilities | ALINMA ALTHURAYA | Huta | Tender | 2020 |  | Pipework - Supports And Protection | L541.4 | Mass Concrete Bed And Surround To Street Lighting Crossing Duct; 8-Way; 100Mm Dia. Upvc Duct | 8 | m | SAR | 479
Ellen | 2 | 2.0158 | Kingdom of Saudi Arabia | Jeddah | Infrastructure | Red Sea Village | Roads & Utilities | ALINMA ALTHURAYA | Huta | Tender | 2020 |  | Pipework - Supports And Protection | L541.5 | Mass Concrete Bed And Surround To Street Lighting Crossing Duct; 2 Way; 150Mm Dia. Upvc Duct | 61 | m | SAR | 324
Ellen | 2 | 2.0158 | Kingdom of Saudi Arabia | Jeddah | Infrastructure | Red Sea Village | Roads & Utilities | ALINMA ALTHURAYA | Huta | Tender | 2020 |  | Pipework - Supports And Protection | L541.6 | Mass Concrete Bed And Surround To Street Lighting Crossing Duct; 4-Way; 150Mm Dia. Upvc Duct | 52 | m | SAR | 574
Ellen | 2 | 2.0158 | Kingdom of Saudi Arabia | Jeddah | Infrastructure | Red Sea Village | Roads & Utilities | ALINMA ALTHURAYA | Huta | Tender | 2020 |  | Pipework - Supports And Protection | L541.7 | Mass Concrete Bed And Surround To Street Lighting Crossing Duct; 6-Way; 150Mm Dia. Upvc Duct | 49 | m | SAR | 727
Ellen | 2 | 2.0158 | Kingdom of Saudi Arabia | Jeddah | Infrastructure | Red Sea Village | Roads & Utilities | ALINMA ALTHURAYA | Huta | Tender | 2020 |  | Pipework - Supports And Protection | L541.8 | Mass Concrete Bed And Surround To Street Lighting Crossing Duct; 8-Way; 150Mm Dia. Upvc Duct | 8 | m | SAR | 1103
Ellen | 2 | 2.0158 | Kingdom of Saudi Arabia | Jeddah | Infrastructure | Red Sea Village | Roads & Utilities | ALINMA ALTHURAYA | Huta | Tender | 2020 |  | Miscellaneous Work | X900.1 | Reinforced Concrete High Lighting Column Bases Complete As Detailed On And Washers With Denso Tape (Before Casting And After Erection), Bitumen Paint Etc.; Foundation For 9M Lighting Column | 365 | Nr | SAR | 1708
Ellen | 2 | 2.0158 | Kingdom of Saudi Arabia | Jeddah | Infrastructure | Red Sea Village | Roads & Utilities | ALINMA ALTHURAYA | Huta | Tender | 2020 |  | Miscellaneous Work | X900.2 | Reinforced Concrete High Lighting Column Bases Complete As Detailed On And Washers With Denso Tape (Before Casting And After Erection), Bitumen Paint Etc.; Foundation For 12M Lighting Column | 553 | Nr | SAR | 2808
Ellen | 2 | 2.0158 | Kingdom of Saudi Arabia | Jeddah | Infrastructure | Red Sea Village | Roads & Utilities | ALINMA ALTHURAYA | Huta | Tender | 2020 |  | Miscellaneous Work | X900.1 | Supply And Install Lighting Column And Accessories Complete With Brackets, Luminaries, Lamps And Cut-Outs, Terminate Cables, All Cables Inside The Lighting Column And Luminaries, Commission And Grouting Of Base Plate And Handling As Detailed On Drawings And Specifications; 9M High Lighting Column With 1X 55W Led Luminaire | 365 | Nr | SAR | 4395
Ellen | 2 | 2.0158 | Kingdom of Saudi Arabia | Jeddah | Infrastructure | Red Sea Village | Roads & Utilities | ALINMA ALTHURAYA | Huta | Tender | 2020 |  | Miscellaneous Work | X900.2 | Supply And Install Lighting Column And Accessories Complete With Brackets, Luminaries, Lamps And Cut-Outs, Terminate Cables, All Cables Inside The Lighting Column And Luminaries, Commission And Grouting Of Base Plate And Handling As Detailed On Drawings And Specifications; 12M High Lighting Column With 1X 90W Led Luminaire | 174 | Nr | SAR | 5495
Ellen | 2 | 2.0158 | Kingdom of Saudi Arabia | Jeddah | Infrastructure | Red Sea Village | Roads & Utilities | ALINMA ALTHURAYA | Huta | Tender | 2020 |  | Miscellaneous Work | X900.3 | Supply And Install Lighting Column And Accessories Complete With Brackets, Luminaries, Lamps And Cut-Outs, Terminate Cables, All Cables Inside The Lighting Column And Luminaries, Commission And Grouting Of Base Plate And Handling As Detailed On Drawings And Specifications; 12M High Lighting Column With 2X 90W Led Luminaire | 297 | Nr | SAR | 6859
Ellen | 2 | 2.0158 | Kingdom of Saudi Arabia | Jeddah | Infrastructure | Red Sea Village | Roads & Utilities | ALINMA ALTHURAYA | Huta | Tender | 2020 |  | Miscellaneous Work | X900.4 | Supply And Install Lighting Column And Accessories Complete With Brackets, Luminaries, Lamps And Cut-Outs, Terminate Cables, All Cables Inside The Lighting Column And Luminaries, Commission And Grouting Of Base Plate And Handling As Detailed On Drawings And Specifications; 12M High Lighting Column With 2X 160W Led Luminaire | 82 | Nr | SAR | 6938
Ellen | 2 | 2.0158 | Kingdom of Saudi Arabia | Jeddah | Infrastructure | Red Sea Village | Roads & Utilities | ALINMA ALTHURAYA | Huta | Tender | 2020 |  | Miscellaneous Work | X900.1 | Excavate For Cable Trenches; Trench Not Exceeding 1.50M Deep, Width Varying Between 0.4 - 0.8M For Varying Number Of Cables | 35174 | m | SAR | 70
Ellen | 2 | 2.0159 | Kingdom of Saudi Arabia | Jeddah | Infrastructure | Red Sea Village | Roads & Utilities | ALINMA ALTHURAYA | Huta | Tender | 2020 |  | Miscellaneous Work | X900.2 | Sand Bed And Surround For Varying Number Of Power Cables | 35174 | m | SAR | 50
Ellen | 2 | 2.0159 | Kingdom of Saudi Arabia | Jeddah | Infrastructure | Red Sea Village | Roads & Utilities | ALINMA ALTHURAYA | Huta | Tender | 2020 |  | Miscellaneous Work | X900.3 | Supply And Install The Following Power Supply Cabling In Trench As Detailed On Drawings And Specifications; 4C X 16Mm2 Cu/ Xlpe/ Swa/ Pvc Cable + 1C X 16Mm2 Cu/ Xlpe/ Swa/ Pvc Earth Cable; 1 Way | 28499 | m | SAR | 57
Ellen | 2 | 2.0159 | Kingdom of Saudi Arabia | Jeddah | Infrastructure | Red Sea Village | Roads & Utilities | ALINMA ALTHURAYA | Huta | Tender | 2020 |  | Miscellaneous Work | X900.4 | Supply And Install The Following Power Supply Cabling In Trench As Detailed On Drawings And Specifications; 4C X 16Mm2 Cu/ Xlpe/ Swa/ Pvc Cable + 1C X 16Mm2 Cu/ Xlpe/ Swa/ Pvc Earth Cable; 2 Way | 5587 | m | SAR | 104
Ellen | 2 | 2.0159 | Kingdom of Saudi Arabia | Jeddah | Infrastructure | Red Sea Village | Roads & Utilities | ALINMA ALTHURAYA | Huta | Tender | 2020 |  | Miscellaneous Work | X900.5 | Supply And Install The Following Power Supply Cabling In Trench As Detailed On Drawings And Specifications; 4C X 16Mm2 Cu/ Xlpe/ Swa/ Pvc Cable + 1C X 16Mm2 Cu/ Xlpe/ Swa/ Pvc Earth Cable; 3 Way | 850 | m | SAR | 159
Ellen | 2 | 2.0159 | Kingdom of Saudi Arabia | Jeddah | Infrastructure | Red Sea Village | Roads & Utilities | ALINMA ALTHURAYA | Huta | Tender | 2020 |  | Miscellaneous Work | X900.6 | Supply And Install The Following Power Supply Cabling In Trench As Detailed On Drawings And Specifications; 4C X 16Mm2 Cu/ Xlpe/ Swa/ Pvc Cable + 1C X 16Mm2 Cu/ Xlpe/ Swa/ Pvc Earth Cable; 4 Way | 165 | m | SAR | 207
Ellen | 2 | 2.0159 | Kingdom of Saudi Arabia | Jeddah | Infrastructure | Red Sea Village | Roads & Utilities | ALINMA ALTHURAYA | Huta | Tender | 2020 |  | Miscellaneous Work | X900.7 | Supply And Install The Following Power Supply Cabling In Trench As Detailed On Drawings And Specifications; 4C X 16Mm2 Cu/ Xlpe/ Swa/ Pvc Cable + 1C X 16Mm2 Cu/ Xlpe/ Swa/ Pvc Earth Cable; 5 Way | 73 | m | SAR | 261
Ellen | 2 | 2.0159 | Kingdom of Saudi Arabia | Jeddah | Infrastructure | Red Sea Village | Roads & Utilities | ALINMA ALTHURAYA | Huta | Tender | 2020 |  | Miscellaneous Work | X900.8 | Supply And Install The Following Power Supply Cabling In Trench As Detailed On Drawings And Specifications; 4C X 16Mm2 Cu/ Xlpe/ Swa/ Pvc Cable + 1C X 16Mm2 Cu/ Xlpe/ Swa/ Pvc Earth Cable; Warning Tape As Approved By Road Lighting Department | 35174 | m | SAR | 2
Ellen | 2 | 2.0159 | Kingdom of Saudi Arabia | Jeddah | Infrastructure | Red Sea Village | Roads & Utilities | ALINMA ALTHURAYA | Huta | Tender | 2020 |  | Miscellaneous Work | X900.1 | Supply And Install The Following Power Supply Cabling Not In Trench As Detailed On Drawings And Specifications; 4C X 16Mm2 Cu/ Xlpe/ Swa/ Pvc Cable + 1C X 16Mm2 Cu/ Xlpe/ Swa/ Pvc Earth Cable; 1 Way | 825 | m | SAR | 60
Ellen | 2 | 2.0159 | Kingdom of Saudi Arabia | Jeddah | Infrastructure | Red Sea Village | Roads & Utilities | ALINMA ALTHURAYA | Huta | Tender | 2020 |  | Miscellaneous Work | X900.2 | Supply And Install The Following Power Supply Cabling Not In Trench As Detailed On Drawings And Specifications; 4C X 16Mm2 Cu/ Xlpe/ Swa/ Pvc Cable + 1C X 16Mm2 Cu/ Xlpe/ Swa/ Pvc Earth Cable; 2 Way | 607 | m | SAR | 111
Ellen | 2 | 2.016 | Kingdom of Saudi Arabia | Jeddah | Infrastructure | Red Sea Village | Roads & Utilities | ALINMA ALTHURAYA | Huta | Tender | 2020 |  | Miscellaneous Work | X900.3 | Supply And Install The Following Power Supply Cabling Not In Trench As Detailed On Drawings And Specifications; 4C X 16Mm2 Cu/ Xlpe/ Swa/ Pvc Cable + 1C X 16Mm2 Cu/ Xlpe/ Swa/ Pvc Earth Cable; 3 Way | 103 | m | SAR | 171
Ellen | 2 | 2.016 | Kingdom of Saudi Arabia | Jeddah | Infrastructure | Red Sea Village | Roads & Utilities | ALINMA ALTHURAYA | Huta | Tender | 2020 |  | Miscellaneous Work | X900.4 | Supply And Install The Following Power Supply Cabling Not In Trench As Detailed On Drawings And Specifications; 4C X 16Mm2 Cu/ Xlpe/ Swa/ Pvc Cable + 1C X 16Mm2 Cu/ Xlpe/ Swa/ Pvc Earth Cable; 4 Way | 31 | m | SAR | 274
Ellen | 2 | 2.016 | Kingdom of Saudi Arabia | Jeddah | Infrastructure | Red Sea Village | Roads & Utilities | ALINMA ALTHURAYA | Huta | Tender | 2020 |  | Miscellaneous Work | X900.5 | Supply And Install The Following Power Supply Cabling Not In Trench As Detailed On Drawings And Specifications; 4C X 16Mm2 Cu/ Xlpe/ Swa/ Pvc Cable + 1C X 16Mm2 Cu/ Xlpe/ Swa/ Pvc Earth Cable; 5 Way | 9 | m | SAR | 431
Ellen | 2 | 2.016 | Kingdom of Saudi Arabia | Jeddah | Infrastructure | Red Sea Village | Roads & Utilities | ALINMA ALTHURAYA | Huta | Tender | 2020 |  | Miscellaneous Work | X900.1 | Supply And Install Complete Earthing System Including Excavation, Backfilling, Compaction And Handling As Detailed On Drawings And Specifications | 70 | Nr | SAR | 1196
Ellen | 2 | 2.016 | Kingdom of Saudi Arabia | Jeddah | Infrastructure | Red Sea Village | Roads & Utilities | ALINMA ALTHURAYA | Huta | Tender | 2020 |  | Pipework - Manholes And Pipework Ancillaries | K231.1 | Reinforced Concrete Joint Boxes Complete All As Detailed On Drawings And Specifications; Proposed Telecom Manholes | 1 | Nr | SAR | 17545
Ellen | 2 | 2.016 | Kingdom of Saudi Arabia | Jeddah | Infrastructure | Red Sea Village | Roads & Utilities | ALINMA ALTHURAYA | Huta | Tender | 2020 |  | Pipework - Manholes And Pipework Ancillaries | K231.2 | Reinforced Concrete Joint Boxes Complete All As Detailed On Drawings And Specifications; Proposed Telecom Handholes (600X800Mmx1250Mm) | 138 | Nr | SAR | 6552
Ellen | 2 | 2.016 | Kingdom of Saudi Arabia | Jeddah | Infrastructure | Red Sea Village | Roads & Utilities | ALINMA ALTHURAYA | Huta | Tender | 2020 |  | Pipework - Manholes And Pipework Ancillaries | K542.1 | Supply, Lay & Joint Hdpe Telecom Ducts In Trench Including Excavation, Backfilling, Bed And Surrounding, Warning Tape, Endcap And All Related Work Complete All As Detailed On Drawings And Specifications; 32Mm Dia Main Ducts | 319876 | m | SAR | 26
Ellen | 2 | 2.016 | Kingdom of Saudi Arabia | Jeddah | Infrastructure | Red Sea Village | Roads & Utilities | ALINMA ALTHURAYA | Huta | Tender | 2020 |  | Pipework - Manholes And Pipework Ancillaries | K542.2 | Supply, Lay & Joint Hdpe Telecom Ducts In Trench Including Excavation, Backfilling, Bed And Surrounding, Warning Tape, Endcap And All Related Work Complete All As Detailed On Drawings And Specifications; 20Mm Dia Plot Connection Ducts | 41154 | m | SAR | 25
Ellen | 2 | 2.016 | Kingdom of Saudi Arabia | Jeddah | Infrastructure | Red Sea Village | Roads & Utilities | ALINMA ALTHURAYA | Huta | Tender | 2020 |  | Pipework - Supports And Protection | L541 | Mass Concrete Surround To Telecom Ducts Including Formwork, Polythene Sheet And Bituminous Paint Complete All As Detailed On Drawings And Specifications | 1890 | m | SAR | 3630
Ellen | 2 | 2.016 | Kingdom of Saudi Arabia | Jeddah | Infrastructure | Red Sea Village | Roads & Utilities | ALINMA ALTHURAYA | Huta | Tender | 2020 |  | Miscellaneous Work | X900.1 | Supply And Installation Of 150Mm Diameter Protection Post | 32 | Nr | SAR | 1755
Ellen | 2 | 2.016 | Kingdom of Saudi Arabia | Jeddah | Infrastructure | Red Sea Village | Roads & Utilities | ALINMA ALTHURAYA | SAC | Tender | 2020 |  | Demolition And Site Clearance | D100 | General Site Clearance In Accordance With Drawings And Specifications. | 737700 | m² | SAR | 3.65
Ellen | 2 | 2.0161 | Kingdom of Saudi Arabia | Jeddah | Infrastructure | Red Sea Village | Roads & Utilities | ALINMA ALTHURAYA | SAC | Tender | 2020 |  | Ground Investigation | B111 | Trial Pits And Trenches To Ascertain/ Verify/ Locate Existing Services; Maximum Length 3M, Excavation By Hand; Maximum Depth Not Exceeding 1.0M; Number In Material Other Than Rock | 5 | Nr | SAR | 136.76
Ellen | 2 | 2.0161 | Kingdom of Saudi Arabia | Jeddah | Infrastructure | Red Sea Village | Roads & Utilities | ALINMA ALTHURAYA | SAC | Tender | 2020 |  | Ground Investigation | B130.1 | Trial Pits And Trenches To Ascertain/ Verify/ Locate Existing Services; Maximum Length 3M, Excavation By Hand; Maximum Depth Not Exceeding 1.0M; Depth In Material Other Than Rock | 5 | m | SAR | 182.35
Ellen | 2 | 2.0161 | Kingdom of Saudi Arabia | Jeddah | Infrastructure | Red Sea Village | Roads & Utilities | ALINMA ALTHURAYA | SAC | Tender | 2020 |  | Ground Investigation | B150.1 | Trial Pits And Trenches To Ascertain/ Verify/ Locate Existing Services; Maximum Length 3M, Excavation By Hand; Maximum Depth Not Exceeding 1.0M; Depth Supported | 5 | m | SAR | 592.63
Ellen | 2 | 2.0161 | Kingdom of Saudi Arabia | Jeddah | Infrastructure | Red Sea Village | Roads & Utilities | ALINMA ALTHURAYA | SAC | Tender | 2020 |  | Ground Investigation | B160.1 | Trial Pits And Trenches To Ascertain/ Verify/ Locate Existing Services; Maximum Length 3M, Excavation By Hand; Maximum Depth Not Exceeding 1.0M; Depth Backfilled With Excavated Material | 5 | m | SAR | 136.76
Ellen | 2 | 2.0161 | Kingdom of Saudi Arabia | Jeddah | Infrastructure | Red Sea Village | Roads & Utilities | ALINMA ALTHURAYA | SAC | Tender | 2020 |  | Ground Investigation | B112 | Trial Pits And Trenches To Ascertain/ Verify/ Locate Existing Services; Maximum Length 3M, Excavation By Hand; Maximum Depth 1 - 2M; Number In Material Other Than Rock | 3 | Nr | SAR | 232.49
Ellen | 2 | 2.0161 | Kingdom of Saudi Arabia | Jeddah | Infrastructure | Red Sea Village | Roads & Utilities | ALINMA ALTHURAYA | SAC | Tender | 2020 |  | Ground Investigation | B130.2 | Trial Pits And Trenches To Ascertain/ Verify/ Locate Existing Services; Maximum Length 3M, Excavation By Hand; Maximum Depth 1 - 2M; Depth In Material Other Than Rock | 6 | m | SAR | 273.52
Ellen | 2 | 2.0161 | Kingdom of Saudi Arabia | Jeddah | Infrastructure | Red Sea Village | Roads & Utilities | ALINMA ALTHURAYA | SAC | Tender | 2020 |  | Ground Investigation | B150.2 | Trial Pits And Trenches To Ascertain/ Verify/ Locate Existing Services; Maximum Length 3M, Excavation By Hand; Maximum Depth 1 - 2M; Depth Supported | 6 | m | SAR | 884.38
Ellen | 2 | 2.0161 | Kingdom of Saudi Arabia | Jeddah | Infrastructure | Red Sea Village | Roads & Utilities | ALINMA ALTHURAYA | SAC | Tender | 2020 |  | Ground Investigation | B160.2 | Trial Pits And Trenches To Ascertain/ Verify/ Locate Existing Services; Maximum Length 3M, Excavation By Hand; Maximum Depth 1 - 2M; Depth Backfilled With Excavated Material | 6 | m | SAR | 182.35
Ellen | 2 | 2.0161 | Kingdom of Saudi Arabia | Jeddah | Infrastructure | Red Sea Village | Roads & Utilities | ALINMA ALTHURAYA | SAC | Tender | 2020 |  | Ground Investigation | B113 | Trial Pits And Trenches To Ascertain/ Verify/ Locate Existing Services; Maximum Length 3M, Excavation By Hand; Maximum Depth 2 - 3M; Number In Material Other Than Rock | 2 | Nr | SAR | 273.52
Ellen | 2 | 2.0162 | Kingdom of Saudi Arabia | Jeddah | Infrastructure | Red Sea Village | Roads & Utilities | ALINMA ALTHURAYA | SAC | Tender | 2020 |  | Ground Investigation | B130.3 | Trial Pits And Trenches To Ascertain/ Verify/ Locate Existing Services; Maximum Length 3M, Excavation By Hand; Maximum Depth 2 - 3M; Depth In Material Other Than Rock | 6 | m | SAR | 364.69
Ellen | 2 | 2.0162 | Kingdom of Saudi Arabia | Jeddah | Infrastructure | Red Sea Village | Roads & Utilities | ALINMA ALTHURAYA | SAC | Tender | 2020 |  | Ground Investigation | B150.3 | Trial Pits And Trenches To Ascertain/ Verify/ Locate Existing Services; Maximum Length 3M, Excavation By Hand; Maximum Depth 2 - 3M; Depth Supported | 6 | m | SAR | 1185.25
Ellen | 2 | 2.0162 | Kingdom of Saudi Arabia | Jeddah | Infrastructure | Red Sea Village | Roads & Utilities | ALINMA ALTHURAYA | SAC | Tender | 2020 |  | Ground Investigation | B160.3 | Trial Pits And Trenches To Ascertain/ Verify/ Locate Existing Services; Maximum Length 3M, Excavation By Hand; Maximum Depth 2 - 3M; Depth Backfilled With Excavated Material | 6 | m | SAR | 182.35
Ellen | 2 | 2.0162 | Kingdom of Saudi Arabia | Jeddah | Infrastructure | Red Sea Village | Roads & Utilities | ALINMA ALTHURAYA | SAC | Tender | 2020 |  | Earthworks | E210 | Excavation For Cuttings, Topsoil (Provisional Quantities) | 100 | m³ | SAR | 25.53
Ellen | 2 | 2.0162 | Kingdom of Saudi Arabia | Jeddah | Infrastructure | Red Sea Village | Roads & Utilities | ALINMA ALTHURAYA | SAC | Tender | 2020 |  | Earthworks | E220 | Excavation For Cuttings, Material Other Than Top Soil, Rock Or Artificial Hard Material | 9740 | m³ | SAR | 34.65
Ellen | 2 | 2.0162 | Kingdom of Saudi Arabia | Jeddah | Infrastructure | Red Sea Village | Roads & Utilities | ALINMA ALTHURAYA | SAC | Tender | 2020 |  | Earthworks | E522 | Preparation Of Excavated Surfaces To Receive Permanent Works; Material Other Than Topsoil Rock Or Artificial Hard Material | 8938 | m² | SAR | 7.29
Ellen | 2 | 2.0162 | Kingdom of Saudi Arabia | Jeddah | Infrastructure | Red Sea Village | Roads & Utilities | ALINMA ALTHURAYA | SAC | Tender | 2020 |  | Earthworks | E539 | Disposal Of Surplus Excavated Materials (Suitable/ Unsuitable) Including Loading /Unloading, Site Handling And Transportation To Approved Designated Site | 2048 | m³ | SAR | 16.41
Ellen | 2 | 2.0162 | Kingdom of Saudi Arabia | Jeddah | Infrastructure | Red Sea Village | Roads & Utilities | ALINMA ALTHURAYA | SAC | Tender | 2020 |  | Earthworks | E624 | Filling Below Subgrade And Median With Suitable Excavated Materials As Directed By The Engineer | 7792 | m³ | SAR | 16.41
Ellen | 2 | 2.0162 | Kingdom of Saudi Arabia | Jeddah | Infrastructure | Red Sea Village | Roads & Utilities | ALINMA ALTHURAYA | SAC | Tender | 2020 |  | Earthworks | E625 | Filling Below Sub Grade And Median With Imported Materials Other Than Top Soil Or Rock For Roads And Other Areas Of Fill Other Than Adjacent To Structures | 224006 | m³ | SAR | 40.12
Ellen | 2 | 2.0162 | Kingdom of Saudi Arabia | Jeddah | Infrastructure | Red Sea Village | Roads & Utilities | ALINMA ALTHURAYA | SAC | Tender | 2020 |  | Earthworks | E699 | Allow For Excavation And Filling Of Soft Spots And Other Voids Below Cuttings As Directed By The Engineer (Provisional Quantities) | 100 | m³ | SAR | 109.41
Ellen | 2 | 2.0162 | Kingdom of Saudi Arabia | Jeddah | Infrastructure | Red Sea Village | Roads & Utilities | ALINMA ALTHURAYA | SAC | Tender | 2020 |  | Earthworks | E722 | Preparation Of Filled Surfaces To Received Permanent Works | 517240 | m² | SAR | 14.59
Ellen | 2 | 2.0163 | Kingdom of Saudi Arabia | Jeddah | Infrastructure | Red Sea Village | Roads & Utilities | ALINMA ALTHURAYA | SAC | Tender | 2020 |  | Roads And Pavings | R194.1 | Sub-Bases, Flexible Road Bases And Surfacing; Aggregate Base Course; Depth : 150Mm | 327589 | m² | SAR | 9.12
Ellen | 2 | 2.0163 | Kingdom of Saudi Arabia | Jeddah | Infrastructure | Red Sea Village | Roads & Utilities | ALINMA ALTHURAYA | SAC | Tender | 2020 |  | Roads And Pavings | R194.2 | Sub-Bases, Flexible Road Bases And Surfacing; Aggregate Base Course; Depth : 160Mm | 22706 | m² | SAR | 10.03
Ellen | 2 | 2.0163 | Kingdom of Saudi Arabia | Jeddah | Infrastructure | Red Sea Village | Roads & Utilities | ALINMA ALTHURAYA | SAC | Tender | 2020 |  | Roads And Pavings | R194.3 | Sub-Bases, Flexible Road Bases And Surfacing; Aggregate Sub Base Course; Depth : 150Mm | 127796 | m² | SAR | 9.12
Ellen | 2 | 2.0163 | Kingdom of Saudi Arabia | Jeddah | Infrastructure | Red Sea Village | Roads & Utilities | ALINMA ALTHURAYA | SAC | Tender | 2020 |  | Roads And Pavings | R194.4 | Sub-Bases, Flexible Road Bases And Surfacing; Aggregate Sub Base Course; Depth : 200Mm | 233941 | m² | SAR | 12.76
Ellen | 2 | 2.0163 | Kingdom of Saudi Arabia | Jeddah | Infrastructure | Red Sea Village | Roads & Utilities | ALINMA ALTHURAYA | SAC | Tender | 2020 |  | Roads And Pavings | R322.1 | Sub-Bases, Flexible Road Bases And Surfacing; Rolled Asphalt; Asphalt Concrete Wearing Course; 50Mm Thick | 315972 | m² | SAR | 16.41
Ellen | 2 | 2.0163 | Kingdom of Saudi Arabia | Jeddah | Infrastructure | Red Sea Village | Roads & Utilities | ALINMA ALTHURAYA | SAC | Tender | 2020 |  | Roads And Pavings | R322.2 | Sub-Bases, Flexible Road Bases And Surfacing; Rolled Asphalt; Asphalt Base Course; 50Mm Thick | 35083 | m² | SAR | 16.41
Ellen | 2 | 2.0163 | Kingdom of Saudi Arabia | Jeddah | Infrastructure | Red Sea Village | Roads & Utilities | ALINMA ALTHURAYA | SAC | Tender | 2020 |  | Roads And Pavings | R323.1 | Sub-Bases, Flexible Road Bases And Surfacing; Rolled Asphalt; Asphalt Base Course; 70Mm Thick | 56064 | m² | SAR | 22.79
Ellen | 2 | 2.0163 | Kingdom of Saudi Arabia | Jeddah | Infrastructure | Red Sea Village | Roads & Utilities | ALINMA ALTHURAYA | SAC | Tender | 2020 |  | Roads And Pavings | R323.2 | Sub-Bases, Flexible Road Bases And Surfacing; Rolled Asphalt; Asphalt Base Course; 100Mm Thick | 204344 | m² | SAR | 32.82
Ellen | 2 | 2.0163 | Kingdom of Saudi Arabia | Jeddah | Infrastructure | Red Sea Village | Roads & Utilities | ALINMA ALTHURAYA | SAC | Tender | 2020 |  | Roads And Pavings | R324 | Sub-Bases, Flexible Road Bases And Surfacing; Rolled Asphalt; Asphalt Base Course; 140Mm Thick | 20481 | m² | SAR | 45.59
Ellen | 2 | 2.0164 | Kingdom of Saudi Arabia | Jeddah | Infrastructure | Red Sea Village | Roads & Utilities | ALINMA ALTHURAYA | SAC | Tender | 2020 |  | Roads And Pavings | R350.1 | Sub-Bases, Flexible Road Bases And Surfacing; Bituminous Spray; Prime Coat | 315972 | m² | SAR | 2.74
Ellen | 2 | 2.0164 | Kingdom of Saudi Arabia | Jeddah | Infrastructure | Red Sea Village | Roads & Utilities | ALINMA ALTHURAYA | SAC | Tender | 2020 |  | Roads And Pavings | R350.2 | Sub-Bases, Flexible Road Bases And Surfacing; Bituminous Spray; Tack Coat | 315972 | m² | SAR | 2.74
Ellen | 2 | 2.0164 | Kingdom of Saudi Arabia | Jeddah | Infrastructure | Red Sea Village | Roads & Utilities | ALINMA ALTHURAYA | SAC | Tender | 2020 |  | Roads And Pavings | R690.1 | Kerb, Channels Or Edgings; Straight Or Curved, Complete Including Earthworks, Concrete Bed And Backing, Backfilling And Transitions As Per Dwg And Specification; Precast Concrete Upstand Kerb 150 X 305Mm | 76273 | m | SAR | 62
Ellen | 2 | 2.0164 | Kingdom of Saudi Arabia | Jeddah | Infrastructure | Red Sea Village | Roads & Utilities | ALINMA ALTHURAYA | SAC | Tender | 2020 |  | Roads And Pavings | R690.2 | Kerb, Channels Or Edgings; Straight Or Curved, Complete Including Earthworks, Concrete Bed And Backing, Backfilling And Transitions As Per Dwg And Specification; Precast Concrete Flush Kerb 150 X 210Mm | 5842 | m | SAR | 62
Ellen | 2 | 2.0164 | Kingdom of Saudi Arabia | Jeddah | Infrastructure | Red Sea Village | Roads & Utilities | ALINMA ALTHURAYA | SAC | Tender | 2020 |  | Roads And Pavings | R690.3 | Kerb, Channels Or Edgings; Straight Or Curved, Complete Including Earthworks, Concrete Bed And Backing, Backfilling And Transitions As Per Dwg And Specification; Precast Concrete Drop Kerb 150 X 305Mm | 3899 | m | SAR | 62
Ellen | 2 | 2.0164 | Kingdom of Saudi Arabia | Jeddah | Infrastructure | Red Sea Village | Roads & Utilities | ALINMA ALTHURAYA | SAC | Tender | 2020 |  | Roads And Pavings | R714.1 | Light Duty Pavement/ Interlock Pavement; Aggregate Base; Depth 150Mm | 39789 | m² | SAR | 9.12
Ellen | 2 | 2.0164 | Kingdom of Saudi Arabia | Jeddah | Infrastructure | Red Sea Village | Roads & Utilities | ALINMA ALTHURAYA | SAC | Tender | 2020 |  | Roads And Pavings | R714.2 | Light Duty Pavement/ Interlock Pavement; Aggregate Subbase; Depth 150Mm | 39789 | m² | SAR | 9.12
Ellen | 2 | 2.0164 | Kingdom of Saudi Arabia | Jeddah | Infrastructure | Red Sea Village | Roads & Utilities | ALINMA ALTHURAYA | SAC | Tender | 2020 |  | Roads And Pavings | R793 | Light Duty Pavement/ Interlock Pavement; Precast Concrete Block Paving Tiles; Type Cs7A ; Thickness 80Mm On And Including 50Mm Thick Sand Bed | 39789 | m² | SAR | 62
Ellen | 2 | 2.0164 | Kingdom of Saudi Arabia | Jeddah | Infrastructure | Red Sea Village | Roads & Utilities | ALINMA ALTHURAYA | SAC | Tender | 2020 |  | Roads And Pavings | R811.1 | Supply And Install Traffic Signs Including Posts, Foundations And All Necessary Complete As Detailed On Drawings And Specification; Traffic Sign; Reference R1-1 | 71 | Nr | SAR | 1458.77
Ellen | 2 | 2.0164 | Kingdom of Saudi Arabia | Jeddah | Infrastructure | Red Sea Village | Roads & Utilities | ALINMA ALTHURAYA | SAC | Tender | 2020 |  | Roads And Pavings | R811.2 | Supply And Install Traffic Signs Including Posts, Foundations And All Necessary Complete As Detailed On Drawings And Specification; Traffic Sign; Reference R2-1 | 133 | Nr | SAR | 1458.77
Ellen | 2 | 2.0164 | Kingdom of Saudi Arabia | Jeddah | Infrastructure | Red Sea Village | Roads & Utilities | ALINMA ALTHURAYA | SAC | Tender | 2020 |  | Roads And Pavings | R811.3 | Supply And Install Traffic Signs Including Posts, Foundations And All Necessary Complete As Detailed On Drawings And Specification; Traffic Sign; Reference R3-1-60 | 20 | Nr | SAR | 1458.77
Ellen | 2 | 2.0165 | Kingdom of Saudi Arabia | Jeddah | Infrastructure | Red Sea Village | Roads & Utilities | ALINMA ALTHURAYA | SAC | Tender | 2020 |  | Roads And Pavings | R811.4 | Supply And Install Traffic Signs Including Posts, Foundations And All Necessary Complete As Detailed On Drawings And Specification; Traffic Sign; Reference R3-1-40 | 48 | Nr | SAR | 1458.77
Ellen | 2 | 2.0165 | Kingdom of Saudi Arabia | Jeddah | Infrastructure | Red Sea Village | Roads & Utilities | ALINMA ALTHURAYA | SAC | Tender | 2020 |  | Roads And Pavings | R811.5 | Supply And Install Traffic Signs Including Posts, Foundations And All Necessary Complete As Detailed On Drawings And Specification; Traffic Sign; Reference R3-1-30 | 36 | Nr | SAR | 1458.77
Ellen | 2 | 2.0165 | Kingdom of Saudi Arabia | Jeddah | Infrastructure | Red Sea Village | Roads & Utilities | ALINMA ALTHURAYA | SAC | Tender | 2020 |  | Roads And Pavings | R811.6 | Supply And Install Traffic Signs Including Posts, Foundations And All Necessary Complete As Detailed On Drawings And Specification; Traffic Sign; Reference R5-1 | 11 | Nr | SAR | 1458.77
Ellen | 2 | 2.0165 | Kingdom of Saudi Arabia | Jeddah | Infrastructure | Red Sea Village | Roads & Utilities | ALINMA ALTHURAYA | SAC | Tender | 2020 |  | Roads And Pavings | R811.7 | Supply And Install Traffic Signs Including Posts, Foundations And All Necessary Complete As Detailed On Drawings And Specification; Traffic Sign; Reference R6-7 | 22 | Nr | SAR | 1458.77
Ellen | 2 | 2.0165 | Kingdom of Saudi Arabia | Jeddah | Infrastructure | Red Sea Village | Roads & Utilities | ALINMA ALTHURAYA | SAC | Tender | 2020 |  | Roads And Pavings | R811.8 | Supply And Install Traffic Signs Including Posts, Foundations And All Necessary Complete As Detailed On Drawings And Specification; Traffic Sign; Reference R7-2 | 7 | Nr | SAR | 1458.77
Ellen | 2 | 2.0165 | Kingdom of Saudi Arabia | Jeddah | Infrastructure | Red Sea Village | Roads & Utilities | ALINMA ALTHURAYA | SAC | Tender | 2020 |  | Roads And Pavings | R811.9 | Supply And Install Traffic Signs Including Posts, Foundations And All Necessary Complete As Detailed On Drawings And Specification; Traffic Sign; Reference R8-1 | 11 | Nr | SAR | 1458.77
Ellen | 2 | 2.0165 | Kingdom of Saudi Arabia | Jeddah | Infrastructure | Red Sea Village | Roads & Utilities | ALINMA ALTHURAYA | SAC | Tender | 2020 |  | Roads And Pavings | R811.10 | Supply And Install Traffic Signs Including Posts, Foundations And All Necessary Complete As Detailed On Drawings And Specification; Traffic Sign; Reference R8-2 | 21 | Nr | SAR | 1458.77
Ellen | 2 | 2.0165 | Kingdom of Saudi Arabia | Jeddah | Infrastructure | Red Sea Village | Roads & Utilities | ALINMA ALTHURAYA | SAC | Tender | 2020 |  | Roads And Pavings | R811.11 | Supply And Install Traffic Signs Including Posts, Foundations And All Necessary Complete As Detailed On Drawings And Specification; Traffic Sign; Reference R8-3 | 28 | Nr | SAR | 1458.77
Ellen | 2 | 2.0165 | Kingdom of Saudi Arabia | Jeddah | Infrastructure | Red Sea Village | Roads & Utilities | ALINMA ALTHURAYA | SAC | Tender | 2020 |  | Roads And Pavings | R811.12 | Supply And Install Traffic Signs Including Posts, Foundations And All Necessary Complete As Detailed On Drawings And Specification; Traffic Sign; Reference R15-1 | 1 | Nr | SAR | 1641.12
Ellen | 2 | 2.0166 | Kingdom of Saudi Arabia | Jeddah | Infrastructure | Red Sea Village | Roads & Utilities | ALINMA ALTHURAYA | SAC | Tender | 2020 |  | Roads And Pavings | R811.13 | Supply And Install Traffic Signs Including Posts, Foundations And All Necessary Complete As Detailed On Drawings And Specification; Traffic Sign; Reference R15-2 | 94 | Nr | SAR | 1641.12
Ellen | 2 | 2.0166 | Kingdom of Saudi Arabia | Jeddah | Infrastructure | Red Sea Village | Roads & Utilities | ALINMA ALTHURAYA | SAC | Tender | 2020 |  | Roads And Pavings | R811.14 | Supply And Install Traffic Signs Including Posts, Foundations And All Necessary Complete As Detailed On Drawings And Specification; Traffic Sign; Reference R15-3 | 84 | Nr | SAR | 1641.12
Ellen | 2 | 2.0166 | Kingdom of Saudi Arabia | Jeddah | Infrastructure | Red Sea Village | Roads & Utilities | ALINMA ALTHURAYA | SAC | Tender | 2020 |  | Roads And Pavings | R811.15 | Supply And Install Traffic Signs Including Posts, Foundations And All Necessary Complete As Detailed On Drawings And Specification; Traffic Sign; Reference R16-1 | 2 | Nr | SAR | 2370.5
Ellen | 2 | 2.0166 | Kingdom of Saudi Arabia | Jeddah | Infrastructure | Red Sea Village | Roads & Utilities | ALINMA ALTHURAYA | SAC | Tender | 2020 |  | Roads And Pavings | R811.16 | Supply And Install Traffic Signs Including Posts, Foundations And All Necessary Complete As Detailed On Drawings And Specification; Traffic Sign; Reference R16-2 | 12 | Nr | SAR | 2370.5
Ellen | 2 | 2.0166 | Kingdom of Saudi Arabia | Jeddah | Infrastructure | Red Sea Village | Roads & Utilities | ALINMA ALTHURAYA | SAC | Tender | 2020 |  | Roads And Pavings | R811.17 | Supply And Install Traffic Signs Including Posts, Foundations And All Necessary Complete As Detailed On Drawings And Specification; Traffic Sign; Reference R17-3 | 22 | Nr | SAR | 1641.12
Ellen | 2 | 2.0166 | Kingdom of Saudi Arabia | Jeddah | Infrastructure | Red Sea Village | Roads & Utilities | ALINMA ALTHURAYA | SAC | Tender | 2020 |  | Roads And Pavings | R811.18 | Supply And Install Traffic Signs Including Posts, Foundations And All Necessary Complete As Detailed On Drawings And Specification; Traffic Sign; Reference R17-7R | 43 | Nr | SAR | 1641.12
Ellen | 2 | 2.0166 | Kingdom of Saudi Arabia | Jeddah | Infrastructure | Red Sea Village | Roads & Utilities | ALINMA ALTHURAYA | SAC | Tender | 2020 |  | Roads And Pavings | R811.19 | Supply And Install Traffic Signs Including Posts, Foundations And All Necessary Complete As Detailed On Drawings And Specification; Traffic Sign; Reference R17-1L | 3 | Nr | SAR | 1641.12
Ellen | 2 | 2.0166 | Kingdom of Saudi Arabia | Jeddah | Infrastructure | Red Sea Village | Roads & Utilities | ALINMA ALTHURAYA | SAC | Tender | 2020 |  | Roads And Pavings | R811.20 | Supply And Install Traffic Signs Including Posts, Foundations And All Necessary Complete As Detailed On Drawings And Specification; Traffic Sign; Reference W1-1R | 1 | Nr | SAR | 1641.12
Ellen | 2 | 2.0166 | Kingdom of Saudi Arabia | Jeddah | Infrastructure | Red Sea Village | Roads & Utilities | ALINMA ALTHURAYA | SAC | Tender | 2020 |  | Roads And Pavings | R811.1 | Supply And Install Traffic Signs Including Posts, Foundations And All Necessary Complete As Detailed On Drawings And Specification; Traffic Sign; Reference W1-1L | 1 | Nr | SAR | 1641.12
Ellen | 2 | 2.0166 | Kingdom of Saudi Arabia | Jeddah | Infrastructure | Red Sea Village | Roads & Utilities | ALINMA ALTHURAYA | SAC | Tender | 2020 |  | Roads And Pavings | R811.2 | Supply And Install Traffic Signs Including Posts, Foundations And All Necessary Complete As Detailed On Drawings And Specification; Traffic Sign; Reference W3-2 | 1 | Nr | SAR | 1641.12
Ellen | 2 | 2.0166 | Kingdom of Saudi Arabia | Jeddah | Infrastructure | Red Sea Village | Roads & Utilities | ALINMA ALTHURAYA | SAC | Tender | 2020 |  | Roads And Pavings | R811.3 | Supply And Install Traffic Signs Including Posts, Foundations And All Necessary Complete As Detailed On Drawings And Specification; Traffic Sign; Reference W3-3 | 1 | Nr | SAR | 1641.12
Ellen | 2 | 2.0167 | Kingdom of Saudi Arabia | Jeddah | Infrastructure | Red Sea Village | Roads & Utilities | ALINMA ALTHURAYA | SAC | Tender | 2020 |  | Roads And Pavings | R811.4 | Supply And Install Traffic Signs Including Posts, Foundations And All Necessary Complete As Detailed On Drawings And Specification; Traffic Sign; Reference W6-1 | 17 | Nr | SAR | 1641.12
Ellen | 2 | 2.0167 | Kingdom of Saudi Arabia | Jeddah | Infrastructure | Red Sea Village | Roads & Utilities | ALINMA ALTHURAYA | SAC | Tender | 2020 |  | Roads And Pavings | R811.5 | Supply And Install Traffic Signs Including Posts, Foundations And All Necessary Complete As Detailed On Drawings And Specification; Traffic Sign; Reference W11-2 | 355 | Nr | SAR | 1641.12
Ellen | 2 | 2.0167 | Kingdom of Saudi Arabia | Jeddah | Infrastructure | Red Sea Village | Roads & Utilities | ALINMA ALTHURAYA | SAC | Tender | 2020 |  | Roads And Pavings | R811.6 | Supply And Install Traffic Signs Including Posts, Foundations And All Necessary Complete As Detailed On Drawings And Specification; Traffic Sign; Reference W15 | 30 | Nr | SAR | 1641.12
Ellen | 2 | 2.0167 | Kingdom of Saudi Arabia | Jeddah | Infrastructure | Red Sea Village | Roads & Utilities | ALINMA ALTHURAYA | SAC | Tender | 2020 |  | Roads And Pavings | R811.7 | Supply And Install Traffic Signs Including Posts, Foundations And All Necessary Complete As Detailed On Drawings And Specification; Traffic Sign; Reference W19-3 | 17 | Nr | SAR | 1641.12
Ellen | 2 | 2.0167 | Kingdom of Saudi Arabia | Jeddah | Infrastructure | Red Sea Village | Roads & Utilities | ALINMA ALTHURAYA | SAC | Tender | 2020 |  | Roads And Pavings | R811.8 | Supply And Install Traffic Signs Including Posts, Foundations And All Necessary Complete As Detailed On Drawings And Specification; Traffic Sign; Reference W22-1 | 80 | Nr | SAR | 1641.12
Ellen | 2 | 2.0167 | Kingdom of Saudi Arabia | Jeddah | Infrastructure | Red Sea Village | Roads & Utilities | ALINMA ALTHURAYA | SAC | Tender | 2020 |  | Roads And Pavings | R811.9 | Supply And Install Traffic Signs Including Posts, Foundations And All Necessary Complete As Detailed On Drawings And Specification; Traffic Sign; Reference W37-1 | 7 | Nr | SAR | 1641.12
Ellen | 2 | 2.0167 | Kingdom of Saudi Arabia | Jeddah | Infrastructure | Red Sea Village | Roads & Utilities | ALINMA ALTHURAYA | SAC | Tender | 2020 |  | Roads And Pavings | R811.10 | Supply And Install Traffic Signs Including Posts, Foundations And All Necessary Complete As Detailed On Drawings And Specification; Traffic Sign; Reference I9-1 | 63 | Nr | SAR | 2005.81
Ellen | 2 | 2.0167 | Kingdom of Saudi Arabia | Jeddah | Infrastructure | Red Sea Village | Roads & Utilities | ALINMA ALTHURAYA | SAC | Tender | 2020 |  | Roads And Pavings | R811.11 | Supply And Install Traffic Signs Including Posts, Foundations And All Necessary Complete As Detailed On Drawings And Specification; Traffic Sign; Reference I9-3 | 14 | Nr | SAR | 2005.81
Ellen | 2 | 2.0167 | Kingdom of Saudi Arabia | Jeddah | Infrastructure | Red Sea Village | Roads & Utilities | ALINMA ALTHURAYA | SAC | Tender | 2020 |  | Roads And Pavings | R811.12 | Supply And Install Traffic Signs Including Posts, Foundations And All Necessary Complete As Detailed On Drawings And Specification; Traffic Sign; Reference Ix-1 | 1 | Nr | SAR | 2005.81
Ellen | 2 | 2.0168 | Kingdom of Saudi Arabia | Jeddah | Infrastructure | Red Sea Village | Roads & Utilities | ALINMA ALTHURAYA | SAC | Tender | 2020 |  | Roads And Pavings | R811.13 | Supply And Install Traffic Signs Including Posts, Foundations And All Necessary Complete As Detailed On Drawings And Specification; Traffic Sign; Reference Ix-2 | 10 | Nr | SAR | 2005.81
Ellen | 2 | 2.0168 | Kingdom of Saudi Arabia | Jeddah | Infrastructure | Red Sea Village | Roads & Utilities | ALINMA ALTHURAYA | SAC | Tender | 2020 |  | Roads And Pavings | R811.14 | Supply And Install Traffic Signs Including Posts, Foundations And All Necessary Complete As Detailed On Drawings And Specification; Traffic Sign; Reference Ix-1A | 18 | Nr | SAR | 2005.81
Ellen | 2 | 2.0168 | Kingdom of Saudi Arabia | Jeddah | Infrastructure | Red Sea Village | Roads & Utilities | ALINMA ALTHURAYA | SAC | Tender | 2020 |  | Roads And Pavings | R811.15 | Supply And Install Traffic Signs Including Posts, Foundations And All Necessary Complete As Detailed On Drawings And Specification; Traffic Sign; Multiple Chevron Right | 6 | Nr | SAR | 2005.81
Ellen | 2 | 2.0168 | Kingdom of Saudi Arabia | Jeddah | Infrastructure | Red Sea Village | Roads & Utilities | ALINMA ALTHURAYA | SAC | Tender | 2020 |  | Roads And Pavings | R811.16 | Supply And Install Traffic Signs Including Posts, Foundations And All Necessary Complete As Detailed On Drawings And Specification; Traffic Sign; Authorised Vehicles Only | 25 | Nr | SAR | 2005.81
Ellen | 2 | 2.0168 | Kingdom of Saudi Arabia | Jeddah | Infrastructure | Red Sea Village | Roads & Utilities | ALINMA ALTHURAYA | SAC | Tender | 2020 |  | Roads And Pavings | R811.17 | Supply And Install Traffic Signs Including Posts, Foundations And All Necessary Complete As Detailed On Drawings And Specification; Traffic Sign; Bus Prohibited | 2 | Nr | SAR | 2005.81
Ellen | 2 | 2.0168 | Kingdom of Saudi Arabia | Jeddah | Infrastructure | Red Sea Village | Roads & Utilities | ALINMA ALTHURAYA | SAC | Tender | 2020 |  | Roads And Pavings | R823.1 | Road Markings, Thermo-Plastic Paint (White And Yellow) Complete As Detailed On Drawings And Specification; Arrow Marking; Straight Arrow | 293 | Nr | SAR | 24.62
Ellen | 2 | 2.0168 | Kingdom of Saudi Arabia | Jeddah | Infrastructure | Red Sea Village | Roads & Utilities | ALINMA ALTHURAYA | SAC | Tender | 2020 |  | Roads And Pavings | R823.2 | Road Markings, Thermo-Plastic Paint (White And Yellow) Complete As Detailed On Drawings And Specification; Arrow Marking; Left/ Right Turn Arrow | 186 | Nr | SAR | 364.69
Ellen | 2 | 2.0168 | Kingdom of Saudi Arabia | Jeddah | Infrastructure | Red Sea Village | Roads & Utilities | ALINMA ALTHURAYA | SAC | Tender | 2020 |  | Roads And Pavings | R823.3 | Road Markings, Thermo-Plastic Paint (White And Yellow) Complete As Detailed On Drawings And Specification; Arrow Marking; Combination Arrow | 233 | Nr | SAR | 547.04
Ellen | 2 | 2.0168 | Kingdom of Saudi Arabia | Jeddah | Infrastructure | Red Sea Village | Roads & Utilities | ALINMA ALTHURAYA | SAC | Tender | 2020 |  | Roads And Pavings | R823.4 | Road Markings, Thermo-Plastic Paint (White And Yellow) Complete As Detailed On Drawings And Specification; Arrow Marking; Left & Right Turn Arrow | 15 | Nr | SAR | 364.69
Ellen | 2 | 2.0168 | Kingdom of Saudi Arabia | Jeddah | Infrastructure | Red Sea Village | Roads & Utilities | ALINMA ALTHURAYA | SAC | Tender | 2020 |  | Roads And Pavings | R824.1 | Road Markings, Thermo-Plastic Paint (White And Yellow) Complete As Detailed On Drawings And Specification; Continuous Lines; Solid White Line; Reference Rm-02 (120Mm) | 5371 | m | SAR | 20.06
Ellen | 2 | 2.0168 | Kingdom of Saudi Arabia | Jeddah | Infrastructure | Red Sea Village | Roads & Utilities | ALINMA ALTHURAYA | SAC | Tender | 2020 |  | Roads And Pavings | R824.2 | Road Markings, Thermo-Plastic Paint (White And Yellow) Complete As Detailed On Drawings And Specification; Continuous Lines; Parking Space Line (120Mm) | 6838 | m | SAR | 20.06
Ellen | 2 | 2.0169 | Kingdom of Saudi Arabia | Jeddah | Infrastructure | Red Sea Village | Roads & Utilities | ALINMA ALTHURAYA | SAC | Tender | 2020 |  | Roads And Pavings | R824.3 | Road Markings, Thermo-Plastic Paint (White And Yellow) Complete As Detailed On Drawings And Specification; Continuous Lines; Solid Channelizing Line; Reference Rm-03 (240Mm) | 852 | m | SAR | 40.12
Ellen | 2 | 2.0169 | Kingdom of Saudi Arabia | Jeddah | Infrastructure | Red Sea Village | Roads & Utilities | ALINMA ALTHURAYA | SAC | Tender | 2020 |  | Roads And Pavings | R824.4 | Road Markings, Thermo-Plastic Paint (White And Yellow) Complete As Detailed On Drawings And Specification; Continuous Lines; Edge Line; Reference Rm-04 (200Mm) | 31925 | m | SAR | 32.82
Ellen | 2 | 2.0169 | Kingdom of Saudi Arabia | Jeddah | Infrastructure | Red Sea Village | Roads & Utilities | ALINMA ALTHURAYA | SAC | Tender | 2020 |  | Roads And Pavings | R824.5 | Road Markings, Thermo-Plastic Paint (White And Yellow) Complete As Detailed On Drawings And Specification; Continuous Lines; Stop Line; Reference Rm-09 (300Mm) | 1184 | m | SAR | 50.15
Ellen | 2 | 2.0169 | Kingdom of Saudi Arabia | Jeddah | Infrastructure | Red Sea Village | Roads & Utilities | ALINMA ALTHURAYA | SAC | Tender | 2020 |  | Roads And Pavings | R825.1 | Road Markings, Thermo-Plastic Paint (White And Yellow) Complete As Detailed On Drawings And Specification; Intermittent Lines; Yield Line (300Mm) | 1365 | m | SAR | 50.15
Ellen | 2 | 2.0169 | Kingdom of Saudi Arabia | Jeddah | Infrastructure | Red Sea Village | Roads & Utilities | ALINMA ALTHURAYA | SAC | Tender | 2020 |  | Roads And Pavings | R825.2 | Road Markings, Thermo-Plastic Paint (White And Yellow) Complete As Detailed On Drawings And Specification; Intermittent Lines; Dotted Line; Reference Rm-06 (120Mm) | 2080 | m | SAR | 25.53
Ellen | 2 | 2.0169 | Kingdom of Saudi Arabia | Jeddah | Infrastructure | Red Sea Village | Roads & Utilities | ALINMA ALTHURAYA | SAC | Tender | 2020 |  | Roads And Pavings | R825.3 | Road Markings, Thermo-Plastic Paint (White And Yellow) Complete As Detailed On Drawings And Specification; Intermittent Lines; Broken Line; Reference Rm-01 (120Mm) | 11578 | m | SAR | 20.06
Ellen | 2 | 2.0169 | Kingdom of Saudi Arabia | Jeddah | Infrastructure | Red Sea Village | Roads & Utilities | ALINMA ALTHURAYA | SAC | Tender | 2020 |  | Roads And Pavings | R829.1 | Painting; Chlorinated Rubber Based Quick Drying Paint (Black And White) Applied In Two Coats To Exposed Faces Of Precast Concrete Upstand Kerbs | 29197 | m² | SAR | 127.64
Ellen | 2 | 2.0169 | Kingdom of Saudi Arabia | Jeddah | Infrastructure | Red Sea Village | Roads & Utilities | ALINMA ALTHURAYA | SAC | Tender | 2020 |  | Roads And Pavings | R829.2 | Hatch/ Pedestrian Crossing Marking; White Chevron And Hatch Marking | 200 | m² | SAR | 200.58
Ellen | 2 | 2.0169 | Kingdom of Saudi Arabia | Jeddah | Infrastructure | Red Sea Village | Roads & Utilities | ALINMA ALTHURAYA | SAC | Tender | 2020 |  | Roads And Pavings | R829.3 | Hatch/ Pedestrian Crossing Marking; Pedestrian Crossing Marking | 2975 | m² | SAR | 200.58
Ellen | 2 | 2.017 | Kingdom of Saudi Arabia | Jeddah | Infrastructure | Red Sea Village | Roads & Utilities | ALINMA ALTHURAYA | SAC | Tender | 2020 |  | Miscellaneous Work | X900.1 | Tying To Existing Pavement As Detailed On Drawings ; Including Breakout Existing Pavement, Saw Cutting, Vertical Tack Coat, Milling (If Required) And All Necessary Preparations Work; New Pavement With Existing Pavement; Transverse Joints | 310 | m | SAR | 72.94
Ellen | 2 | 2.017 | Kingdom of Saudi Arabia | Jeddah | Infrastructure | Red Sea Village | Roads & Utilities | ALINMA ALTHURAYA | SAC | Tender | 2020 |  | Miscellaneous Work | X900.2 | Tying To Existing Pavement As Detailed On Drawings ; Including Breakout Existing Pavement, Saw Cutting, Vertical Tack Coat, Milling (If Required) And All Necessary Preparations Work; New Pavement With Existing Pavement; Longitudinal Joints (Provisional Quantities) | 50 | m | SAR | 72.94
Ellen | 2 | 2.017 | Kingdom of Saudi Arabia | Jeddah | Infrastructure | Red Sea Village | Roads & Utilities | ALINMA ALTHURAYA | SAC | Tender | 2020 |  | Pipework - Pipes | I712 | Supply And Install Hdpe Pe-100 Pipes With Butt Fusion Welded Joints In Trenches, Including Excavation In All Materials Backfilling, Disposal Of Excavated Material As Directed By Engineer, Dewatering, Warning Tape, Testing Etc. Complete As Detailed On Drawing And Specification; Nominal Dia 160Mm; Depth Not Exceeding 1.5M | 428 | m | SAR | 201.49
Ellen | 2 | 2.017 | Kingdom of Saudi Arabia | Jeddah | Infrastructure | Red Sea Village | Roads & Utilities | ALINMA ALTHURAYA | SAC | Tender | 2020 |  | Pipework - Pipes | I713 | Supply And Install Hdpe Pe-100 Pipes With Butt Fusion Welded Joints In Trenches, Including Excavation In All Materials Backfilling, Disposal Of Excavated Material As Directed By Engineer, Dewatering, Warning Tape, Testing Etc. Complete As Detailed On Drawing And Specification; Nominal Dia 160Mm; Depth 1.5 - 2.0 M | 107 | m | SAR | 201.49
Ellen | 2 | 2.017 | Kingdom of Saudi Arabia | Jeddah | Infrastructure | Red Sea Village | Roads & Utilities | ALINMA ALTHURAYA | SAC | Tender | 2020 |  | Pipework - Pipes | I722.1 | Supply And Install Hdpe Pe-100 Pipes With Butt Fusion Welded Joints In Trenches, Including Excavation In All Materials Backfilling, Disposal Of Excavated Material As Directed By Engineer, Dewatering, Warning Tape, Testing Etc. Complete As Detailed On Drawing And Specification; Nominal Dia 225Mm ; Depth Not Exceeding 1.5M | 10216 | m | SAR | 350.1
Ellen | 2 | 2.017 | Kingdom of Saudi Arabia | Jeddah | Infrastructure | Red Sea Village | Roads & Utilities | ALINMA ALTHURAYA | SAC | Tender | 2020 |  | Pipework - Pipes | I723.1 | Supply And Install Hdpe Pe-100 Pipes With Butt Fusion Welded Joints In Trenches, Including Excavation In All Materials Backfilling, Disposal Of Excavated Material As Directed By Engineer, Dewatering, Warning Tape, Testing Etc. Complete As Detailed On Drawing And Specification; Nominal Dia 225Mm ; Depth 1.5 - 2.0 M | 4378 | m | SAR | 350.1
Ellen | 2 | 2.017 | Kingdom of Saudi Arabia | Jeddah | Infrastructure | Red Sea Village | Roads & Utilities | ALINMA ALTHURAYA | SAC | Tender | 2020 |  | Pipework - Pipes | I722.2 | Supply And Install Hdpe Pe-100 Pipes With Butt Fusion Welded Joints In Trenches, Including Excavation In All Materials Backfilling, Disposal Of Excavated Material As Directed By Engineer, Dewatering, Warning Tape, Testing Etc. Complete As Detailed On Drawing And Specification; Nominal Dia 250Mm; Depth Not Exceeding 1.5M | 3069 | m | SAR | 418.48
Ellen | 2 | 2.017 | Kingdom of Saudi Arabia | Jeddah | Infrastructure | Red Sea Village | Roads & Utilities | ALINMA ALTHURAYA | SAC | Tender | 2020 |  | Pipework - Pipes | I723.2 | Supply And Install Hdpe Pe-100 Pipes With Butt Fusion Welded Joints In Trenches, Including Excavation In All Materials Backfilling, Disposal Of Excavated Material As Directed By Engineer, Dewatering, Warning Tape, Testing Etc. Complete As Detailed On Drawing And Specification; Nominal Dia 250Mm; Depth 1.5 - 2.0 M | 1315 | m | SAR | 418.48
Ellen | 2 | 2.017 | Kingdom of Saudi Arabia | Jeddah | Infrastructure | Red Sea Village | Roads & Utilities | ALINMA ALTHURAYA | SAC | Tender | 2020 |  | Pipework - Pipes | I722.3 | Supply And Install Hdpe Pe-100 Pipes With Butt Fusion Welded Joints In Trenches, Including Excavation In All Materials Backfilling, Disposal Of Excavated Material As Directed By Engineer, Dewatering, Warning Tape, Testing Etc. Complete As Detailed On Drawing And Specification; Nominal Dia 280Mm; Depth Not Exceeding 1.5M | 2258 | m | SAR | 502.36
Ellen | 2 | 2.017 | Kingdom of Saudi Arabia | Jeddah | Infrastructure | Red Sea Village | Roads & Utilities | ALINMA ALTHURAYA | SAC | Tender | 2020 |  | Pipework - Pipes | I723.3 | Supply And Install Hdpe Pe-100 Pipes With Butt Fusion Welded Joints In Trenches, Including Excavation In All Materials Backfilling, Disposal Of Excavated Material As Directed By Engineer, Dewatering, Warning Tape, Testing Etc. Complete As Detailed On Drawing And Specification; Nominal Dia 280Mm; Depth 1.5 - 2.0 M | 968 | m | SAR | 502.36
Ellen | 2 | 2.017 | Kingdom of Saudi Arabia | Jeddah | Infrastructure | Red Sea Village | Roads & Utilities | ALINMA ALTHURAYA | SAC | Tender | 2020 |  | Pipework - Pipes | I732.1 | Supply And Install Hdpe Pe-100 Pipes With Butt Fusion Welded Joints In Trenches, Including Excavation In All Materials Backfilling, Disposal Of Excavated Material As Directed By Engineer, Dewatering, Warning Tape, Testing Etc. Complete As Detailed On Drawing And Specification; Nominal Dia 315Mm; Depth Not Exceeding 1.5M | 1017 | m | SAR | 609.95
Ellen | 2 | 2.0171 | Kingdom of Saudi Arabia | Jeddah | Infrastructure | Red Sea Village | Roads & Utilities | ALINMA ALTHURAYA | SAC | Tender | 2020 |  | Pipework - Pipes | I733.1 | Supply And Install Hdpe Pe-100 Pipes With Butt Fusion Welded Joints In Trenches, Including Excavation In All Materials Backfilling, Disposal Of Excavated Material As Directed By Engineer, Dewatering, Warning Tape, Testing Etc. Complete As Detailed On Drawing And Specification; Nominal Dia 315Mm; Depth 1.5 - 2.0 M | 436 | m | SAR | 609.95
Ellen | 2 | 2.0171 | Kingdom of Saudi Arabia | Jeddah | Infrastructure | Red Sea Village | Roads & Utilities | ALINMA ALTHURAYA | SAC | Tender | 2020 |  | Pipework - Pipes | I732.2 | Supply And Install Hdpe Pe-100 Pipes With Butt Fusion Welded Joints In Trenches, Including Excavation In All Materials Backfilling, Disposal Of Excavated Material As Directed By Engineer, Dewatering, Warning Tape, Testing Etc. Complete As Detailed On Drawing And Specification; Nominal Dia 355Mm ; Depth Not Exceeding 1.5M | 451 | m | SAR | 759.47
Ellen | 2 | 2.0171 | Kingdom of Saudi Arabia | Jeddah | Infrastructure | Red Sea Village | Roads & Utilities | ALINMA ALTHURAYA | SAC | Tender | 2020 |  | Pipework - Pipes | I733.2 | Supply And Install Hdpe Pe-100 Pipes With Butt Fusion Welded Joints In Trenches, Including Excavation In All Materials Backfilling, Disposal Of Excavated Material As Directed By Engineer, Dewatering, Warning Tape, Testing Etc. Complete As Detailed On Drawing And Specification; Nominal Dia 355Mm ; Depth 1.5 - 2.0 M | 193 | m | SAR | 759.47
Ellen | 2 | 2.0171 | Kingdom of Saudi Arabia | Jeddah | Infrastructure | Red Sea Village | Roads & Utilities | ALINMA ALTHURAYA | SAC | Tender | 2020 |  | Pipework - Pipes | I742 | Supply And Install Hdpe Pe-100 Pipes With Butt Fusion Welded Joints In Trenches, Including Excavation In All Materials Backfilling, Disposal Of Excavated Material As Directed By Engineer, Dewatering, Warning Tape, Testing Etc. Complete As Detailed On Drawing And Specification; Nominal Dia 630Mm; Depth Not Exceeding 1.5M | 213 | m | SAR | 1425.04
Ellen | 2 | 2.0171 | Kingdom of Saudi Arabia | Jeddah | Infrastructure | Red Sea Village | Roads & Utilities | ALINMA ALTHURAYA | SAC | Tender | 2020 |  | Pipework - Pipes | I743 | Supply And Install Hdpe Pe-100 Pipes With Butt Fusion Welded Joints In Trenches, Including Excavation In All Materials Backfilling, Disposal Of Excavated Material As Directed By Engineer, Dewatering, Warning Tape, Testing Etc. Complete As Detailed On Drawing And Specification; Nominal Dia 630Mm; Depth 1.5 - 2.0 M | 1489 | m | SAR | 1425.04
Ellen | 2 | 2.0171 | Kingdom of Saudi Arabia | Jeddah | Infrastructure | Red Sea Village | Roads & Utilities | ALINMA ALTHURAYA | SAC | Tender | 2020 |  | Pipework - Pipes | I744 | Supply And Install Hdpe Pe-100 Pipes With Butt Fusion Welded Joints In Trenches, Including Excavation In All Materials Backfilling, Disposal Of Excavated Material As Directed By Engineer, Dewatering, Warning Tape, Testing Etc. Complete As Detailed On Drawing And Specification; Nominal Dia 630Mm; Depth 2.0 - 2.5 M | 425 | m | SAR | 1425.04
Ellen | 2 | 2.0171 | Kingdom of Saudi Arabia | Jeddah | Infrastructure | Red Sea Village | Roads & Utilities | ALINMA ALTHURAYA | SAC | Tender | 2020 |  | Pipework - Pipes | I332.1 | Supply And Install Hdpe Pe-100 Pipes With Butt Fusion Welded Joints In Trenches, Including Excavation In All Materials Backfilling, Disposal Of Excavated Material As Directed By Engineer, Dewatering, Warning Tape, Testing Etc. Complete As Detailed On Drawing And Specification; Nominal Dia 400Mm; Depth Not Exceeding 1.5M | 74 | m | SAR | 431.25
Ellen | 2 | 2.0171 | Kingdom of Saudi Arabia | Jeddah | Infrastructure | Red Sea Village | Roads & Utilities | ALINMA ALTHURAYA | SAC | Tender | 2020 |  | Pipework - Pipes | I333.1 | Supply And Install Hdpe Pe-100 Pipes With Butt Fusion Welded Joints In Trenches, Including Excavation In All Materials Backfilling, Disposal Of Excavated Material As Directed By Engineer, Dewatering, Warning Tape, Testing Etc. Complete As Detailed On Drawing And Specification; Nominal Dia 400Mm; Depth 1.5 - 2.0 M | 259 | m | SAR | 431.25
Ellen | 2 | 2.0171 | Kingdom of Saudi Arabia | Jeddah | Infrastructure | Red Sea Village | Roads & Utilities | ALINMA ALTHURAYA | SAC | Tender | 2020 |  | Pipework - Pipes | I334.1 | Supply And Install Hdpe Pe-100 Pipes With Butt Fusion Welded Joints In Trenches, Including Excavation In All Materials Backfilling, Disposal Of Excavated Material As Directed By Engineer, Dewatering, Warning Tape, Testing Etc. Complete As Detailed On Drawing And Specification; Nominal Dia 400Mm; Depth 2.0 - 2.5 M | 37 | m | SAR | 431.25
Ellen | 2 | 2.0171 | Kingdom of Saudi Arabia | Jeddah | Infrastructure | Red Sea Village | Roads & Utilities | ALINMA ALTHURAYA | SAC | Tender | 2020 |  | Pipework - Pipes | I333.2 | Supply And Install Hdpe Pe-100 Pipes With Butt Fusion Welded Joints In Trenches, Including Excavation In All Materials Backfilling, Disposal Of Excavated Material As Directed By Engineer, Dewatering, Warning Tape, Testing Etc. Complete As Detailed On Drawing And Specification; Nominal Dia 600Mm; Depth 1.5 - 2.0 M | 5862 | m | SAR | 1367.6
Ellen | 2 | 2.0172 | Kingdom of Saudi Arabia | Jeddah | Infrastructure | Red Sea Village | Roads & Utilities | ALINMA ALTHURAYA | SAC | Tender | 2020 |  | Pipework - Pipes | I334.2 | Supply And Install Hdpe Pe-100 Pipes With Butt Fusion Welded Joints In Trenches, Including Excavation In All Materials Backfilling, Disposal Of Excavated Material As Directed By Engineer, Dewatering, Warning Tape, Testing Etc. Complete As Detailed On Drawing And Specification; Nominal Dia 600Mm; Depth 2.0 - 2.5 M | 1466 | m | SAR | 1367.6
Ellen | 2 | 2.0172 | Kingdom of Saudi Arabia | Jeddah | Infrastructure | Red Sea Village | Roads & Utilities | ALINMA ALTHURAYA | SAC | Tender | 2020 |  | Pipework - Pipes | I333.3 | Supply And Install Hdpe Pe-100 Pipes With Butt Fusion Welded Joints In Trenches, Including Excavation In All Materials Backfilling, Disposal Of Excavated Material As Directed By Engineer, Dewatering, Warning Tape, Testing Etc. Complete As Detailed On Drawing And Specification; Nominal Dia 700Mm; Depth 1.5 - 2.0 M | 320 | m | SAR | 1823.46
Ellen | 2 | 2.0172 | Kingdom of Saudi Arabia | Jeddah | Infrastructure | Red Sea Village | Roads & Utilities | ALINMA ALTHURAYA | SAC | Tender | 2020 |  | Pipework - Pipes | I334.3 | Supply And Install Hdpe Pe-100 Pipes With Butt Fusion Welded Joints In Trenches, Including Excavation In All Materials Backfilling, Disposal Of Excavated Material As Directed By Engineer, Dewatering, Warning Tape, Testing Etc. Complete As Detailed On Drawing And Specification; Nominal Dia 700Mm; Depth 2.0 - 2.5 M | 137 | m | SAR | 1823.46
Ellen | 2 | 2.0172 | Kingdom of Saudi Arabia | Jeddah | Infrastructure | Red Sea Village | Roads & Utilities | ALINMA ALTHURAYA | SAC | Tender | 2020 |  | Pipework - Pipes | I333.4 | Supply And Install Hdpe Pe-100 Pipes With Butt Fusion Welded Joints In Trenches, Including Excavation In All Materials Backfilling, Disposal Of Excavated Material As Directed By Engineer, Dewatering, Warning Tape, Testing Etc. Complete As Detailed On Drawing And Specification; Nominal Dia 800Mm; Depth 1.5 - 2.0 M | 62 | m | SAR | 2359.56
Ellen | 2 | 2.0172 | Kingdom of Saudi Arabia | Jeddah | Infrastructure | Red Sea Village | Roads & Utilities | ALINMA ALTHURAYA | SAC | Tender | 2020 |  | Pipework - Pipes | I334.4 | Supply And Install Hdpe Pe-100 Pipes With Butt Fusion Welded Joints In Trenches, Including Excavation In All Materials Backfilling, Disposal Of Excavated Material As Directed By Engineer, Dewatering, Warning Tape, Testing Etc. Complete As Detailed On Drawing And Specification; Nominal Dia 800Mm; Depth 2.0 - 2.5 M | 185 | m | SAR | 2359.56
Ellen | 2 | 2.0172 | Kingdom of Saudi Arabia | Jeddah | Infrastructure | Red Sea Village | Roads & Utilities | ALINMA ALTHURAYA | SAC | Tender | 2020 |  | Pipework - Pipes | I335.1 | Supply And Install Hdpe Pe-100 Pipes With Butt Fusion Welded Joints In Trenches, Including Excavation In All Materials Backfilling, Disposal Of Excavated Material As Directed By Engineer, Dewatering, Warning Tape, Testing Etc. Complete As Detailed On Drawing And Specification; Nominal Dia 800Mm; Depth 2.5 - 3.0 M | 62 | m | SAR | 2359.56
Ellen | 2 | 2.0172 | Kingdom of Saudi Arabia | Jeddah | Infrastructure | Red Sea Village | Roads & Utilities | ALINMA ALTHURAYA | SAC | Tender | 2020 |  | Pipework - Pipes | I333.5 | Supply And Install Hdpe Pe-100 Pipes With Butt Fusion Welded Joints In Trenches, Including Excavation In All Materials Backfilling, Disposal Of Excavated Material As Directed By Engineer, Dewatering, Warning Tape, Testing Etc. Complete As Detailed On Drawing And Specification; Nominal Dia 900Mm; Depth 1.5 - 2.0 M | 299 | m | SAR | 2735.19
Ellen | 2 | 2.0172 | Kingdom of Saudi Arabia | Jeddah | Infrastructure | Red Sea Village | Roads & Utilities | ALINMA ALTHURAYA | SAC | Tender | 2020 |  | Pipework - Pipes | I334.5 | Supply And Install Hdpe Pe-100 Pipes With Butt Fusion Welded Joints In Trenches, Including Excavation In All Materials Backfilling, Disposal Of Excavated Material As Directed By Engineer, Dewatering, Warning Tape, Testing Etc. Complete As Detailed On Drawing And Specification; Nominal Dia 900Mm; Depth 2.0 - 2.5 M | 897 | m | SAR | 2735.19
Ellen | 2 | 2.0172 | Kingdom of Saudi Arabia | Jeddah | Infrastructure | Red Sea Village | Roads & Utilities | ALINMA ALTHURAYA | SAC | Tender | 2020 |  | Pipework - Pipes | I335.2 | Supply And Install Hdpe Pe-100 Pipes With Butt Fusion Welded Joints In Trenches, Including Excavation In All Materials Backfilling, Disposal Of Excavated Material As Directed By Engineer, Dewatering, Warning Tape, Testing Etc. Complete As Detailed On Drawing And Specification; Nominal Dia 900Mm; Depth 2.5 - 3.0 M | 299 | m | SAR | 2735.19
Ellen | 2 | 2.0173 | Kingdom of Saudi Arabia | Jeddah | Infrastructure | Red Sea Village | Roads & Utilities | ALINMA ALTHURAYA | SAC | Tender | 2020 |  | Pipework - Fittings And Valves | J313.1 | Supply And Install Di Fittings In Trenches, Anticorrosion Protection Including Excavation In All Materials Backfilling, Disposal Of Excavated Material As Directed By Engineer, Dewatering, Fixing, Welding, Testing, Disinfecting, Protection To Pipe Fittings Complete As Detailed On Drawings And Specification; 400 Mm Diameter 11.25° Bend | 1 | Nr | SAR | 3354.26
Ellen | 2 | 2.0173 | Kingdom of Saudi Arabia | Jeddah | Infrastructure | Red Sea Village | Roads & Utilities | ALINMA ALTHURAYA | SAC | Tender | 2020 |  | Pipework - Fittings And Valves | J313.2 | Supply And Install Di Fittings In Trenches, Anticorrosion Protection Including Excavation In All Materials Backfilling, Disposal Of Excavated Material As Directed By Engineer, Dewatering, Fixing, Welding, Testing, Disinfecting, Protection To Pipe Fittings Complete As Detailed On Drawings And Specification; 400 Mm Diameter 30° Bend | 1 | Nr | SAR | 3292.26
Ellen | 2 | 2.0173 | Kingdom of Saudi Arabia | Jeddah | Infrastructure | Red Sea Village | Roads & Utilities | ALINMA ALTHURAYA | SAC | Tender | 2020 |  | Pipework - Fittings And Valves | J313.3 | Supply And Install Di Fittings In Trenches, Anticorrosion Protection Including Excavation In All Materials Backfilling, Disposal Of Excavated Material As Directed By Engineer, Dewatering, Fixing, Welding, Testing, Disinfecting, Protection To Pipe Fittings Complete As Detailed On Drawings And Specification; 400 Mm Diameter 45° Bend | 18 | Nr | SAR | 3292.26
Ellen | 2 | 2.0173 | Kingdom of Saudi Arabia | Jeddah | Infrastructure | Red Sea Village | Roads & Utilities | ALINMA ALTHURAYA | SAC | Tender | 2020 |  | Pipework - Fittings And Valves | J313.4 | Supply And Install Di Fittings In Trenches, Anticorrosion Protection Including Excavation In All Materials Backfilling, Disposal Of Excavated Material As Directed By Engineer, Dewatering, Fixing, Welding, Testing, Disinfecting, Protection To Pipe Fittings Complete As Detailed On Drawings And Specification; 400 Mm Diameter 60° Bend | 1 | Nr | SAR | 3292.26
Ellen | 2 | 2.0173 | Kingdom of Saudi Arabia | Jeddah | Infrastructure | Red Sea Village | Roads & Utilities | ALINMA ALTHURAYA | SAC | Tender | 2020 |  | Pipework - Fittings And Valves | J313.5 | Supply And Install Di Fittings In Trenches, Anticorrosion Protection Including Excavation In All Materials Backfilling, Disposal Of Excavated Material As Directed By Engineer, Dewatering, Fixing, Welding, Testing, Disinfecting, Protection To Pipe Fittings Complete As Detailed On Drawings And Specification; 600 Mm Diameter 11.25° Bend | 2 | Nr | SAR | 8277.6
Ellen | 2 | 2.0173 | Kingdom of Saudi Arabia | Jeddah | Infrastructure | Red Sea Village | Roads & Utilities | ALINMA ALTHURAYA | SAC | Tender | 2020 |  | Pipework - Fittings And Valves | J313.6 | Supply And Install Di Fittings In Trenches, Anticorrosion Protection Including Excavation In All Materials Backfilling, Disposal Of Excavated Material As Directed By Engineer, Dewatering, Fixing, Welding, Testing, Disinfecting, Protection To Pipe Fittings Complete As Detailed On Drawings And Specification; 600 Mm Diameter 22.5° Bend | 6 | Nr | SAR | 8277.6
Ellen | 2 | 2.0173 | Kingdom of Saudi Arabia | Jeddah | Infrastructure | Red Sea Village | Roads & Utilities | ALINMA ALTHURAYA | SAC | Tender | 2020 |  | Pipework - Fittings And Valves | J313.7 | Supply And Install Di Fittings In Trenches, Anticorrosion Protection Including Excavation In All Materials Backfilling, Disposal Of Excavated Material As Directed By Engineer, Dewatering, Fixing, Welding, Testing, Disinfecting, Protection To Pipe Fittings Complete As Detailed On Drawings And Specification; 600 Mm Diameter 30° Bend | 3 | Nr | SAR | 8277.6
Ellen | 2 | 2.0173 | Kingdom of Saudi Arabia | Jeddah | Infrastructure | Red Sea Village | Roads & Utilities | ALINMA ALTHURAYA | SAC | Tender | 2020 |  | Pipework - Fittings And Valves | J313.8 | Supply And Install Di Fittings In Trenches, Anticorrosion Protection Including Excavation In All Materials Backfilling, Disposal Of Excavated Material As Directed By Engineer, Dewatering, Fixing, Welding, Testing, Disinfecting, Protection To Pipe Fittings Complete As Detailed On Drawings And Specification; 600 Mm Diameter 45° Bend | 41 | Nr | SAR | 8108.02
Ellen | 2 | 2.0173 | Kingdom of Saudi Arabia | Jeddah | Infrastructure | Red Sea Village | Roads & Utilities | ALINMA ALTHURAYA | SAC | Tender | 2020 |  | Pipework - Fittings And Valves | J313.9 | Supply And Install Di Fittings In Trenches, Anticorrosion Protection Including Excavation In All Materials Backfilling, Disposal Of Excavated Material As Directed By Engineer, Dewatering, Fixing, Welding, Testing, Disinfecting, Protection To Pipe Fittings Complete As Detailed On Drawings And Specification; 600 Mm Diameter 60° Bend | 1 | Nr | SAR | 8108.02
Ellen | 2 | 2.0173 | Kingdom of Saudi Arabia | Jeddah | Infrastructure | Red Sea Village | Roads & Utilities | ALINMA ALTHURAYA | SAC | Tender | 2020 |  | Pipework - Fittings And Valves | J313.10 | Supply And Install Di Fittings In Trenches, Anticorrosion Protection Including Excavation In All Materials Backfilling, Disposal Of Excavated Material As Directed By Engineer, Dewatering, Fixing, Welding, Testing, Disinfecting, Protection To Pipe Fittings Complete As Detailed On Drawings And Specification; 600 Mm Diameter 90° Bend | 1 | Nr | SAR | 9997.13
Ellen | 2 | 2.0173 | Kingdom of Saudi Arabia | Jeddah | Infrastructure | Red Sea Village | Roads & Utilities | ALINMA ALTHURAYA | SAC | Tender | 2020 |  | Pipework - Fittings And Valves | J314.1 | Supply And Install Di Fittings In Trenches, Anticorrosion Protection Including Excavation In All Materials Backfilling, Disposal Of Excavated Material As Directed By Engineer, Dewatering, Fixing, Welding, Testing, Disinfecting, Protection To Pipe Fittings Complete As Detailed On Drawings And Specification; 700 Mm Diameter 45° Bend | 2 | Nr | SAR | 10031.77
Ellen | 2 | 2.0174 | Kingdom of Saudi Arabia | Jeddah | Infrastructure | Red Sea Village | Roads & Utilities | ALINMA ALTHURAYA | SAC | Tender | 2020 |  | Pipework - Fittings And Valves | J314.2 | Supply And Install Di Fittings In Trenches, Anticorrosion Protection Including Excavation In All Materials Backfilling, Disposal Of Excavated Material As Directed By Engineer, Dewatering, Fixing, Welding, Testing, Disinfecting, Protection To Pipe Fittings Complete As Detailed On Drawings And Specification; 700 Mm Diameter 60° Bend | 2 | Nr | SAR | 10051.83
Ellen | 2 | 2.0174 | Kingdom of Saudi Arabia | Jeddah | Infrastructure | Red Sea Village | Roads & Utilities | ALINMA ALTHURAYA | SAC | Tender | 2020 |  | Pipework - Fittings And Valves | J314.3 | Supply And Install Di Fittings In Trenches, Anticorrosion Protection Including Excavation In All Materials Backfilling, Disposal Of Excavated Material As Directed By Engineer, Dewatering, Fixing, Welding, Testing, Disinfecting, Protection To Pipe Fittings Complete As Detailed On Drawings And Specification; 800 Mm Diameter 45° Bend | 1 | Nr | SAR | 13601.2
Ellen | 2 | 2.0174 | Kingdom of Saudi Arabia | Jeddah | Infrastructure | Red Sea Village | Roads & Utilities | ALINMA ALTHURAYA | SAC | Tender | 2020 |  | Pipework - Fittings And Valves | J314.4 | Supply And Install Di Fittings In Trenches, Anticorrosion Protection Including Excavation In All Materials Backfilling, Disposal Of Excavated Material As Directed By Engineer, Dewatering, Fixing, Welding, Testing, Disinfecting, Protection To Pipe Fittings Complete As Detailed On Drawings And Specification; 900 Mm Diameter 45° Bend | 17 | Nr | SAR | 17446.88
Ellen | 2 | 2.0174 | Kingdom of Saudi Arabia | Jeddah | Infrastructure | Red Sea Village | Roads & Utilities | ALINMA ALTHURAYA | SAC | Tender | 2020 |  | Pipework - Fittings And Valves | J323.1 | Supply And Install Di Fittings In Trenches, Anticorrosion Protection Including Excavation In All Materials Backfilling, Disposal Of Excavated Material As Directed By Engineer, Dewatering, Fixing, Welding, Testing, Disinfecting, Protection To Pipe Fittings Complete As Detailed On Drawings And Specification; 400X400X400Mm Tee | 9 | Nr | SAR | 2954.01
Ellen | 2 | 2.0174 | Kingdom of Saudi Arabia | Jeddah | Infrastructure | Red Sea Village | Roads & Utilities | ALINMA ALTHURAYA | SAC | Tender | 2020 |  | Pipework - Fittings And Valves | J323.2 | Supply And Install Di Fittings In Trenches, Anticorrosion Protection Including Excavation In All Materials Backfilling, Disposal Of Excavated Material As Directed By Engineer, Dewatering, Fixing, Welding, Testing, Disinfecting, Protection To Pipe Fittings Complete As Detailed On Drawings And Specification; 600X600X600Mm Tee | 31 | Nr | SAR | 6332.88
Ellen | 2 | 2.0174 | Kingdom of Saudi Arabia | Jeddah | Infrastructure | Red Sea Village | Roads & Utilities | ALINMA ALTHURAYA | SAC | Tender | 2020 |  | Pipework - Fittings And Valves | J324.1 | Supply And Install Di Fittings In Trenches, Anticorrosion Protection Including Excavation In All Materials Backfilling, Disposal Of Excavated Material As Directed By Engineer, Dewatering, Fixing, Welding, Testing, Disinfecting, Protection To Pipe Fittings Complete As Detailed On Drawings And Specification; 800X800X800Mm Tee | 5 | Nr | SAR | 12942.02
Ellen | 2 | 2.0174 | Kingdom of Saudi Arabia | Jeddah | Infrastructure | Red Sea Village | Roads & Utilities | ALINMA ALTHURAYA | SAC | Tender | 2020 |  | Pipework - Fittings And Valves | J324.2 | Supply And Install Di Fittings In Trenches, Anticorrosion Protection Including Excavation In All Materials Backfilling, Disposal Of Excavated Material As Directed By Engineer, Dewatering, Fixing, Welding, Testing, Disinfecting, Protection To Pipe Fittings Complete As Detailed On Drawings And Specification; 900X900X900Mm Tee | 17 | Nr | SAR | 15385.46
Ellen | 2 | 2.0174 | Kingdom of Saudi Arabia | Jeddah | Infrastructure | Red Sea Village | Roads & Utilities | ALINMA ALTHURAYA | SAC | Tender | 2020 |  | Pipework - Fittings And Valves | J333.1 | Supply And Install Di Fittings In Trenches, Anticorrosion Protection Including Excavation In All Materials Backfilling, Disposal Of Excavated Material As Directed By Engineer, Dewatering, Fixing, Welding, Testing, Disinfecting, Protection To Pipe Fittings Complete As Detailed On Drawings And Specification; 400X225 Mm Reducer | 4 | Nr | SAR | 1956.57
Ellen | 2 | 2.0174 | Kingdom of Saudi Arabia | Jeddah | Infrastructure | Red Sea Village | Roads & Utilities | ALINMA ALTHURAYA | SAC | Tender | 2020 |  | Pipework - Fittings And Valves | J333.2 | Supply And Install Di Fittings In Trenches, Anticorrosion Protection Including Excavation In All Materials Backfilling, Disposal Of Excavated Material As Directed By Engineer, Dewatering, Fixing, Welding, Testing, Disinfecting, Protection To Pipe Fittings Complete As Detailed On Drawings And Specification; 400X280Mm Reducer | 1 | Nr | SAR | 1982.1
Ellen | 2 | 2.0175 | Kingdom of Saudi Arabia | Jeddah | Infrastructure | Red Sea Village | Roads & Utilities | ALINMA ALTHURAYA | SAC | Tender | 2020 |  | Pipework - Fittings And Valves | J333.3 | Supply And Install Di Fittings In Trenches, Anticorrosion Protection Including Excavation In All Materials Backfilling, Disposal Of Excavated Material As Directed By Engineer, Dewatering, Fixing, Welding, Testing, Disinfecting, Protection To Pipe Fittings Complete As Detailed On Drawings And Specification; 400X315Mm Reducer | 2 | Nr | SAR | 2179.04
Ellen | 2 | 2.0175 | Kingdom of Saudi Arabia | Jeddah | Infrastructure | Red Sea Village | Roads & Utilities | ALINMA ALTHURAYA | SAC | Tender | 2020 |  | Pipework - Fittings And Valves | J333.4 | Supply And Install Di Fittings In Trenches, Anticorrosion Protection Including Excavation In All Materials Backfilling, Disposal Of Excavated Material As Directed By Engineer, Dewatering, Fixing, Welding, Testing, Disinfecting, Protection To Pipe Fittings Complete As Detailed On Drawings And Specification; 450X400 Mm Reducer | 4 | Nr | SAR | 2784.43
Ellen | 2 | 2.0175 | Kingdom of Saudi Arabia | Jeddah | Infrastructure | Red Sea Village | Roads & Utilities | ALINMA ALTHURAYA | SAC | Tender | 2020 |  | Pipework - Fittings And Valves | J333.5 | Supply And Install Di Fittings In Trenches, Anticorrosion Protection Including Excavation In All Materials Backfilling, Disposal Of Excavated Material As Directed By Engineer, Dewatering, Fixing, Welding, Testing, Disinfecting, Protection To Pipe Fittings Complete As Detailed On Drawings And Specification; 600X225Mm Reducer | 11 | Nr | SAR | 4406.4
Ellen | 2 | 2.0175 | Kingdom of Saudi Arabia | Jeddah | Infrastructure | Red Sea Village | Roads & Utilities | ALINMA ALTHURAYA | SAC | Tender | 2020 |  | Pipework - Fittings And Valves | J333.6 | Supply And Install Di Fittings In Trenches, Anticorrosion Protection Including Excavation In All Materials Backfilling, Disposal Of Excavated Material As Directed By Engineer, Dewatering, Fixing, Welding, Testing, Disinfecting, Protection To Pipe Fittings Complete As Detailed On Drawings And Specification; 600X250Mm Reducer | 6 | Nr | SAR | 4431.01
Ellen | 2 | 2.0175 | Kingdom of Saudi Arabia | Jeddah | Infrastructure | Red Sea Village | Roads & Utilities | ALINMA ALTHURAYA | SAC | Tender | 2020 |  | Pipework - Fittings And Valves | J333.7 | Supply And Install Di Fittings In Trenches, Anticorrosion Protection Including Excavation In All Materials Backfilling, Disposal Of Excavated Material As Directed By Engineer, Dewatering, Fixing, Welding, Testing, Disinfecting, Protection To Pipe Fittings Complete As Detailed On Drawings And Specification; 600X280Mm Reducer | 2 | Nr | SAR | 4431.01
Ellen | 2 | 2.0175 | Kingdom of Saudi Arabia | Jeddah | Infrastructure | Red Sea Village | Roads & Utilities | ALINMA ALTHURAYA | SAC | Tender | 2020 |  | Pipework - Fittings And Valves | J333.8 | Supply And Install Di Fittings In Trenches, Anticorrosion Protection Including Excavation In All Materials Backfilling, Disposal Of Excavated Material As Directed By Engineer, Dewatering, Fixing, Welding, Testing, Disinfecting, Protection To Pipe Fittings Complete As Detailed On Drawings And Specification; 600X315Mm Reducer | 1 | Nr | SAR | 4513.07
Ellen | 2 | 2.0175 | Kingdom of Saudi Arabia | Jeddah | Infrastructure | Red Sea Village | Roads & Utilities | ALINMA ALTHURAYA | SAC | Tender | 2020 |  | Pipework - Fittings And Valves | J333.9 | Supply And Install Di Fittings In Trenches, Anticorrosion Protection Including Excavation In All Materials Backfilling, Disposal Of Excavated Material As Directed By Engineer, Dewatering, Fixing, Welding, Testing, Disinfecting, Protection To Pipe Fittings Complete As Detailed On Drawings And Specification; 600X400Mm Reducer | 2 | Nr | SAR | 4513.07
Ellen | 2 | 2.0175 | Kingdom of Saudi Arabia | Jeddah | Infrastructure | Red Sea Village | Roads & Utilities | ALINMA ALTHURAYA | SAC | Tender | 2020 |  | Pipework - Fittings And Valves | J333.10 | Supply And Install Di Fittings In Trenches, Anticorrosion Protection Including Excavation In All Materials Backfilling, Disposal Of Excavated Material As Directed By Engineer, Dewatering, Fixing, Welding, Testing, Disinfecting, Protection To Pipe Fittings Complete As Detailed On Drawings And Specification; 600X355Mm Reducer | 3 | Nr | SAR | 4513.07
Ellen | 2 | 2.0175 | Kingdom of Saudi Arabia | Jeddah | Infrastructure | Red Sea Village | Roads & Utilities | ALINMA ALTHURAYA | SAC | Tender | 2020 |  | Pipework - Fittings And Valves | J333.11 | Supply And Install Di Fittings In Trenches, Anticorrosion Protection Including Excavation In All Materials Backfilling, Disposal Of Excavated Material As Directed By Engineer, Dewatering, Fixing, Welding, Testing, Disinfecting, Protection To Pipe Fittings Complete As Detailed On Drawings And Specification; 630X600Mm Reducer | 4 | Nr | SAR | 4821.23
Ellen | 2 | 2.0175 | Kingdom of Saudi Arabia | Jeddah | Infrastructure | Red Sea Village | Roads & Utilities | ALINMA ALTHURAYA | SAC | Tender | 2020 |  | Pipework - Fittings And Valves | J334.1 | Supply And Install Di Fittings In Trenches, Anticorrosion Protection Including Excavation In All Materials Backfilling, Disposal Of Excavated Material As Directed By Engineer, Dewatering, Fixing, Welding, Testing, Disinfecting, Protection To Pipe Fittings Complete As Detailed On Drawings And Specification; 700X400Mm Reducer | 1 | Nr | SAR | 4616.09
Ellen | 2 | 2.0175 | Kingdom of Saudi Arabia | Jeddah | Infrastructure | Red Sea Village | Roads & Utilities | ALINMA ALTHURAYA | SAC | Tender | 2020 |  | Pipework - Fittings And Valves | J334.1 | Supply And Install Di Fittings In Trenches, Anticorrosion Protection Including Excavation In All Materials Backfilling, Disposal Of Excavated Material As Directed By Engineer, Dewatering, Fixing, Welding, Testing, Disinfecting, Protection To Pipe Fittings Complete As Detailed On Drawings And Specification; 800X225Mm Reducer | 3 | Nr | SAR | 7921.12
Ellen | 2 | 2.0176 | Kingdom of Saudi Arabia | Jeddah | Infrastructure | Red Sea Village | Roads & Utilities | ALINMA ALTHURAYA | SAC | Tender | 2020 |  | Pipework - Fittings And Valves | J334.2 | Supply And Install Di Fittings In Trenches, Anticorrosion Protection Including Excavation In All Materials Backfilling, Disposal Of Excavated Material As Directed By Engineer, Dewatering, Fixing, Welding, Testing, Disinfecting, Protection To Pipe Fittings Complete As Detailed On Drawings And Specification; 800X355Mm Reducer | 1 | Nr | SAR | 8800.94
Ellen | 2 | 2.0176 | Kingdom of Saudi Arabia | Jeddah | Infrastructure | Red Sea Village | Roads & Utilities | ALINMA ALTHURAYA | SAC | Tender | 2020 |  | Pipework - Fittings And Valves | J334.3 | Supply And Install Di Fittings In Trenches, Anticorrosion Protection Including Excavation In All Materials Backfilling, Disposal Of Excavated Material As Directed By Engineer, Dewatering, Fixing, Welding, Testing, Disinfecting, Protection To Pipe Fittings Complete As Detailed On Drawings And Specification; 800X600Mm Reducer | 6 | Nr | SAR | 9170.19
Ellen | 2 | 2.0176 | Kingdom of Saudi Arabia | Jeddah | Infrastructure | Red Sea Village | Roads & Utilities | ALINMA ALTHURAYA | SAC | Tender | 2020 |  | Pipework - Fittings And Valves | J334.4 | Supply And Install Di Fittings In Trenches, Anticorrosion Protection Including Excavation In All Materials Backfilling, Disposal Of Excavated Material As Directed By Engineer, Dewatering, Fixing, Welding, Testing, Disinfecting, Protection To Pipe Fittings Complete As Detailed On Drawings And Specification; 900X225Mm Reducer | 14 | Nr | SAR | 9222.16
Ellen | 2 | 2.0176 | Kingdom of Saudi Arabia | Jeddah | Infrastructure | Red Sea Village | Roads & Utilities | ALINMA ALTHURAYA | SAC | Tender | 2020 |  | Pipework - Fittings And Valves | J334.5 | Supply And Install Di Fittings In Trenches, Anticorrosion Protection Including Excavation In All Materials Backfilling, Disposal Of Excavated Material As Directed By Engineer, Dewatering, Fixing, Welding, Testing, Disinfecting, Protection To Pipe Fittings Complete As Detailed On Drawings And Specification; 900X250Mm Reducer | 1 | Nr | SAR | 10246.94
Ellen | 2 | 2.0176 | Kingdom of Saudi Arabia | Jeddah | Infrastructure | Red Sea Village | Roads & Utilities | ALINMA ALTHURAYA | SAC | Tender | 2020 |  | Pipework - Fittings And Valves | J334.6 | Supply And Install Di Fittings In Trenches, Anticorrosion Protection Including Excavation In All Materials Backfilling, Disposal Of Excavated Material As Directed By Engineer, Dewatering, Fixing, Welding, Testing, Disinfecting, Protection To Pipe Fittings Complete As Detailed On Drawings And Specification; 900X355Mm Reducer | 2 | Nr | SAR | 10576.99
Ellen | 2 | 2.0176 | Kingdom of Saudi Arabia | Jeddah | Infrastructure | Red Sea Village | Roads & Utilities | ALINMA ALTHURAYA | SAC | Tender | 2020 |  | Pipework - Fittings And Valves | J334.7 | Supply And Install Di Fittings In Trenches, Anticorrosion Protection Including Excavation In All Materials Backfilling, Disposal Of Excavated Material As Directed By Engineer, Dewatering, Fixing, Welding, Testing, Disinfecting, Protection To Pipe Fittings Complete As Detailed On Drawings And Specification; 900X600Mm Reducer | 5 | Nr | SAR | 10831.36
Ellen | 2 | 2.0176 | Kingdom of Saudi Arabia | Jeddah | Infrastructure | Red Sea Village | Roads & Utilities | ALINMA ALTHURAYA | SAC | Tender | 2020 |  | Pipework - Fittings And Valves | J334.8 | Supply And Install Di Fittings In Trenches, Anticorrosion Protection Including Excavation In All Materials Backfilling, Disposal Of Excavated Material As Directed By Engineer, Dewatering, Fixing, Welding, Testing, Disinfecting, Protection To Pipe Fittings Complete As Detailed On Drawings And Specification; 900X700Mm Reducer | 2 | Nr | SAR | 11077.53
Ellen | 2 | 2.0176 | Kingdom of Saudi Arabia | Jeddah | Infrastructure | Red Sea Village | Roads & Utilities | ALINMA ALTHURAYA | SAC | Tender | 2020 |  | Pipework - Fittings And Valves | J334.9 | Supply And Install Di Fittings In Trenches, Anticorrosion Protection Including Excavation In All Materials Backfilling, Disposal Of Excavated Material As Directed By Engineer, Dewatering, Fixing, Welding, Testing, Disinfecting, Protection To Pipe Fittings Complete As Detailed On Drawings And Specification; 900X800Mm Reducer | 5 | Nr | SAR | 11282.67
Ellen | 2 | 2.0176 | Kingdom of Saudi Arabia | Jeddah | Infrastructure | Red Sea Village | Roads & Utilities | ALINMA ALTHURAYA | SAC | Tender | 2020 |  | Pipework - Fittings And Valves | J651 | Supply And Install Hdpe End Cap As Detailed On Drawings And Specifications; 160 Mm Dia. Endcap | 4 | Nr | SAR | 249.81
Ellen | 2 | 2.0177 | Kingdom of Saudi Arabia | Jeddah | Infrastructure | Red Sea Village | Roads & Utilities | ALINMA ALTHURAYA | SAC | Tender | 2020 |  | Pipework - Fittings And Valves | J652 | Supply And Install Hdpe End Cap As Detailed On Drawings And Specifications; 225 Mm Dia. Endcap | 1 | Nr | SAR | 351.02
Ellen | 2 | 2.0177 | Kingdom of Saudi Arabia | Jeddah | Infrastructure | Red Sea Village | Roads & Utilities | ALINMA ALTHURAYA | SAC | Tender | 2020 |  | Pipework - Fittings And Valves | J653 | Supply And Install Hdpe End Cap As Detailed On Drawings And Specifications; 280 Mm Dia. Endcap | 4 | Nr | SAR | 510.57
Ellen | 2 | 2.0177 | Kingdom of Saudi Arabia | Jeddah | Infrastructure | Red Sea Village | Roads & Utilities | ALINMA ALTHURAYA | SAC | Tender | 2020 |  | Pipework - Fittings And Valves | J812.1 | Supply And Install Di Flanged Gate Valves/ Butterfly Valves Including All Necessary Fittings, Extended Spindles, Wrapping Complete As Per Dwg And Specification; Gate Valves; For 225Mm Dia Pipes | 64 | Nr | SAR | 200.58
Ellen | 2 | 2.0177 | Kingdom of Saudi Arabia | Jeddah | Infrastructure | Red Sea Village | Roads & Utilities | ALINMA ALTHURAYA | SAC | Tender | 2020 |  | Pipework - Fittings And Valves | J812.2 | Supply And Install Di Flanged Gate Valves/ Butterfly Valves Including All Necessary Fittings, Extended Spindles, Wrapping Complete As Per Dwg And Specification; Gate Valves; For 250Mm Dia Pipes | 26 | Nr | SAR | 2820.9
Ellen | 2 | 2.0177 | Kingdom of Saudi Arabia | Jeddah | Infrastructure | Red Sea Village | Roads & Utilities | ALINMA ALTHURAYA | SAC | Tender | 2020 |  | Pipework - Fittings And Valves | J812.3 | Supply And Install Di Flanged Gate Valves/ Butterfly Valves Including All Necessary Fittings, Extended Spindles, Wrapping Complete As Per Dwg And Specification; Gate Valves; For 280Mm Dia Pipes | 14 | Nr | SAR | 5302.63
Ellen | 2 | 2.0177 | Kingdom of Saudi Arabia | Jeddah | Infrastructure | Red Sea Village | Roads & Utilities | ALINMA ALTHURAYA | SAC | Tender | 2020 |  | Pipework - Fittings And Valves | J813.1 | Supply And Install Di Flanged Gate Valves/ Butterfly Valves Including All Necessary Fittings, Extended Spindles, Wrapping Complete As Per Dwg And Specification; Gate Valves; For 315Mm Dia Pipes | 7 | Nr | SAR | 5302.63
Ellen | 2 | 2.0177 | Kingdom of Saudi Arabia | Jeddah | Infrastructure | Red Sea Village | Roads & Utilities | ALINMA ALTHURAYA | SAC | Tender | 2020 |  | Pipework - Fittings And Valves | J813.2 | Supply And Install Di Flanged Gate Valves/ Butterfly Valves Including All Necessary Fittings, Extended Spindles, Wrapping Complete As Per Dwg And Specification; Gate Valves; For 355Mm Dia Pipes | 4 | Nr | SAR | 10718.31
Ellen | 2 | 2.0177 | Kingdom of Saudi Arabia | Jeddah | Infrastructure | Red Sea Village | Roads & Utilities | ALINMA ALTHURAYA | SAC | Tender | 2020 |  | Pipework - Fittings And Valves | J813.3 | Supply And Install Di Flanged Gate Valves/ Butterfly Valves Including All Necessary Fittings, Extended Spindles, Wrapping Complete As Per Dwg And Specification; Gate Valves; For 400Mm Dia Pipes | 1 | Nr | SAR | 7785.27
Ellen | 2 | 2.0177 | Kingdom of Saudi Arabia | Jeddah | Infrastructure | Red Sea Village | Roads & Utilities | ALINMA ALTHURAYA | SAC | Tender | 2020 |  | Pipework - Fittings And Valves | J843.1 | Supply And Install Di Flanged Gate Valves/ Butterfly Valves Including All Necessary Fittings, Extended Spindles, Wrapping Complete As Per Dwg And Specification; Butterfly Valves; For 355Mm Dia Pipes | 1 | Nr | SAR | 9373.51
Ellen | 2 | 2.0177 | Kingdom of Saudi Arabia | Jeddah | Infrastructure | Red Sea Village | Roads & Utilities | ALINMA ALTHURAYA | SAC | Tender | 2020 |  | Pipework - Fittings And Valves | J843.2 | Supply And Install Di Flanged Gate Valves/ Butterfly Valves Including All Necessary Fittings, Extended Spindles, Wrapping Complete As Per Dwg And Specification; Butterfly Valves; For 400Mm Dia Pipes | 6 | Nr | SAR | 17608.26
Ellen | 2 | 2.0177 | Kingdom of Saudi Arabia | Jeddah | Infrastructure | Red Sea Village | Roads & Utilities | ALINMA ALTHURAYA | SAC | Tender | 2020 |  | Pipework - Fittings And Valves | J843.3 | Supply And Install Di Flanged Gate Valves/ Butterfly Valves Including All Necessary Fittings, Extended Spindles, Wrapping Complete As Per Dwg And Specification; Butterfly Valves; For 600Mm Dia Pipes | 32 | Nr | SAR | 29161.71
Ellen | 2 | 2.0178 | Kingdom of Saudi Arabia | Jeddah | Infrastructure | Red Sea Village | Roads & Utilities | ALINMA ALTHURAYA | SAC | Tender | 2020 |  | Pipework - Fittings And Valves | J844.1 | Supply And Install Di Flanged Gate Valves/ Butterfly Valves Including All Necessary Fittings, Extended Spindles, Wrapping Complete As Per Dwg And Specification; Butterfly Valves; For 700Mm Dia Pipes | 2 | Nr | SAR | 47451.95
Ellen | 2 | 2.0178 | Kingdom of Saudi Arabia | Jeddah | Infrastructure | Red Sea Village | Roads & Utilities | ALINMA ALTHURAYA | SAC | Tender | 2020 |  | Pipework - Fittings And Valves | J844.2 | Supply And Install Di Flanged Gate Valves/ Butterfly Valves Including All Necessary Fittings, Extended Spindles, Wrapping Complete As Per Dwg And Specification; Butterfly Valves; For 800Mm Dia Pipes | 3 | Nr | SAR | 66670.32
Ellen | 2 | 2.0178 | Kingdom of Saudi Arabia | Jeddah | Infrastructure | Red Sea Village | Roads & Utilities | ALINMA ALTHURAYA | SAC | Tender | 2020 |  | Pipework - Fittings And Valves | J844.3 | Supply And Install Di Flanged Gate Valves/ Butterfly Valves Including All Necessary Fittings, Extended Spindles, Wrapping Complete As Per Dwg And Specification; Butterfly Valves; For 900Mm Dia Pipes | 21 | Nr | SAR | 71798.81
Ellen | 2 | 2.0178 | Kingdom of Saudi Arabia | Jeddah | Infrastructure | Red Sea Village | Roads & Utilities | ALINMA ALTHURAYA | SAC | Tender | 2020 |  | Pipework - Fittings And Valves | J862.1 | Supply And Install Air Valve Including All Necessary Fittings, Extended Spindle, Wrapping Complete As Per Dwg And Specification; For 355Mm Dia Pipes | 1 | Nr | SAR | 4664.42
Ellen | 2 | 2.0178 | Kingdom of Saudi Arabia | Jeddah | Infrastructure | Red Sea Village | Roads & Utilities | ALINMA ALTHURAYA | SAC | Tender | 2020 |  | Pipework - Fittings And Valves | J863.1 | Supply And Install Air Valve Including All Necessary Fittings, Extended Spindle, Wrapping Complete As Per Dwg And Specification; For 600Mm Dia Pipes | 12 | Nr | SAR | 10152.12
Ellen | 2 | 2.0178 | Kingdom of Saudi Arabia | Jeddah | Infrastructure | Red Sea Village | Roads & Utilities | ALINMA ALTHURAYA | SAC | Tender | 2020 |  | Pipework - Fittings And Valves | J864.1 | Supply And Install Air Valve Including All Necessary Fittings, Extended Spindle, Wrapping Complete As Per Dwg And Specification; For 700Mm Dia Pipes | 1 | Nr | SAR | 11073.88
Ellen | 2 | 2.0178 | Kingdom of Saudi Arabia | Jeddah | Infrastructure | Red Sea Village | Roads & Utilities | ALINMA ALTHURAYA | SAC | Tender | 2020 |  | Pipework - Fittings And Valves | J864.2 | Supply And Install Air Valve Including All Necessary Fittings, Extended Spindle, Wrapping Complete As Per Dwg And Specification; For 900Mm Dia Pipes | 1 | Nr | SAR | 21625.34
Ellen | 2 | 2.0178 | Kingdom of Saudi Arabia | Jeddah | Infrastructure | Red Sea Village | Roads & Utilities | ALINMA ALTHURAYA | SAC | Tender | 2020 |  | Pipework - Fittings And Valves | J893.1 | Supply And Install Washout Valve Including All Necessary Fittings, Extended Spindle, Wrapping Complete As Per Dwg And Specification; For 400Mm Dia Pipes | 2 | Nr | SAR | 30770.92
Ellen | 2 | 2.0178 | Kingdom of Saudi Arabia | Jeddah | Infrastructure | Red Sea Village | Roads & Utilities | ALINMA ALTHURAYA | SAC | Tender | 2020 |  | Pipework - Fittings And Valves | J893.2 | Supply And Install Washout Valve Including All Necessary Fittings, Extended Spindle, Wrapping Complete As Per Dwg And Specification; For 600Mm Dia Pipes | 12 | Nr | SAR | 42843.15
Ellen | 2 | 2.0179 | Kingdom of Saudi Arabia | Jeddah | Infrastructure | Red Sea Village | Roads & Utilities | ALINMA ALTHURAYA | SAC | Tender | 2020 |  | Pipework - Fittings And Valves | J894.1 | Supply And Install Washout Valve Including All Necessary Fittings, Extended Spindle, Wrapping Complete As Per Dwg And Specification; For 700Mm Dia Pipes | 1 | Nr | SAR | 56413.35
Ellen | 2 | 2.0179 | Kingdom of Saudi Arabia | Jeddah | Infrastructure | Red Sea Village | Roads & Utilities | ALINMA ALTHURAYA | SAC | Tender | 2020 |  | Pipework - Fittings And Valves | J894.2 | Supply And Install Washout Valve Including All Necessary Fittings, Extended Spindle, Wrapping Complete As Per Dwg And Specification; For 800Mm Dia Pipes | 1 | Nr | SAR | 96187.61
Ellen | 2 | 2.0179 | Kingdom of Saudi Arabia | Jeddah | Infrastructure | Red Sea Village | Roads & Utilities | ALINMA ALTHURAYA | SAC | Tender | 2020 |  | Pipework - Fittings And Valves | J894.3 | Supply And Install Washout Valve Including All Necessary Fittings, Extended Spindle, Wrapping Complete As Per Dwg And Specification; For 900Mm Dia Pipes | 2 | Nr | SAR | 194882.48
Ellen | 2 | 2.0179 | Kingdom of Saudi Arabia | Jeddah | Infrastructure | Red Sea Village | Roads & Utilities | ALINMA ALTHURAYA | SAC | Tender | 2020 |  | Pipework - Fittings And Valves | J900 | Supply And Install Iso Standard Fire Hydrants Including High Strength Anodized Aluminium Alloy Accessories, Chamber, Cover And Frame For Fire Hydrant Box With 600 Mm Dia Clear Opening, Cover Connected To The Frame With Rods, Valve Box / Duck Foot Bends, Marker Post, Fire Hydrant Sign Board, As Shown On Dwg And Specification | 146 | Nr | SAR | 13106.13
Ellen | 2 | 2.0179 | Kingdom of Saudi Arabia | Jeddah | Infrastructure | Red Sea Village | Roads & Utilities | ALINMA ALTHURAYA | SAC | Tender | 2020 |  | Pipework - Manholes And Pipework Ancillaries | K232.1 | Chambers Complete As Shown On The Dwg Including Supply Of All Ladders, Pipe Work, Flexible Joints, Pipe Pieces, Stub Pipe, Pipe Fittings, Ductile Chamber Covers, Extra Joints, Extra Excavation, Extra Backfilling, Extra Reinforcement, Protective Coating And Lining Metal Work As Per Drawings And Specifications; Gate Valve Chambers; For 225Mm Dia Pipes; Depth 1.5-2.0M | 36 | Nr | SAR | 16411.16
Ellen | 2 | 2.0179 | Kingdom of Saudi Arabia | Jeddah | Infrastructure | Red Sea Village | Roads & Utilities | ALINMA ALTHURAYA | SAC | Tender | 2020 |  | Pipework - Manholes And Pipework Ancillaries | K232.2 | Chambers Complete As Shown On The Dwg Including Supply Of All Ladders, Pipe Work, Flexible Joints, Pipe Pieces, Stub Pipe, Pipe Fittings, Ductile Chamber Covers, Extra Joints, Extra Excavation, Extra Backfilling, Extra Reinforcement, Protective Coating And Lining Metal Work As Per Drawings And Specifications; Gate Valve Chambers; For 250Mm Dia Pipes; Depth 1.5-2.0M | 14 | Nr | SAR | 16411.16
Ellen | 2 | 2.0179 | Kingdom of Saudi Arabia | Jeddah | Infrastructure | Red Sea Village | Roads & Utilities | ALINMA ALTHURAYA | SAC | Tender | 2020 |  | Pipework - Manholes And Pipework Ancillaries | K232.3 | Chambers Complete As Shown On The Dwg Including Supply Of All Ladders, Pipe Work, Flexible Joints, Pipe Pieces, Stub Pipe, Pipe Fittings, Ductile Chamber Covers, Extra Joints, Extra Excavation, Extra Backfilling, Extra Reinforcement, Protective Coating And Lining Metal Work As Per Drawings And Specifications; Gate Valve Chambers; For 280Mm Dia Pipes; Depth 1.5-2.0M | 7 | Nr | SAR | 16411.16
Ellen | 2 | 2.0179 | Kingdom of Saudi Arabia | Jeddah | Infrastructure | Red Sea Village | Roads & Utilities | ALINMA ALTHURAYA | SAC | Tender | 2020 |  | Pipework - Manholes And Pipework Ancillaries | K232.4 | Chambers Complete As Shown On The Dwg Including Supply Of All Ladders, Pipe Work, Flexible Joints, Pipe Pieces, Stub Pipe, Pipe Fittings, Ductile Chamber Covers, Extra Joints, Extra Excavation, Extra Backfilling, Extra Reinforcement, Protective Coating And Lining Metal Work As Per Drawings And Specifications; Gate Valve Chambers; For 315Mm Dia Pipes; Depth 1.5-2.0M | 3 | Nr | SAR | 16411.16
Ellen | 2 | 2.0179 | Kingdom of Saudi Arabia | Jeddah | Infrastructure | Red Sea Village | Roads & Utilities | ALINMA ALTHURAYA | SAC | Tender | 2020 |  | Pipework - Manholes And Pipework Ancillaries | K232.5 | Chambers Complete As Shown On The Dwg Including Supply Of All Ladders, Pipe Work, Flexible Joints, Pipe Pieces, Stub Pipe, Pipe Fittings, Ductile Chamber Covers, Extra Joints, Extra Excavation, Extra Backfilling, Extra Reinforcement, Protective Coating And Lining Metal Work As Per Drawings And Specifications; Gate Valve Chambers; For 355Mm Dia Pipes; Depth 1.5-2.0M | 4 | Nr | SAR | 20058.08
Ellen | 2 | 2.0179 | Kingdom of Saudi Arabia | Jeddah | Infrastructure | Red Sea Village | Roads & Utilities | ALINMA ALTHURAYA | SAC | Tender | 2020 |  | Pipework - Manholes And Pipework Ancillaries | K232.6 | Chambers Complete As Shown On The Dwg Including Supply Of All Ladders, Pipe Work, Flexible Joints, Pipe Pieces, Stub Pipe, Pipe Fittings, Ductile Chamber Covers, Extra Joints, Extra Excavation, Extra Backfilling, Extra Reinforcement, Protective Coating And Lining Metal Work As Per Drawings And Specifications; Gate Valve Chambers; For 400Mm Dia Pipes; Depth 1.5-2.0M | 1 | Nr | SAR | 22793.27
Ellen | 2 | 2.0179 | Kingdom of Saudi Arabia | Jeddah | Infrastructure | Red Sea Village | Roads & Utilities | ALINMA ALTHURAYA | SAC | Tender | 2020 |  | Pipework - Manholes And Pipework Ancillaries | K232.7 | Chambers Complete As Shown On The Dwg Including Supply Of All Ladders, Pipe Work, Flexible Joints, Pipe Pieces, Stub Pipe, Pipe Fittings, Ductile Chamber Covers, Extra Joints, Extra Excavation, Extra Backfilling, Extra Reinforcement, Protective Coating And Lining Metal Work As Per Drawings And Specifications; Butterfly Valve Chamber; For 355Mm Dia Pipes; Depth 1.5-2.0M | 1 | Nr | SAR | 31910.58
Ellen | 2 | 2.018 | Kingdom of Saudi Arabia | Jeddah | Infrastructure | Red Sea Village | Roads & Utilities | ALINMA ALTHURAYA | SAC | Tender | 2020 |  | Pipework - Manholes And Pipework Ancillaries | K232.8 | Chambers Complete As Shown On The Dwg Including Supply Of All Ladders, Pipe Work, Flexible Joints, Pipe Pieces, Stub Pipe, Pipe Fittings, Ductile Chamber Covers, Extra Joints, Extra Excavation, Extra Backfilling, Extra Reinforcement, Protective Coating And Lining Metal Work As Per Drawings And Specifications; Butterfly Valve Chamber; For 400Mm Dia Pipes; Depth 1.5-2.0M | 5 | Nr | SAR | 36469.24
Ellen | 2 | 2.018 | Kingdom of Saudi Arabia | Jeddah | Infrastructure | Red Sea Village | Roads & Utilities | ALINMA ALTHURAYA | SAC | Tender | 2020 |  | Pipework - Manholes And Pipework Ancillaries | K233.1 | Chambers Complete As Shown On The Dwg Including Supply Of All Ladders, Pipe Work, Flexible Joints, Pipe Pieces, Stub Pipe, Pipe Fittings, Ductile Chamber Covers, Extra Joints, Extra Excavation, Extra Backfilling, Extra Reinforcement, Protective Coating And Lining Metal Work As Per Drawings And Specifications; Butterfly Valve Chamber; For 600Mm Dia Pipes; Depth 2.0-2.5M | 23 | Nr | SAR | 41027.89
Ellen | 2 | 2.018 | Kingdom of Saudi Arabia | Jeddah | Infrastructure | Red Sea Village | Roads & Utilities | ALINMA ALTHURAYA | SAC | Tender | 2020 |  | Pipework - Manholes And Pipework Ancillaries | K233.2 | Chambers Complete As Shown On The Dwg Including Supply Of All Ladders, Pipe Work, Flexible Joints, Pipe Pieces, Stub Pipe, Pipe Fittings, Ductile Chamber Covers, Extra Joints, Extra Excavation, Extra Backfilling, Extra Reinforcement, Protective Coating And Lining Metal Work As Per Drawings And Specifications; Butterfly Valve Chamber; For 700Mm Dia Pipes; Depth 2.0-2.5M | 2 | Nr | SAR | 45586.54
Ellen | 2 | 2.018 | Kingdom of Saudi Arabia | Jeddah | Infrastructure | Red Sea Village | Roads & Utilities | ALINMA ALTHURAYA | SAC | Tender | 2020 |  | Pipework - Manholes And Pipework Ancillaries | K233.3 | Chambers Complete As Shown On The Dwg Including Supply Of All Ladders, Pipe Work, Flexible Joints, Pipe Pieces, Stub Pipe, Pipe Fittings, Ductile Chamber Covers, Extra Joints, Extra Excavation, Extra Backfilling, Extra Reinforcement, Protective Coating And Lining Metal Work As Per Drawings And Specifications; Butterfly Valve Chamber; For 800Mm Dia Pipes; Depth 2.0-2.5M | 2 | Nr | SAR | 50145.2
Ellen | 2 | 2.018 | Kingdom of Saudi Arabia | Jeddah | Infrastructure | Red Sea Village | Roads & Utilities | ALINMA ALTHURAYA | SAC | Tender | 2020 |  | Pipework - Manholes And Pipework Ancillaries | K233.4 | Chambers Complete As Shown On The Dwg Including Supply Of All Ladders, Pipe Work, Flexible Joints, Pipe Pieces, Stub Pipe, Pipe Fittings, Ductile Chamber Covers, Extra Joints, Extra Excavation, Extra Backfilling, Extra Reinforcement, Protective Coating And Lining Metal Work As Per Drawings And Specifications; Butterfly Valve Chamber; For 900Mm Dia Pipes; Depth 2.0-2.5M | 15 | Nr | SAR | 54703.85
Ellen | 2 | 2.018 | Kingdom of Saudi Arabia | Jeddah | Infrastructure | Red Sea Village | Roads & Utilities | ALINMA ALTHURAYA | SAC | Tender | 2020 |  | Pipework - Manholes And Pipework Ancillaries | K233.1 | Chambers Complete As Shown On The Dwg Including Supply Of All Ladders, Pipe Work, Flexible Joints, Pipe Pieces, Stub Pipe, Pipe Fittings, Ductile Chamber Covers, Extra Joints, Extra Excavation, Extra Backfilling, Extra Reinforcement, Protective Coating And Lining Metal Work As Per Drawings And Specifications; Air Valve Chamber; For 355Mm Dia Pipes; Depth 2.0-2.5M | 1 | Nr | SAR | 27351.93
Ellen | 2 | 2.018 | Kingdom of Saudi Arabia | Jeddah | Infrastructure | Red Sea Village | Roads & Utilities | ALINMA ALTHURAYA | SAC | Tender | 2020 |  | Pipework - Manholes And Pipework Ancillaries | K233.2 | Chambers Complete As Shown On The Dwg Including Supply Of All Ladders, Pipe Work, Flexible Joints, Pipe Pieces, Stub Pipe, Pipe Fittings, Ductile Chamber Covers, Extra Joints, Extra Excavation, Extra Backfilling, Extra Reinforcement, Protective Coating And Lining Metal Work As Per Drawings And Specifications; Air Valve Chamber; For 600Mm Dia Pipes; Depth 2.0-2.5M | 12 | Nr | SAR | 31910.58
Ellen | 2 | 2.018 | Kingdom of Saudi Arabia | Jeddah | Infrastructure | Red Sea Village | Roads & Utilities | ALINMA ALTHURAYA | SAC | Tender | 2020 |  | Pipework - Manholes And Pipework Ancillaries | K233.3 | Chambers Complete As Shown On The Dwg Including Supply Of All Ladders, Pipe Work, Flexible Joints, Pipe Pieces, Stub Pipe, Pipe Fittings, Ductile Chamber Covers, Extra Joints, Extra Excavation, Extra Backfilling, Extra Reinforcement, Protective Coating And Lining Metal Work As Per Drawings And Specifications; Air Valve Chamber; For 700Mm Dia Pipes; Depth 2.0-2.5M | 1 | Nr | SAR | 36469.24
Ellen | 2 | 2.018 | Kingdom of Saudi Arabia | Jeddah | Infrastructure | Red Sea Village | Roads & Utilities | ALINMA ALTHURAYA | SAC | Tender | 2020 |  | Pipework - Manholes And Pipework Ancillaries | K233.4 | Chambers Complete As Shown On The Dwg Including Supply Of All Ladders, Pipe Work, Flexible Joints, Pipe Pieces, Stub Pipe, Pipe Fittings, Ductile Chamber Covers, Extra Joints, Extra Excavation, Extra Backfilling, Extra Reinforcement, Protective Coating And Lining Metal Work As Per Drawings And Specifications; Air Valve Chamber; For 900Mm Dia Pipes; Depth 2.0-2.5M | 1 | Nr | SAR | 41027.89
Ellen | 2 | 2.0181 | Kingdom of Saudi Arabia | Jeddah | Infrastructure | Red Sea Village | Roads & Utilities | ALINMA ALTHURAYA | SAC | Tender | 2020 |  | Pipework - Manholes And Pipework Ancillaries | K233.5 | Chambers Complete As Shown On The Dwg Including Supply Of All Ladders, Pipe Work, Flexible Joints, Pipe Pieces, Stub Pipe, Pipe Fittings, Ductile Chamber Covers, Extra Joints, Extra Excavation, Extra Backfilling, Extra Reinforcement, Protective Coating And Lining Metal Work As Per Drawings And Specifications; Washout Valve Chamber; For 400Mm Dia Pipes; Depth 2.0-2.5M | 2 | Nr | SAR | 36469.24
Ellen | 2 | 2.0181 | Kingdom of Saudi Arabia | Jeddah | Infrastructure | Red Sea Village | Roads & Utilities | ALINMA ALTHURAYA | SAC | Tender | 2020 |  | Pipework - Manholes And Pipework Ancillaries | K233.6 | Chambers Complete As Shown On The Dwg Including Supply Of All Ladders, Pipe Work, Flexible Joints, Pipe Pieces, Stub Pipe, Pipe Fittings, Ductile Chamber Covers, Extra Joints, Extra Excavation, Extra Backfilling, Extra Reinforcement, Protective Coating And Lining Metal Work As Per Drawings And Specifications; Washout Valve Chamber; For 600Mm Dia Pipes; Depth 2.0-2.5M | 12 | Nr | SAR | 41027.89
Ellen | 2 | 2.0181 | Kingdom of Saudi Arabia | Jeddah | Infrastructure | Red Sea Village | Roads & Utilities | ALINMA ALTHURAYA | SAC | Tender | 2020 |  | Pipework - Manholes And Pipework Ancillaries | K233.7 | Chambers Complete As Shown On The Dwg Including Supply Of All Ladders, Pipe Work, Flexible Joints, Pipe Pieces, Stub Pipe, Pipe Fittings, Ductile Chamber Covers, Extra Joints, Extra Excavation, Extra Backfilling, Extra Reinforcement, Protective Coating And Lining Metal Work As Per Drawings And Specifications; Washout Valve Chamber; For 700Mm Dia Pipes; Depth 2.0-2.5M | 1 | Nr | SAR | 45586.54
Ellen | 2 | 2.0181 | Kingdom of Saudi Arabia | Jeddah | Infrastructure | Red Sea Village | Roads & Utilities | ALINMA ALTHURAYA | SAC | Tender | 2020 |  | Pipework - Manholes And Pipework Ancillaries | K233.8 | Chambers Complete As Shown On The Dwg Including Supply Of All Ladders, Pipe Work, Flexible Joints, Pipe Pieces, Stub Pipe, Pipe Fittings, Ductile Chamber Covers, Extra Joints, Extra Excavation, Extra Backfilling, Extra Reinforcement, Protective Coating And Lining Metal Work As Per Drawings And Specifications; Washout Valve Chamber; For 800Mm Dia Pipes; Depth 2.0-2.5M | 1 | Nr | SAR | 50145.2
Ellen | 2 | 2.0181 | Kingdom of Saudi Arabia | Jeddah | Infrastructure | Red Sea Village | Roads & Utilities | ALINMA ALTHURAYA | SAC | Tender | 2020 |  | Pipework - Manholes And Pipework Ancillaries | K233.9 | Chambers Complete As Shown On The Dwg Including Supply Of All Ladders, Pipe Work, Flexible Joints, Pipe Pieces, Stub Pipe, Pipe Fittings, Ductile Chamber Covers, Extra Joints, Extra Excavation, Extra Backfilling, Extra Reinforcement, Protective Coating And Lining Metal Work As Per Drawings And Specifications; Washout Valve Chamber; For 900Mm Dia Pipes; Depth 2.0-2.5M | 2 | Nr | SAR | 54703.85
Ellen | 2 | 2.0181 | Kingdom of Saudi Arabia | Jeddah | Infrastructure | Red Sea Village | Roads & Utilities | ALINMA ALTHURAYA | SAC | Tender | 2020 |  | Pipework - Manholes And Pipework Ancillaries | K232.1 | Chambers Complete As Shown On The Dwg Including Supply Of All Ladders, Pipe Work, Flexible Joints, Pipe Pieces, Stub Pipe, Pipe Fittings, Ductile Chamber Covers, Extra Joints, Extra Excavation, Extra Backfilling, Extra Reinforcement, Protective Coating And Lining Metal Work As Per Drawings And Specifications; Valve Chamber For Double Valves; For 2Nr Of Gate Valve For 225Mm Dia. Hdpe Pipe; Depth 1.5-2.0M | 7 | Nr | SAR | 16411.16
Ellen | 2 | 2.0181 | Kingdom of Saudi Arabia | Jeddah | Infrastructure | Red Sea Village | Roads & Utilities | ALINMA ALTHURAYA | SAC | Tender | 2020 |  | Pipework - Manholes And Pipework Ancillaries | K232.2 | Chambers Complete As Shown On The Dwg Including Supply Of All Ladders, Pipe Work, Flexible Joints, Pipe Pieces, Stub Pipe, Pipe Fittings, Ductile Chamber Covers, Extra Joints, Extra Excavation, Extra Backfilling, Extra Reinforcement, Protective Coating And Lining Metal Work As Per Drawings And Specifications; Valve Chamber For Double Valves; For 2Nr Of Gate Valve For 250Mm Dia. Hdpe Pipe; Depth 1.5-2.0M | 1 | Nr | SAR | 16411.16
Ellen | 2 | 2.0181 | Kingdom of Saudi Arabia | Jeddah | Infrastructure | Red Sea Village | Roads & Utilities | ALINMA ALTHURAYA | SAC | Tender | 2020 |  | Pipework - Manholes And Pipework Ancillaries | K232.3 | Chambers Complete As Shown On The Dwg Including Supply Of All Ladders, Pipe Work, Flexible Joints, Pipe Pieces, Stub Pipe, Pipe Fittings, Ductile Chamber Covers, Extra Joints, Extra Excavation, Extra Backfilling, Extra Reinforcement, Protective Coating And Lining Metal Work As Per Drawings And Specifications; Valve Chamber For Double Valves; For 2Nr Of Gate Valve For 280Mm Dia. Hdpe Pipe; Depth 1.5-2.0M | 3 | Nr | SAR | 16411.16
Ellen | 2 | 2.0181 | Kingdom of Saudi Arabia | Jeddah | Infrastructure | Red Sea Village | Roads & Utilities | ALINMA ALTHURAYA | SAC | Tender | 2020 |  | Pipework - Manholes And Pipework Ancillaries | K232.4 | Chambers Complete As Shown On The Dwg Including Supply Of All Ladders, Pipe Work, Flexible Joints, Pipe Pieces, Stub Pipe, Pipe Fittings, Ductile Chamber Covers, Extra Joints, Extra Excavation, Extra Backfilling, Extra Reinforcement, Protective Coating And Lining Metal Work As Per Drawings And Specifications; Valve Chamber For Double Valves; For 1Nr Of Gate Valve For 225Mm Dia Hdpe Pipe & 1Nr Of Gate Valve For 250Mm Dia. Hdpe Pipe; Depth 1.5-2.0M | 7 | Nr | SAR | 16411.16
Ellen | 2 | 2.0181 | Kingdom of Saudi Arabia | Jeddah | Infrastructure | Red Sea Village | Roads & Utilities | ALINMA ALTHURAYA | SAC | Tender | 2020 |  | Pipework - Manholes And Pipework Ancillaries | K232.5 | Chambers Complete As Shown On The Dwg Including Supply Of All Ladders, Pipe Work, Flexible Joints, Pipe Pieces, Stub Pipe, Pipe Fittings, Ductile Chamber Covers, Extra Joints, Extra Excavation, Extra Backfilling, Extra Reinforcement, Protective Coating And Lining Metal Work As Per Drawings And Specifications; Valve Chamber For Double Valves; For 1 Nr Of Gate Valve For 225Mm Hdpe Pipe & 1 Nr Of Gate Valve For 315Mm Hdpe Pipe; Depth 1.5-2.0M | 2 | Nr | SAR | 16411.16
Ellen | 2 | 2.0181 | Kingdom of Saudi Arabia | Jeddah | Infrastructure | Red Sea Village | Roads & Utilities | ALINMA ALTHURAYA | SAC | Tender | 2020 |  | Pipework - Manholes And Pipework Ancillaries | K232.6 | Chambers Complete As Shown On The Dwg Including Supply Of All Ladders, Pipe Work, Flexible Joints, Pipe Pieces, Stub Pipe, Pipe Fittings, Ductile Chamber Covers, Extra Joints, Extra Excavation, Extra Backfilling, Extra Reinforcement, Protective Coating And Lining Metal Work As Per Drawings And Specifications; Valve Chamber For Double Valves; For 1 Nr Of Gate Valve For 225Mm Hdpe Pipe & 1 Nr Of Gate Valve For 280Mm Hdpe Pipe; Depth 1.5-2.0M | 1 | Nr | SAR | 16411.16
Ellen | 2 | 2.0182 | Kingdom of Saudi Arabia | Jeddah | Infrastructure | Red Sea Village | Roads & Utilities | ALINMA ALTHURAYA | SAC | Tender | 2020 |  | Pipework - Manholes And Pipework Ancillaries | K232.7 | Chambers Complete As Shown On The Dwg Including Supply Of All Ladders, Pipe Work, Flexible Joints, Pipe Pieces, Stub Pipe, Pipe Fittings, Ductile Chamber Covers, Extra Joints, Extra Excavation, Extra Backfilling, Extra Reinforcement, Protective Coating And Lining Metal Work As Per Drawings And Specifications; Valve Chamber For Double Valves; For 1 Nr Of Gate Valve For 250Mm Hdpe Pipe & 1 Nr Of Gate Valve For 315Mm Hdpe Pipe; Depth 1.5-2.0M | 2 | Nr | SAR | 16411.16
Ellen | 2 | 2.0182 | Kingdom of Saudi Arabia | Jeddah | Infrastructure | Red Sea Village | Roads & Utilities | ALINMA ALTHURAYA | SAC | Tender | 2020 |  | Pipework - Manholes And Pipework Ancillaries | K233.1 | Chambers Complete As Shown On The Dwg Including Supply Of All Ladders, Pipe Work, Flexible Joints, Pipe Pieces, Stub Pipe, Pipe Fittings, Ductile Chamber Covers, Extra Joints, Extra Excavation, Extra Backfilling, Extra Reinforcement, Protective Coating And Lining Metal Work As Per Drawings And Specifications; Valve Chamber For Double Valves; For 1 Nr Of Gate Valve For 225Mm Di Pipe & 1 Nr Of Butterfly Valve For 600Mm Hdpe Pipe ; Depth 2.0-2.5M | 2 | Nr | SAR | 20058.08
Ellen | 2 | 2.0182 | Kingdom of Saudi Arabia | Jeddah | Infrastructure | Red Sea Village | Roads & Utilities | ALINMA ALTHURAYA | SAC | Tender | 2020 |  | Pipework - Manholes And Pipework Ancillaries | K233.2 | Chambers Complete As Shown On The Dwg Including Supply Of All Ladders, Pipe Work, Flexible Joints, Pipe Pieces, Stub Pipe, Pipe Fittings, Ductile Chamber Covers, Extra Joints, Extra Excavation, Extra Backfilling, Extra Reinforcement, Protective Coating And Lining Metal Work As Per Drawings And Specifications; Valve Chamber For Double Valves; For 1 Nr Of Gate Valve For 250Mm Hdpe Pipe & 1 Nr Of Butterfly Valve For 600Mm Di Pipe ; Depth 2.0-2.5M | 1 | Nr | SAR | 20058.08
Ellen | 2 | 2.0182 | Kingdom of Saudi Arabia | Jeddah | Infrastructure | Red Sea Village | Roads & Utilities | ALINMA ALTHURAYA | SAC | Tender | 2020 |  | Pipework - Manholes And Pipework Ancillaries | K233.1 | Chambers Complete As Shown On The Dwg Including Supply Of All Ladders, Pipe Work, Flexible Joints, Pipe Pieces, Stub Pipe, Pipe Fittings, Ductile Chamber Covers, Extra Joints, Extra Excavation, Extra Backfilling, Extra Reinforcement, Protective Coating And Lining Metal Work As Per Drawings And Specifications; Valve Chamber For Double Valves; For 1 Nr Of Gate Valve For 225Mm Hdpe Pipe & 1 Nr Of Butterfly Valve For 900Mm Di Pipe; Depth 2.0-2.5M | 2 | Nr | SAR | 20058.08
Ellen | 2 | 2.0182 | Kingdom of Saudi Arabia | Jeddah | Infrastructure | Red Sea Village | Roads & Utilities | ALINMA ALTHURAYA | SAC | Tender | 2020 |  | Pipework - Manholes And Pipework Ancillaries | K233.2 | Chambers Complete As Shown On The Dwg Including Supply Of All Ladders, Pipe Work, Flexible Joints, Pipe Pieces, Stub Pipe, Pipe Fittings, Ductile Chamber Covers, Extra Joints, Extra Excavation, Extra Backfilling, Extra Reinforcement, Protective Coating And Lining Metal Work As Per Drawings And Specifications; Valve Chamber For Double Valves; For 1 Nr Of Butterfly Valve For 400Mm Di Pipe & 1 Nr Of Butterfly Valve For 600Mm Di Pipe ; Depth 2.0-2.5M | 1 | Nr | SAR | 20058.08
Ellen | 2 | 2.0182 | Kingdom of Saudi Arabia | Jeddah | Infrastructure | Red Sea Village | Roads & Utilities | ALINMA ALTHURAYA | SAC | Tender | 2020 |  | Pipework - Manholes And Pipework Ancillaries | K233.3 | Chambers Complete As Shown On The Dwg Including Supply Of All Ladders, Pipe Work, Flexible Joints, Pipe Pieces, Stub Pipe, Pipe Fittings, Ductile Chamber Covers, Extra Joints, Extra Excavation, Extra Backfilling, Extra Reinforcement, Protective Coating And Lining Metal Work As Per Drawings And Specifications; Valve Chamber For Double Valves; For 2Nr Of Butterfly Valves For 600Mm Dia Di Pipe; Depth 2.0-2.5M | 2 | Nr | SAR | 20058.08
Ellen | 2 | 2.0182 | Kingdom of Saudi Arabia | Jeddah | Infrastructure | Red Sea Village | Roads & Utilities | ALINMA ALTHURAYA | SAC | Tender | 2020 |  | Pipework - Manholes And Pipework Ancillaries | K233.4 | Chambers Complete As Shown On The Dwg Including Supply Of All Ladders, Pipe Work, Flexible Joints, Pipe Pieces, Stub Pipe, Pipe Fittings, Ductile Chamber Covers, Extra Joints, Extra Excavation, Extra Backfilling, Extra Reinforcement, Protective Coating And Lining Metal Work As Per Drawings And Specifications; Valve Chamber For Double Valves; For 1 Nr Of Butterfly Valve For 600Mm Di Pipe & 1 Nr Of Butterfly Valve For 800Mm Di Pipe ; Depth 2.0-2.5M | 1 | Nr | SAR | 20058.08
Ellen | 2 | 2.0182 | Kingdom of Saudi Arabia | Jeddah | Infrastructure | Red Sea Village | Roads & Utilities | ALINMA ALTHURAYA | SAC | Tender | 2020 |  | Pipework - Manholes And Pipework Ancillaries | K233.5 | Chambers Complete As Shown On The Dwg Including Supply Of All Ladders, Pipe Work, Flexible Joints, Pipe Pieces, Stub Pipe, Pipe Fittings, Ductile Chamber Covers, Extra Joints, Extra Excavation, Extra Backfilling, Extra Reinforcement, Protective Coating And Lining Metal Work As Per Drawings And Specifications; Valve Chamber For Double Valves; For 2Nr Of Butterfly Valves For 900Mm Dia Di Pipe; Depth 2.0-2.5M | 2 | Nr | SAR | 20058.08
Ellen | 2 | 2.0182 | Kingdom of Saudi Arabia | Jeddah | Infrastructure | Red Sea Village | Roads & Utilities | ALINMA ALTHURAYA | SAC | Tender | 2020 |  | Pipework - Manholes And Pipework Ancillaries | K512 | Supply And Install Road Crossing Ducts In Trenches, Including Excavation In All Materials Backfilling, Disposal Of Excavated Material As Directed By Engineer, Dewatering, Complete As Detailed On Drawing And Specification; 150Mm Dia Upvc Road Crossing Ducts For Plot Connection Pipes; Depth Not Exceeding 1.5M | 54 | m | SAR | 410.28
Ellen | 2 | 2.0183 | Kingdom of Saudi Arabia | Jeddah | Infrastructure | Red Sea Village | Roads & Utilities | ALINMA ALTHURAYA | SAC | Tender | 2020 |  | Pipework - Manholes And Pipework Ancillaries | K863 | Future Connection Including Necessary Fittings, Additional Excavation, And Backfilling Etc. As Detailed On Drawing And Specification | 10 | Nr | SAR | 5470.39
Ellen | 2 | 2.0183 | Kingdom of Saudi Arabia | Jeddah | Infrastructure | Red Sea Village | Roads & Utilities | ALINMA ALTHURAYA | SAC | Tender | 2020 |  | Pipework - Supports And Protection | L531.1 | Imported Granular Material Bed And Surround To 160 Mm Dia. Hdpe Pipes | 515 | m | SAR | 45.59
Ellen | 2 | 2.0183 | Kingdom of Saudi Arabia | Jeddah | Infrastructure | Red Sea Village | Roads & Utilities | ALINMA ALTHURAYA | SAC | Tender | 2020 |  | Pipework - Supports And Protection | L532.1 | Imported Granular Material Bed And Surround To 225 Mm Dia. Hdpe Pipes | 14574 | m | SAR | 45.59
Ellen | 2 | 2.0183 | Kingdom of Saudi Arabia | Jeddah | Infrastructure | Red Sea Village | Roads & Utilities | ALINMA ALTHURAYA | SAC | Tender | 2020 |  | Pipework - Supports And Protection | L532.2 | Imported Granular Material Bed And Surround To 250 Mm Dia. Hdpe Pipes | 4364 | m | SAR | 45.59
Ellen | 2 | 2.0183 | Kingdom of Saudi Arabia | Jeddah | Infrastructure | Red Sea Village | Roads & Utilities | ALINMA ALTHURAYA | SAC | Tender | 2020 |  | Pipework - Supports And Protection | L532.3 | Imported Granular Material Bed And Surround To 280 Mm Dia. Hdpe Pipes | 3206 | m | SAR | 45.59
Ellen | 2 | 2.0183 | Kingdom of Saudi Arabia | Jeddah | Infrastructure | Red Sea Village | Roads & Utilities | ALINMA ALTHURAYA | SAC | Tender | 2020 |  | Pipework - Supports And Protection | L533.1 | Imported Granular Material Bed And Surround To 315 Mm Dia. Hdpe Pipes | 1433 | m | SAR | 54.7
Ellen | 2 | 2.0183 | Kingdom of Saudi Arabia | Jeddah | Infrastructure | Red Sea Village | Roads & Utilities | ALINMA ALTHURAYA | SAC | Tender | 2020 |  | Pipework - Supports And Protection | L533.2 | Imported Granular Material Bed And Surround To 355 Mm Dia. Hdpe Pipes | 624 | m | SAR | 54.7
Ellen | 2 | 2.0183 | Kingdom of Saudi Arabia | Jeddah | Infrastructure | Red Sea Village | Roads & Utilities | ALINMA ALTHURAYA | SAC | Tender | 2020 |  | Pipework - Supports And Protection | L533.4 | Imported Granular Material Bed And Surround To 630 Mm Dia. Hdpe Pipes | 2107 | m | SAR | 109.41
Ellen | 2 | 2.0183 | Kingdom of Saudi Arabia | Jeddah | Infrastructure | Red Sea Village | Roads & Utilities | ALINMA ALTHURAYA | SAC | Tender | 2020 |  | Pipework - Supports And Protection | L533.5 | Imported Granular Material Bed And Surround To 400 Mm Dia. Di Pipes | 350 | m | SAR | 91.17
Ellen | 2 | 2.0183 | Kingdom of Saudi Arabia | Jeddah | Infrastructure | Red Sea Village | Roads & Utilities | ALINMA ALTHURAYA | SAC | Tender | 2020 |  | Pipework - Supports And Protection | L533.6 | Imported Granular Material Bed And Surround To 600 Mm Dia. Di Pipes | 7308 | m | SAR | 109.41
Ellen | 2 | 2.0183 | Kingdom of Saudi Arabia | Jeddah | Infrastructure | Red Sea Village | Roads & Utilities | ALINMA ALTHURAYA | SAC | Tender | 2020 |  | Pipework - Supports And Protection | L534.1 | Imported Granular Material Bed And Surround To 700 Mm Dia. Di Pipes | 457 | m | SAR | 150.44
Ellen | 2 | 2.0184 | Kingdom of Saudi Arabia | Jeddah | Infrastructure | Red Sea Village | Roads & Utilities | ALINMA ALTHURAYA | SAC | Tender | 2020 |  | Pipework - Supports And Protection | L534.2 | Imported Granular Material Bed And Surround To 800 Mm Dia. Di Pipes | 309 | m | SAR | 150.44
Ellen | 2 | 2.0184 | Kingdom of Saudi Arabia | Jeddah | Infrastructure | Red Sea Village | Roads & Utilities | ALINMA ALTHURAYA | SAC | Tender | 2020 |  | Pipework - Supports And Protection | L534.3 | Imported Granular Material Bed And Surround To 900 Mm Dia. Di Pipes | 1495 | m | SAR | 218.82
Ellen | 2 | 2.0184 | Kingdom of Saudi Arabia | Jeddah | Infrastructure | Red Sea Village | Roads & Utilities | ALINMA ALTHURAYA | SAC | Tender | 2020 |  | Pipework - Supports And Protection | L542.1 | Concrete Bed And Surrounds As Per Specifications; 160 Mm Dia. Hdpe Pipes | 20 | m | SAR | 45.59
Ellen | 2 | 2.0184 | Kingdom of Saudi Arabia | Jeddah | Infrastructure | Red Sea Village | Roads & Utilities | ALINMA ALTHURAYA | SAC | Tender | 2020 |  | Pipework - Supports And Protection | L542.2 | Concrete Bed And Surrounds As Per Specifications; 225 Mm Dia. Hdpe Pipes | 20 | m | SAR | 45.59
Ellen | 2 | 2.0184 | Kingdom of Saudi Arabia | Jeddah | Infrastructure | Red Sea Village | Roads & Utilities | ALINMA ALTHURAYA | SAC | Tender | 2020 |  | Pipework - Supports And Protection | L542.3 | Concrete Bed And Surrounds As Per Specifications; 250 Mm Dia. Hdpe Pipes | 20 | m | SAR | 45.59
Ellen | 2 | 2.0184 | Kingdom of Saudi Arabia | Jeddah | Infrastructure | Red Sea Village | Roads & Utilities | ALINMA ALTHURAYA | SAC | Tender | 2020 |  | Pipework - Supports And Protection | L543.1 | Concrete Bed And Surrounds As Per Specifications; 280 Mm Dia. Hdpe Pipes | 20 | m | SAR | 45.59
Ellen | 2 | 2.0184 | Kingdom of Saudi Arabia | Jeddah | Infrastructure | Red Sea Village | Roads & Utilities | ALINMA ALTHURAYA | SAC | Tender | 2020 |  | Pipework - Supports And Protection | L543.2 | Concrete Bed And Surrounds As Per Specifications; 315 Mm Dia. Hdpe Pipes | 20 | m | SAR | 54.7
Ellen | 2 | 2.0184 | Kingdom of Saudi Arabia | Jeddah | Infrastructure | Red Sea Village | Roads & Utilities | ALINMA ALTHURAYA | SAC | Tender | 2020 |  | Pipework - Supports And Protection | L543.3 | Concrete Bed And Surrounds As Per Specifications; 355 Mm Dia. Hdpe Pipes | 20 | m | SAR | 54.7
Ellen | 2 | 2.0184 | Kingdom of Saudi Arabia | Jeddah | Infrastructure | Red Sea Village | Roads & Utilities | ALINMA ALTHURAYA | SAC | Tender | 2020 |  | Pipework - Supports And Protection | L543.4 | Concrete Bed And Surrounds As Per Specifications; 450 Mm Dia. Hdpe Pipes | 20 | m | SAR | 91.17
Ellen | 2 | 2.0185 | Kingdom of Saudi Arabia | Jeddah | Infrastructure | Red Sea Village | Roads & Utilities | ALINMA ALTHURAYA | SAC | Tender | 2020 |  | Pipework - Supports And Protection | L543.5 | Concrete Bed And Surrounds As Per Specifications; 630 Mm Dia. Hdpe Pipes | 20 | m | SAR | 109.41
Ellen | 2 | 2.0185 | Kingdom of Saudi Arabia | Jeddah | Infrastructure | Red Sea Village | Roads & Utilities | ALINMA ALTHURAYA | SAC | Tender | 2020 |  | Pipework - Supports And Protection | L543.6 | Concrete Bed And Surrounds As Per Specifications; 400 Mm Dia. Di Pipes | 20 | m | SAR | 91.17
Ellen | 2 | 2.0185 | Kingdom of Saudi Arabia | Jeddah | Infrastructure | Red Sea Village | Roads & Utilities | ALINMA ALTHURAYA | SAC | Tender | 2020 |  | Pipework - Supports And Protection | L544 | Concrete Bed And Surrounds As Per Specifications; 600 Mm Dia. Di Pipes | 20 | m | SAR | 109.41
Ellen | 2 | 2.0185 | Kingdom of Saudi Arabia | Jeddah | Infrastructure | Red Sea Village | Roads & Utilities | ALINMA ALTHURAYA | SAC | Tender | 2020 |  | Pipework - Supports And Protection | L7** | Concrete Thrust Blocks For Various Pipe Diameters As Detailed As Per And Specifications | 132 | Nr | SAR | 1458.77
Ellen | 2 | 2.0185 | Kingdom of Saudi Arabia | Jeddah | Infrastructure | Red Sea Village | Roads & Utilities | ALINMA ALTHURAYA | SAC | Tender | 2020 |  | Pipework - Supports And Protection | L900.1 | Geotextile Filter Fabric Membrane To 160 Mm Dia. Hdpe Pipes | 515 | m | SAR | 4.56
Ellen | 2 | 2.0185 | Kingdom of Saudi Arabia | Jeddah | Infrastructure | Red Sea Village | Roads & Utilities | ALINMA ALTHURAYA | SAC | Tender | 2020 |  | Pipework - Supports And Protection | L900.2 | Geotextile Filter Fabric Membrane To 225 Mm Dia. Hdpe Pipes | 14574 | m | SAR | 7.29
Ellen | 2 | 2.0185 | Kingdom of Saudi Arabia | Jeddah | Infrastructure | Red Sea Village | Roads & Utilities | ALINMA ALTHURAYA | SAC | Tender | 2020 |  | Pipework - Supports And Protection | L900.3 | Geotextile Filter Fabric Membrane To 250 Mm Dia. Hdpe Pipes | 4364 | m | SAR | 7.29
Ellen | 2 | 2.0185 | Kingdom of Saudi Arabia | Jeddah | Infrastructure | Red Sea Village | Roads & Utilities | ALINMA ALTHURAYA | SAC | Tender | 2020 |  | Pipework - Supports And Protection | L900.4 | Geotextile Filter Fabric Membrane To 280 Mm Dia. Hdpe Pipes | 3206 | m | SAR | 7.29
Ellen | 2 | 2.0185 | Kingdom of Saudi Arabia | Jeddah | Infrastructure | Red Sea Village | Roads & Utilities | ALINMA ALTHURAYA | SAC | Tender | 2020 |  | Pipework - Supports And Protection | L900.5 | Geotextile Filter Fabric Membrane To 315 Mm Dia. Hdpe Pipes | 1433 | m | SAR | 8.21
Ellen | 2 | 2.0185 | Kingdom of Saudi Arabia | Jeddah | Infrastructure | Red Sea Village | Roads & Utilities | ALINMA ALTHURAYA | SAC | Tender | 2020 |  | Pipework - Supports And Protection | L900.6 | Geotextile Filter Fabric Membrane To 355 Mm Dia. Hdpe Pipes | 624 | m | SAR | 8.21
Ellen | 2 | 2.0185 | Kingdom of Saudi Arabia | Jeddah | Infrastructure | Red Sea Village | Roads & Utilities | ALINMA ALTHURAYA | SAC | Tender | 2020 |  | Pipework - Supports And Protection | L900.8 | Geotextile Filter Fabric Membrane To 630 Mm Dia. Hdpe Pipes | 2107 | m | SAR | 13.68
Ellen | 2 | 2.0186 | Kingdom of Saudi Arabia | Jeddah | Infrastructure | Red Sea Village | Roads & Utilities | ALINMA ALTHURAYA | SAC | Tender | 2020 |  | Pipework - Supports And Protection | L900.9 | Geotextile Filter Fabric Membrane To 400 Mm Dia. Di Pipes | 350 | m | SAR | 8.21
Ellen | 2 | 2.0186 | Kingdom of Saudi Arabia | Jeddah | Infrastructure | Red Sea Village | Roads & Utilities | ALINMA ALTHURAYA | SAC | Tender | 2020 |  | Pipework - Supports And Protection | L900.10 | Geotextile Filter Fabric Membrane To 600 Mm Dia. Di Pipes | 7308 | m | SAR | 12.76
Ellen | 2 | 2.0186 | Kingdom of Saudi Arabia | Jeddah | Infrastructure | Red Sea Village | Roads & Utilities | ALINMA ALTHURAYA | SAC | Tender | 2020 |  | Pipework - Supports And Protection | L900.11 | Geotextile Filter Fabric Membrane To 700 Mm Dia. Di Pipes | 457 | m | SAR | 15.5
Ellen | 2 | 2.0186 | Kingdom of Saudi Arabia | Jeddah | Infrastructure | Red Sea Village | Roads & Utilities | ALINMA ALTHURAYA | SAC | Tender | 2020 |  | Pipework - Supports And Protection | L900.12 | Geotextile Filter Fabric Membrane To 800 Mm Dia. Di Pipes | 309 | m | SAR | 15.5
Ellen | 2 | 2.0186 | Kingdom of Saudi Arabia | Jeddah | Infrastructure | Red Sea Village | Roads & Utilities | ALINMA ALTHURAYA | SAC | Tender | 2020 |  | Pipework - Supports And Protection | L900.13 | Geotextile Filter Fabric Membrane To 900 Mm Dia. Di Pipes | 1495 | m | SAR | 18.23
Ellen | 2 | 2.0186 | Kingdom of Saudi Arabia | Jeddah | Infrastructure | Red Sea Village | Roads & Utilities | ALINMA ALTHURAYA | SAC | Tender | 2020 |  | Miscellaneous Work | X900.1 | House Connection Including Tapping Points (Saddle Trap) From The Potable Water Main, Chambers, House Connection Pipe Works, Water Meter, Stop Valve And All Related Works Complete As Per Dwg And Specifications; 1." Dia House Connection Pipe | 74 | Nr | SAR | 2393.29
Ellen | 2 | 2.0186 | Kingdom of Saudi Arabia | Jeddah | Infrastructure | Red Sea Village | Roads & Utilities | ALINMA ALTHURAYA | SAC | Tender | 2020 |  | Miscellaneous Work | X900.2 | House Connection Including Tapping Points (Saddle Trap) From The Potable Water Main, Chambers, House Connection Pipe Works, Water Meter, Stop Valve And All Related Works Complete As Per Dwg And Specifications; 2" Dia House Connection Pipe | 147 | Nr | SAR | 5698.32
Ellen | 2 | 2.0186 | Kingdom of Saudi Arabia | Jeddah | Infrastructure | Red Sea Village | Roads & Utilities | ALINMA ALTHURAYA | SAC | Tender | 2020 |  | Miscellaneous Work | X900.3 | House Connection Including Tapping Points (Saddle Trap) From The Potable Water Main, Chambers, House Connection Pipe Works, Water Meter, Stop Valve And All Related Works Complete As Per Dwg And Specifications; 4" Dia House Connection Pipe | 17 | Nr | SAR | 13675.96
Ellen | 2 | 2.0186 | Kingdom of Saudi Arabia | Jeddah | Infrastructure | Red Sea Village | Roads & Utilities | ALINMA ALTHURAYA | SAC | Tender | 2020 |  | Pipework - Manholes And Pipework Ancillaries | K522 | Supply Lay & Joint 150Mm Dia Upvc Cable Ducts In Trench Beneath Carriageways Including End Caps, Duct Markers And Draw Ropes; 2 Way Ducts | 166 | m | SAR | 410.28
Ellen | 2 | 2.0187 | Kingdom of Saudi Arabia | Jeddah | Infrastructure | Red Sea Village | Roads & Utilities | ALINMA ALTHURAYA | SAC | Tender | 2020 |  | Pipework - Manholes And Pipework Ancillaries | K542.1 | Supply Lay & Joint 150Mm Dia Upvc Cable Ducts In Trench Beneath Carriageways Including End Caps, Duct Markers And Draw Ropes; 4 Way Ducts | 89 | m | SAR | 820.56
Ellen | 2 | 2.0187 | Kingdom of Saudi Arabia | Jeddah | Infrastructure | Red Sea Village | Roads & Utilities | ALINMA ALTHURAYA | SAC | Tender | 2020 |  | Pipework - Manholes And Pipework Ancillaries | K542.2 | Supply Lay & Joint 150Mm Dia Upvc Cable Ducts In Trench Beneath Carriageways Including End Caps, Duct Markers And Draw Ropes; 6 Way Ducts | 63 | m | SAR | 1230.84
Ellen | 2 | 2.0187 | Kingdom of Saudi Arabia | Jeddah | Infrastructure | Red Sea Village | Roads & Utilities | ALINMA ALTHURAYA | SAC | Tender | 2020 |  | Pipework - Manholes And Pipework Ancillaries | K542.3 | Supply Lay & Joint 150Mm Dia Upvc Cable Ducts In Trench Beneath Carriageways Including End Caps, Duct Markers And Draw Ropes; 8 Way Ducts | 15 | m | SAR | 1641.12
Ellen | 2 | 2.0187 | Kingdom of Saudi Arabia | Jeddah | Infrastructure | Red Sea Village | Roads & Utilities | ALINMA ALTHURAYA | SAC | Tender | 2020 |  | Pipework - Manholes And Pipework Ancillaries | K542.4 | Supply Lay & Joint 150Mm Dia Upvc Cable Ducts In Trench Beneath Carriageways Including End Caps, Duct Markers And Draw Ropes; 10 Way Ducts | 14 | m | SAR | 2051.39
Ellen | 2 | 2.0187 | Kingdom of Saudi Arabia | Jeddah | Infrastructure | Red Sea Village | Roads & Utilities | ALINMA ALTHURAYA | SAC | Tender | 2020 |  | Pipework - Supports And Protection | L541.1 | Mass Concrete Bed And Surround To 2 Way Ducts | 166 | m | SAR | 127.64
Ellen | 2 | 2.0187 | Kingdom of Saudi Arabia | Jeddah | Infrastructure | Red Sea Village | Roads & Utilities | ALINMA ALTHURAYA | SAC | Tender | 2020 |  | Pipework - Supports And Protection | L541.2 | Mass Concrete Bed And Surround To 4 Way Ducts | 89 | m | SAR | 255.28
Ellen | 2 | 2.0187 | Kingdom of Saudi Arabia | Jeddah | Infrastructure | Red Sea Village | Roads & Utilities | ALINMA ALTHURAYA | SAC | Tender | 2020 |  | Pipework - Supports And Protection | L541.3 | Mass Concrete Bed And Surround To 6 Way Ducts | 63 | m | SAR | 382.93
Ellen | 2 | 2.0187 | Kingdom of Saudi Arabia | Jeddah | Infrastructure | Red Sea Village | Roads & Utilities | ALINMA ALTHURAYA | SAC | Tender | 2020 |  | Pipework - Supports And Protection | L541.4 | Mass Concrete Bed And Surround To 8 Way Ducts | 15 | m | SAR | 510.57
Ellen | 2 | 2.0187 | Kingdom of Saudi Arabia | Jeddah | Infrastructure | Red Sea Village | Roads & Utilities | ALINMA ALTHURAYA | SAC | Tender | 2020 |  | Pipework - Supports And Protection | L541.5 | Mass Concrete Bed And Surround To 10 Way Ducts | 14 | m | SAR | 638.21
Ellen | 2 | 2.0187 | Kingdom of Saudi Arabia | Jeddah | Infrastructure | Red Sea Village | Roads & Utilities | ALINMA ALTHURAYA | SAC | Tender | 2020 |  | Miscellaneous Work | X900.1 | Supply And Lay (According To Sec Requirement And Specification) Power Cable In Trench Including All Protection And Support Works, Providing Surrounds, Route Markers, Warning Tapes Etc. As Directed By The Engineer (Trench Excavation Measured Separately); 4C 70Mm2 Al/Xlpe; 1 Way Cable | 3171 | m | SAR | 45.59
Ellen | 2 | 2.0187 | Kingdom of Saudi Arabia | Jeddah | Infrastructure | Red Sea Village | Roads & Utilities | ALINMA ALTHURAYA | SAC | Tender | 2020 |  | Miscellaneous Work | X900.2 | Supply And Lay (According To Sec Requirement And Specification) Power Cable In Trench Including All Protection And Support Works, Providing Surrounds, Route Markers, Warning Tapes Etc. As Directed By The Engineer (Trench Excavation Measured Separately); 4C 70Mm2 Al/Xlpe; 2 Way Cable | 1708 | m | SAR | 91.17
Ellen | 2 | 2.0188 | Kingdom of Saudi Arabia | Jeddah | Infrastructure | Red Sea Village | Roads & Utilities | ALINMA ALTHURAYA | SAC | Tender | 2020 |  | Miscellaneous Work | X900.3 | Supply And Lay (According To Sec Requirement And Specification) Power Cable In Trench Including All Protection And Support Works, Providing Surrounds, Route Markers, Warning Tapes Etc. As Directed By The Engineer (Trench Excavation Measured Separately); 4C 70Mm2 Al/Xlpe; 3 Way Cable | 409 | m | SAR | 136.76
Ellen | 2 | 2.0188 | Kingdom of Saudi Arabia | Jeddah | Infrastructure | Red Sea Village | Roads & Utilities | ALINMA ALTHURAYA | SAC | Tender | 2020 |  | Miscellaneous Work | X900.4 | Supply And Lay (According To Sec Requirement And Specification) Power Cable In Trench Including All Protection And Support Works, Providing Surrounds, Route Markers, Warning Tapes Etc. As Directed By The Engineer (Trench Excavation Measured Separately); 4C 70Mm2 Al/Xlpe; 4 Way Cable | 5 | m | SAR | 182.35
Ellen | 2 | 2.0188 | Kingdom of Saudi Arabia | Jeddah | Infrastructure | Red Sea Village | Roads & Utilities | ALINMA ALTHURAYA | SAC | Tender | 2020 |  | Miscellaneous Work | X900.5 | Supply And Lay (According To Sec Requirement And Specification) Power Cable In Trench Including All Protection And Support Works, Providing Surrounds, Route Markers, Warning Tapes Etc. As Directed By The Engineer (Trench Excavation Measured Separately); 4C 185Mm2 Al/Xlpe; 1 Way Cable | 5049 | m | SAR | 80.23
Ellen | 2 | 2.0188 | Kingdom of Saudi Arabia | Jeddah | Infrastructure | Red Sea Village | Roads & Utilities | ALINMA ALTHURAYA | SAC | Tender | 2020 |  | Miscellaneous Work | X900.6 | Supply And Lay (According To Sec Requirement And Specification) Power Cable In Trench Including All Protection And Support Works, Providing Surrounds, Route Markers, Warning Tapes Etc. As Directed By The Engineer (Trench Excavation Measured Separately); 4C 185Mm2 Al/Xlpe; 2 Way Cable | 1219 | m | SAR | 159.55
Ellen | 2 | 2.0188 | Kingdom of Saudi Arabia | Jeddah | Infrastructure | Red Sea Village | Roads & Utilities | ALINMA ALTHURAYA | SAC | Tender | 2020 |  | Miscellaneous Work | X900.7 | Supply And Lay (According To Sec Requirement And Specification) Power Cable In Trench Including All Protection And Support Works, Providing Surrounds, Route Markers, Warning Tapes Etc. As Directed By The Engineer (Trench Excavation Measured Separately); 4C 185Mm2 Al/Xlpe; 3 Way Cable | 33 | m | SAR | 239.79
Ellen | 2 | 2.0188 | Kingdom of Saudi Arabia | Jeddah | Infrastructure | Red Sea Village | Roads & Utilities | ALINMA ALTHURAYA | SAC | Tender | 2020 |  | Miscellaneous Work | X900.8 | Supply And Lay (According To Sec Requirement And Specification) Power Cable In Trench Including All Protection And Support Works, Providing Surrounds, Route Markers, Warning Tapes Etc. As Directed By The Engineer (Trench Excavation Measured Separately); 4C 300Mm2 Al/Xlpe; 1 Way Cable | 4257 | m | SAR | 96.64
Ellen | 2 | 2.0188 | Kingdom of Saudi Arabia | Jeddah | Infrastructure | Red Sea Village | Roads & Utilities | ALINMA ALTHURAYA | SAC | Tender | 2020 |  | Miscellaneous Work | X900.9 | Supply And Lay (According To Sec Requirement And Specification) Power Cable In Trench Including All Protection And Support Works, Providing Surrounds, Route Markers, Warning Tapes Etc. As Directed By The Engineer (Trench Excavation Measured Separately); 4C 300Mm2 Al/Xlpe; 2 Way Cable | 1163 | m | SAR | 194.2
Ellen | 2 | 2.0188 | Kingdom of Saudi Arabia | Jeddah | Infrastructure | Red Sea Village | Roads & Utilities | ALINMA ALTHURAYA | SAC | Tender | 2020 |  | Miscellaneous Work | X900.10 | Supply And Lay (According To Sec Requirement And Specification) Power Cable In Trench Including All Protection And Support Works, Providing Surrounds, Route Markers, Warning Tapes Etc. As Directed By The Engineer (Trench Excavation Measured Separately); 4C 300Mm2 Al/Xlpe; 3 Way Cable | 186 | m | SAR | 290.84
Ellen | 2 | 2.0188 | Kingdom of Saudi Arabia | Jeddah | Infrastructure | Red Sea Village | Roads & Utilities | ALINMA ALTHURAYA | SAC | Tender | 2020 |  | Miscellaneous Work | X900.11 | Supply And Lay (According To Sec Requirement And Specification) Power Cable In Trench Including All Protection And Support Works, Providing Surrounds, Route Markers, Warning Tapes Etc. As Directed By The Engineer (Trench Excavation Measured Separately); 4C 300Mm2 Al/Xlpe; 4 Way Cable | 283 | m | SAR | 387.49
Ellen | 2 | 2.0189 | Kingdom of Saudi Arabia | Jeddah | Infrastructure | Red Sea Village | Roads & Utilities | ALINMA ALTHURAYA | SAC | Tender | 2020 |  | Miscellaneous Work | X900.12 | Supply And Lay (According To Sec Requirement And Specification) Power Cable In Trench Including All Protection And Support Works, Providing Surrounds, Route Markers, Warning Tapes Etc. As Directed By The Engineer (Trench Excavation Measured Separately); 4C 300Mm2 Al/Xlpe; 5 Way Cable | 142 | m | SAR | 484.13
Ellen | 2 | 2.0189 | Kingdom of Saudi Arabia | Jeddah | Infrastructure | Red Sea Village | Roads & Utilities | ALINMA ALTHURAYA | SAC | Tender | 2020 |  | Miscellaneous Work | X900.13 | Supply And Lay (According To Sec Requirement And Specification) Power Cable In Trench Including All Protection And Support Works, Providing Surrounds, Route Markers, Warning Tapes Etc. As Directed By The Engineer (Trench Excavation Measured Separately); 4C 300Mm2 Al/Xlpe; 6 Way Cable | 45 | m | SAR | 581.68
Ellen | 2 | 2.0189 | Kingdom of Saudi Arabia | Jeddah | Infrastructure | Red Sea Village | Roads & Utilities | ALINMA ALTHURAYA | SAC | Tender | 2020 |  | Miscellaneous Work | X900.14 | Supply And Lay (According To Sec Requirement And Specification) Power Cable In Trench Including All Protection And Support Works, Providing Surrounds, Route Markers, Warning Tapes Etc. As Directed By The Engineer (Trench Excavation Measured Separately); 4C 300Mm2 Al/Xlpe; 7 Way Cable | 23 | m | SAR | 678.33
Ellen | 2 | 2.0189 | Kingdom of Saudi Arabia | Jeddah | Infrastructure | Red Sea Village | Roads & Utilities | ALINMA ALTHURAYA | SAC | Tender | 2020 |  | Miscellaneous Work | X900.1 | Excavation Of Trenches For Cables; Including Backfilling And Removal Of Surplus Materials To Tip; Depth 1M, Minimum Width 0.40M | 22383 | m | SAR | 29.18
Ellen | 2 | 2.0189 | Kingdom of Saudi Arabia | Jeddah | Infrastructure | Red Sea Village | Roads & Utilities | ALINMA ALTHURAYA | SAC | Tender | 2020 |  | Miscellaneous Work | X900.2 | Beds & Surrounds To Power Cables; Including Cable Tiles And Warning Tape; Imported Sand; Width Of Trench 0.40 M | 22383 | m | SAR | 14.59
Ellen | 2 | 2.0189 | Kingdom of Saudi Arabia | Jeddah | Infrastructure | Red Sea Village | Roads & Utilities | ALINMA ALTHURAYA | SAC | Tender | 2020 |  | Miscellaneous Work | X900.3 | Supply And Lay The Following Power Supply Cabling Not In Trench As Shown On The Drawings ; 4C 70Mm2 Al/Xlpe; 1 Way Cable | 247 | m | SAR | 57.44
Ellen | 2 | 2.0189 | Kingdom of Saudi Arabia | Jeddah | Infrastructure | Red Sea Village | Roads & Utilities | ALINMA ALTHURAYA | SAC | Tender | 2020 |  | Miscellaneous Work | X900.4 | Supply And Lay The Following Power Supply Cabling Not In Trench As Shown On The Drawings ; 4C 70Mm2 Al/Xlpe; 2 Way Cable | 55 | m | SAR | 113.97
Ellen | 2 | 2.0189 | Kingdom of Saudi Arabia | Jeddah | Infrastructure | Red Sea Village | Roads & Utilities | ALINMA ALTHURAYA | SAC | Tender | 2020 |  | Miscellaneous Work | X900.5 | Supply And Lay The Following Power Supply Cabling Not In Trench As Shown On The Drawings ; 4C 185Mm2 Al/Xlpe; 1 Way Cable | 190 | m | SAR | 91.17
Ellen | 2 | 2.0189 | Kingdom of Saudi Arabia | Jeddah | Infrastructure | Red Sea Village | Roads & Utilities | ALINMA ALTHURAYA | SAC | Tender | 2020 |  | Miscellaneous Work | X900.6 | Supply And Lay The Following Power Supply Cabling Not In Trench As Shown On The Drawings ; 4C 185Mm2 Al/Xlpe; 2 Way Cable | 22 | m | SAR | 182.35
Ellen | 2 | 2.0189 | Kingdom of Saudi Arabia | Jeddah | Infrastructure | Red Sea Village | Roads & Utilities | ALINMA ALTHURAYA | SAC | Tender | 2020 |  | Miscellaneous Work | X900.7 | Supply And Lay The Following Power Supply Cabling Not In Trench As Shown On The Drawings ; 4C 300Mm2 Al/Xlpe; 1 Way Cable | 230 | m | SAR | 113.97
Ellen | 2 | 2.0189 | Kingdom of Saudi Arabia | Jeddah | Infrastructure | Red Sea Village | Roads & Utilities | ALINMA ALTHURAYA | SAC | Tender | 2020 |  | Miscellaneous Work | X900.8 | Supply And Lay The Following Power Supply Cabling Not In Trench As Shown On The Drawings ; 4C 300Mm2 Al/Xlpe; 2 Way Cable | 49 | m | SAR | 227.93
Ellen | 2 | 2.019 | Kingdom of Saudi Arabia | Jeddah | Infrastructure | Red Sea Village | Roads & Utilities | ALINMA ALTHURAYA | SAC | Tender | 2020 |  | Miscellaneous Work | X900.1 | Supply And Install Feeder Pillar With Accessories Including Termination Of Cables And Commissioning Etc. Complete | 16 | Nr | SAR | 6837.98
Ellen | 2 | 2.019 | Kingdom of Saudi Arabia | Jeddah | Infrastructure | Red Sea Village | Roads & Utilities | ALINMA ALTHURAYA | SAC | Tender | 2020 |  | Miscellaneous Work | X900.2 | Supply And Install Distribution Cabinet With Accessories Including Termination Of Cables And Commissioning Etc. Complete | 22 | Nr | SAR | 11396.64
Ellen | 2 | 2.019 | Kingdom of Saudi Arabia | Jeddah | Infrastructure | Red Sea Village | Roads & Utilities | ALINMA ALTHURAYA | SAC | Tender | 2020 |  | Miscellaneous Work | X900.3 | Foundation Works Including Excavation, Backfill, Concrete Work, Water Proofing, Reinforcement, Formwork, Chequered Plates, Steel Angles, Etc. Complete As Per Drawings And Specification; Electrical Feeder Pillar | 16 | Nr | SAR | 1367.6
Ellen | 2 | 2.019 | Kingdom of Saudi Arabia | Jeddah | Infrastructure | Red Sea Village | Roads & Utilities | ALINMA ALTHURAYA | SAC | Tender | 2020 |  | Miscellaneous Work | X900.4 | Foundation Works Including Excavation, Backfill, Concrete Work, Water Proofing, Reinforcement, Formwork, Chequered Plates, Steel Angles, Etc. Complete As Per Drawings And Specification; Electrical Distribution Board | 22 | Nr | SAR | 1709.5
Ellen | 2 | 2.019 | Kingdom of Saudi Arabia | Jeddah | Infrastructure | Red Sea Village | Roads & Utilities | ALINMA ALTHURAYA | SAC | Tender | 2020 |  | Miscellaneous Work | X900.5 | Supply And Install Complete Earthing System Including Excavation, Backfilling, Compaction And Handling As Shown In Drawings | 52 | Nr | SAR | 1709.5
Ellen | 2 | 2.019 | Kingdom of Saudi Arabia | Jeddah | Infrastructure | Red Sea Village | Roads & Utilities | ALINMA ALTHURAYA | SAC | Tender | 2020 |  | Miscellaneous Work | X900.6 | Provision For Lv Network Connection For Landscape Works As Per The Specifications And Drawings | 1 | Nr | SAR | 79776.45
Ellen | 2 | 2.019 | Kingdom of Saudi Arabia | Jeddah | Infrastructure | Red Sea Village | Roads & Utilities | ALINMA ALTHURAYA | SAC | Tender | 2020 |  | Miscellaneous Work | X900.1 | The Contractor Shall List Here Any Other Works, That Are Not Listed In The Above Bill, But Deemed To Be Included In The Detailed Drawings/ Specifications Or Required For The Satisfactory Completion Of This Section. Any Such Items Not Listed Below Shall Be Deemed To Be Included | 1 | Nr | SAR | 113966.36
Ellen | 2 | 2.019 | Kingdom of Saudi Arabia | Jeddah | Infrastructure | Red Sea Village | Roads & Utilities | ALINMA ALTHURAYA | SAC | Tender | 2020 |  | Pipework - Manholes And Pipework Ancillaries | K522 | Supply Lay & Joint 150Mm Dia Upvc Cable Ducts In Trench Beneath Carriageways Including End Caps, Duct Markers And Draw Ropes; 2 Way Ducts | 488 | m | SAR | 410.28
Ellen | 2 | 2.019 | Kingdom of Saudi Arabia | Jeddah | Infrastructure | Red Sea Village | Roads & Utilities | ALINMA ALTHURAYA | SAC | Tender | 2020 |  | Pipework - Manholes And Pipework Ancillaries | K542.1 | Supply Lay & Joint 150Mm Dia Upvc Cable Ducts In Trench Beneath Carriageways Including End Caps, Duct Markers And Draw Ropes; 4 Way Ducts | 675 | m | SAR | 820.56
Ellen | 2 | 2.0191 | Kingdom of Saudi Arabia | Jeddah | Infrastructure | Red Sea Village | Roads & Utilities | ALINMA ALTHURAYA | SAC | Tender | 2020 |  | Pipework - Manholes And Pipework Ancillaries | K542.2 | Supply Lay & Joint 150Mm Dia Upvc Cable Ducts In Trench Beneath Carriageways Including End Caps, Duct Markers And Draw Ropes; 6 Way Ducts | 99 | m | SAR | 1230.84
Ellen | 2 | 2.0191 | Kingdom of Saudi Arabia | Jeddah | Infrastructure | Red Sea Village | Roads & Utilities | ALINMA ALTHURAYA | SAC | Tender | 2020 |  | Pipework - Manholes And Pipework Ancillaries | K542.3 | Supply Lay & Joint 150Mm Dia Upvc Cable Ducts In Trench Beneath Carriageways Including End Caps, Duct Markers And Draw Ropes; 8 Way Ducts | 15 | m | SAR | 1641.12
Ellen | 2 | 2.0191 | Kingdom of Saudi Arabia | Jeddah | Infrastructure | Red Sea Village | Roads & Utilities | ALINMA ALTHURAYA | SAC | Tender | 2020 |  | Pipework - Supports And Protection | L541.1 | Mass Concrete Bed And Surround To Road Crossing Duct; 2 Way Ducts | 488 | m | SAR | 127.64
Ellen | 2 | 2.0191 | Kingdom of Saudi Arabia | Jeddah | Infrastructure | Red Sea Village | Roads & Utilities | ALINMA ALTHURAYA | SAC | Tender | 2020 |  | Pipework - Supports And Protection | L541.2 | Mass Concrete Bed And Surround To Road Crossing Duct; 4 Way Ducts | 675 | m | SAR | 255.28
Ellen | 2 | 2.0191 | Kingdom of Saudi Arabia | Jeddah | Infrastructure | Red Sea Village | Roads & Utilities | ALINMA ALTHURAYA | SAC | Tender | 2020 |  | Pipework - Supports And Protection | L541.3 | Mass Concrete Bed And Surround To Road Crossing Duct; 6 Way Ducts | 99 | m | SAR | 382.93
Ellen | 2 | 2.0191 | Kingdom of Saudi Arabia | Jeddah | Infrastructure | Red Sea Village | Roads & Utilities | ALINMA ALTHURAYA | SAC | Tender | 2020 |  | Pipework - Supports And Protection | L541.4 | Mass Concrete Bed And Surround To Road Crossing Duct; 8 Way Ducts | 15 | m | SAR | 5105.69
Ellen | 2 | 2.0191 | Kingdom of Saudi Arabia | Jeddah | Infrastructure | Red Sea Village | Roads & Utilities | ALINMA ALTHURAYA | SAC | Tender | 2020 |  | Miscellaneous Work | X900.1 | Excavation Of Trenches For Cables; Including Backfilling And Removal Of Surplus Materials To Tip As Per The Drawings And Specifications; Depth 1M, Minimum Width 0.40M | 31884 | m | SAR | 29.18
Ellen | 2 | 2.0191 | Kingdom of Saudi Arabia | Jeddah | Infrastructure | Red Sea Village | Roads & Utilities | ALINMA ALTHURAYA | SAC | Tender | 2020 |  | Miscellaneous Work | X900.2 | Beds & Surrounds To Power Cables; Including Cable Tiles And Warning Tape; Imported Sand; Width Of Trench 0.40 M | 31884 | m | SAR | 14.59
Ellen | 2 | 2.0191 | Kingdom of Saudi Arabia | Jeddah | Infrastructure | Red Sea Village | Roads & Utilities | ALINMA ALTHURAYA | SAC | Tender | 2020 |  | Miscellaneous Work | X900.1 | Supply And Lay (According To Sec Requirement And Specification) Power Cable In Trench Including All Protection And Support Works, Providing Surrounds, Route Markers, Warning Tapes Etc. As Directed By The Engineer ; 3C X 500 Mm2 Al Cables; 1 Way Cable | 16401 | m | SAR | 159.55
Ellen | 2 | 2.0191 | Kingdom of Saudi Arabia | Jeddah | Infrastructure | Red Sea Village | Roads & Utilities | ALINMA ALTHURAYA | SAC | Tender | 2020 |  | Miscellaneous Work | X900.2 | Supply And Lay (According To Sec Requirement And Specification) Power Cable In Trench Including All Protection And Support Works, Providing Surrounds, Route Markers, Warning Tapes Etc. As Directed By The Engineer ; 3C X 500 Mm2 Al Cables; 2 Way Cable | 11488 | m | SAR | 319.11
Ellen | 2 | 2.0191 | Kingdom of Saudi Arabia | Jeddah | Infrastructure | Red Sea Village | Roads & Utilities | ALINMA ALTHURAYA | SAC | Tender | 2020 |  | Miscellaneous Work | X900.3 | Supply And Lay (According To Sec Requirement And Specification) Power Cable In Trench Including All Protection And Support Works, Providing Surrounds, Route Markers, Warning Tapes Etc. As Directed By The Engineer ; 3C X 500 Mm2 Al Cables; 3 Way Cable | 2462 | m | SAR | 478.66
Ellen | 2 | 2.0192 | Kingdom of Saudi Arabia | Jeddah | Infrastructure | Red Sea Village | Roads & Utilities | ALINMA ALTHURAYA | SAC | Tender | 2020 |  | Miscellaneous Work | X900.4 | Supply And Lay (According To Sec Requirement And Specification) Power Cable In Trench Including All Protection And Support Works, Providing Surrounds, Route Markers, Warning Tapes Etc. As Directed By The Engineer ; 3C X 500 Mm2 Al Cables; 4 Way Cable | 1337 | m | SAR | 638.21
Ellen | 2 | 2.0192 | Kingdom of Saudi Arabia | Jeddah | Infrastructure | Red Sea Village | Roads & Utilities | ALINMA ALTHURAYA | SAC | Tender | 2020 |  | Miscellaneous Work | X900.5 | Supply And Lay (According To Sec Requirement And Specification) Power Cable In Trench Including All Protection And Support Works, Providing Surrounds, Route Markers, Warning Tapes Etc. As Directed By The Engineer ; 3C X 500 Mm2 Al Cables; 5 Way Cable | 116 | m | SAR | 797.76
Ellen | 2 | 2.0192 | Kingdom of Saudi Arabia | Jeddah | Infrastructure | Red Sea Village | Roads & Utilities | ALINMA ALTHURAYA | SAC | Tender | 2020 |  | Miscellaneous Work | X900.6 | Supply And Lay (According To Sec Requirement And Specification) Power Cable In Trench Including All Protection And Support Works, Providing Surrounds, Route Markers, Warning Tapes Etc. As Directed By The Engineer ; 3C X 500 Mm2 Al Cables; 6 Way Cable | 80 | m | SAR | 957.32
Ellen | 2 | 2.0192 | Kingdom of Saudi Arabia | Jeddah | Infrastructure | Red Sea Village | Roads & Utilities | ALINMA ALTHURAYA | SAC | Tender | 2020 |  | Miscellaneous Work | X900.7 | Supply And Lay The Following Power Supply Cabling Not In Trench As Shown On The Drawings ; 3C X 500 Mm2 Al Cables; 1 Way Cable | 639 | m | SAR | 171.41
Ellen | 2 | 2.0192 | Kingdom of Saudi Arabia | Jeddah | Infrastructure | Red Sea Village | Roads & Utilities | ALINMA ALTHURAYA | SAC | Tender | 2020 |  | Miscellaneous Work | X900.8 | Supply And Lay The Following Power Supply Cabling Not In Trench As Shown On The Drawings ; 3C X 500 Mm2 Al Cables; 2 Way Cable | 383 | m | SAR | 341.9
Ellen | 2 | 2.0192 | Kingdom of Saudi Arabia | Jeddah | Infrastructure | Red Sea Village | Roads & Utilities | ALINMA ALTHURAYA | SAC | Tender | 2020 |  | Miscellaneous Work | X900.9 | Supply And Lay The Following Power Supply Cabling Not In Trench As Shown On The Drawings ; 3C X 500 Mm2 Al Cables; 3 Way Cable | 192 | m | SAR | 513.3
Ellen | 2 | 2.0192 | Kingdom of Saudi Arabia | Jeddah | Infrastructure | Red Sea Village | Roads & Utilities | ALINMA ALTHURAYA | SAC | Tender | 2020 |  | Miscellaneous Work | X900.10 | Supply And Lay The Following Power Supply Cabling Not In Trench As Shown On The Drawings ; 3C X 500 Mm2 Al Cables; 4 Way Cable | 63 | m | SAR | 683.8
Ellen | 2 | 2.0192 | Kingdom of Saudi Arabia | Jeddah | Infrastructure | Red Sea Village | Roads & Utilities | ALINMA ALTHURAYA | SAC | Tender | 2020 |  | Miscellaneous Work | X900.1 | Substation Works; Supply And Install 13.8/0.4Kv Unit Substation, 4Way Rmu, 1X1000Kva Transformer, Lv Panel (2.5Mx5.0M) Complete As Per The Drawings And Specifications | 50 | Nr | SAR | 113966.36
Ellen | 2 | 2.0192 | Kingdom of Saudi Arabia | Jeddah | Infrastructure | Red Sea Village | Roads & Utilities | ALINMA ALTHURAYA | SAC | Tender | 2020 |  | Miscellaneous Work | X900.2 | Substation Works; Supply And Install 13.8/0.4Kv Unit Substation, 3Way Rmu, 1X1000Kva Transformer, Lv Panel (2.5Mx5.0M) Complete As Per The Drawings And Specifications | 110 | Nr | SAR | 96871.41
Ellen | 2 | 2.0192 | Kingdom of Saudi Arabia | Jeddah | Infrastructure | Red Sea Village | Roads & Utilities | ALINMA ALTHURAYA | SAC | Tender | 2020 |  | Miscellaneous Work | X900.3 | Substation Works; Supply And Install 13.8/0.4Kv Unit Substation For Street Lighting, 4Way Rmu, 1X1000Kva Transformer, Lv Panel (2.5Mx5.0M) Complete As Per The Drawings And Specifications | 1 | Nr | SAR | 113966.36
Ellen | 2 | 2.0193 | Kingdom of Saudi Arabia | Jeddah | Infrastructure | Red Sea Village | Roads & Utilities | ALINMA ALTHURAYA | SAC | Tender | 2020 |  | Miscellaneous Work | X900.4 | Substation Works; Supply And Install 13.8/0.4Kv Unit Substation For Street Lighting, 3Way Rmu, 1X1000Kva Transformer, Lv Panel (2.5Mx5.0M) Complete As Per The Drawings And Specifications | 11 | Nr | SAR | 96871.41
Ellen | 2 | 2.0193 | Kingdom of Saudi Arabia | Jeddah | Infrastructure | Red Sea Village | Roads & Utilities | ALINMA ALTHURAYA | SAC | Tender | 2020 |  | Miscellaneous Work | X900.5 | Provision For Mv Network Connection For Landscape Works As Per The Specifications And Drawings | 1 | Nr | SAR | 1880444.95
Ellen | 2 | 2.0193 | Kingdom of Saudi Arabia | Jeddah | Infrastructure | Red Sea Village | Roads & Utilities | ALINMA ALTHURAYA | SAC | Tender | 2020 |  | Miscellaneous Work | X900.1 | The Contractor Shall List Here Any Other Works, That Are Not Listed In The Above Bill, But Deemed To Be Included In The Detailed Drawings/ Specifications Or Required For The Satisfactory Completion Of This Section. Any Such Items Not Listed Below Shall Be Deemed To Be Included | 1 | Nr | SAR | 113966.36
Ellen | 2 | 2.0193 | Kingdom of Saudi Arabia | Jeddah | Infrastructure | Red Sea Village | Roads & Utilities | ALINMA ALTHURAYA | SAC | Tender | 2020 |  | Miscellaneous Work | X900.1 | Cable Tray; 1000 Mm | 972 | m | SAR | 145.88
Ellen | 2 | 2.0193 | Kingdom of Saudi Arabia | Jeddah | Infrastructure | Red Sea Village | Roads & Utilities | ALINMA ALTHURAYA | SAC | Tender | 2020 |  | Miscellaneous Work | X900.2 | Cable Tray; 850 Mm | 5364 | m | SAR | 118.53
Ellen | 2 | 2.0193 | Kingdom of Saudi Arabia | Jeddah | Infrastructure | Red Sea Village | Roads & Utilities | ALINMA ALTHURAYA | SAC | Tender | 2020 |  | Pipework - Pipes | I233.1 | Supply And Lay Reinforced Concrete Pipes In Trenches With Couplings Including Excavation, Backfilling, Warning Tape, Testing Etc All As Detailed In The Drawings And Specifications; Nominal Dia. 500Mm Pipe; Depth 1.5-2.0M | 1029 | m | SAR | 948.2
Ellen | 2 | 2.0193 | Kingdom of Saudi Arabia | Jeddah | Infrastructure | Red Sea Village | Roads & Utilities | ALINMA ALTHURAYA | SAC | Tender | 2020 |  | Pipework - Pipes | I234.1 | Supply And Lay Reinforced Concrete Pipes In Trenches With Couplings Including Excavation, Backfilling, Warning Tape, Testing Etc All As Detailed In The Drawings And Specifications; Nominal Dia. 500Mm Pipe; Depth 2.0-2.5M | 72 | m | SAR | 948.2
Ellen | 2 | 2.0193 | Kingdom of Saudi Arabia | Jeddah | Infrastructure | Red Sea Village | Roads & Utilities | ALINMA ALTHURAYA | SAC | Tender | 2020 |  | Pipework - Pipes | I233.2 | Supply And Lay Reinforced Concrete Pipes In Trenches With Couplings Including Excavation, Backfilling, Warning Tape, Testing Etc All As Detailed In The Drawings And Specifications; Nominal Dia. 600Mm Pipe; Depth 1.5-2.0M | 1273 | m | SAR | 1067.64
Ellen | 2 | 2.0193 | Kingdom of Saudi Arabia | Jeddah | Infrastructure | Red Sea Village | Roads & Utilities | ALINMA ALTHURAYA | SAC | Tender | 2020 |  | Pipework - Pipes | I234.2 | Supply And Lay Reinforced Concrete Pipes In Trenches With Couplings Including Excavation, Backfilling, Warning Tape, Testing Etc All As Detailed In The Drawings And Specifications; Nominal Dia. 600Mm Pipe; Depth 2.0-2.5M | 1491 | m | SAR | 1067.64
Ellen | 2 | 2.0194 | Kingdom of Saudi Arabia | Jeddah | Infrastructure | Red Sea Village | Roads & Utilities | ALINMA ALTHURAYA | SAC | Tender | 2020 |  | Pipework - Pipes | I235 | Supply And Lay Reinforced Concrete Pipes In Trenches With Couplings Including Excavation, Backfilling, Warning Tape, Testing Etc All As Detailed In The Drawings And Specifications; Nominal Dia. 600Mm Pipe; Depth 2.5-3.0M | 164 | m | SAR | 1067.64
Ellen | 2 | 2.0194 | Kingdom of Saudi Arabia | Jeddah | Infrastructure | Red Sea Village | Roads & Utilities | ALINMA ALTHURAYA | SAC | Tender | 2020 |  | Pipework - Pipes | I236 | Supply And Lay Reinforced Concrete Pipes In Trenches With Couplings Including Excavation, Backfilling, Warning Tape, Testing Etc All As Detailed In The Drawings And Specifications; Nominal Dia. 600Mm Pipe; Depth 3.0-3.5M | 116 | m | SAR | 1067.64
Ellen | 2 | 2.0194 | Kingdom of Saudi Arabia | Jeddah | Infrastructure | Red Sea Village | Roads & Utilities | ALINMA ALTHURAYA | SAC | Tender | 2020 |  | Pipework - Pipes | I243.1 | Supply And Lay Reinforced Concrete Pipes In Trenches With Couplings Including Excavation, Backfilling, Warning Tape, Testing Etc All As Detailed In The Drawings And Specifications; Nominal Dia. 700Mm Pipe; Depth 1.5-2.0M | 106 | m | SAR | 1232.66
Ellen | 2 | 2.0194 | Kingdom of Saudi Arabia | Jeddah | Infrastructure | Red Sea Village | Roads & Utilities | ALINMA ALTHURAYA | SAC | Tender | 2020 |  | Pipework - Pipes | I244.1 | Supply And Lay Reinforced Concrete Pipes In Trenches With Couplings Including Excavation, Backfilling, Warning Tape, Testing Etc All As Detailed In The Drawings And Specifications; Nominal Dia. 700Mm Pipe; Depth 2.0-2.5M | 146 | m | SAR | 1232.66
Ellen | 2 | 2.0194 | Kingdom of Saudi Arabia | Jeddah | Infrastructure | Red Sea Village | Roads & Utilities | ALINMA ALTHURAYA | SAC | Tender | 2020 |  | Pipework - Pipes | I245.1 | Supply And Lay Reinforced Concrete Pipes In Trenches With Couplings Including Excavation, Backfilling, Warning Tape, Testing Etc All As Detailed In The Drawings And Specifications; Nominal Dia. 700Mm Pipe; Depth 2.5-3.0M | 61 | m | SAR | 1239.04
Ellen | 2 | 2.0194 | Kingdom of Saudi Arabia | Jeddah | Infrastructure | Red Sea Village | Roads & Utilities | ALINMA ALTHURAYA | SAC | Tender | 2020 |  | Pipework - Pipes | I243.2 | Supply And Lay Reinforced Concrete Pipes In Trenches With Couplings Including Excavation, Backfilling, Warning Tape, Testing Etc All As Detailed In The Drawings And Specifications; Nominal Dia. 800Mm Pipe; Depth 1.5-2.0M | 80 | m | SAR | 1396.77
Ellen | 2 | 2.0194 | Kingdom of Saudi Arabia | Jeddah | Infrastructure | Red Sea Village | Roads & Utilities | ALINMA ALTHURAYA | SAC | Tender | 2020 |  | Pipework - Pipes | I244.2 | Supply And Lay Reinforced Concrete Pipes In Trenches With Couplings Including Excavation, Backfilling, Warning Tape, Testing Etc All As Detailed In The Drawings And Specifications; Nominal Dia. 800Mm Pipe; Depth 2.0-2.5M | 1247 | m | SAR | 1396.77
Ellen | 2 | 2.0194 | Kingdom of Saudi Arabia | Jeddah | Infrastructure | Red Sea Village | Roads & Utilities | ALINMA ALTHURAYA | SAC | Tender | 2020 |  | Pipework - Pipes | I245.2 | Supply And Lay Reinforced Concrete Pipes In Trenches With Couplings Including Excavation, Backfilling, Warning Tape, Testing Etc All As Detailed In The Drawings And Specifications; Nominal Dia. 800Mm Pipe; Depth 2.5-3.0M | 116 | m | SAR | 1239.04
Ellen | 2 | 2.0194 | Kingdom of Saudi Arabia | Jeddah | Infrastructure | Red Sea Village | Roads & Utilities | ALINMA ALTHURAYA | SAC | Tender | 2020 |  | Pipework - Pipes | I244.3 | Supply And Lay Reinforced Concrete Pipes In Trenches With Couplings Including Excavation, Backfilling, Warning Tape, Testing Etc All As Detailed In The Drawings And Specifications; Nominal Dia. 900Mm Pipe; Depth 2.0-2.5M | 1470 | m | SAR | 1700.38
Ellen | 2 | 2.0194 | Kingdom of Saudi Arabia | Jeddah | Infrastructure | Red Sea Village | Roads & Utilities | ALINMA ALTHURAYA | SAC | Tender | 2020 |  | Pipework - Pipes | I245.3 | Supply And Lay Reinforced Concrete Pipes In Trenches With Couplings Including Excavation, Backfilling, Warning Tape, Testing Etc All As Detailed In The Drawings And Specifications; Nominal Dia. 900Mm Pipe; Depth 2.5-3.0M | 269 | m | SAR | 1700.38
Ellen | 2 | 2.0194 | Kingdom of Saudi Arabia | Jeddah | Infrastructure | Red Sea Village | Roads & Utilities | ALINMA ALTHURAYA | SAC | Tender | 2020 |  | Pipework - Pipes | I246 | Supply And Lay Reinforced Concrete Pipes In Trenches With Couplings Including Excavation, Backfilling, Warning Tape, Testing Etc All As Detailed In The Drawings And Specifications; Nominal Dia. 900Mm Pipe; Depth 3.0-3.5M | 58 | m | SAR | 1711.32
Ellen | 2 | 2.0195 | Kingdom of Saudi Arabia | Jeddah | Infrastructure | Red Sea Village | Roads & Utilities | ALINMA ALTHURAYA | SAC | Tender | 2020 |  | Pipework - Pipes | I254.1 | Supply And Lay Reinforced Concrete Pipes In Trenches With Couplings Including Excavation, Backfilling, Warning Tape, Testing Etc All As Detailed In The Drawings And Specifications; Nominal Dia. 1100Mm Pipe; Depth 2.0-2.5M | 495 | m | SAR | 2458.03
Ellen | 2 | 2.0195 | Kingdom of Saudi Arabia | Jeddah | Infrastructure | Red Sea Village | Roads & Utilities | ALINMA ALTHURAYA | SAC | Tender | 2020 |  | Pipework - Pipes | I255.1 | Supply And Lay Reinforced Concrete Pipes In Trenches With Couplings Including Excavation, Backfilling, Warning Tape, Testing Etc All As Detailed In The Drawings And Specifications; Nominal Dia. 1100Mm Pipe; Depth 2.5-3.0M | 1229 | m | SAR | 2458.03
Ellen | 2 | 2.0195 | Kingdom of Saudi Arabia | Jeddah | Infrastructure | Red Sea Village | Roads & Utilities | ALINMA ALTHURAYA | SAC | Tender | 2020 |  | Pipework - Pipes | I256.1 | Supply And Lay Reinforced Concrete Pipes In Trenches With Couplings Including Excavation, Backfilling, Warning Tape, Testing Etc All As Detailed In The Drawings And Specifications; Nominal Dia. 1100Mm Pipe; Depth 3.0-3.5M | 114 | m | SAR | 2468.06
Ellen | 2 | 2.0195 | Kingdom of Saudi Arabia | Jeddah | Infrastructure | Red Sea Village | Roads & Utilities | ALINMA ALTHURAYA | SAC | Tender | 2020 |  | Pipework - Pipes | I257 | Supply And Lay Reinforced Concrete Pipes In Trenches With Couplings Including Excavation, Backfilling, Warning Tape, Testing Etc All As Detailed In The Drawings And Specifications; Nominal Dia. 1100Mm Pipe; Depth 3.5-4.0M | 232 | m | SAR | 2477.17
Ellen | 2 | 2.0195 | Kingdom of Saudi Arabia | Jeddah | Infrastructure | Red Sea Village | Roads & Utilities | ALINMA ALTHURAYA | SAC | Tender | 2020 |  | Pipework - Pipes | I258 | Supply And Lay Reinforced Concrete Pipes In Trenches With Couplings Including Excavation, Backfilling, Warning Tape, Testing Etc All As Detailed In The Drawings And Specifications; Nominal Dia. 1100Mm Pipe; Depth 4.0-4.5M | 120 | m | SAR | 2486.29
Ellen | 2 | 2.0195 | Kingdom of Saudi Arabia | Jeddah | Infrastructure | Red Sea Village | Roads & Utilities | ALINMA ALTHURAYA | SAC | Tender | 2020 |  | Pipework - Pipes | I254.2 | Supply And Lay Reinforced Concrete Pipes In Trenches With Couplings Including Excavation, Backfilling, Warning Tape, Testing Etc All As Detailed In The Drawings And Specifications; Nominal Dia. 1200Mm Pipe; Depth 2.0-2.5M | 207 | m | SAR | 2674.11
Ellen | 2 | 2.0195 | Kingdom of Saudi Arabia | Jeddah | Infrastructure | Red Sea Village | Roads & Utilities | ALINMA ALTHURAYA | SAC | Tender | 2020 |  | Pipework - Pipes | I255.2 | Supply And Lay Reinforced Concrete Pipes In Trenches With Couplings Including Excavation, Backfilling, Warning Tape, Testing Etc All As Detailed In The Drawings And Specifications; Nominal Dia. 1200Mm Pipe; Depth 2.5-3.0M | 634 | m | SAR | 2674.11
Ellen | 2 | 2.0195 | Kingdom of Saudi Arabia | Jeddah | Infrastructure | Red Sea Village | Roads & Utilities | ALINMA ALTHURAYA | SAC | Tender | 2020 |  | Pipework - Pipes | I256.2 | Supply And Lay Reinforced Concrete Pipes In Trenches With Couplings Including Excavation, Backfilling, Warning Tape, Testing Etc All As Detailed In The Drawings And Specifications; Nominal Dia. 1200Mm Pipe; Depth 3.0-3.5M | 173 | m | SAR | 2683.22
Ellen | 2 | 2.0195 | Kingdom of Saudi Arabia | Jeddah | Infrastructure | Red Sea Village | Roads & Utilities | ALINMA ALTHURAYA | SAC | Tender | 2020 |  | Pipework - Pipes | I265 | Supply And Lay Reinforced Concrete Pipes In Trenches With Couplings Including Excavation, Backfilling, Warning Tape, Testing Etc All As Detailed In The Drawings And Specifications; Nominal Dia. 1400Mm Pipe; Depth 2.5-3.0M | 611 | m | SAR | 3377.96
Ellen | 2 | 2.0196 | Kingdom of Saudi Arabia | Jeddah | Infrastructure | Red Sea Village | Roads & Utilities | ALINMA ALTHURAYA | SAC | Tender | 2020 |  | Pipework - Pipes | I266 | Supply And Lay Reinforced Concrete Pipes In Trenches With Couplings Including Excavation, Backfilling, Warning Tape, Testing Etc All As Detailed In The Drawings And Specifications; Nominal Dia. 1400Mm Pipe; Depth 3.0-3.5M | 392 | m | SAR | 3377.96
Ellen | 2 | 2.0196 | Kingdom of Saudi Arabia | Jeddah | Infrastructure | Red Sea Village | Roads & Utilities | ALINMA ALTHURAYA | SAC | Tender | 2020 |  | Pipework - Pipes | I267 | Supply And Lay Reinforced Concrete Pipes In Trenches With Couplings Including Excavation, Backfilling, Warning Tape, Testing Etc All As Detailed In The Drawings And Specifications; Nominal Dia. 1400Mm Pipe; Depth 3.5-4.0M | 230 | m | SAR | 3387.99
Ellen | 2 | 2.0196 | Kingdom of Saudi Arabia | Jeddah | Infrastructure | Red Sea Village | Roads & Utilities | ALINMA ALTHURAYA | SAC | Tender | 2020 |  | Pipework - Pipes | I268.1 | Supply And Lay Reinforced Concrete Pipes In Trenches With Couplings Including Excavation, Backfilling, Warning Tape, Testing Etc All As Detailed In The Drawings And Specifications; Nominal Dia. 1400Mm Pipe; Depth 4.0-4.5M | 81 | m | SAR | 3390.73
Ellen | 2 | 2.0196 | Kingdom of Saudi Arabia | Jeddah | Infrastructure | Red Sea Village | Roads & Utilities | ALINMA ALTHURAYA | SAC | Tender | 2020 |  | Pipework - Pipes | I268.2 | Supply And Lay Reinforced Concrete Pipes In Trenches With Couplings Including Excavation, Backfilling, Warning Tape, Testing Etc All As Detailed In The Drawings And Specifications; Nominal Dia. 1400Mm Pipe; Depth 4.5-5.0M | 46 | m | SAR | 3390.73
Ellen | 2 | 2.0196 | Kingdom of Saudi Arabia | Jeddah | Infrastructure | Red Sea Village | Roads & Utilities | ALINMA ALTHURAYA | SAC | Tender | 2020 |  | Pipework - Pipes | I268.3 | Supply And Lay Reinforced Concrete Pipes In Trenches With Couplings Including Excavation, Backfilling, Warning Tape, Testing Etc All As Detailed In The Drawings And Specifications; Nominal Dia. 1400Mm Pipe; Depth 5.5-6.0M | 33 | m | SAR | 3411.7
Ellen | 2 | 2.0196 | Kingdom of Saudi Arabia | Jeddah | Infrastructure | Red Sea Village | Roads & Utilities | ALINMA ALTHURAYA | SAC | Tender | 2020 |  | Pipework - Pipes | I264 | Supply And Lay Reinforced Concrete Pipes In Trenches With Couplings Including Excavation, Backfilling, Warning Tape, Testing Etc All As Detailed In The Drawings And Specifications; Nominal Dia. 1500Mm Pipe; Depth 2.0-2.5M | 63 | m | SAR | 3748.13
Ellen | 2 | 2.0196 | Kingdom of Saudi Arabia | Jeddah | Infrastructure | Red Sea Village | Roads & Utilities | ALINMA ALTHURAYA | SAC | Tender | 2020 |  | Pipework - Pipes | I265 | Supply And Lay Reinforced Concrete Pipes In Trenches With Couplings Including Excavation, Backfilling, Warning Tape, Testing Etc All As Detailed In The Drawings And Specifications; Nominal Dia. 1500Mm Pipe; Depth 2.5-3.0M | 474 | m | SAR | 3748.13
Ellen | 2 | 2.0196 | Kingdom of Saudi Arabia | Jeddah | Infrastructure | Red Sea Village | Roads & Utilities | ALINMA ALTHURAYA | SAC | Tender | 2020 |  | Pipework - Pipes | I266 | Supply And Lay Reinforced Concrete Pipes In Trenches With Couplings Including Excavation, Backfilling, Warning Tape, Testing Etc All As Detailed In The Drawings And Specifications; Nominal Dia. 1500Mm Pipe; Depth 3.0-3.5M | 278 | m | SAR | 3759.07
Ellen | 2 | 2.0196 | Kingdom of Saudi Arabia | Jeddah | Infrastructure | Red Sea Village | Roads & Utilities | ALINMA ALTHURAYA | SAC | Tender | 2020 |  | Pipework - Pipes | I267 | Supply And Lay Reinforced Concrete Pipes In Trenches With Couplings Including Excavation, Backfilling, Warning Tape, Testing Etc All As Detailed In The Drawings And Specifications; Nominal Dia. 1500Mm Pipe; Depth 3.5-4.0M | 113 | m | SAR | 3759.07
Ellen | 2 | 2.0196 | Kingdom of Saudi Arabia | Jeddah | Infrastructure | Red Sea Village | Roads & Utilities | ALINMA ALTHURAYA | SAC | Tender | 2020 |  | Pipework - Pipes | I276 | Supply And Lay Reinforced Concrete Pipes In Trenches With Couplings Including Excavation, Backfilling, Warning Tape, Testing Etc All As Detailed In The Drawings And Specifications; Nominal Dia. 1600Mm Pipe; Depth 3.0-3.5M | 113 | m | SAR | 4015.26
Ellen | 2 | 2.0196 | Kingdom of Saudi Arabia | Jeddah | Infrastructure | Red Sea Village | Roads & Utilities | ALINMA ALTHURAYA | SAC | Tender | 2020 |  | Pipework - Pipes | I277 | Supply And Lay Reinforced Concrete Pipes In Trenches With Couplings Including Excavation, Backfilling, Warning Tape, Testing Etc All As Detailed In The Drawings And Specifications; Nominal Dia. 1600Mm Pipe; Depth 3.5-4.0M | 300 | m | SAR | 4019.82
Ellen | 2 | 2.0197 | Kingdom of Saudi Arabia | Jeddah | Infrastructure | Red Sea Village | Roads & Utilities | ALINMA ALTHURAYA | SAC | Tender | 2020 |  | Pipework - Pipes | I623 | Supply, Lay And Joint Grp Pipes In Trench Including Excavation, Backfilling, Warning Tape, Testing Etc All As Detailed In The Drawings And Specifications ; Nominal Dia. 300Mm Pipe; Depth 1.5-2.0M | 272 | m | SAR | 963.7
Ellen | 2 | 2.0197 | Kingdom of Saudi Arabia | Jeddah | Infrastructure | Red Sea Village | Roads & Utilities | ALINMA ALTHURAYA | SAC | Tender | 2020 |  | Pipework - Pipes | I633 | Supply, Lay And Joint Grp Pipes In Trench Including Excavation, Backfilling, Warning Tape, Testing Etc All As Detailed In The Drawings And Specifications ; Nominal Dia. 450Mm Pipe; Depth 1.5-2.0M | 8425 | m | SAR | 511.48
Ellen | 2 | 2.0197 | Kingdom of Saudi Arabia | Jeddah | Infrastructure | Red Sea Village | Roads & Utilities | ALINMA ALTHURAYA | SAC | Tender | 2020 |  | Pipework - Pipes | I634 | Supply, Lay And Joint Grp Pipes In Trench Including Excavation, Backfilling, Warning Tape, Testing Etc All As Detailed In The Drawings And Specifications ; Nominal Dia. 450Mm Pipe; Depth 2.0-2.5M | 652 | m | SAR | 511.48
Ellen | 2 | 2.0197 | Kingdom of Saudi Arabia | Jeddah | Infrastructure | Red Sea Village | Roads & Utilities | ALINMA ALTHURAYA | SAC | Tender | 2020 |  | Pipework - Manholes And Pipework Ancillaries | K142.1 | Manhole Complete As Detailed In The Drawings And Specifications Including Backdrops, Frame And Cover; 1200 Internal Diameter; Depth 1.5 - 2.0M | 14 | Nr | SAR | 17002.87
Ellen | 2 | 2.0197 | Kingdom of Saudi Arabia | Jeddah | Infrastructure | Red Sea Village | Roads & Utilities | ALINMA ALTHURAYA | SAC | Tender | 2020 |  | Pipework - Manholes And Pipework Ancillaries | K142.2 | Manhole Complete As Detailed In The Drawings And Specifications Including Backdrops, Frame And Cover; 1500 Internal Diameter; Depth 1.5 - 2.0M | 147 | Nr | SAR | 21253.36
Ellen | 2 | 2.0197 | Kingdom of Saudi Arabia | Jeddah | Infrastructure | Red Sea Village | Roads & Utilities | ALINMA ALTHURAYA | SAC | Tender | 2020 |  | Pipework - Manholes And Pipework Ancillaries | K143.1 | Manhole Complete As Detailed In The Drawings And Specifications Including Backdrops, Frame And Cover; 1500 Internal Diameter; Depth 2.0 - 2.5M | 15 | Nr | SAR | 27630
Ellen | 2 | 2.0197 | Kingdom of Saudi Arabia | Jeddah | Infrastructure | Red Sea Village | Roads & Utilities | ALINMA ALTHURAYA | SAC | Tender | 2020 |  | Pipework - Manholes And Pipework Ancillaries | K144.1 | Manhole Complete As Detailed In The Drawings And Specifications Including Backdrops, Frame And Cover; 1500 Internal Diameter; Depth 2.5 - 3.0M | 10 | Nr | SAR | 31880.49
Ellen | 2 | 2.0197 | Kingdom of Saudi Arabia | Jeddah | Infrastructure | Red Sea Village | Roads & Utilities | ALINMA ALTHURAYA | SAC | Tender | 2020 |  | Pipework - Manholes And Pipework Ancillaries | K145.1 | Manhole Complete As Detailed In The Drawings And Specifications Including Backdrops, Frame And Cover; 1500 Internal Diameter; Depth 3.0 - 3.5M | 1 | Nr | SAR | 38257.14
Ellen | 2 | 2.0197 | Kingdom of Saudi Arabia | Jeddah | Infrastructure | Red Sea Village | Roads & Utilities | ALINMA ALTHURAYA | SAC | Tender | 2020 |  | Pipework - Manholes And Pipework Ancillaries | K147.1 | Manhole Complete As Detailed In The Drawings And Specifications Including Backdrops, Frame And Cover; 1500 Internal Diameter; Depth 4.5 - 5.0M | 1 | Nr | SAR | 42507.63
Ellen | 2 | 2.0198 | Kingdom of Saudi Arabia | Jeddah | Infrastructure | Red Sea Village | Roads & Utilities | ALINMA ALTHURAYA | SAC | Tender | 2020 |  | Pipework - Manholes And Pipework Ancillaries | K142.3 | Manhole Complete As Detailed In The Drawings And Specifications Including Backdrops, Frame And Cover; 1800 Internal Diameter; Depth 1.5 - 2.0M | 9 | Nr | SAR | 21253.36
Ellen | 2 | 2.0198 | Kingdom of Saudi Arabia | Jeddah | Infrastructure | Red Sea Village | Roads & Utilities | ALINMA ALTHURAYA | SAC | Tender | 2020 |  | Pipework - Manholes And Pipework Ancillaries | K143.2 | Manhole Complete As Detailed In The Drawings And Specifications Including Backdrops, Frame And Cover; 1800 Internal Diameter; Depth 2.0 - 2.5M | 52 | Nr | SAR | 27630
Ellen | 2 | 2.0198 | Kingdom of Saudi Arabia | Jeddah | Infrastructure | Red Sea Village | Roads & Utilities | ALINMA ALTHURAYA | SAC | Tender | 2020 |  | Pipework - Manholes And Pipework Ancillaries | K144.2 | Manhole Complete As Detailed In The Drawings And Specifications Including Backdrops, Frame And Cover; 1800 Internal Diameter; Depth 2.5 - 3.0M | 10 | Nr | SAR | 31880.49
Ellen | 2 | 2.0198 | Kingdom of Saudi Arabia | Jeddah | Infrastructure | Red Sea Village | Roads & Utilities | ALINMA ALTHURAYA | SAC | Tender | 2020 |  | Pipework - Manholes And Pipework Ancillaries | K145.2 | Manhole Complete As Detailed In The Drawings And Specifications Including Backdrops, Frame And Cover; 1800 Internal Diameter; Depth 3.0 - 3.5M | 2 | Nr | SAR | 38257.14
Ellen | 2 | 2.0198 | Kingdom of Saudi Arabia | Jeddah | Infrastructure | Red Sea Village | Roads & Utilities | ALINMA ALTHURAYA | SAC | Tender | 2020 |  | Pipework - Manholes And Pipework Ancillaries | K146.1 | Manhole Complete As Detailed In The Drawings And Specifications Including Backdrops, Frame And Cover; 1800 Internal Diameter; Depth 3.5 - 4.0M | 2 | Nr | SAR | 40382.38
Ellen | 2 | 2.0198 | Kingdom of Saudi Arabia | Jeddah | Infrastructure | Red Sea Village | Roads & Utilities | ALINMA ALTHURAYA | SAC | Tender | 2020 |  | Pipework - Manholes And Pipework Ancillaries | K147.2 | Manhole Complete As Detailed In The Drawings And Specifications Including Backdrops, Frame And Cover; 1800 Internal Diameter; Depth 4.5 - 5.0M | 2 | Nr | SAR | 42507.63
Ellen | 2 | 2.0198 | Kingdom of Saudi Arabia | Jeddah | Infrastructure | Red Sea Village | Roads & Utilities | ALINMA ALTHURAYA | SAC | Tender | 2020 |  | Pipework - Manholes And Pipework Ancillaries | K143.3 | Manhole Complete As Detailed In The Drawings And Specifications Including Backdrops, Frame And Cover; 2000 Internal Diameter; Depth 2.0 - 2.5M | 13 | Nr | SAR | 25504.76
Ellen | 2 | 2.0198 | Kingdom of Saudi Arabia | Jeddah | Infrastructure | Red Sea Village | Roads & Utilities | ALINMA ALTHURAYA | SAC | Tender | 2020 |  | Pipework - Manholes And Pipework Ancillaries | K144.3 | Manhole Complete As Detailed In The Drawings And Specifications Including Backdrops, Frame And Cover; 2000 Internal Diameter; Depth 2.5 - 3.0M | 22 | Nr | SAR | 36131.89
Ellen | 2 | 2.0198 | Kingdom of Saudi Arabia | Jeddah | Infrastructure | Red Sea Village | Roads & Utilities | ALINMA ALTHURAYA | SAC | Tender | 2020 |  | Pipework - Manholes And Pipework Ancillaries | K145.3 | Manhole Complete As Detailed In The Drawings And Specifications Including Backdrops, Frame And Cover; 2000 Internal Diameter; Depth 3.0 - 3.5M | 2 | Nr | SAR | 42507.63
Ellen | 2 | 2.0198 | Kingdom of Saudi Arabia | Jeddah | Infrastructure | Red Sea Village | Roads & Utilities | ALINMA ALTHURAYA | SAC | Tender | 2020 |  | Pipework - Manholes And Pipework Ancillaries | K146.2 | Manhole Complete As Detailed In The Drawings And Specifications Including Backdrops, Frame And Cover; 2000 Internal Diameter; Depth 3.5 - 4.0M | 1 | Nr | SAR | 44632.87
Ellen | 2 | 2.0198 | Kingdom of Saudi Arabia | Jeddah | Infrastructure | Red Sea Village | Roads & Utilities | ALINMA ALTHURAYA | SAC | Tender | 2020 |  | Pipework - Manholes And Pipework Ancillaries | K147.3 | Manhole Complete As Detailed In The Drawings And Specifications Including Backdrops, Frame And Cover; 2000 Internal Diameter; Depth 4.0 - 4.5M | 4 | Nr | SAR | 46758.12
Ellen | 2 | 2.0199 | Kingdom of Saudi Arabia | Jeddah | Infrastructure | Red Sea Village | Roads & Utilities | ALINMA ALTHURAYA | SAC | Tender | 2020 |  | Pipework - Manholes And Pipework Ancillaries | K143.1 | Manhole Complete As Detailed In The Drawings And Specifications Including Backdrops, Frame And Cover; 2200 Internal Diameter; Depth 2.0 - 2.5M | 4 | Nr | SAR | 25504.76
Ellen | 2 | 2.0199 | Kingdom of Saudi Arabia | Jeddah | Infrastructure | Red Sea Village | Roads & Utilities | ALINMA ALTHURAYA | SAC | Tender | 2020 |  | Pipework - Manholes And Pipework Ancillaries | K144.1 | Manhole Complete As Detailed In The Drawings And Specifications Including Backdrops, Frame And Cover; 2200 Internal Diameter; Depth 2.5 - 3.0M | 32 | Nr | SAR | 36131.89
Ellen | 2 | 2.0199 | Kingdom of Saudi Arabia | Jeddah | Infrastructure | Red Sea Village | Roads & Utilities | ALINMA ALTHURAYA | SAC | Tender | 2020 |  | Pipework - Manholes And Pipework Ancillaries | K145.1 | Manhole Complete As Detailed In The Drawings And Specifications Including Backdrops, Frame And Cover; 2200 Internal Diameter; Depth 3.0 - 3.5M | 34 | Nr | SAR | 42507.63
Ellen | 2 | 2.0199 | Kingdom of Saudi Arabia | Jeddah | Infrastructure | Red Sea Village | Roads & Utilities | ALINMA ALTHURAYA | SAC | Tender | 2020 |  | Pipework - Manholes And Pipework Ancillaries | K146.1 | Manhole Complete As Detailed In The Drawings And Specifications Including Backdrops, Frame And Cover; 2200 Internal Diameter; Depth 3.5 - 4.0M | 7 | Nr | SAR | 44632.87
Ellen | 2 | 2.0199 | Kingdom of Saudi Arabia | Jeddah | Infrastructure | Red Sea Village | Roads & Utilities | ALINMA ALTHURAYA | SAC | Tender | 2020 |  | Pipework - Manholes And Pipework Ancillaries | K147.1 | Manhole Complete As Detailed In The Drawings And Specifications Including Backdrops, Frame And Cover; 2200 Internal Diameter; Depth 4.0 - 4.5M | 3 | Nr | SAR | 46758.12
Ellen | 2 | 2.0199 | Kingdom of Saudi Arabia | Jeddah | Infrastructure | Red Sea Village | Roads & Utilities | ALINMA ALTHURAYA | SAC | Tender | 2020 |  | Pipework - Manholes And Pipework Ancillaries | K147.2 | Manhole Complete As Detailed In The Drawings And Specifications Including Backdrops, Frame And Cover; 2200 Internal Diameter; Depth 5.0 - 5.5M | 2 | Nr | SAR | 51009.52
Ellen | 2 | 2.0199 | Kingdom of Saudi Arabia | Jeddah | Infrastructure | Red Sea Village | Roads & Utilities | ALINMA ALTHURAYA | SAC | Tender | 2020 |  | Pipework - Manholes And Pipework Ancillaries | K147.3 | Manhole Complete As Detailed In The Drawings And Specifications Including Backdrops, Frame And Cover; 2200 Internal Diameter; Depth 6.0 - 6.5M | 1 | Nr | SAR | 59510.5
Ellen | 2 | 2.0199 | Kingdom of Saudi Arabia | Jeddah | Infrastructure | Red Sea Village | Roads & Utilities | ALINMA ALTHURAYA | SAC | Tender | 2020 |  | Pipework - Manholes And Pipework Ancillaries | K147.4 | Manhole Complete As Detailed In The Drawings And Specifications Including Backdrops, Frame And Cover; 2200 Internal Diameter; Depth 6.5 - 7.0M | 1 | Nr | SAR | 68012.39
Ellen | 2 | 2.0199 | Kingdom of Saudi Arabia | Jeddah | Infrastructure | Red Sea Village | Roads & Utilities | ALINMA ALTHURAYA | SAC | Tender | 2020 |  | Pipework - Manholes And Pipework Ancillaries | K147.5 | Manhole Complete As Detailed In The Drawings And Specifications Including Backdrops, Frame And Cover; 2200 Internal Diameter; Depth 7.5 - 8.0M | 1 | Nr | SAR | 76513.37
Ellen | 2 | 2.02 | Kingdom of Saudi Arabia | Jeddah | Infrastructure | Red Sea Village | Roads & Utilities | ALINMA ALTHURAYA | SAC | Tender | 2020 |  | Pipework - Manholes And Pipework Ancillaries | K145.2 | Manhole Complete As Detailed In The Drawings And Specifications Including Backdrops, Frame And Cover; 2600 Internal Diameter; Depth 3.0 - 3.5M | 3 | Nr | SAR | 47821.2
Ellen | 2 | 2.02 | Kingdom of Saudi Arabia | Jeddah | Infrastructure | Red Sea Village | Roads & Utilities | ALINMA ALTHURAYA | SAC | Tender | 2020 |  | Pipework - Manholes And Pipework Ancillaries | K146.2 | Manhole Complete As Detailed In The Drawings And Specifications Including Backdrops, Frame And Cover; 2600 Internal Diameter; Depth 3.5 - 4.0M | 5 | Nr | SAR | 49946.44
Ellen | 2 | 2.02 | Kingdom of Saudi Arabia | Jeddah | Infrastructure | Red Sea Village | Roads & Utilities | ALINMA ALTHURAYA | SAC | Tender | 2020 |  | Pipework - Manholes And Pipework Ancillaries | K147.6 | Manhole Complete As Detailed In The Drawings And Specifications Including Backdrops, Frame And Cover; 2600 Internal Diameter; Depth 4.0 - 4.5M | 1 | Nr | SAR | 55260.01
Ellen | 2 | 2.02 | Kingdom of Saudi Arabia | Jeddah | Infrastructure | Red Sea Village | Roads & Utilities | ALINMA ALTHURAYA | SAC | Tender | 2020 |  | Pipework - Manholes And Pipework Ancillaries | K232.1 | Inlet Chambers Complete In Locations As Detailed In The Drawings And Specifications Including Removable Basket, Concrete Surround, Gully Frame And Cover, Excavation, Backfilling, Compaction And Removal Of Surplus Material To Tip; Side Entry Inlet Chamber | 225 | Nr | SAR | 27630
Ellen | 2 | 2.02 | Kingdom of Saudi Arabia | Jeddah | Infrastructure | Red Sea Village | Roads & Utilities | ALINMA ALTHURAYA | SAC | Tender | 2020 |  | Pipework - Manholes And Pipework Ancillaries | K232.2 | Inlet Chambers Complete In Locations As Detailed In The Drawings And Specifications Including Removable Basket, Concrete Surround, Gully Frame And Cover, Excavation, Backfilling, Compaction And Removal Of Surplus Material To Tip; Side Entry Double Inlet Chamber | 105 | Nr | SAR | 42507.63
Ellen | 2 | 2.02 | Kingdom of Saudi Arabia | Jeddah | Infrastructure | Red Sea Village | Roads & Utilities | ALINMA ALTHURAYA | SAC | Tender | 2020 |  | Pipework - Manholes And Pipework Ancillaries | K232.3 | Inlet Chambers Complete In Locations As Detailed In The Drawings And Specifications Including Removable Basket, Concrete Surround, Gully Frame And Cover, Excavation, Backfilling, Compaction And Removal Of Surplus Material To Tip; Top Entry Inlet Chamber | 97 | Nr | SAR | 42507.63
Ellen | 2 | 2.02 | Kingdom of Saudi Arabia | Jeddah | Infrastructure | Red Sea Village | Roads & Utilities | ALINMA ALTHURAYA | SAC | Tender | 2020 |  | Pipework - Manholes And Pipework Ancillaries | K232.4 | Inlet Chambers Complete In Locations As Detailed In The Drawings And Specifications Including Removable Basket, Concrete Surround, Gully Frame And Cover, Excavation, Backfilling, Compaction And Removal Of Surplus Material To Tip; High Capacity Inlet Chamber | 86 | Nr | SAR | 63760.99
Ellen | 2 | 2.02 | Kingdom of Saudi Arabia | Jeddah | Infrastructure | Red Sea Village | Roads & Utilities | ALINMA ALTHURAYA | SAC | Tender | 2020 |  | Pipework - Supports And Protection | L532 | Imported Granular Material Bed And Surround To 300Mm Dia. Grp Pipe | 190 | m | SAR | 69.29
Ellen | 2 | 2.02 | Kingdom of Saudi Arabia | Jeddah | Infrastructure | Red Sea Village | Roads & Utilities | ALINMA ALTHURAYA | SAC | Tender | 2020 |  | Pipework - Supports And Protection | L533.1 | Imported Granular Material Bed And Surround To 450Mm Dia. Grp Pipe | 6549 | m | SAR | 106.67
Ellen | 2 | 2.02 | Kingdom of Saudi Arabia | Jeddah | Infrastructure | Red Sea Village | Roads & Utilities | ALINMA ALTHURAYA | SAC | Tender | 2020 |  | Pipework - Supports And Protection | L533.2 | Imported Granular Material Bed And Surround To 500Mm Dia. Rc Pipe | 1101 | m | SAR | 127.64
Ellen | 2 | 2.02 | Kingdom of Saudi Arabia | Jeddah | Infrastructure | Red Sea Village | Roads & Utilities | ALINMA ALTHURAYA | SAC | Tender | 2020 |  | Pipework - Supports And Protection | L533.3 | Imported Granular Material Bed And Surround To 600Mm Dia. Rc Pipe | 3044 | m | SAR | 127.64
Ellen | 2 | 2.0201 | Kingdom of Saudi Arabia | Jeddah | Infrastructure | Red Sea Village | Roads & Utilities | ALINMA ALTHURAYA | SAC | Tender | 2020 |  | Pipework - Supports And Protection | L534.1 | Imported Granular Material Bed And Surround To 700Mm Dia. Rc Pipe | 313 | m | SAR | 175.05
Ellen | 2 | 2.0201 | Kingdom of Saudi Arabia | Jeddah | Infrastructure | Red Sea Village | Roads & Utilities | ALINMA ALTHURAYA | SAC | Tender | 2020 |  | Pipework - Supports And Protection | L534.2 | Imported Granular Material Bed And Surround To 800Mm Dia. Rc Pipe | 1443 | m | SAR | 175.05
Ellen | 2 | 2.0201 | Kingdom of Saudi Arabia | Jeddah | Infrastructure | Red Sea Village | Roads & Utilities | ALINMA ALTHURAYA | SAC | Tender | 2020 |  | Pipework - Supports And Protection | L534.3 | Imported Granular Material Bed And Surround To 900Mm Dia. Rc Pipe | 1797 | m | SAR | 255.28
Ellen | 2 | 2.0201 | Kingdom of Saudi Arabia | Jeddah | Infrastructure | Red Sea Village | Roads & Utilities | ALINMA ALTHURAYA | SAC | Tender | 2020 |  | Pipework - Supports And Protection | L535.1 | Imported Granular Material Bed And Surround To 1100Mm Dia. Rc Pipe | 2190 | m | SAR | 255.28
Ellen | 2 | 2.0201 | Kingdom of Saudi Arabia | Jeddah | Infrastructure | Red Sea Village | Roads & Utilities | ALINMA ALTHURAYA | SAC | Tender | 2020 |  | Pipework - Supports And Protection | L535.2 | Imported Granular Material Bed And Surround To 1200Mm Dia. Rc Pipe | 1014 | m | SAR | 276.25
Ellen | 2 | 2.0201 | Kingdom of Saudi Arabia | Jeddah | Infrastructure | Red Sea Village | Roads & Utilities | ALINMA ALTHURAYA | SAC | Tender | 2020 |  | Pipework - Supports And Protection | L536.1 | Imported Granular Material Bed And Surround To 1400Mm Dia. Rc Pipe | 1392 | m | SAR | 276.25
Ellen | 2 | 2.0201 | Kingdom of Saudi Arabia | Jeddah | Infrastructure | Red Sea Village | Roads & Utilities | ALINMA ALTHURAYA | SAC | Tender | 2020 |  | Pipework - Supports And Protection | L536.2 | Imported Granular Material Bed And Surround To 1500Mm Dia. Rc Pipe | 927 | m | SAR | 319.11
Ellen | 2 | 2.0201 | Kingdom of Saudi Arabia | Jeddah | Infrastructure | Red Sea Village | Roads & Utilities | ALINMA ALTHURAYA | SAC | Tender | 2020 |  | Pipework - Supports And Protection | L537 | Imported Granular Material Bed And Surround To 1600Mm Dia. Rc Pipe | 413 | m | SAR | 319.11
Ellen | 2 | 2.0201 | Kingdom of Saudi Arabia | Jeddah | Infrastructure | Red Sea Village | Roads & Utilities | ALINMA ALTHURAYA | SAC | Tender | 2020 |  | Pipework - Supports And Protection | L542 | Concrete Bed And Surrounds As Per Specifications; 300Mm Dia. Grp Pipe | 82 | m | SAR | 531.54
Ellen | 2 | 2.0202 | Kingdom of Saudi Arabia | Jeddah | Infrastructure | Red Sea Village | Roads & Utilities | ALINMA ALTHURAYA | SAC | Tender | 2020 |  | Pipework - Supports And Protection | L543 | Concrete Bed And Surrounds As Per Specifications; 450Mm Dia. Grp Pipe | 2528 | m | SAR | 701.12
Ellen | 2 | 2.0202 | Kingdom of Saudi Arabia | Jeddah | Infrastructure | Red Sea Village | Roads & Utilities | ALINMA ALTHURAYA | SAC | Tender | 2020 |  | Pipework - Supports And Protection | L900.1 | Geotextile Filter Fabric Membrane As Per Specifications; 300Mm Dia. Grp Pipe | 190 | m | SAR | 52.88
Ellen | 2 | 2.0202 | Kingdom of Saudi Arabia | Jeddah | Infrastructure | Red Sea Village | Roads & Utilities | ALINMA ALTHURAYA | SAC | Tender | 2020 |  | Pipework - Supports And Protection | L900.2 | Geotextile Filter Fabric Membrane As Per Specifications; 450Mm Dia. Grp Pipe | 6549 | m | SAR | 52.88
Ellen | 2 | 2.0202 | Kingdom of Saudi Arabia | Jeddah | Infrastructure | Red Sea Village | Roads & Utilities | ALINMA ALTHURAYA | SAC | Tender | 2020 |  | Pipework - Supports And Protection | L900.3 | Geotextile Filter Fabric Membrane As Per Specifications; 500Mm Dia. Rc Pipe | 1101 | m | SAR | 82.06
Ellen | 2 | 2.0202 | Kingdom of Saudi Arabia | Jeddah | Infrastructure | Red Sea Village | Roads & Utilities | ALINMA ALTHURAYA | SAC | Tender | 2020 |  | Pipework - Supports And Protection | L900.4 | Geotextile Filter Fabric Membrane As Per Specifications; 600Mm Dia. Rc Pipe | 3044 | m | SAR | 82.06
Ellen | 2 | 2.0202 | Kingdom of Saudi Arabia | Jeddah | Infrastructure | Red Sea Village | Roads & Utilities | ALINMA ALTHURAYA | SAC | Tender | 2020 |  | Pipework - Supports And Protection | L900.5 | Geotextile Filter Fabric Membrane As Per Specifications; 700Mm Dia. Rc Pipe | 313 | m | SAR | 99.38
Ellen | 2 | 2.0202 | Kingdom of Saudi Arabia | Jeddah | Infrastructure | Red Sea Village | Roads & Utilities | ALINMA ALTHURAYA | SAC | Tender | 2020 |  | Pipework - Supports And Protection | L900.6 | Geotextile Filter Fabric Membrane As Per Specifications; 800Mm Dia. Rc Pipe | 1443 | m | SAR | 99.38
Ellen | 2 | 2.0202 | Kingdom of Saudi Arabia | Jeddah | Infrastructure | Red Sea Village | Roads & Utilities | ALINMA ALTHURAYA | SAC | Tender | 2020 |  | Pipework - Supports And Protection | L900.7 | Geotextile Filter Fabric Membrane As Per Specifications; 900Mm Dia. Rc Pipe | 1797 | m | SAR | 116.7
Ellen | 2 | 2.0202 | Kingdom of Saudi Arabia | Jeddah | Infrastructure | Red Sea Village | Roads & Utilities | ALINMA ALTHURAYA | SAC | Tender | 2020 |  | Pipework - Supports And Protection | L900.8 | Geotextile Filter Fabric Membrane As Per Specifications; 1100Mm Dia. Rc Pipe | 2190 | m | SAR | 116.7
Ellen | 2 | 2.0202 | Kingdom of Saudi Arabia | Jeddah | Infrastructure | Red Sea Village | Roads & Utilities | ALINMA ALTHURAYA | SAC | Tender | 2020 |  | Pipework - Supports And Protection | L900.9 | Geotextile Filter Fabric Membrane As Per Specifications; 1200Mm Dia. Rc Pipe | 1014 | m | SAR | 140.41
Ellen | 2 | 2.0202 | Kingdom of Saudi Arabia | Jeddah | Infrastructure | Red Sea Village | Roads & Utilities | ALINMA ALTHURAYA | SAC | Tender | 2020 |  | Pipework - Supports And Protection | L900.10 | Geotextile Filter Fabric Membrane As Per Specifications; 1400Mm Dia. Rc Pipe | 1392 | m | SAR | 140.41
Ellen | 2 | 2.0203 | Kingdom of Saudi Arabia | Jeddah | Infrastructure | Red Sea Village | Roads & Utilities | ALINMA ALTHURAYA | SAC | Tender | 2020 |  | Pipework - Supports And Protection | L900.11 | Geotextile Filter Fabric Membrane As Per Specifications; 1500Mm Dia. Rc Pipe | 927 | m | SAR | 160.46
Ellen | 2 | 2.0203 | Kingdom of Saudi Arabia | Jeddah | Infrastructure | Red Sea Village | Roads & Utilities | ALINMA ALTHURAYA | SAC | Tender | 2020 |  | Pipework - Supports And Protection | L900.12 | Geotextile Filter Fabric Membrane As Per Specifications; 1600Mm Dia. Rc Pipe | 413 | m | SAR | 160.46
Ellen | 2 | 2.0203 | Kingdom of Saudi Arabia | Jeddah | Infrastructure | Red Sea Village | Roads & Utilities | ALINMA ALTHURAYA | SAC | Tender | 2020 |  | Pipework - Pipes | I113 | Supply, Lay And Joint Upvc Bs 4660 & 5481 Pipeline In Trench Including Special Joints And Connections, Detectable Warning Tape, Testing And Complete All As Detailed On Drawings And Specifications; Nominal Dia. 200Mm Pipe For House Connections; Depth 1.5-2.0M | 2253 | m | SAR | 453.13
Ellen | 2 | 2.0203 | Kingdom of Saudi Arabia | Jeddah | Infrastructure | Red Sea Village | Roads & Utilities | ALINMA ALTHURAYA | SAC | Tender | 2020 |  | Pipework - Pipes | I114 | Supply, Lay And Joint Upvc Bs 4660 & 5481 Pipeline In Trench Including Special Joints And Connections, Detectable Warning Tape, Testing And Complete All As Detailed On Drawings And Specifications; Nominal Dia. 200Mm Pipe For House Connections; Depth 2.0-2.5M | 563 | m | SAR | 453.13
Ellen | 2 | 2.0203 | Kingdom of Saudi Arabia | Jeddah | Infrastructure | Red Sea Village | Roads & Utilities | ALINMA ALTHURAYA | SAC | Tender | 2020 |  | Pipework - Pipes | I122 | Supply, Lay And Joint Vc Pipeline In Trench Including Special Joints And Connections, Including Excavation, Backfilling, Warning Tape, Testing Etc All As Detailed In The Drawings And Specifications ; Nominal Dia. 300Mm Pipe; Depth 0.0-1.5M | 154 | m | SAR | 706.59
Ellen | 2 | 2.0203 | Kingdom of Saudi Arabia | Jeddah | Infrastructure | Red Sea Village | Roads & Utilities | ALINMA ALTHURAYA | SAC | Tender | 2020 |  | Pipework - Pipes | I123 | Supply, Lay And Joint Vc Pipeline In Trench Including Special Joints And Connections, Including Excavation, Backfilling, Warning Tape, Testing Etc All As Detailed In The Drawings And Specifications ; Nominal Dia. 300Mm Pipe; Depth 1.5-2.0M | 1942 | m | SAR | 706.59
Ellen | 2 | 2.0203 | Kingdom of Saudi Arabia | Jeddah | Infrastructure | Red Sea Village | Roads & Utilities | ALINMA ALTHURAYA | SAC | Tender | 2020 |  | Pipework - Pipes | I124 | Supply, Lay And Joint Vc Pipeline In Trench Including Special Joints And Connections, Including Excavation, Backfilling, Warning Tape, Testing Etc All As Detailed In The Drawings And Specifications ; Nominal Dia. 300Mm Pipe; Depth 2.0-2.5M | 1254 | m | SAR | 706.59
Ellen | 2 | 2.0203 | Kingdom of Saudi Arabia | Jeddah | Infrastructure | Red Sea Village | Roads & Utilities | ALINMA ALTHURAYA | SAC | Tender | 2020 |  | Pipework - Pipes | I125 | Supply, Lay And Joint Vc Pipeline In Trench Including Special Joints And Connections, Including Excavation, Backfilling, Warning Tape, Testing Etc All As Detailed In The Drawings And Specifications ; Nominal Dia. 300Mm Pipe; Depth 2.5-3.0M | 1034 | m | SAR | 715.71
Ellen | 2 | 2.0203 | Kingdom of Saudi Arabia | Jeddah | Infrastructure | Red Sea Village | Roads & Utilities | ALINMA ALTHURAYA | SAC | Tender | 2020 |  | Pipework - Pipes | I126 | Supply, Lay And Joint Vc Pipeline In Trench Including Special Joints And Connections, Including Excavation, Backfilling, Warning Tape, Testing Etc All As Detailed In The Drawings And Specifications ; Nominal Dia. 300Mm Pipe; Depth 3.0-3.50M | 546 | m | SAR | 715.71
Ellen | 2 | 2.0204 | Kingdom of Saudi Arabia | Jeddah | Infrastructure | Red Sea Village | Roads & Utilities | ALINMA ALTHURAYA | SAC | Tender | 2020 |  | Pipework - Pipes | I127 | Supply, Lay And Joint Vc Pipeline In Trench Including Special Joints And Connections, Including Excavation, Backfilling, Warning Tape, Testing Etc All As Detailed In The Drawings And Specifications ; Nominal Dia. 300Mm Pipe; Depth 3.5-4.0M | 650 | m | SAR | 726.65
Ellen | 2 | 2.0204 | Kingdom of Saudi Arabia | Jeddah | Infrastructure | Red Sea Village | Roads & Utilities | ALINMA ALTHURAYA | SAC | Tender | 2020 |  | Pipework - Pipes | I128.1 | Supply, Lay And Joint Vc Pipeline In Trench Including Special Joints And Connections, Including Excavation, Backfilling, Warning Tape, Testing Etc All As Detailed In The Drawings And Specifications ; Nominal Dia. 300Mm Pipe; Depth 4.0-4.5M | 140 | m | SAR | 726.65
Ellen | 2 | 2.0204 | Kingdom of Saudi Arabia | Jeddah | Infrastructure | Red Sea Village | Roads & Utilities | ALINMA ALTHURAYA | SAC | Tender | 2020 |  | Pipework - Pipes | I128.2 | Supply, Lay And Joint Vc Pipeline In Trench Including Special Joints And Connections, Including Excavation, Backfilling, Warning Tape, Testing Etc All As Detailed In The Drawings And Specifications ; Nominal Dia. 300Mm Pipe; Depth 4.5-5.0M | 108 | m | SAR | 731.21
Ellen | 2 | 2.0204 | Kingdom of Saudi Arabia | Jeddah | Infrastructure | Red Sea Village | Roads & Utilities | ALINMA ALTHURAYA | SAC | Tender | 2020 |  | Pipework - Pipes | I128.3 | Supply, Lay And Joint Vc Pipeline In Trench Including Special Joints And Connections, Including Excavation, Backfilling, Warning Tape, Testing Etc All As Detailed In The Drawings And Specifications ; Nominal Dia. 300Mm Pipe; Depth 5.0-5.5M | 207 | m | SAR | 731.21
Ellen | 2 | 2.0204 | Kingdom of Saudi Arabia | Jeddah | Infrastructure | Red Sea Village | Roads & Utilities | ALINMA ALTHURAYA | SAC | Tender | 2020 |  | Pipework - Pipes | I128.4 | Supply, Lay And Joint Vc Pipeline In Trench Including Special Joints And Connections, Including Excavation, Backfilling, Warning Tape, Testing Etc All As Detailed In The Drawings And Specifications ; Nominal Dia. 300Mm Pipe; Depth 5.5-6.0M | 284 | m | SAR | 731.21
Ellen | 2 | 2.0204 | Kingdom of Saudi Arabia | Jeddah | Infrastructure | Red Sea Village | Roads & Utilities | ALINMA ALTHURAYA | SAC | Tender | 2020 |  | Pipework - Pipes | I133 | Supply, Lay And Joint Vc Pipeline In Trench Including Special Joints And Connections, Including Excavation, Backfilling, Warning Tape, Testing Etc All As Detailed In The Drawings And Specifications ; Nominal Dia. 400Mm Pipe; Depth 1.5-2.0M | 684 | m | SAR | 1101.37
Ellen | 2 | 2.0204 | Kingdom of Saudi Arabia | Jeddah | Infrastructure | Red Sea Village | Roads & Utilities | ALINMA ALTHURAYA | SAC | Tender | 2020 |  | Pipework - Pipes | I134.1 | Supply, Lay And Joint Vc Pipeline In Trench Including Special Joints And Connections, Including Excavation, Backfilling, Warning Tape, Testing Etc All As Detailed In The Drawings And Specifications ; Nominal Dia. 400Mm Pipe; Depth 2.0-2.5M | 275 | m | SAR | 1101.37
Ellen | 2 | 2.0204 | Kingdom of Saudi Arabia | Jeddah | Infrastructure | Red Sea Village | Roads & Utilities | ALINMA ALTHURAYA | SAC | Tender | 2020 |  | Pipework - Pipes | I135.1 | Supply, Lay And Joint Vc Pipeline In Trench Including Special Joints And Connections, Including Excavation, Backfilling, Warning Tape, Testing Etc All As Detailed In The Drawings And Specifications ; Nominal Dia. 400Mm Pipe; Depth 2.5-3.0M | 85 | m | SAR | 1101.37
Ellen | 2 | 2.0204 | Kingdom of Saudi Arabia | Jeddah | Infrastructure | Red Sea Village | Roads & Utilities | ALINMA ALTHURAYA | SAC | Tender | 2020 |  | Pipework - Pipes | I136 | Supply, Lay And Joint Vc Pipeline In Trench Including Special Joints And Connections, Including Excavation, Backfilling, Warning Tape, Testing Etc All As Detailed In The Drawings And Specifications ; Nominal Dia. 400Mm Pipe; Depth 3.0-3.50M | 394 | m | SAR | 1110.49
Ellen | 2 | 2.0204 | Kingdom of Saudi Arabia | Jeddah | Infrastructure | Red Sea Village | Roads & Utilities | ALINMA ALTHURAYA | SAC | Tender | 2020 |  | Pipework - Pipes | I137.1 | Supply, Lay And Joint Vc Pipeline In Trench Including Special Joints And Connections, Including Excavation, Backfilling, Warning Tape, Testing Etc All As Detailed In The Drawings And Specifications ; Nominal Dia. 400Mm Pipe; Depth 3.5-4.0M | 268 | m | SAR | 1110.49
Ellen | 2 | 2.0204 | Kingdom of Saudi Arabia | Jeddah | Infrastructure | Red Sea Village | Roads & Utilities | ALINMA ALTHURAYA | SAC | Tender | 2020 |  | Pipework - Pipes | I138.1 | Supply, Lay And Joint Vc Pipeline In Trench Including Special Joints And Connections, Including Excavation, Backfilling, Warning Tape, Testing Etc All As Detailed In The Drawings And Specifications ; Nominal Dia. 400Mm Pipe; Depth 4.0-4.5M | 153 | m | SAR | 1121.43
Ellen | 2 | 2.0205 | Kingdom of Saudi Arabia | Jeddah | Infrastructure | Red Sea Village | Roads & Utilities | ALINMA ALTHURAYA | SAC | Tender | 2020 |  | Pipework - Pipes | I138.2 | Supply, Lay And Joint Vc Pipeline In Trench Including Special Joints And Connections, Including Excavation, Backfilling, Warning Tape, Testing Etc All As Detailed In The Drawings And Specifications ; Nominal Dia. 400Mm Pipe; Depth 4.5-5.0M | 69 | m | SAR | 1121.43
Ellen | 2 | 2.0205 | Kingdom of Saudi Arabia | Jeddah | Infrastructure | Red Sea Village | Roads & Utilities | ALINMA ALTHURAYA | SAC | Tender | 2020 |  | Pipework - Pipes | I133 | Supply, Lay And Joint Vc Pipeline In Trench Including Special Joints And Connections, Including Excavation, Backfilling, Warning Tape, Testing Etc All As Detailed In The Drawings And Specifications ; Nominal Dia. 500Mm Pipe; Depth 1.5-2.0M | 99 | m | SAR | 1463.33
Ellen | 2 | 2.0205 | Kingdom of Saudi Arabia | Jeddah | Infrastructure | Red Sea Village | Roads & Utilities | ALINMA ALTHURAYA | SAC | Tender | 2020 |  | Pipework - Pipes | I134.2 | Supply, Lay And Joint Vc Pipeline In Trench Including Special Joints And Connections, Including Excavation, Backfilling, Warning Tape, Testing Etc All As Detailed In The Drawings And Specifications ; Nominal Dia. 500Mm Pipe; Depth 2.0-2.5M | 61 | m | SAR | 1463.33
Ellen | 2 | 2.0205 | Kingdom of Saudi Arabia | Jeddah | Infrastructure | Red Sea Village | Roads & Utilities | ALINMA ALTHURAYA | SAC | Tender | 2020 |  | Pipework - Pipes | I137.2 | Supply, Lay And Joint Vc Pipeline In Trench Including Special Joints And Connections, Including Excavation, Backfilling, Warning Tape, Testing Etc All As Detailed In The Drawings And Specifications ; Nominal Dia. 500Mm Pipe; Depth 3.5-4.0M | 547 | m | SAR | 1472.45
Ellen | 2 | 2.0205 | Kingdom of Saudi Arabia | Jeddah | Infrastructure | Red Sea Village | Roads & Utilities | ALINMA ALTHURAYA | SAC | Tender | 2020 |  | Pipework - Pipes | I138.2 | Supply, Lay And Joint Vc Pipeline In Trench Including Special Joints And Connections, Including Excavation, Backfilling, Warning Tape, Testing Etc All As Detailed In The Drawings And Specifications ; Nominal Dia. 500Mm Pipe; Depth 4.0-4.5M | 319 | m | SAR | 1472.45
Ellen | 2 | 2.0205 | Kingdom of Saudi Arabia | Jeddah | Infrastructure | Red Sea Village | Roads & Utilities | ALINMA ALTHURAYA | SAC | Tender | 2020 |  | Pipework - Pipes | I138.3 | Supply, Lay And Joint Vc Pipeline In Trench Including Special Joints And Connections, Including Excavation, Backfilling, Warning Tape, Testing Etc All As Detailed In The Drawings And Specifications ; Nominal Dia. 500Mm Pipe; Depth 4.5-5.0M | 618 | m | SAR | 1481.56
Ellen | 2 | 2.0205 | Kingdom of Saudi Arabia | Jeddah | Infrastructure | Red Sea Village | Roads & Utilities | ALINMA ALTHURAYA | SAC | Tender | 2020 |  | Pipework - Pipes | I138.4 | Supply, Lay And Joint Vc Pipeline In Trench Including Special Joints And Connections, Including Excavation, Backfilling, Warning Tape, Testing Etc All As Detailed In The Drawings And Specifications ; Nominal Dia. 500Mm Pipe; Depth 5.0-5.5M | 126 | m | SAR | 1481.56
Ellen | 2 | 2.0205 | Kingdom of Saudi Arabia | Jeddah | Infrastructure | Red Sea Village | Roads & Utilities | ALINMA ALTHURAYA | SAC | Tender | 2020 |  | Pipework - Pipes | I138.5 | Supply, Lay And Joint Vc Pipeline In Trench Including Special Joints And Connections, Including Excavation, Backfilling, Warning Tape, Testing Etc All As Detailed In The Drawings And Specifications ; Nominal Dia. 500Mm Pipe; Depth 5.5-6.0M | 108 | m | SAR | 1490.68
Ellen | 2 | 2.0205 | Kingdom of Saudi Arabia | Jeddah | Infrastructure | Red Sea Village | Roads & Utilities | ALINMA ALTHURAYA | SAC | Tender | 2020 |  | Pipework - Pipes | I134.3 | Supply, Lay And Joint Vc Pipeline In Trench Including Special Joints And Connections, Including Excavation, Backfilling, Warning Tape, Testing Etc All As Detailed In The Drawings And Specifications ; Nominal Dia. 600Mm Pipe; Depth 2.0-2.5M | 68 | m | SAR | 2083.31
Ellen | 2 | 2.0206 | Kingdom of Saudi Arabia | Jeddah | Infrastructure | Red Sea Village | Roads & Utilities | ALINMA ALTHURAYA | SAC | Tender | 2020 |  | Pipework - Pipes | I135.2 | Supply, Lay And Joint Vc Pipeline In Trench Including Special Joints And Connections, Including Excavation, Backfilling, Warning Tape, Testing Etc All As Detailed In The Drawings And Specifications ; Nominal Dia. 600Mm Pipe; Depth 2.5-3.0M | 23 | m | SAR | 2083.31
Ellen | 2 | 2.0206 | Kingdom of Saudi Arabia | Jeddah | Infrastructure | Red Sea Village | Roads & Utilities | ALINMA ALTHURAYA | SAC | Tender | 2020 |  | Pipework - Pipes | I137.3 | Supply, Lay And Joint Vc Pipeline In Trench Including Special Joints And Connections, Including Excavation, Backfilling, Warning Tape, Testing Etc All As Detailed In The Drawings And Specifications ; Nominal Dia. 600Mm Pipe; Depth 3.5-4.0M | 185 | m | SAR | 2089.69
Ellen | 2 | 2.0206 | Kingdom of Saudi Arabia | Jeddah | Infrastructure | Red Sea Village | Roads & Utilities | ALINMA ALTHURAYA | SAC | Tender | 2020 |  | Pipework - Pipes | I138.6 | Supply, Lay And Joint Vc Pipeline In Trench Including Special Joints And Connections, Including Excavation, Backfilling, Warning Tape, Testing Etc All As Detailed In The Drawings And Specifications ; Nominal Dia. 600Mm Pipe; Depth 4.0-4.5M | 149 | m | SAR | 2089.69
Ellen | 2 | 2.0206 | Kingdom of Saudi Arabia | Jeddah | Infrastructure | Red Sea Village | Roads & Utilities | ALINMA ALTHURAYA | SAC | Tender | 2020 |  | Pipework - Pipes | I138.7 | Supply, Lay And Joint Vc Pipeline In Trench Including Special Joints And Connections, Including Excavation, Backfilling, Warning Tape, Testing Etc All As Detailed In The Drawings And Specifications ; Nominal Dia. 600Mm Pipe; Depth 4.5-5.0M | 269 | m | SAR | 2098.8
Ellen | 2 | 2.0206 | Kingdom of Saudi Arabia | Jeddah | Infrastructure | Red Sea Village | Roads & Utilities | ALINMA ALTHURAYA | SAC | Tender | 2020 |  | Pipework - Pipes | I138.8 | Supply, Lay And Joint Vc Pipeline In Trench Including Special Joints And Connections, Including Excavation, Backfilling, Warning Tape, Testing Etc All As Detailed In The Drawings And Specifications ; Nominal Dia. 600Mm Pipe; Depth 5.0-5.5M | 321 | m | SAR | 2098.8
Ellen | 2 | 2.0206 | Kingdom of Saudi Arabia | Jeddah | Infrastructure | Red Sea Village | Roads & Utilities | ALINMA ALTHURAYA | SAC | Tender | 2020 |  | Pipework - Pipes | I138.9 | Supply, Lay And Joint Vc Pipeline In Trench Including Special Joints And Connections, Including Excavation, Backfilling, Warning Tape, Testing Etc All As Detailed In The Drawings And Specifications ; Nominal Dia. 600Mm Pipe; Depth 5.5-6.0M | 334 | m | SAR | 2108.83
Ellen | 2 | 2.0206 | Kingdom of Saudi Arabia | Jeddah | Infrastructure | Red Sea Village | Roads & Utilities | ALINMA ALTHURAYA | SAC | Tender | 2020 |  | Pipework - Pipes | I648.1 | Supply, Lay And Joint Vc Pipeline In Trench Including Special Joints And Connections, Including Excavation, Backfilling, Warning Tape, Testing Etc All As Detailed In The Drawings And Specifications ; Nominal Dia. 700Mm Pipe; Depth 4.5-5.0M | 33 | m | SAR | 1288.28
Ellen | 2 | 2.0206 | Kingdom of Saudi Arabia | Jeddah | Infrastructure | Red Sea Village | Roads & Utilities | ALINMA ALTHURAYA | SAC | Tender | 2020 |  | Pipework - Pipes | I647 | Supply, Lay And Joint Vc Pipeline In Trench Including Special Joints And Connections, Including Excavation, Backfilling, Warning Tape, Testing Etc All As Detailed In The Drawings And Specifications ; Nominal Dia. 800Mm Pipe; Depth 3.5-4.0M | 13 | m | SAR | 1797.93
Ellen | 2 | 2.0206 | Kingdom of Saudi Arabia | Jeddah | Infrastructure | Red Sea Village | Roads & Utilities | ALINMA ALTHURAYA | SAC | Tender | 2020 |  | Pipework - Pipes | I648.2 | Supply, Lay And Joint Vc Pipeline In Trench Including Special Joints And Connections, Including Excavation, Backfilling, Warning Tape, Testing Etc All As Detailed In The Drawings And Specifications ; Nominal Dia. 800Mm Pipe; Depth 4.0-4.5M | 56 | m | SAR | 1805.23
Ellen | 2 | 2.0206 | Kingdom of Saudi Arabia | Jeddah | Infrastructure | Red Sea Village | Roads & Utilities | ALINMA ALTHURAYA | SAC | Tender | 2020 |  | Pipework - Pipes | I648.3 | Supply, Lay And Joint Vc Pipeline In Trench Including Special Joints And Connections, Including Excavation, Backfilling, Warning Tape, Testing Etc All As Detailed In The Drawings And Specifications ; Nominal Dia. 800Mm Pipe; Depth 4.5-5.0M | 199 | m | SAR | 1812.52
Ellen | 2 | 2.0206 | Kingdom of Saudi Arabia | Jeddah | Infrastructure | Red Sea Village | Roads & Utilities | ALINMA ALTHURAYA | SAC | Tender | 2020 |  | Pipework - Pipes | I648.4 | Supply, Lay And Joint Vc Pipeline In Trench Including Special Joints And Connections, Including Excavation, Backfilling, Warning Tape, Testing Etc All As Detailed In The Drawings And Specifications ; Nominal Dia. 800Mm Pipe; Depth 5.0-5.5M | 505 | m | SAR | 1823.46
Ellen | 2 | 2.0207 | Kingdom of Saudi Arabia | Jeddah | Infrastructure | Red Sea Village | Roads & Utilities | ALINMA ALTHURAYA | SAC | Tender | 2020 |  | Pipework - Pipes | I648.5 | Supply, Lay And Joint Vc Pipeline In Trench Including Special Joints And Connections, Including Excavation, Backfilling, Warning Tape, Testing Etc All As Detailed In The Drawings And Specifications ; Nominal Dia. 800Mm Pipe; Depth 5.5-6.0M | 526 | m | SAR | 1835.31
Ellen | 2 | 2.0207 | Kingdom of Saudi Arabia | Jeddah | Infrastructure | Red Sea Village | Roads & Utilities | ALINMA ALTHURAYA | SAC | Tender | 2020 |  | Pipework - Pipes | I648.6 | Supply, Lay And Joint Vc Pipeline In Trench Including Special Joints And Connections, Including Excavation, Backfilling, Warning Tape, Testing Etc All As Detailed In The Drawings And Specifications ; Nominal Dia. 800Mm Pipe; Depth 6.0-6.5M | 349 | m | SAR | 2279.33
Ellen | 2 | 2.0207 | Kingdom of Saudi Arabia | Jeddah | Infrastructure | Red Sea Village | Roads & Utilities | ALINMA ALTHURAYA | SAC | Tender | 2020 |  | Pipework - Pipes | I648.7 | Supply, Lay And Joint Vc Pipeline In Trench Including Special Joints And Connections, Including Excavation, Backfilling, Warning Tape, Testing Etc All As Detailed In The Drawings And Specifications ; Nominal Dia. 800Mm Pipe; Depth 6.5-7.0M | 770 | m | SAR | 2583.85
Ellen | 2 | 2.0207 | Kingdom of Saudi Arabia | Jeddah | Infrastructure | Red Sea Village | Roads & Utilities | ALINMA ALTHURAYA | SAC | Tender | 2020 |  | Pipework - Pipes | I648.8 | Supply, Lay And Joint Vc Pipeline In Trench Including Special Joints And Connections, Including Excavation, Backfilling, Warning Tape, Testing Etc All As Detailed In The Drawings And Specifications ; Nominal Dia. 800Mm Pipe; Depth 7.0-7.5M | 193 | m | SAR | 2887.45
Ellen | 2 | 2.0207 | Kingdom of Saudi Arabia | Jeddah | Infrastructure | Red Sea Village | Roads & Utilities | ALINMA ALTHURAYA | SAC | Tender | 2020 |  | Pipework - Pipes | I753 | Pressure Pipe Line; Supply And Install Hdpe Pe-100 Pipes With Butt Fusion Welded Joints In Trenches, Including Excavation In All Materials Backfilling, Disposal Of Excavated Material As Directed By Engineer, Dewatering, Warning Tape, Testing Etc. Complete As Detailed On Drawing And Specification; Depth 1.5-2.0M | 59 | m | SAR | 1016.58
Ellen | 2 | 2.0207 | Kingdom of Saudi Arabia | Jeddah | Infrastructure | Red Sea Village | Roads & Utilities | ALINMA ALTHURAYA | SAC | Tender | 2020 |  | Pipework - Pipes | I754 | Pressure Pipe Line; Supply And Install Hdpe Pe-100 Pipes With Butt Fusion Welded Joints In Trenches, Including Excavation In All Materials Backfilling, Disposal Of Excavated Material As Directed By Engineer, Dewatering, Warning Tape, Testing Etc. Complete As Detailed On Drawing And Specification; Depth 2.0-2.5M | 100 | m | SAR | 1016.58
Ellen | 2 | 2.0207 | Kingdom of Saudi Arabia | Jeddah | Infrastructure | Red Sea Village | Roads & Utilities | ALINMA ALTHURAYA | SAC | Tender | 2020 |  | Pipework - Fittings And Valves | J491 | Supply, Lay And Joint Upvc Pipe Fitting In Trench Complete All As Detailed On Drawings And Specifications; End Caps For 200Mm Dia. House Connection Pipes; Nominal Bore 200 Mm Dia. Pipe | 206 | Nr | SAR | 665.56
Ellen | 2 | 2.0207 | Kingdom of Saudi Arabia | Jeddah | Infrastructure | Red Sea Village | Roads & Utilities | ALINMA ALTHURAYA | SAC | Tender | 2020 |  | Pipework - Manholes And Pipework Ancillaries | K151 | Precast Manhole Complete As Detailed As Per And Specifications Including Frame And Cover; 1200 Internal Diameter; Depth Not Exceeding 1.5M | 2 | Nr | SAR | 12752.38
Ellen | 2 | 2.0207 | Kingdom of Saudi Arabia | Jeddah | Infrastructure | Red Sea Village | Roads & Utilities | ALINMA ALTHURAYA | SAC | Tender | 2020 |  | Pipework - Manholes And Pipework Ancillaries | K152 | Precast Manhole Complete As Detailed As Per And Specifications Including Frame And Cover; 1200 Internal Diameter; Depth 1.5 - 2.0M | 84 | Nr | SAR | 17002.87
Ellen | 2 | 2.0208 | Kingdom of Saudi Arabia | Jeddah | Infrastructure | Red Sea Village | Roads & Utilities | ALINMA ALTHURAYA | SAC | Tender | 2020 |  | Pipework - Manholes And Pipework Ancillaries | K153 | Precast Manhole Complete As Detailed As Per And Specifications Including Frame And Cover; 1200 Internal Diameter; Depth 2.0 - 2.5M | 27 | Nr | SAR | 21253.36
Ellen | 2 | 2.0208 | Kingdom of Saudi Arabia | Jeddah | Infrastructure | Red Sea Village | Roads & Utilities | ALINMA ALTHURAYA | SAC | Tender | 2020 |  | Pipework - Manholes And Pipework Ancillaries | K154 | Precast Manhole Complete As Detailed As Per And Specifications Including Frame And Cover; 1200 Internal Diameter; Depth 2.5 - 3.0M | 22 | Nr | SAR | 27630
Ellen | 2 | 2.0208 | Kingdom of Saudi Arabia | Jeddah | Infrastructure | Red Sea Village | Roads & Utilities | ALINMA ALTHURAYA | SAC | Tender | 2020 |  | Pipework - Manholes And Pipework Ancillaries | K135 | Cast In Situ Manhole Complete As Detailed In And Specifications Including Frame And Cover ; 1200 Internal Diameter; Depth 3.0 - 3.5M | 18 | Nr | SAR | 38257.14
Ellen | 2 | 2.0208 | Kingdom of Saudi Arabia | Jeddah | Infrastructure | Red Sea Village | Roads & Utilities | ALINMA ALTHURAYA | SAC | Tender | 2020 |  | Pipework - Manholes And Pipework Ancillaries | K136 | Cast In Situ Manhole Complete As Detailed In And Specifications Including Frame And Cover ; 1200 Internal Diameter; Depth 3.5 - 4.0M | 41 | Nr | SAR | 40382.38
Ellen | 2 | 2.0208 | Kingdom of Saudi Arabia | Jeddah | Infrastructure | Red Sea Village | Roads & Utilities | ALINMA ALTHURAYA | SAC | Tender | 2020 |  | Pipework - Manholes And Pipework Ancillaries | K137.1 | Cast In Situ Manhole Complete As Detailed In And Specifications Including Frame And Cover ; 1200 Internal Diameter; Depth 4.0 - 4.5M | 23 | Nr | SAR | 40382.38
Ellen | 2 | 2.0208 | Kingdom of Saudi Arabia | Jeddah | Infrastructure | Red Sea Village | Roads & Utilities | ALINMA ALTHURAYA | SAC | Tender | 2020 |  | Pipework - Manholes And Pipework Ancillaries | K137.2 | Cast In Situ Manhole Complete As Detailed In And Specifications Including Frame And Cover ; 1200 Internal Diameter; Depth 4.5 - 5.0M | 28 | Nr | SAR | 42507.63
Ellen | 2 | 2.0208 | Kingdom of Saudi Arabia | Jeddah | Infrastructure | Red Sea Village | Roads & Utilities | ALINMA ALTHURAYA | SAC | Tender | 2020 |  | Pipework - Manholes And Pipework Ancillaries | K137.3 | Cast In Situ Manhole Complete As Detailed In And Specifications Including Frame And Cover ; 1200 Internal Diameter; Depth 5.0 - 5.5M | 15 | Nr | SAR | 48883.36
Ellen | 2 | 2.0208 | Kingdom of Saudi Arabia | Jeddah | Infrastructure | Red Sea Village | Roads & Utilities | ALINMA ALTHURAYA | SAC | Tender | 2020 |  | Pipework - Manholes And Pipework Ancillaries | K137.4 | Cast In Situ Manhole Complete As Detailed In And Specifications Including Frame And Cover ; 1200 Internal Diameter; Depth 5.5 - 6.0M | 11 | Nr | SAR | 55260.01
Ellen | 2 | 2.0208 | Kingdom of Saudi Arabia | Jeddah | Infrastructure | Red Sea Village | Roads & Utilities | ALINMA ALTHURAYA | SAC | Tender | 2020 |  | Pipework - Manholes And Pipework Ancillaries | K136.1 | Cast In Situ Manhole Complete As Detailed In And Specifications Including Frame And Cover ; 1500 Internal Diameter; Depth 3.5 - 4.0M | 2 | Nr | SAR | 36131.89
Ellen | 2 | 2.0208 | Kingdom of Saudi Arabia | Jeddah | Infrastructure | Red Sea Village | Roads & Utilities | ALINMA ALTHURAYA | SAC | Tender | 2020 |  | Pipework - Manholes And Pipework Ancillaries | K137.1 | Cast In Situ Manhole Complete As Detailed In And Specifications Including Frame And Cover ; 1500 Internal Diameter; Depth 4.5 - 5.0M | 5 | Nr | SAR | 42507.63
Ellen | 2 | 2.0208 | Kingdom of Saudi Arabia | Jeddah | Infrastructure | Red Sea Village | Roads & Utilities | ALINMA ALTHURAYA | SAC | Tender | 2020 |  | Pipework - Manholes And Pipework Ancillaries | K137.2 | Cast In Situ Manhole Complete As Detailed In And Specifications Including Frame And Cover ; 1500 Internal Diameter; Depth 5.0 - 5.5M | 11 | Nr | SAR | 48883.36
Ellen | 2 | 2.0209 | Kingdom of Saudi Arabia | Jeddah | Infrastructure | Red Sea Village | Roads & Utilities | ALINMA ALTHURAYA | SAC | Tender | 2020 |  | Pipework - Manholes And Pipework Ancillaries | K137.3 | Cast In Situ Manhole Complete As Detailed In And Specifications Including Frame And Cover ; 1500 Internal Diameter; Depth 5.5 - 6.0M | 16 | Nr | SAR | 55260.01
Ellen | 2 | 2.0209 | Kingdom of Saudi Arabia | Jeddah | Infrastructure | Red Sea Village | Roads & Utilities | ALINMA ALTHURAYA | SAC | Tender | 2020 |  | Pipework - Manholes And Pipework Ancillaries | K137.4 | Cast In Situ Manhole Complete As Detailed In And Specifications Including Frame And Cover ; 1500 Internal Diameter; Depth 6.0 - 6.5M | 1 | Nr | SAR | 61635.74
Ellen | 2 | 2.0209 | Kingdom of Saudi Arabia | Jeddah | Infrastructure | Red Sea Village | Roads & Utilities | ALINMA ALTHURAYA | SAC | Tender | 2020 |  | Pipework - Manholes And Pipework Ancillaries | K137.5 | Cast In Situ Manhole Complete As Detailed In And Specifications Including Frame And Cover ; 1500 Internal Diameter; Depth 6.5 - 7.0M | 1 | Nr | SAR | 68012.39
Ellen | 2 | 2.0209 | Kingdom of Saudi Arabia | Jeddah | Infrastructure | Red Sea Village | Roads & Utilities | ALINMA ALTHURAYA | SAC | Tender | 2020 |  | Pipework - Manholes And Pipework Ancillaries | K137.6 | Cast In Situ Manhole Complete As Detailed In And Specifications Including Frame And Cover ; 1700 Internal Diameter; Depth 6.0 - 6.5M | 1 | Nr | SAR | 68012.39
Ellen | 2 | 2.0209 | Kingdom of Saudi Arabia | Jeddah | Infrastructure | Red Sea Village | Roads & Utilities | ALINMA ALTHURAYA | SAC | Tender | 2020 |  | Pipework - Manholes And Pipework Ancillaries | K137.7 | Cast In Situ Manhole Complete As Detailed In And Specifications Including Frame And Cover ; 1800 Internal Diameter; Depth 6.0 - 6.5M | 6 | Nr | SAR | 68012.39
Ellen | 2 | 2.0209 | Kingdom of Saudi Arabia | Jeddah | Infrastructure | Red Sea Village | Roads & Utilities | ALINMA ALTHURAYA | SAC | Tender | 2020 |  | Pipework - Manholes And Pipework Ancillaries | K137.8 | Cast In Situ Manhole Complete As Detailed In And Specifications Including Frame And Cover ; 1800 Internal Diameter; Depth 6.5 - 7.0M | 19 | Nr | SAR | 74388.12
Ellen | 2 | 2.0209 | Kingdom of Saudi Arabia | Jeddah | Infrastructure | Red Sea Village | Roads & Utilities | ALINMA ALTHURAYA | SAC | Tender | 2020 |  | Pipework - Manholes And Pipework Ancillaries | K137.9 | Cast In Situ Manhole Complete As Detailed In And Specifications Including Frame And Cover ; 1800 Internal Diameter; Depth 7.0 - 7.5M | 6 | Nr | SAR | 80764.77
Ellen | 2 | 2.0209 | Kingdom of Saudi Arabia | Jeddah | Infrastructure | Red Sea Village | Roads & Utilities | ALINMA ALTHURAYA | SAC | Tender | 2020 |  | Pipework - Manholes And Pipework Ancillaries | K152 | Pre Cast Manhole Complete As Detailed As Per And Specifications Including Backdrop, Frame And Cover; 1200 Internal Diameter; Depth 1.5 - 2.0M | 10 | Nr | SAR | 17002.87
Ellen | 2 | 2.0209 | Kingdom of Saudi Arabia | Jeddah | Infrastructure | Red Sea Village | Roads & Utilities | ALINMA ALTHURAYA | SAC | Tender | 2020 |  | Pipework - Manholes And Pipework Ancillaries | K153 | Pre Cast Manhole Complete As Detailed As Per And Specifications Including Backdrop, Frame And Cover; 1200 Internal Diameter; Depth 2.0 - 2.5M | 2 | Nr | SAR | 21253.36
Ellen | 2 | 2.021 | Kingdom of Saudi Arabia | Jeddah | Infrastructure | Red Sea Village | Roads & Utilities | ALINMA ALTHURAYA | SAC | Tender | 2020 |  | Pipework - Manholes And Pipework Ancillaries | K154 | Pre Cast Manhole Complete As Detailed As Per And Specifications Including Backdrop, Frame And Cover; 1200 Internal Diameter; Depth 2.5 - 3.0M | 2 | Nr | SAR | 27630
Ellen | 2 | 2.021 | Kingdom of Saudi Arabia | Jeddah | Infrastructure | Red Sea Village | Roads & Utilities | ALINMA ALTHURAYA | SAC | Tender | 2020 |  | Pipework - Manholes And Pipework Ancillaries | K135 | Cast In Situ Manhole Complete As Detailed As Per And Specifications Including Backdrop, Frame And Cover; 1200 Internal Diameter; Depth 3.0 - 3.5M | 4 | Nr | SAR | 38257.14
Ellen | 2 | 2.021 | Kingdom of Saudi Arabia | Jeddah | Infrastructure | Red Sea Village | Roads & Utilities | ALINMA ALTHURAYA | SAC | Tender | 2020 |  | Pipework - Manholes And Pipework Ancillaries | K136 | Cast In Situ Manhole Complete As Detailed As Per And Specifications Including Backdrop, Frame And Cover; 1200 Internal Diameter; Depth 3.5 - 4.0M | 2 | Nr | SAR | 40382.38
Ellen | 2 | 2.021 | Kingdom of Saudi Arabia | Jeddah | Infrastructure | Red Sea Village | Roads & Utilities | ALINMA ALTHURAYA | SAC | Tender | 2020 |  | Pipework - Manholes And Pipework Ancillaries | K137.1 | Cast In Situ Manhole Complete As Detailed As Per And Specifications Including Backdrop, Frame And Cover; 1200 Internal Diameter; Depth 5.0 - 5.5M | 2 | Nr | SAR | 48883.36
Ellen | 2 | 2.021 | Kingdom of Saudi Arabia | Jeddah | Infrastructure | Red Sea Village | Roads & Utilities | ALINMA ALTHURAYA | SAC | Tender | 2020 |  | Pipework - Manholes And Pipework Ancillaries | K137.2 | Cast In Situ Manhole Complete As Detailed As Per And Specifications Including Backdrop, Frame And Cover; 1500 Internal Diameter; Depth 4.5 - 5.0M | 1 | Nr | SAR | 42507.63
Ellen | 2 | 2.021 | Kingdom of Saudi Arabia | Jeddah | Infrastructure | Red Sea Village | Roads & Utilities | ALINMA ALTHURAYA | SAC | Tender | 2020 |  | Pipework - Manholes And Pipework Ancillaries | K137.3 | Cast In Situ Manhole Complete As Detailed As Per And Specifications Including Backdrop, Frame And Cover; 1500 Internal Diameter; Depth 5.0 - 5.5M | 1 | Nr | SAR | 48883.36
Ellen | 2 | 2.021 | Kingdom of Saudi Arabia | Jeddah | Infrastructure | Red Sea Village | Roads & Utilities | ALINMA ALTHURAYA | SAC | Tender | 2020 |  | Pipework - Manholes And Pipework Ancillaries | K137.4 | Cast In Situ Manhole Complete As Detailed As Per And Specifications Including Backdrop, Frame And Cover; 1500 Internal Diameter; Depth 5.5 - 6.0M | 1 | Nr | SAR | 55260.01
Ellen | 2 | 2.021 | Kingdom of Saudi Arabia | Jeddah | Infrastructure | Red Sea Village | Roads & Utilities | ALINMA ALTHURAYA | SAC | Tender | 2020 |  | Pipework - Manholes And Pipework Ancillaries | K251 | Precast Concrete House Connection/ Inspection Chambers With Precast Cover Slab As Shown On And As Directed And Authorized By The Engineer; Depth Not Exceeding 1.5M | 165 | Nr | SAR | 10627.14
Ellen | 2 | 2.021 | Kingdom of Saudi Arabia | Jeddah | Infrastructure | Red Sea Village | Roads & Utilities | ALINMA ALTHURAYA | SAC | Tender | 2020 |  | Pipework - Manholes And Pipework Ancillaries | K252 | Precast Concrete House Connection/ Inspection Chambers With Precast Cover Slab As Shown On And As Directed And Authorized By The Engineer; Depth 1.5 - 2.0M | 41 | Nr | SAR | 17002.87
Ellen | 2 | 2.021 | Kingdom of Saudi Arabia | Jeddah | Infrastructure | Red Sea Village | Roads & Utilities | ALINMA ALTHURAYA | SAC | Tender | 2020 |  | Pipework - Manholes And Pipework Ancillaries | K853.1 | Connect New 500Mm Dia Vc Pipe To Existing Sewer Manhole Including Necessary Fittings, Additional Excavation, And Backfilling Etc. As Directed And Authorized By The Engineer | 1 | Nr | SAR | 4250.49
Ellen | 2 | 2.021 | Kingdom of Saudi Arabia | Jeddah | Infrastructure | Red Sea Village | Roads & Utilities | ALINMA ALTHURAYA | SAC | Tender | 2020 |  | Pipework - Manholes And Pipework Ancillaries | K853.2 | Connect New 600Mm Dia Vc Pipe To Existing Sewer Manhole Including Necessary Fittings, Additional Excavation, And Backfilling Etc. As Directed And Authorized By The Engineer | 1 | Nr | SAR | 4250.49
Ellen | 2 | 2.0211 | Kingdom of Saudi Arabia | Jeddah | Infrastructure | Red Sea Village | Roads & Utilities | ALINMA ALTHURAYA | SAC | Tender | 2020 |  | Pipework - Manholes And Pipework Ancillaries | K854 | Connect New 800Mm Dia Grp Pipe To Existing Sewer Manhole Including Necessary Fittings, Additional Excavation, And Backfilling Etc. As Directed And Authorized By The Engineer | 2 | Nr | SAR | 65887.14
Ellen | 2 | 2.0211 | Kingdom of Saudi Arabia | Jeddah | Infrastructure | Red Sea Village | Roads & Utilities | ALINMA ALTHURAYA | SAC | Tender | 2020 |  | Miscellaneous Work | X900 | Lowered And Sealed Of Existing Sewer Manholes As Per The Drawings And Specifications ( Mh No S -69) | 1 | Nr | SAR | 21253.36
Ellen | 2 | 2.0211 | Kingdom of Saudi Arabia | Jeddah | Infrastructure | Red Sea Village | Roads & Utilities | ALINMA ALTHURAYA | SAC | Tender | 2020 |  | Pipework - Supports And Protection | L531 | Imported Granular Material Bed And Surround To 200Mm Dia Upvc Pipe | 2816 | m | SAR | 63.82
Ellen | 2 | 2.0211 | Kingdom of Saudi Arabia | Jeddah | Infrastructure | Red Sea Village | Roads & Utilities | ALINMA ALTHURAYA | SAC | Tender | 2020 |  | Pipework - Supports And Protection | L532 | Imported Granular Material Bed And Surround To 300Mm Dia Vc Pipe | 6319 | m | SAR | 69.29
Ellen | 2 | 2.0211 | Kingdom of Saudi Arabia | Jeddah | Infrastructure | Red Sea Village | Roads & Utilities | ALINMA ALTHURAYA | SAC | Tender | 2020 |  | Pipework - Supports And Protection | L533.1 | Imported Granular Material Bed And Surround To 400Mm Dia Vc Pipe | 1928 | m | SAR | 106.67
Ellen | 2 | 2.0211 | Kingdom of Saudi Arabia | Jeddah | Infrastructure | Red Sea Village | Roads & Utilities | ALINMA ALTHURAYA | SAC | Tender | 2020 |  | Pipework - Supports And Protection | L533.2 | Imported Granular Material Bed And Surround To 500Mm Dia Vc Pipe | 1878 | m | SAR | 127.64
Ellen | 2 | 2.0211 | Kingdom of Saudi Arabia | Jeddah | Infrastructure | Red Sea Village | Roads & Utilities | ALINMA ALTHURAYA | SAC | Tender | 2020 |  | Pipework - Supports And Protection | L533.3 | Imported Granular Material Bed And Surround To 600Mm Dia Vc Pipe | 1349 | m | SAR | 127.64
Ellen | 2 | 2.0211 | Kingdom of Saudi Arabia | Jeddah | Infrastructure | Red Sea Village | Roads & Utilities | ALINMA ALTHURAYA | SAC | Tender | 2020 |  | Pipework - Supports And Protection | L534.1 | Imported Granular Material Bed And Surround To 700Mm Dia Grp Pipe | 33 | m | SAR | 175.05
Ellen | 2 | 2.0211 | Kingdom of Saudi Arabia | Jeddah | Infrastructure | Red Sea Village | Roads & Utilities | ALINMA ALTHURAYA | SAC | Tender | 2020 |  | Pipework - Supports And Protection | L534.2 | Imported Granular Material Bed And Surround To 800Mm Dia Grp Pipe | 2611 | m | SAR | 175.05
Ellen | 2 | 2.0212 | Kingdom of Saudi Arabia | Jeddah | Infrastructure | Red Sea Village | Roads & Utilities | ALINMA ALTHURAYA | SAC | Tender | 2020 |  | Pipework - Supports And Protection | L541 | Concrete Bed And Surrounds As Per Specifications; 200Mm Dia Upvc Pipe | 953 | m | SAR | 159.55
Ellen | 2 | 2.0212 | Kingdom of Saudi Arabia | Jeddah | Infrastructure | Red Sea Village | Roads & Utilities | ALINMA ALTHURAYA | SAC | Tender | 2020 |  | Pipework - Supports And Protection | L542 | Concrete Bed And Surrounds As Per Specifications; 300Mm Dia Vc Pipe | 571 | m | SAR | 175.05
Ellen | 2 | 2.0212 | Kingdom of Saudi Arabia | Jeddah | Infrastructure | Red Sea Village | Roads & Utilities | ALINMA ALTHURAYA | SAC | Tender | 2020 |  | Pipework - Supports And Protection | L543 | Concrete Bed And Surrounds As Per Specifications; 400Mm Dia Vc Pipe | 146 | m | SAR | 233.4
Ellen | 2 | 2.0212 | Kingdom of Saudi Arabia | Jeddah | Infrastructure | Red Sea Village | Roads & Utilities | ALINMA ALTHURAYA | SAC | Tender | 2020 |  | Pipework - Supports And Protection | L900.1 | Geotextile Filter Fabric Membrane As Per Specifications; 200Mm Dia Upvc Pipe | 2816 | m | SAR | 52.88
Ellen | 2 | 2.0212 | Kingdom of Saudi Arabia | Jeddah | Infrastructure | Red Sea Village | Roads & Utilities | ALINMA ALTHURAYA | SAC | Tender | 2020 |  | Pipework - Supports And Protection | L900.2 | Geotextile Filter Fabric Membrane As Per Specifications; 300Mm Dia Vc Pipe | 6319 | m | SAR | 52.88
Ellen | 2 | 2.0212 | Kingdom of Saudi Arabia | Jeddah | Infrastructure | Red Sea Village | Roads & Utilities | ALINMA ALTHURAYA | SAC | Tender | 2020 |  | Pipework - Supports And Protection | L900.3 | Geotextile Filter Fabric Membrane As Per Specifications; 400Mm Dia Vc Pipe | 1928 | m | SAR | 52.88
Ellen | 2 | 2.0212 | Kingdom of Saudi Arabia | Jeddah | Infrastructure | Red Sea Village | Roads & Utilities | ALINMA ALTHURAYA | SAC | Tender | 2020 |  | Pipework - Supports And Protection | L900.4 | Geotextile Filter Fabric Membrane As Per Specifications; 500Mm Dia Vc Pipe | 1878 | m | SAR | 82.06
Ellen | 2 | 2.0212 | Kingdom of Saudi Arabia | Jeddah | Infrastructure | Red Sea Village | Roads & Utilities | ALINMA ALTHURAYA | SAC | Tender | 2020 |  | Pipework - Supports And Protection | L900.5 | Geotextile Filter Fabric Membrane As Per Specifications; 600Mm Dia Vc Pipe | 1349 | m | SAR | 82.06
Ellen | 2 | 2.0212 | Kingdom of Saudi Arabia | Jeddah | Infrastructure | Red Sea Village | Roads & Utilities | ALINMA ALTHURAYA | SAC | Tender | 2020 |  | Pipework - Supports And Protection | L900.6 | Geotextile Filter Fabric Membrane As Per Specifications; 700Mm Dia Grp Pipe | 33 | m | SAR | 99.38
Ellen | 2 | 2.0212 | Kingdom of Saudi Arabia | Jeddah | Infrastructure | Red Sea Village | Roads & Utilities | ALINMA ALTHURAYA | SAC | Tender | 2020 |  | Pipework - Supports And Protection | L900.7 | Geotextile Filter Fabric Membrane As Per Specifications; 800Mm Dia Grp Pipe | 2611 | m | SAR | 99.38
Ellen | 2 | 2.0213 | Kingdom of Saudi Arabia | Jeddah | Infrastructure | Red Sea Village | Roads & Utilities | ALINMA ALTHURAYA | SAC | Tender | 2020 |  | Miscellaneous Work | X900.1 | Underground Sewerage Pump Station Structure Including Earthworks, Foundations, Concrete Work, Reinforcements, Formworks, Brick/Block Work, Masonry, Waterproofing, Openings, Gratings, All Finishes, Trenches, Plinths, Bases, Staircase & Handrail, Overhead Cranes/Hoists, Rails, Supports, Hvac System With Air Supply Units With Traps/Filters, Containments, Junctions Boxes, Point And Circuit Wiring, Lighting & Small Power System Including All Accessories, Controllers, Telephone/ Intercom, Fire Detection & Fire Fighting System, Water Supply Network, Etc., And All Civil Works Complete As Shown On Dwg And Specifications And In Accordance With Authority Regulations Including Electrical And Mechanical Works ; Sewerage Pump Station 1 (Ps -01) | 1 | Nr | SAR | 850151.67
Ellen | 2 | 2.0213 | Kingdom of Saudi Arabia | Jeddah | Infrastructure | Red Sea Village | Roads & Utilities | ALINMA ALTHURAYA | SAC | Tender | 2020 |  | Miscellaneous Work | X900.2 | Underground Sewerage Pump Station Structure Including Earthworks, Foundations, Concrete Work, Reinforcements, Formworks, Brick/Block Work, Masonry, Waterproofing, Openings, Gratings, All Finishes, Trenches, Plinths, Bases, Staircase & Handrail, Overhead Cranes/Hoists, Rails, Supports, Hvac System With Air Supply Units With Traps/Filters, Containments, Junctions Boxes, Point And Circuit Wiring, Lighting & Small Power System Including All Accessories, Controllers, Telephone/ Intercom, Fire Detection & Fire Fighting System, Water Supply Network, Etc., And All Civil Works Complete As Shown On Dwg And Specifications And In Accordance With Authority Regulations Including Electrical And Mechanical Works ; Sewerage Pump Station 1 (Ps -02) | 1 | Nr | SAR | 935166.93
Ellen | 2 | 2.0213 | Kingdom of Saudi Arabia | Jeddah | Infrastructure | Red Sea Village | Roads & Utilities | ALINMA ALTHURAYA | SAC | Tender | 2020 |  | Pipework - Pipes | I712.1 | Supply And Install Hdpe Pe-100 Pipes With Butt Fusion Welded Joints In Trenches, Including Excavation In All Materials Backfilling, Disposal Of Excavated Material As Directed By Engineer, Dewatering, Warning Tape, Testing Etc. Complete As Detailed On Drawing And Specification; Pipe In Trench; Depth Not Exceeding 1.5M | 1833 | m | SAR | 201.49
Ellen | 2 | 2.0213 | Kingdom of Saudi Arabia | Jeddah | Infrastructure | Red Sea Village | Roads & Utilities | ALINMA ALTHURAYA | SAC | Tender | 2020 |  | Pipework - Pipes | I713.1 | Supply And Install Hdpe Pe-100 Pipes With Butt Fusion Welded Joints In Trenches, Including Excavation In All Materials Backfilling, Disposal Of Excavated Material As Directed By Engineer, Dewatering, Warning Tape, Testing Etc. Complete As Detailed On Drawing And Specification; Pipe In Trench; Depth 1.5 - 2.0 M | 458 | m | SAR | 201.49
Ellen | 2 | 2.0213 | Kingdom of Saudi Arabia | Jeddah | Infrastructure | Red Sea Village | Roads & Utilities | ALINMA ALTHURAYA | SAC | Tender | 2020 |  | Pipework - Pipes | I712.2 | Supply And Install Hdpe Pe-100 Pipes With Butt Fusion Welded Joints In Trenches, Including Excavation In All Materials Backfilling, Disposal Of Excavated Material As Directed By Engineer, Dewatering, Warning Tape, Testing Etc. Complete As Detailed On Drawing And Specification; Nominal Dia. 225Mm Pipe; Depth Not Exceeding 1.5M | 19788 | m | SAR | 350.1
Ellen | 2 | 2.0213 | Kingdom of Saudi Arabia | Jeddah | Infrastructure | Red Sea Village | Roads & Utilities | ALINMA ALTHURAYA | SAC | Tender | 2020 |  | Pipework - Pipes | I713.2 | Supply And Install Hdpe Pe-100 Pipes With Butt Fusion Welded Joints In Trenches, Including Excavation In All Materials Backfilling, Disposal Of Excavated Material As Directed By Engineer, Dewatering, Warning Tape, Testing Etc. Complete As Detailed On Drawing And Specification; Nominal Dia. 225Mm Pipe; Depth 1.5 - 2.0 M | 4951 | m | SAR | 350.1
Ellen | 2 | 2.0213 | Kingdom of Saudi Arabia | Jeddah | Infrastructure | Red Sea Village | Roads & Utilities | ALINMA ALTHURAYA | SAC | Tender | 2020 |  | Pipework - Pipes | I722 | Supply And Install Hdpe Pe-100 Pipes With Butt Fusion Welded Joints In Trenches, Including Excavation In All Materials Backfilling, Disposal Of Excavated Material As Directed By Engineer, Dewatering, Warning Tape, Testing Etc. Complete As Detailed On Drawing And Specification; Depth Not Exceeding 1.5M; Depth Not Exceeding 1.5M | 461 | m | SAR | 609.95
Ellen | 2 | 2.0213 | Kingdom of Saudi Arabia | Jeddah | Infrastructure | Red Sea Village | Roads & Utilities | ALINMA ALTHURAYA | SAC | Tender | 2020 |  | Pipework - Pipes | I723 | Supply And Install Hdpe Pe-100 Pipes With Butt Fusion Welded Joints In Trenches, Including Excavation In All Materials Backfilling, Disposal Of Excavated Material As Directed By Engineer, Dewatering, Warning Tape, Testing Etc. Complete As Detailed On Drawing And Specification; Depth Not Exceeding 1.5M; Depth 1.5 - 2.0 M | 116 | m | SAR | 609.95
Ellen | 2 | 2.0213 | Kingdom of Saudi Arabia | Jeddah | Infrastructure | Red Sea Village | Roads & Utilities | ALINMA ALTHURAYA | SAC | Tender | 2020 |  | Pipework - Fittings And Valves | J651.1 | Supply And Install Welded Hdpe (Pe-100) Pipe Fittings In Trenches Including Excavation, In All Materials Backfilling, Disposal Of Excavated Material As Directed By Engineer, Dewatering, Fixing, Welding, Testing, Disinfecting, Protection To Pipe Fittings Complete As Detailed On Drawings And Specification; 160 Mm Dia. Endcap | 13 | Nr | SAR | 308.17
Ellen | 2 | 2.0213 | Kingdom of Saudi Arabia | Jeddah | Infrastructure | Red Sea Village | Roads & Utilities | ALINMA ALTHURAYA | SAC | Tender | 2020 |  | Pipework - Fittings And Valves | J651.2 | Supply And Install Welded Hdpe (Pe-100) Pipe Fittings In Trenches Including Excavation, In All Materials Backfilling, Disposal Of Excavated Material As Directed By Engineer, Dewatering, Fixing, Welding, Testing, Disinfecting, Protection To Pipe Fittings Complete As Detailed On Drawings And Specification; 225 Mm Dia. Endcap | 16 | Nr | SAR | 364.69
Ellen | 2 | 2.0213 | Kingdom of Saudi Arabia | Jeddah | Infrastructure | Red Sea Village | Roads & Utilities | ALINMA ALTHURAYA | SAC | Tender | 2020 |  | Pipework - Fittings And Valves | J811.1 | Supply And Install Di Flanged Gate Valve Including All Necessary Fittings, Extended Spindles, Wrapping Complete As Detailed On Drawings And Specifications; For 160Mm Dia. Hdpe Pipes | 13 | Nr | SAR | 1083.14
Ellen | 2 | 2.0214 | Kingdom of Saudi Arabia | Jeddah | Infrastructure | Red Sea Village | Roads & Utilities | ALINMA ALTHURAYA | SAC | Tender | 2020 |  | Pipework - Fittings And Valves | J811.2 | Supply And Install Di Flanged Gate Valve Including All Necessary Fittings, Extended Spindles, Wrapping Complete As Detailed On Drawings And Specifications; For 225Mm Dia. Hdpe Pipes | 101 | Nr | SAR | 2008.54
Ellen | 2 | 2.0214 | Kingdom of Saudi Arabia | Jeddah | Infrastructure | Red Sea Village | Roads & Utilities | ALINMA ALTHURAYA | SAC | Tender | 2020 |  | Pipework - Fittings And Valves | J812 | Supply And Install Di Flanged Gate Valve Including All Necessary Fittings, Extended Spindles, Wrapping Complete As Detailed On Drawings And Specifications; For 315Mm Dia. Hdpe Pipes | 4 | Nr | SAR | 5302.63
Ellen | 2 | 2.0214 | Kingdom of Saudi Arabia | Jeddah | Infrastructure | Red Sea Village | Roads & Utilities | ALINMA ALTHURAYA | SAC | Tender | 2020 |  | Pipework - Fittings And Valves | J861.1 | Supply And Install Air Valve Including All Necessary Fittings, Extended Spindle, Wrapping Complete As Detailed On Drawings And Specifications; For 160Mm Dia. Hdpe Pipes | 2 | Nr | SAR | 3638.72
Ellen | 2 | 2.0214 | Kingdom of Saudi Arabia | Jeddah | Infrastructure | Red Sea Village | Roads & Utilities | ALINMA ALTHURAYA | SAC | Tender | 2020 |  | Pipework - Fittings And Valves | J861.2 | Supply And Install Air Valve Including All Necessary Fittings, Extended Spindle, Wrapping Complete As Detailed On Drawings And Specifications; For 225Mm Dia. Hdpe Pipes | 29 | Nr | SAR | 5126.66
Ellen | 2 | 2.0214 | Kingdom of Saudi Arabia | Jeddah | Infrastructure | Red Sea Village | Roads & Utilities | ALINMA ALTHURAYA | SAC | Tender | 2020 |  | Pipework - Fittings And Valves | J891.1 | Supply And Install Washout Valve Including All Necessary Fittings, Extended Spindle, Wrapping Complete As Detailed On Drawings And Specifications; For 160Mm Dia. Hdpe Pipes | 4 | Nr | SAR | 6837.98
Ellen | 2 | 2.0214 | Kingdom of Saudi Arabia | Jeddah | Infrastructure | Red Sea Village | Roads & Utilities | ALINMA ALTHURAYA | SAC | Tender | 2020 |  | Pipework - Fittings And Valves | J891.2 | Supply And Install Washout Valve Including All Necessary Fittings, Extended Spindle, Wrapping Complete As Detailed On Drawings And Specifications; For 225Mm Dia. Hdpe Pipes | 36 | Nr | SAR | 10940.77
Ellen | 2 | 2.0214 | Kingdom of Saudi Arabia | Jeddah | Infrastructure | Red Sea Village | Roads & Utilities | ALINMA ALTHURAYA | SAC | Tender | 2020 |  | Pipework - Manholes And Pipework Ancillaries | K232.1 | Chambers Complete All As Detailed On Drawings And Specifications Including Supply Of All Ladders, Pipe Work, Pipe Pieces, Stub Pipe, Pipe Fittings, Straight Special Including Flexible Joints, Ductile Manhole Covers, Extra Joints, Dewatering, Excavation In All Materials Shoring, Backfilling, Reinforcement, Protective Coating, Tanking Membrane And Lining Metal Work Etc; Gate Valve Chambers; For 160Mm Dia. Hdpe Pipe; Depth 1.5-2.0M | 6 | Nr | SAR | 10940.77
Ellen | 2 | 2.0214 | Kingdom of Saudi Arabia | Jeddah | Infrastructure | Red Sea Village | Roads & Utilities | ALINMA ALTHURAYA | SAC | Tender | 2020 |  | Pipework - Manholes And Pipework Ancillaries | K232.2 | Chambers Complete All As Detailed On Drawings And Specifications Including Supply Of All Ladders, Pipe Work, Pipe Pieces, Stub Pipe, Pipe Fittings, Straight Special Including Flexible Joints, Ductile Manhole Covers, Extra Joints, Dewatering, Excavation In All Materials Shoring, Backfilling, Reinforcement, Protective Coating, Tanking Membrane And Lining Metal Work Etc; Gate Valve Chambers; For 225Mm Dia. Hdpe Pipe; Depth 1.5-2.0M | 39 | Nr | SAR | 16411.16
Ellen | 2 | 2.0214 | Kingdom of Saudi Arabia | Jeddah | Infrastructure | Red Sea Village | Roads & Utilities | ALINMA ALTHURAYA | SAC | Tender | 2020 |  | Pipework - Manholes And Pipework Ancillaries | K232.3 | Chambers Complete All As Detailed On Drawings And Specifications Including Supply Of All Ladders, Pipe Work, Pipe Pieces, Stub Pipe, Pipe Fittings, Straight Special Including Flexible Joints, Ductile Manhole Covers, Extra Joints, Dewatering, Excavation In All Materials Shoring, Backfilling, Reinforcement, Protective Coating, Tanking Membrane And Lining Metal Work Etc; Gate Valve Chambers; For 315Mm Dia. Hdpe Pipe; Depth 1.5-2.0M | 3 | Nr | SAR | 16411.16
Ellen | 2 | 2.0215 | Kingdom of Saudi Arabia | Jeddah | Infrastructure | Red Sea Village | Roads & Utilities | ALINMA ALTHURAYA | SAC | Tender | 2020 |  | Pipework - Manholes And Pipework Ancillaries | K233.1 | Chambers Complete All As Detailed On Drawings And Specifications Including Supply Of All Ladders, Pipe Work, Pipe Pieces, Stub Pipe, Pipe Fittings, Straight Special Including Flexible Joints, Ductile Manhole Covers, Extra Joints, Dewatering, Excavation In All Materials Shoring, Backfilling, Reinforcement, Protective Coating, Tanking Membrane And Lining Metal Work Etc; Air Valve Chamber; For 160Mm Dia. Hdpe Pipe; Depth 2.0-2.5M | 2 | Nr | SAR | 18234.62
Ellen | 2 | 2.0215 | Kingdom of Saudi Arabia | Jeddah | Infrastructure | Red Sea Village | Roads & Utilities | ALINMA ALTHURAYA | SAC | Tender | 2020 |  | Pipework - Manholes And Pipework Ancillaries | K233.2 | Chambers Complete All As Detailed On Drawings And Specifications Including Supply Of All Ladders, Pipe Work, Pipe Pieces, Stub Pipe, Pipe Fittings, Straight Special Including Flexible Joints, Ductile Manhole Covers, Extra Joints, Dewatering, Excavation In All Materials Shoring, Backfilling, Reinforcement, Protective Coating, Tanking Membrane And Lining Metal Work Etc; Air Valve Chamber; For 225Mm Dia. Hdpe Pipe; Depth 2.0-2.5M | 29 | Nr | SAR | 21881.54
Ellen | 2 | 2.0215 | Kingdom of Saudi Arabia | Jeddah | Infrastructure | Red Sea Village | Roads & Utilities | ALINMA ALTHURAYA | SAC | Tender | 2020 |  | Pipework - Manholes And Pipework Ancillaries | K233.3 | Chambers Complete All As Detailed On Drawings And Specifications Including Supply Of All Ladders, Pipe Work, Pipe Pieces, Stub Pipe, Pipe Fittings, Straight Special Including Flexible Joints, Ductile Manhole Covers, Extra Joints, Dewatering, Excavation In All Materials Shoring, Backfilling, Reinforcement, Protective Coating, Tanking Membrane And Lining Metal Work Etc; Washout Valve Chamber; For 160Mm Dia. Hdpe Pipe; Depth 2.0-2.5M | 3 | Nr | SAR | 18234.62
Ellen | 2 | 2.0215 | Kingdom of Saudi Arabia | Jeddah | Infrastructure | Red Sea Village | Roads & Utilities | ALINMA ALTHURAYA | SAC | Tender | 2020 |  | Pipework - Manholes And Pipework Ancillaries | K233.4 | Chambers Complete All As Detailed On Drawings And Specifications Including Supply Of All Ladders, Pipe Work, Pipe Pieces, Stub Pipe, Pipe Fittings, Straight Special Including Flexible Joints, Ductile Manhole Covers, Extra Joints, Dewatering, Excavation In All Materials Shoring, Backfilling, Reinforcement, Protective Coating, Tanking Membrane And Lining Metal Work Etc; Washout Valve Chamber; For 225Mm Dia. Hdpe Pipe; Depth 2.0-2.5M | 25 | Nr | SAR | 21881.54
Ellen | 2 | 2.0215 | Kingdom of Saudi Arabia | Jeddah | Infrastructure | Red Sea Village | Roads & Utilities | ALINMA ALTHURAYA | SAC | Tender | 2020 |  | Pipework - Manholes And Pipework Ancillaries | K232.1 | Chambers Complete All As Detailed On Drawings And Specifications Including Supply Of All Ladders, Pipe Work, Pipe Pieces, Stub Pipe, Pipe Fittings, Straight Special Including Flexible Joints, Ductile Manhole Covers, Extra Joints, Dewatering, Excavation In All Materials Shoring, Backfilling, Reinforcement, Protective Coating, Tanking Membrane And Lining Metal Work Etc; Valve Chamber For Double Valves; For 2Nr Of Gate Valves For 160Mm Dia. Hdpe Pipe; Depth 1.5-2.0M | 1 | Nr | SAR | 10940.77
Ellen | 2 | 2.0215 | Kingdom of Saudi Arabia | Jeddah | Infrastructure | Red Sea Village | Roads & Utilities | ALINMA ALTHURAYA | SAC | Tender | 2020 |  | Pipework - Manholes And Pipework Ancillaries | K232.2 | Chambers Complete All As Detailed On Drawings And Specifications Including Supply Of All Ladders, Pipe Work, Pipe Pieces, Stub Pipe, Pipe Fittings, Straight Special Including Flexible Joints, Ductile Manhole Covers, Extra Joints, Dewatering, Excavation In All Materials Shoring, Backfilling, Reinforcement, Protective Coating, Tanking Membrane And Lining Metal Work Etc; Valve Chamber For Double Valves; For 2Nr Of Gate Valves For 225Mm Dia. Hdpe Pipe; Depth 1.5-2.0M | 22 | Nr | SAR | 16411.16
Ellen | 2 | 2.0215 | Kingdom of Saudi Arabia | Jeddah | Infrastructure | Red Sea Village | Roads & Utilities | ALINMA ALTHURAYA | SAC | Tender | 2020 |  | Pipework - Manholes And Pipework Ancillaries | K232.3 | Chambers Complete All As Detailed On Drawings And Specifications Including Supply Of All Ladders, Pipe Work, Pipe Pieces, Stub Pipe, Pipe Fittings, Straight Special Including Flexible Joints, Ductile Manhole Covers, Extra Joints, Dewatering, Excavation In All Materials Shoring, Backfilling, Reinforcement, Protective Coating, Tanking Membrane And Lining Metal Work Etc; Valve Chamber For Double Valves; For 1Nr Of Gate Valve For 160Mm Dia. Hdpe Pipe & 1Nr Of Gate Valve For 225Mm Dia. Hdpe Pipe; Depth 1.5-2.0M | 1 | Nr | SAR | 16411.16
Ellen | 2 | 2.0215 | Kingdom of Saudi Arabia | Jeddah | Infrastructure | Red Sea Village | Roads & Utilities | ALINMA ALTHURAYA | SAC | Tender | 2020 |  | Pipework - Manholes And Pipework Ancillaries | K232.4 | Chambers Complete All As Detailed On Drawings And Specifications Including Supply Of All Ladders, Pipe Work, Pipe Pieces, Stub Pipe, Pipe Fittings, Straight Special Including Flexible Joints, Ductile Manhole Covers, Extra Joints, Dewatering, Excavation In All Materials Shoring, Backfilling, Reinforcement, Protective Coating, Tanking Membrane And Lining Metal Work Etc; Valve Chamber For Double Valves; For 1Nr Of Gate Valve For 225Mm Dia. Hdpe Pipe & 1Nr Of Gate Valve For 315Mm Dia. Hdpe Pipe; Depth 1.5-2.0M | 1 | Nr | SAR | 16411.16
Ellen | 2 | 2.0215 | Kingdom of Saudi Arabia | Jeddah | Infrastructure | Red Sea Village | Roads & Utilities | ALINMA ALTHURAYA | SAC | Tender | 2020 |  | Pipework - Manholes And Pipework Ancillaries | K232.5 | Chambers Complete All As Detailed On Drawings And Specifications Including Supply Of All Ladders, Pipe Work, Pipe Pieces, Stub Pipe, Pipe Fittings, Straight Special Including Flexible Joints, Ductile Manhole Covers, Extra Joints, Dewatering, Excavation In All Materials Shoring, Backfilling, Reinforcement, Protective Coating, Tanking Membrane And Lining Metal Work Etc; Valve Chamber For Double Valves; For 1Nr Of Gate Valve For 225Mm Dia. Hdpe Pipe & 1Nr Of Washout Valve For 225Mm Dia. Hdpe Pipe; Depth 1.5-2.0M | 6 | Nr | SAR | 16411.16
Ellen | 2 | 2.0215 | Kingdom of Saudi Arabia | Jeddah | Infrastructure | Red Sea Village | Roads & Utilities | ALINMA ALTHURAYA | SAC | Tender | 2020 |  | Pipework - Manholes And Pipework Ancillaries | K232.5 | Chambers Complete All As Detailed On Drawings And Specifications Including Supply Of All Ladders, Pipe Work, Pipe Pieces, Stub Pipe, Pipe Fittings, Straight Special Including Flexible Joints, Ductile Manhole Covers, Extra Joints, Dewatering, Excavation In All Materials Shoring, Backfilling, Reinforcement, Protective Coating, Tanking Membrane And Lining Metal Work Etc; Valve Chamber For Double Valves; For 3Nr Of Gate Valves For 160Mm Dia. Hdpe Pipe; Depth 1.5-2.0M | 1 | Nr | SAR | 16411.16
Ellen | 2 | 2.0215 | Kingdom of Saudi Arabia | Jeddah | Infrastructure | Red Sea Village | Roads & Utilities | ALINMA ALTHURAYA | SAC | Tender | 2020 |  | Pipework - Manholes And Pipework Ancillaries | K232.7 | Chambers Complete All As Detailed On Drawings And Specifications Including Supply Of All Ladders, Pipe Work, Pipe Pieces, Stub Pipe, Pipe Fittings, Straight Special Including Flexible Joints, Ductile Manhole Covers, Extra Joints, Dewatering, Excavation In All Materials Shoring, Backfilling, Reinforcement, Protective Coating, Tanking Membrane And Lining Metal Work Etc; Valve Chamber For Double Valves; For 1Nr Of Gate Valve For 160Mm Dia. Hdpe Pipe & 1Nr Of Washout Valve For 160Mm Dia. Hdpe Pipe; Depth 1.5-2.0M | 1 | Nr | SAR | 16411.16
Ellen | 2 | 2.0216 | Kingdom of Saudi Arabia | Jeddah | Infrastructure | Red Sea Village | Roads & Utilities | ALINMA ALTHURAYA | SAC | Tender | 2020 |  | Pipework - Manholes And Pipework Ancillaries | K232.8 | Chambers Complete All As Detailed On Drawings And Specifications Including Supply Of All Ladders, Pipe Work, Pipe Pieces, Stub Pipe, Pipe Fittings, Straight Special Including Flexible Joints, Ductile Manhole Covers, Extra Joints, Dewatering, Excavation In All Materials Shoring, Backfilling, Reinforcement, Protective Coating, Tanking Membrane And Lining Metal Work Etc; Valve Chamber For Double Valves; For 2Nr Of Gate Valve For 225Mm Dia. Hdpe Pipe & 1Nr Of Washout Valve For 225Mm Dia. Hdpe Pipe; Depth 1.5-2.0M | 5 | Nr | SAR | 16411.16
Ellen | 2 | 2.0216 | Kingdom of Saudi Arabia | Jeddah | Infrastructure | Red Sea Village | Roads & Utilities | ALINMA ALTHURAYA | SAC | Tender | 2020 |  | Pipework - Manholes And Pipework Ancillaries | K232.9 | Distribution Chamber Including Pipe Work, Pipe Pieces, Stub Pipe, Pipe Fittings, Straight Special Including Flexible Joints, Dewatering, Excavation In All Materials Shoring, Backfilling, Tanking Membrane, Tanking Protection, Supply And Installation Of Aluminium Cover And Frame With All Accessories, Surface Boxes, Step Iron Complete All As Shown On Dwg And Specifications; Distribution Chamber For Hdpe Pipes; Depth 1.5-2.0M | 222 | Nr | SAR | 32822.31
Ellen | 2 | 2.0216 | Kingdom of Saudi Arabia | Jeddah | Infrastructure | Red Sea Village | Roads & Utilities | ALINMA ALTHURAYA | SAC | Tender | 2020 |  | Pipework - Manholes And Pipework Ancillaries | K512.1 | Supply And Install Road Crossing Ducts In Trenches, Including Excavation In All Materials Backfilling, Disposal Of Excavated Material As Directed By Engineer, Dewatering, Complete As Detailed As Per Dwg And Specification; For 160Mm Dia. Hdpe Pipes; Depth Not Exceeding 1.5M (Provisional Quantities) | 50 | m | SAR | 201.49
Ellen | 2 | 2.0216 | Kingdom of Saudi Arabia | Jeddah | Infrastructure | Red Sea Village | Roads & Utilities | ALINMA ALTHURAYA | SAC | Tender | 2020 |  | Pipework - Manholes And Pipework Ancillaries | K512.2 | Supply And Install Road Crossing Ducts In Trenches, Including Excavation In All Materials Backfilling, Disposal Of Excavated Material As Directed By Engineer, Dewatering, Complete As Detailed As Per Dwg And Specification; For 225Mm Dia. Hdpe Pipes; Depth Not Exceeding 1.5M (Provisional Quantities) | 50 | m | SAR | 350.1
Ellen | 2 | 2.0216 | Kingdom of Saudi Arabia | Jeddah | Infrastructure | Red Sea Village | Roads & Utilities | ALINMA ALTHURAYA | SAC | Tender | 2020 |  | Pipework - Manholes And Pipework Ancillaries | K512.3 | Supply And Install Road Crossing Ducts In Trenches, Including Excavation In All Materials Backfilling, Disposal Of Excavated Material As Directed By Engineer, Dewatering, Complete As Detailed As Per Dwg And Specification; For 315Mm Dia. Hdpe Pipes; Depth Not Exceeding 1.5M (Provisional Quantities) | 50 | m | SAR | 609.95
Ellen | 2 | 2.0216 | Kingdom of Saudi Arabia | Jeddah | Infrastructure | Red Sea Village | Roads & Utilities | ALINMA ALTHURAYA | SAC | Tender | 2020 |  | Pipework - Manholes And Pipework Ancillaries | K512.4 | Supply Lay & Joint Upvc Sleeve In Trench Beneath Carriageways Including All Related Works Complete As Shown On Dwg And Specification; Sleeve For 2X200Mm Dia. Pipes | 1042 | m | SAR | 399.34
Ellen | 2 | 2.0216 | Kingdom of Saudi Arabia | Jeddah | Infrastructure | Red Sea Village | Roads & Utilities | ALINMA ALTHURAYA | SAC | Tender | 2020 |  | Pipework - Manholes And Pipework Ancillaries | K512.5 | Supply Lay & Joint Upvc Sleeve In Trench Beneath Carriageways Including All Related Works Complete As Shown On Dwg And Specification; Sleeve For 2X150Mm Dia. Pipes | 4331 | m | SAR | 285.37
Ellen | 2 | 2.0216 | Kingdom of Saudi Arabia | Jeddah | Infrastructure | Red Sea Village | Roads & Utilities | ALINMA ALTHURAYA | SAC | Tender | 2020 |  | Pipework - Supports And Protection | L531.1 | Imported Granular Material Bed And Surround To 160 Mm Dia. Hdpe Pipes | 2271 | m | SAR | 36.47
Ellen | 2 | 2.0216 | Kingdom of Saudi Arabia | Jeddah | Infrastructure | Red Sea Village | Roads & Utilities | ALINMA ALTHURAYA | SAC | Tender | 2020 |  | Pipework - Supports And Protection | L531.2 | Imported Granular Material Bed And Surround To 225 Mm Dia. Hdpe Pipes | 24719 | m | SAR | 45.59
Ellen | 2 | 2.0217 | Kingdom of Saudi Arabia | Jeddah | Infrastructure | Red Sea Village | Roads & Utilities | ALINMA ALTHURAYA | SAC | Tender | 2020 |  | Pipework - Supports And Protection | L532 | Imported Granular Material Bed And Surround To 315 Mm Dia. Hdpe Pipes | 557 | m | SAR | 59.26
Ellen | 2 | 2.0217 | Kingdom of Saudi Arabia | Jeddah | Infrastructure | Red Sea Village | Roads & Utilities | ALINMA ALTHURAYA | SAC | Tender | 2020 |  | Pipework - Supports And Protection | L541.1 | Concrete Bed And Surrounds As Per Specifications; For 2X200Mm Dia. Sleeve | 1042 | m | SAR | 136.76
Ellen | 2 | 2.0217 | Kingdom of Saudi Arabia | Jeddah | Infrastructure | Red Sea Village | Roads & Utilities | ALINMA ALTHURAYA | SAC | Tender | 2020 |  | Pipework - Supports And Protection | L541.2 | Concrete Bed And Surrounds As Per Specifications; Sleeve For 2X150Mm Dia. Pipes | 4331 | m | SAR | 136.76
Ellen | 2 | 2.0217 | Kingdom of Saudi Arabia | Jeddah | Infrastructure | Red Sea Village | Roads & Utilities | ALINMA ALTHURAYA | SAC | Tender | 2020 |  | Pipework - Supports And Protection | L541.3 | Concrete Bed And Surrounds As Per Specifications; 160 Mm Dia. Hdpe Pipes (Provisional Quantities) | 20 | m | SAR | 82.06
Ellen | 2 | 2.0217 | Kingdom of Saudi Arabia | Jeddah | Infrastructure | Red Sea Village | Roads & Utilities | ALINMA ALTHURAYA | SAC | Tender | 2020 |  | Pipework - Supports And Protection | L541.4 | Concrete Bed And Surrounds As Per Specifications; Road Crossing Duct For 160Mm Dia. Upvc Pipes (Provisional Quantities) | 20 | m | SAR | 82.06
Ellen | 2 | 2.0217 | Kingdom of Saudi Arabia | Jeddah | Infrastructure | Red Sea Village | Roads & Utilities | ALINMA ALTHURAYA | SAC | Tender | 2020 |  | Pipework - Supports And Protection | L541.5 | Concrete Bed And Surrounds As Per Specifications; 225 Mm Dia. Hdpe Pipes (Provisional Quantities) | 20 | m | SAR | 109.41
Ellen | 2 | 2.0217 | Kingdom of Saudi Arabia | Jeddah | Infrastructure | Red Sea Village | Roads & Utilities | ALINMA ALTHURAYA | SAC | Tender | 2020 |  | Pipework - Supports And Protection | L541.6 | Concrete Bed And Surrounds As Per Specifications; Road Crossing Duct For 200Mm Dia. Hdpe Pipes (Provisional Quantities) | 20 | m | SAR | 109.41
Ellen | 2 | 2.0217 | Kingdom of Saudi Arabia | Jeddah | Infrastructure | Red Sea Village | Roads & Utilities | ALINMA ALTHURAYA | SAC | Tender | 2020 |  | Pipework - Supports And Protection | L541.7 | Concrete Bed And Surrounds As Per Specifications; 315 Mm Dia. Hdpe Pipes (Provisional Quantities) | 20 | m | SAR | 455.87
Ellen | 2 | 2.0217 | Kingdom of Saudi Arabia | Jeddah | Infrastructure | Red Sea Village | Roads & Utilities | ALINMA ALTHURAYA | SAC | Tender | 2020 |  | Pipework - Supports And Protection | L541.8 | Concrete Bed And Surrounds As Per Specifications; Road Crossing Duct For 300Mm Dia. Hdpe Pipes (Provisional Quantities) | 20 | m | SAR | 455.87
Ellen | 2 | 2.0217 | Kingdom of Saudi Arabia | Jeddah | Infrastructure | Red Sea Village | Roads & Utilities | ALINMA ALTHURAYA | SAC | Tender | 2020 |  | Pipework - Supports And Protection | L900.1 | Geotextile Filter Fabric Membrane As Per Specifications; 160 Mm Dia. Hdpe Pipes | 2271 | m | SAR | 5.47
Ellen | 2 | 2.0217 | Kingdom of Saudi Arabia | Jeddah | Infrastructure | Red Sea Village | Roads & Utilities | ALINMA ALTHURAYA | SAC | Tender | 2020 |  | Pipework - Supports And Protection | L900.2 | Geotextile Filter Fabric Membrane As Per Specifications; 225 Mm Dia. Hdpe Pipes | 24719 | m | SAR | 5.47
Ellen | 2 | 2.0218 | Kingdom of Saudi Arabia | Jeddah | Infrastructure | Red Sea Village | Roads & Utilities | ALINMA ALTHURAYA | SAC | Tender | 2020 |  | Pipework - Supports And Protection | L900.3 | Geotextile Filter Fabric Membrane As Per Specifications; 315 Mm Dia. Hdpe Pipes | 557 | m | SAR | 8.21
Ellen | 2 | 2.0218 | Kingdom of Saudi Arabia | Jeddah | Infrastructure | Red Sea Village | Roads & Utilities | ALINMA ALTHURAYA | SAC | Tender | 2020 |  | Miscellaneous Work | X900.1 | Construction Of Irrigation Pumpstations Including Storage Tanks, Civil Works, Mep Works Etc Complete As Shown On Drawings And Specifications; Irrigation Pump Station Nr 1 And Associated Works As Shown On Rsv-Wsp-Sw-Zz-Dr-Cuy-2041 To 2054 Drawings And Specifications | 1 | Nr | SAR | 619977
Ellen | 2 | 2.0218 | Kingdom of Saudi Arabia | Jeddah | Infrastructure | Red Sea Village | Roads & Utilities | ALINMA ALTHURAYA | SAC | Tender | 2020 |  | Miscellaneous Work | X900.2 | Construction Of Irrigation Pumpstations Including Storage Tanks, Civil Works, Mep Works Etc Complete As Shown On Drawings And Specifications; Irrigation Pump Station Nr 2 And Associated Works As Shown On Rsv-Wsp-Sw-Zz-Dr-Cuy-2056 To 2069 Drawings And Specifications | 1 | Nr | SAR | 1413182.87
Ellen | 2 | 2.0218 | Kingdom of Saudi Arabia | Jeddah | Infrastructure | Red Sea Village | Roads & Utilities | ALINMA ALTHURAYA | SAC | Tender | 2020 |  | Miscellaneous Work | X900.3 | Construction Of Irrigation Pumpstations Including Storage Tanks, Civil Works, Mep Works Etc Complete As Shown On Drawings And Specifications; Irrigation Pump Station Nr 3 And Associated Works As Shown On Rsv-Wsp-Sw-Zz-Dr-Cuy-2071 To 2084 Drawings And Specifications | 1 | Nr | SAR | 619977
Ellen | 2 | 2.0218 | Kingdom of Saudi Arabia | Jeddah | Infrastructure | Red Sea Village | Roads & Utilities | ALINMA ALTHURAYA | SAC | Tender | 2020 |  | Miscellaneous Work | X900.4 | Construction Of Irrigation Pumpstations Including Storage Tanks, Civil Works, Mep Works Etc Complete As Shown On Drawings And Specifications; Irrigation Pump Station Nr 4 And Associated Works As Shown On Rsv-Wsp-Sw-Zz-Dr-Cuy-2086 To 2099 Drawings And Specifications | 1 | Nr | SAR | 619977
Ellen | 2 | 2.0218 | Kingdom of Saudi Arabia | Jeddah | Infrastructure | Red Sea Village | Roads & Utilities | ALINMA ALTHURAYA | SAC | Tender | 2020 |  | Miscellaneous Work | X900.5 | Construction Of Irrigation Pumpstations Including Storage Tanks, Civil Works, Mep Works Etc Complete As Shown On Drawings And Specifications; Irrigation Pump Station Nr 5 And Associated Works As Shown On Rsv-Wsp-Sw-Zz-Dr-Cuy-2111 To 2124 Drawings And Specifications | 1 | Nr | SAR | 779529.91
Ellen | 2 | 2.0218 | Kingdom of Saudi Arabia | Jeddah | Infrastructure | Red Sea Village | Roads & Utilities | ALINMA ALTHURAYA | SAC | Tender | 2020 |  | Miscellaneous Work | X900.6 | Construction Of Irrigation Pumpstations Including Storage Tanks, Civil Works, Mep Works Etc Complete As Shown On Drawings And Specifications; Irrigation Pump Station Nr 6 And Associated Works As Shown On Rsv-Wsp-Sw-Zz-Dr-Cuy-2126 To 2139 Drawings And Specifications | 1 | Nr | SAR | 619977
Ellen | 2 | 2.0218 | Kingdom of Saudi Arabia | Jeddah | Infrastructure | Red Sea Village | Roads & Utilities | ALINMA ALTHURAYA | SAC | Tender | 2020 |  | Miscellaneous Work | X900.7 | Construction Of Irrigation Pumpstations Including Storage Tanks, Civil Works, Mep Works Etc Complete As Shown On Drawings And Specifications; Irrigation Pump Station Nr 7 And Associated Works As Shown On Rsv-Wsp-Sw-Zz-Dr-Cuy-2141 To 2154 Drawings And Specifications | 1 | Nr | SAR | 524245.26
Ellen | 2 | 2.0218 | Kingdom of Saudi Arabia | Jeddah | Infrastructure | Red Sea Village | Roads & Utilities | ALINMA ALTHURAYA | SAC | Tender | 2020 |  | Miscellaneous Work | X900.1 | Construction Of Irrigation Pumpstations Including Storage Tanks, Civil Works, Mep Works Etc Complete As Shown On Drawings And Specifications; Irrigation Pump Station Nr 8 And Associated Works As Shown On Rsv-Wsp-Sw-Zz-Dr-Cuy-2156 To 2169 Drawings And Specifications | 1 | Nr | SAR | 520000
Ellen | 2 | 2.0219 | Kingdom of Saudi Arabia | Jeddah | Infrastructure | Red Sea Village | Roads & Utilities | ALINMA ALTHURAYA | SAC | Tender | 2020 |  | Miscellaneous Work | X900.2 | Construction Of Irrigation Pumpstations Including Storage Tanks, Civil Works, Mep Works Etc Complete As Shown On Drawings And Specifications; Irrigation Pump Station Nr 9 And Associated Works As Shown On Rsv-Wsp-Sw-Zz-Dr-Cuy-2171 To 2184 Drawings And Specifications | 1 | Nr | SAR | 619977
Ellen | 2 | 2.0219 | Kingdom of Saudi Arabia | Jeddah | Infrastructure | Red Sea Village | Roads & Utilities | ALINMA ALTHURAYA | SAC | Tender | 2020 |  | Pipework - Manholes And Pipework Ancillaries | K522.1 | Cable Ducts To Be Laid And Jointed In Trench Beneath Carriage Ways Including End Caps, 8 Mm Dia Draw Cords, Studs And Concrete Duct Markers As Specified And Complete All As Detailed On Drawings And Specifications; 2-Way; 100Mm Dia Depth Not Exceeding 1.5M | 2875 | m | SAR | 364.69
Ellen | 2 | 2.0219 | Kingdom of Saudi Arabia | Jeddah | Infrastructure | Red Sea Village | Roads & Utilities | ALINMA ALTHURAYA | SAC | Tender | 2020 |  | Pipework - Manholes And Pipework Ancillaries | K542.1 | Cable Ducts To Be Laid And Jointed In Trench Beneath Carriage Ways Including End Caps, 8 Mm Dia Draw Cords, Studs And Concrete Duct Markers As Specified And Complete All As Detailed On Drawings And Specifications; 4-Way; 100Mm Dia Depth Not Exceeding 1.5M | 1110 | m | SAR | 756.74
Ellen | 2 | 2.0219 | Kingdom of Saudi Arabia | Jeddah | Infrastructure | Red Sea Village | Roads & Utilities | ALINMA ALTHURAYA | SAC | Tender | 2020 |  | Pipework - Manholes And Pipework Ancillaries | K542.2 | Cable Ducts To Be Laid And Jointed In Trench Beneath Carriage Ways Including End Caps, 8 Mm Dia Draw Cords, Studs And Concrete Duct Markers As Specified And Complete All As Detailed On Drawings And Specifications; 6-Way; 100Mm Dia Depth Not Exceeding 1.5M | 77 | m | SAR | 957.32
Ellen | 2 | 2.0219 | Kingdom of Saudi Arabia | Jeddah | Infrastructure | Red Sea Village | Roads & Utilities | ALINMA ALTHURAYA | SAC | Tender | 2020 |  | Pipework - Manholes And Pipework Ancillaries | K542.3 | Cable Ducts To Be Laid And Jointed In Trench Beneath Carriage Ways Including End Caps, 8 Mm Dia Draw Cords, Studs And Concrete Duct Markers As Specified And Complete All As Detailed On Drawings And Specifications; 8-Way; 100Mm Dia Depth Not Exceeding 1.5M | 8 | m | SAR | 1458.77
Ellen | 2 | 2.0219 | Kingdom of Saudi Arabia | Jeddah | Infrastructure | Red Sea Village | Roads & Utilities | ALINMA ALTHURAYA | SAC | Tender | 2020 |  | Pipework - Manholes And Pipework Ancillaries | K522.2 | Cable Ducts To Be Laid And Jointed In Trench Beneath Carriage Ways Including End Caps, 8 Mm Dia Draw Cords, Studs And Concrete Duct Markers As Specified And Complete All As Detailed On Drawings And Specifications; 2-Way; 150Mm Dia Depth Not Exceeding 1.5M | 61 | m | SAR | 410.28
Ellen | 2 | 2.0219 | Kingdom of Saudi Arabia | Jeddah | Infrastructure | Red Sea Village | Roads & Utilities | ALINMA ALTHURAYA | SAC | Tender | 2020 |  | Pipework - Manholes And Pipework Ancillaries | K542.4 | Cable Ducts To Be Laid And Jointed In Trench Beneath Carriage Ways Including End Caps, 8 Mm Dia Draw Cords, Studs And Concrete Duct Markers As Specified And Complete All As Detailed On Drawings And Specifications; 4-Way; 150Mm Dia Depth Not Exceeding 1.5M | 52 | m | SAR | 820.56
Ellen | 2 | 2.0219 | Kingdom of Saudi Arabia | Jeddah | Infrastructure | Red Sea Village | Roads & Utilities | ALINMA ALTHURAYA | SAC | Tender | 2020 |  | Pipework - Manholes And Pipework Ancillaries | K542.5 | Cable Ducts To Be Laid And Jointed In Trench Beneath Carriage Ways Including End Caps, 8 Mm Dia Draw Cords, Studs And Concrete Duct Markers As Specified And Complete All As Detailed On Drawings And Specifications; 6-Way; 150Mm Dia Depth Not Exceeding 1.5M | 49 | m | SAR | 1230.84
Ellen | 2 | 2.0219 | Kingdom of Saudi Arabia | Jeddah | Infrastructure | Red Sea Village | Roads & Utilities | ALINMA ALTHURAYA | SAC | Tender | 2020 |  | Pipework - Manholes And Pipework Ancillaries | K542.6 | Cable Ducts To Be Laid And Jointed In Trench Beneath Carriage Ways Including End Caps, 8 Mm Dia Draw Cords, Studs And Concrete Duct Markers As Specified And Complete All As Detailed On Drawings And Specifications; 8-Way; 150Mm Dia Depth Not Exceeding 1.5M | 8 | m | SAR | 1641.12
Ellen | 2 | 2.0219 | Kingdom of Saudi Arabia | Jeddah | Infrastructure | Red Sea Village | Roads & Utilities | ALINMA ALTHURAYA | SAC | Tender | 2020 |  | Pipework - Supports And Protection | L541.1 | Mass Concrete Bed And Surround To Street Lighting Crossing Duct; 2 Way; 100Mm Dia. Upvc Duct | 2875 | m | SAR | 109.41
Ellen | 2 | 2.0219 | Kingdom of Saudi Arabia | Jeddah | Infrastructure | Red Sea Village | Roads & Utilities | ALINMA ALTHURAYA | SAC | Tender | 2020 |  | Pipework - Supports And Protection | L541.2 | Mass Concrete Bed And Surround To Street Lighting Crossing Duct; 4-Way; 100Mm Dia. Upvc Duct | 1110 | m | SAR | 200.58
Ellen | 2 | 2.022 | Kingdom of Saudi Arabia | Jeddah | Infrastructure | Red Sea Village | Roads & Utilities | ALINMA ALTHURAYA | SAC | Tender | 2020 |  | Pipework - Supports And Protection | L541.3 | Mass Concrete Bed And Surround To Street Lighting Crossing Duct; 6-Way; 100Mm Dia. Upvc Duct | 77 | m | SAR | 291.75
Ellen | 2 | 2.022 | Kingdom of Saudi Arabia | Jeddah | Infrastructure | Red Sea Village | Roads & Utilities | ALINMA ALTHURAYA | SAC | Tender | 2020 |  | Pipework - Supports And Protection | L541.4 | Mass Concrete Bed And Surround To Street Lighting Crossing Duct; 8-Way; 100Mm Dia. Upvc Duct | 8 | m | SAR | 401.16
Ellen | 2 | 2.022 | Kingdom of Saudi Arabia | Jeddah | Infrastructure | Red Sea Village | Roads & Utilities | ALINMA ALTHURAYA | SAC | Tender | 2020 |  | Pipework - Supports And Protection | L541.5 | Mass Concrete Bed And Surround To Street Lighting Crossing Duct; 2 Way; 150Mm Dia. Upvc Duct | 61 | m | SAR | 127.64
Ellen | 2 | 2.022 | Kingdom of Saudi Arabia | Jeddah | Infrastructure | Red Sea Village | Roads & Utilities | ALINMA ALTHURAYA | SAC | Tender | 2020 |  | Pipework - Supports And Protection | L541.6 | Mass Concrete Bed And Surround To Street Lighting Crossing Duct; 4-Way; 150Mm Dia. Upvc Duct | 52 | m | SAR | 255.28
Ellen | 2 | 2.022 | Kingdom of Saudi Arabia | Jeddah | Infrastructure | Red Sea Village | Roads & Utilities | ALINMA ALTHURAYA | SAC | Tender | 2020 |  | Pipework - Supports And Protection | L541.7 | Mass Concrete Bed And Surround To Street Lighting Crossing Duct; 6-Way; 150Mm Dia. Upvc Duct | 49 | m | SAR | 382.93
Ellen | 2 | 2.022 | Kingdom of Saudi Arabia | Jeddah | Infrastructure | Red Sea Village | Roads & Utilities | ALINMA ALTHURAYA | SAC | Tender | 2020 |  | Pipework - Supports And Protection | L541.8 | Mass Concrete Bed And Surround To Street Lighting Crossing Duct; 8-Way; 150Mm Dia. Upvc Duct | 8 | m | SAR | 510.57
Ellen | 2 | 2.022 | Kingdom of Saudi Arabia | Jeddah | Infrastructure | Red Sea Village | Roads & Utilities | ALINMA ALTHURAYA | SAC | Tender | 2020 |  | Miscellaneous Work | X900.1 | Reinforced Concrete High Lighting Column Bases Complete As Detailed On And Washers With Denso Tape (Before Casting And After Erection), Bitumen Paint Etc.; Foundation For 9M Lighting Column | 365 | Nr | SAR | 569.83
Ellen | 2 | 2.022 | Kingdom of Saudi Arabia | Jeddah | Infrastructure | Red Sea Village | Roads & Utilities | ALINMA ALTHURAYA | SAC | Tender | 2020 |  | Miscellaneous Work | X900.2 | Reinforced Concrete High Lighting Column Bases Complete As Detailed On And Washers With Denso Tape (Before Casting And After Erection), Bitumen Paint Etc.; Foundation For 12M Lighting Column | 553 | Nr | SAR | 683.8
Ellen | 2 | 2.022 | Kingdom of Saudi Arabia | Jeddah | Infrastructure | Red Sea Village | Roads & Utilities | ALINMA ALTHURAYA | SAC | Tender | 2020 |  | Miscellaneous Work | X900.1 | Supply And Install Lighting Column And Accessories Complete With Brackets, Luminaries, Lamps And Cut-Outs, Terminate Cables, All Cables Inside The Lighting Column And Luminaries, Commission And Grouting Of Base Plate And Handling As Detailed On Drawings And Specifications; 9M High Lighting Column With 1X 55W Led Luminaire | 365 | Nr | SAR | 2621.23
Ellen | 2 | 2.0221 | Kingdom of Saudi Arabia | Jeddah | Infrastructure | Red Sea Village | Roads & Utilities | ALINMA ALTHURAYA | SAC | Tender | 2020 |  | Miscellaneous Work | X900.2 | Supply And Install Lighting Column And Accessories Complete With Brackets, Luminaries, Lamps And Cut-Outs, Terminate Cables, All Cables Inside The Lighting Column And Luminaries, Commission And Grouting Of Base Plate And Handling As Detailed On Drawings And Specifications; 12M High Lighting Column With 1X 90W Led Luminaire | 174 | Nr | SAR | 3077.09
Ellen | 2 | 2.0221 | Kingdom of Saudi Arabia | Jeddah | Infrastructure | Red Sea Village | Roads & Utilities | ALINMA ALTHURAYA | SAC | Tender | 2020 |  | Miscellaneous Work | X900.3 | Supply And Install Lighting Column And Accessories Complete With Brackets, Luminaries, Lamps And Cut-Outs, Terminate Cables, All Cables Inside The Lighting Column And Luminaries, Commission And Grouting Of Base Plate And Handling As Detailed On Drawings And Specifications; 12M High Lighting Column With 2X 90W Led Luminaire | 297 | Nr | SAR | 4216.76
Ellen | 2 | 2.0221 | Kingdom of Saudi Arabia | Jeddah | Infrastructure | Red Sea Village | Roads & Utilities | ALINMA ALTHURAYA | SAC | Tender | 2020 |  | Miscellaneous Work | X900.4 | Supply And Install Lighting Column And Accessories Complete With Brackets, Luminaries, Lamps And Cut-Outs, Terminate Cables, All Cables Inside The Lighting Column And Luminaries, Commission And Grouting Of Base Plate And Handling As Detailed On Drawings And Specifications; 12M High Lighting Column With 2X 160W Led Luminaire | 82 | Nr | SAR | 4558.65
Ellen | 2 | 2.0221 | Kingdom of Saudi Arabia | Jeddah | Infrastructure | Red Sea Village | Roads & Utilities | ALINMA ALTHURAYA | SAC | Tender | 2020 |  | Miscellaneous Work | X900.1 | Excavate For Cable Trenches; Trench Not Exceeding 1.50M Deep, Width Varying Between 0.4 - 0.8M For Varying Number Of Cables | 35174 | m | SAR | 88.44
Ellen | 2 | 2.0221 | Kingdom of Saudi Arabia | Jeddah | Infrastructure | Red Sea Village | Roads & Utilities | ALINMA ALTHURAYA | SAC | Tender | 2020 |  | Miscellaneous Work | X900.2 | Sand Bed And Surround For Varying Number Of Power Cables | 35174 | m | SAR | 38.29
Ellen | 2 | 2.0221 | Kingdom of Saudi Arabia | Jeddah | Infrastructure | Red Sea Village | Roads & Utilities | ALINMA ALTHURAYA | SAC | Tender | 2020 |  | Miscellaneous Work | X900.3 | Supply And Install The Following Power Supply Cabling In Trench As Detailed On Drawings And Specifications; 4C X 16Mm2 Cu/ Xlpe/ Swa/ Pvc Cable + 1C X 16Mm2 Cu/ Xlpe/ Swa/ Pvc Earth Cable; 1 Way | 28499 | m | SAR | 50.15
Ellen | 2 | 2.0221 | Kingdom of Saudi Arabia | Jeddah | Infrastructure | Red Sea Village | Roads & Utilities | ALINMA ALTHURAYA | SAC | Tender | 2020 |  | Miscellaneous Work | X900.4 | Supply And Install The Following Power Supply Cabling In Trench As Detailed On Drawings And Specifications; 4C X 16Mm2 Cu/ Xlpe/ Swa/ Pvc Cable + 1C X 16Mm2 Cu/ Xlpe/ Swa/ Pvc Earth Cable; 2 Way | 5587 | m | SAR | 100.29
Ellen | 2 | 2.0221 | Kingdom of Saudi Arabia | Jeddah | Infrastructure | Red Sea Village | Roads & Utilities | ALINMA ALTHURAYA | SAC | Tender | 2020 |  | Miscellaneous Work | X900.5 | Supply And Install The Following Power Supply Cabling In Trench As Detailed On Drawings And Specifications; 4C X 16Mm2 Cu/ Xlpe/ Swa/ Pvc Cable + 1C X 16Mm2 Cu/ Xlpe/ Swa/ Pvc Earth Cable; 3 Way | 850 | m | SAR | 150.44
Ellen | 2 | 2.0221 | Kingdom of Saudi Arabia | Jeddah | Infrastructure | Red Sea Village | Roads & Utilities | ALINMA ALTHURAYA | SAC | Tender | 2020 |  | Miscellaneous Work | X900.6 | Supply And Install The Following Power Supply Cabling In Trench As Detailed On Drawings And Specifications; 4C X 16Mm2 Cu/ Xlpe/ Swa/ Pvc Cable + 1C X 16Mm2 Cu/ Xlpe/ Swa/ Pvc Earth Cable; 4 Way | 165 | m | SAR | 200.58
Ellen | 2 | 2.0221 | Kingdom of Saudi Arabia | Jeddah | Infrastructure | Red Sea Village | Roads & Utilities | ALINMA ALTHURAYA | SAC | Tender | 2020 |  | Miscellaneous Work | X900.7 | Supply And Install The Following Power Supply Cabling In Trench As Detailed On Drawings And Specifications; 4C X 16Mm2 Cu/ Xlpe/ Swa/ Pvc Cable + 1C X 16Mm2 Cu/ Xlpe/ Swa/ Pvc Earth Cable; 5 Way | 73 | m | SAR | 250.73
Ellen | 2 | 2.0221 | Kingdom of Saudi Arabia | Jeddah | Infrastructure | Red Sea Village | Roads & Utilities | ALINMA ALTHURAYA | SAC | Tender | 2020 |  | Miscellaneous Work | X900.8 | Supply And Install The Following Power Supply Cabling In Trench As Detailed On Drawings And Specifications; 4C X 16Mm2 Cu/ Xlpe/ Swa/ Pvc Cable + 1C X 16Mm2 Cu/ Xlpe/ Swa/ Pvc Earth Cable; Warning Tape As Approved By Road Lighting Department | 35174 | m | SAR | 6.38
Ellen | 2 | 2.0222 | Kingdom of Saudi Arabia | Jeddah | Infrastructure | Red Sea Village | Roads & Utilities | ALINMA ALTHURAYA | SAC | Tender | 2020 |  | Miscellaneous Work | X900.1 | Supply And Install The Following Power Supply Cabling Not In Trench As Detailed On Drawings And Specifications; 4C X 16Mm2 Cu/ Xlpe/ Swa/ Pvc Cable + 1C X 16Mm2 Cu/ Xlpe/ Swa/ Pvc Earth Cable; 1 Way | 825 | m | SAR | 57.44
Ellen | 2 | 2.0222 | Kingdom of Saudi Arabia | Jeddah | Infrastructure | Red Sea Village | Roads & Utilities | ALINMA ALTHURAYA | SAC | Tender | 2020 |  | Miscellaneous Work | X900.2 | Supply And Install The Following Power Supply Cabling Not In Trench As Detailed On Drawings And Specifications; 4C X 16Mm2 Cu/ Xlpe/ Swa/ Pvc Cable + 1C X 16Mm2 Cu/ Xlpe/ Swa/ Pvc Earth Cable; 2 Way | 607 | m | SAR | 113.97
Ellen | 2 | 2.0222 | Kingdom of Saudi Arabia | Jeddah | Infrastructure | Red Sea Village | Roads & Utilities | ALINMA ALTHURAYA | SAC | Tender | 2020 |  | Miscellaneous Work | X900.3 | Supply And Install The Following Power Supply Cabling Not In Trench As Detailed On Drawings And Specifications; 4C X 16Mm2 Cu/ Xlpe/ Swa/ Pvc Cable + 1C X 16Mm2 Cu/ Xlpe/ Swa/ Pvc Earth Cable; 3 Way | 103 | m | SAR | 171.41
Ellen | 2 | 2.0222 | Kingdom of Saudi Arabia | Jeddah | Infrastructure | Red Sea Village | Roads & Utilities | ALINMA ALTHURAYA | SAC | Tender | 2020 |  | Miscellaneous Work | X900.4 | Supply And Install The Following Power Supply Cabling Not In Trench As Detailed On Drawings And Specifications; 4C X 16Mm2 Cu/ Xlpe/ Swa/ Pvc Cable + 1C X 16Mm2 Cu/ Xlpe/ Swa/ Pvc Earth Cable; 4 Way | 31 | m | SAR | 227.93
Ellen | 2 | 2.0222 | Kingdom of Saudi Arabia | Jeddah | Infrastructure | Red Sea Village | Roads & Utilities | ALINMA ALTHURAYA | SAC | Tender | 2020 |  | Miscellaneous Work | X900.5 | Supply And Install The Following Power Supply Cabling Not In Trench As Detailed On Drawings And Specifications; 4C X 16Mm2 Cu/ Xlpe/ Swa/ Pvc Cable + 1C X 16Mm2 Cu/ Xlpe/ Swa/ Pvc Earth Cable; 5 Way | 9 | m | SAR | 285.37
Ellen | 2 | 2.0222 | Kingdom of Saudi Arabia | Jeddah | Infrastructure | Red Sea Village | Roads & Utilities | ALINMA ALTHURAYA | SAC | Tender | 2020 |  | Miscellaneous Work | X900.1 | Supply And Install Complete Earthing System Including Excavation, Backfilling, Compaction And Handling As Detailed On Drawings And Specifications | 70 | Nr | SAR | 1367.6
Ellen | 2 | 2.0222 | Kingdom of Saudi Arabia | Jeddah | Infrastructure | Red Sea Village | Roads & Utilities | ALINMA ALTHURAYA | SAC | Tender | 2020 |  | Miscellaneous Work | X900.2 | The Contractor Shall List Here Any Other Works, That Are Not Listed In The Above Bill, But Deemed To Be Included In The Detailed Drawings/ Specifications Or Required For The Satisfactory Completion Of This Section. Any Such Items Not Listed Below Shall Be Deemed To Be Included | 1 | Nr | SAR | 11396.64
Ellen | 2 | 2.0222 | Kingdom of Saudi Arabia | Jeddah | Infrastructure | Red Sea Village | Roads & Utilities | ALINMA ALTHURAYA | SAC | Tender | 2020 |  | Pipework - Manholes And Pipework Ancillaries | K231.1 | Reinforced Concrete Joint Boxes Complete All As Detailed On Drawings And Specifications; Proposed Telecom Manholes | 1 | Nr | SAR | 6837.98
Ellen | 2 | 2.0222 | Kingdom of Saudi Arabia | Jeddah | Infrastructure | Red Sea Village | Roads & Utilities | ALINMA ALTHURAYA | SAC | Tender | 2020 |  | Pipework - Manholes And Pipework Ancillaries | K231.2 | Reinforced Concrete Joint Boxes Complete All As Detailed On Drawings And Specifications; Proposed Telecom Handholes (600X800Mmx1250Mm) | 138 | Nr | SAR | 4558.65
Ellen | 2 | 2.0223 | Kingdom of Saudi Arabia | Jeddah | Infrastructure | Red Sea Village | Roads & Utilities | ALINMA ALTHURAYA | SAC | Tender | 2020 |  | Pipework - Manholes And Pipework Ancillaries | K542.1 | Supply, Lay & Joint Hdpe Telecom Ducts In Trench Including Excavation, Backfilling, Bed And Surrounding, Warning Tape, Endcap And All Related Work Complete All As Detailed On Drawings And Specifications; 32Mm Dia Main Ducts | 319876 | m | SAR | 34.65
Ellen | 2 | 2.0223 | Kingdom of Saudi Arabia | Jeddah | Infrastructure | Red Sea Village | Roads & Utilities | ALINMA ALTHURAYA | SAC | Tender | 2020 |  | Pipework - Manholes And Pipework Ancillaries | K542.2 | Supply, Lay & Joint Hdpe Telecom Ducts In Trench Including Excavation, Backfilling, Bed And Surrounding, Warning Tape, Endcap And All Related Work Complete All As Detailed On Drawings And Specifications; 20Mm Dia Plot Connection Ducts | 41154 | m | SAR | 22.79
Ellen | 2 | 2.0223 | Kingdom of Saudi Arabia | Jeddah | Infrastructure | Red Sea Village | Roads & Utilities | ALINMA ALTHURAYA | SAC | Tender | 2020 |  | Pipework - Supports And Protection | L541 | Mass Concrete Surround To Telecom Ducts Including Formwork, Polythene Sheet And Bituminous Paint Complete All As Detailed On Drawings And Specifications | 1890 | m | SAR | 113.97
Ellen | 2 | 2.0223 | Kingdom of Saudi Arabia | Jeddah | Infrastructure | Red Sea Village | Roads & Utilities | ALINMA ALTHURAYA | SAC | Tender | 2020 |  | Miscellaneous Work | X900.1 | Supply And Installation Of 150Mm Diameter Protection Post | 32 | Nr | SAR | 510.57
Ellen | 2 | 2.0223 | Kingdom of Saudi Arabia | Jeddah | Infrastructure | Red Sea Village | Roads & Utilities | ALINMA ALTHURAYA | SAC | Tender | 2020 |  | Miscellaneous Work | X900.1 | Proposed 65M (10X10M) | 3 | Nr | SAR | 319105.81
Ellen | 2 | 2.0223 | Kingdom of Saudi Arabia | Jeddah | Infrastructure | Red Sea Village | Roads & Utilities | ALINMA ALTHURAYA | SAC | Tender | 2020 |  | Miscellaneous Work | X900.2 | Proposed Fdt (3X3M) | 7 | Nr | SAR | 28719.52
Ellen | 2 | 2.0223 | Kingdom of Saudi Arabia | Jeddah | Infrastructure | Red Sea Village | Roads & Utilities | ALINMA ALTHURAYA | SAC | Tender | 2020 |  | Miscellaneous Work | X900.3 | Proposed Olt (10X10M) | 1 | Nr | SAR | 319105.81
Alya | 2 | 2.0223 | United Arab Emirates | Abu Dhabi | Infrastructure | Al Jurf | Demolition & Enabling | IMKAN |  | Award | 2019 |  | Site Preparation |  | Removal Of Existing Trees Within The Right Of Way And Relocate To The Designated Employer'S Plant Nursery For Future Re-Use As Drawing Nos. Qaj-Arc-Stw-Dr-La-00-60100 Rev P03; Tree; Not Specified | 152 | Nr | AED | 870.54
Alya | 2 | 2.0223 | United Arab Emirates | Abu Dhabi | Infrastructure | Al Jurf | Demolition & Enabling | IMKAN |  | Award | 2019 |  | Site Preparation |  | Removal And Cart Away Of Dead Trees From The Right Of Way And Dispose Off Site As Drawing Nos. Qaj-Arc-Stw-Dr-La-00-60100 Rev P04; Tree; Not Specified | 465 | Nr | AED | 568.13
Alya | 2 | 2.0223 | United Arab Emirates | Abu Dhabi | Infrastructure | Al Jurf | Demolition & Enabling | IMKAN |  | Award | 2019 |  | Site Preparation |  | Removal And Cart Away Of Dead Trees From The Right Of Way And Dispose Off Site As Drawing Nos. Qaj-Arc-Stw-Dr-La-00-60100 Rev P04; Tree; Not Specified | 246 | Nr | AED | 568.13
Alya | 2 | 2.0223 | United Arab Emirates | Abu Dhabi | Infrastructure | Al Jurf | Demolition & Enabling | IMKAN |  | Award | 2019 |  | Site Preparation |  | Removal Of Existing Trees Within The Plot Areas And Relocate To The Designated Employer'S Plant Nursery For Future Re-Use As Drawing No. Qaj-Arc-Stw-Dr-La-00-60101 Rev P02;Tree; Not Specified | 48 | Nr | AED | 870.54
Alya | 2 | 2.0224 | United Arab Emirates | Abu Dhabi | Infrastructure | Al Jurf | Demolition & Enabling | IMKAN |  | Award | 2019 |  | Site Preparation |  | Removal And Cart Away Of Dead Trees From The Plot Areas And Dispose Off Site As Drawing No. Qaj-Arc-Stw-Dr-La-00-60101 Rev P02;Tree; Not Specified | 147 | Nr | AED | 568.13
Alya | 2 | 2.0224 | United Arab Emirates | Abu Dhabi | Infrastructure | Al Jurf | Demolition & Enabling | IMKAN |  | Award | 2019 |  | Site Preparation |  | Removal And Cart Away Of Dead Trees From The Plot Areas And Dispose Off Site As Drawing No. Qaj-Arc-Stw-Dr-La-00-60101 Rev P02;Tree; Not Specified | 144 | Nr | AED | 568.13
Alya | 2 | 2.0224 | United Arab Emirates | Abu Dhabi | Infrastructure | Al Jurf | Demolition & Enabling | IMKAN |  | Award | 2019 |  | Demolition And Site Clearance |  | Carefully Remove Existing Electrical Cables, Ducts And Surrounds; Including Excavation, Backfilling, Reinstatement Back To The Existing Surface, Disposal Off Site And Stockpiling Of Appropriate Material As Drawing No. Qaj-Arc-Stw-Dr-Hv-00-21500 Revision P01 And Specification Section 2/8 ;11Kv Cable; 1 No | 343 | m | AED | 94.19
Alya | 2 | 2.0224 | United Arab Emirates | Abu Dhabi | Infrastructure | Al Jurf | Demolition & Enabling | IMKAN |  | Award | 2019 |  | Demolition And Site Clearance |  | Carefully Remove Existing Electrical Cables, Ducts And Surrounds; Including Excavation, Backfilling, Reinstatement Back To The Existing Surface, Disposal Off Site And Stockpiling Of Appropriate Material As Drawing No. Qaj-Arc-Stw-Dr-Hv-00-21500 Revision P01 And Specification Section 2/8 ;11Kv Cable; 2 No | 518 | m | AED | 158.64
Alya | 2 | 2.0224 | United Arab Emirates | Abu Dhabi | Infrastructure | Al Jurf | Demolition & Enabling | IMKAN |  | Award | 2019 |  | Demolition And Site Clearance |  | Carefully Remove Existing Electrical Cables, Ducts And Surrounds; Including Excavation, Backfilling, Reinstatement Back To The Existing Surface, Disposal Off Site And Stockpiling Of Appropriate Material As Drawing No. Qaj-Arc-Stw-Dr-Hv-00-21500 Revision P01 And Specification Section 2/8 ;11Kv Cable; 3 No | 352 | m | AED | 224.08
Alya | 2 | 2.0224 | United Arab Emirates | Abu Dhabi | Infrastructure | Al Jurf | Demolition & Enabling | IMKAN |  | Award | 2019 |  | Demolition And Site Clearance |  | Carefully Remove Existing Electrical Cables, Ducts And Surrounds; Including Excavation, Backfilling, Reinstatement Back To The Existing Surface, Disposal Off Site And Stockpiling Of Appropriate Material As Drawing No. Qaj-Arc-Stw-Dr-Hv-00-21500 Revision P01 And Specification Section 2/8 ;11Kv Cable; 4 No | 590 | m | AED | 287.54
Alya | 2 | 2.0224 | United Arab Emirates | Abu Dhabi | Infrastructure | Al Jurf | Demolition & Enabling | IMKAN |  | Award | 2019 |  | Demolition And Site Clearance |  | Carefully Remove Existing Electrical Cables, Ducts And Surrounds; Including Excavation, Backfilling, Reinstatement Back To The Existing Surface, Disposal Off Site And Stockpiling Of Appropriate Material As Drawing No. Qaj-Arc-Stw-Dr-Hv-00-21500 Revision P01 And Specification Section 2/8 ;11Kv Cable; 5 No | 289 | m | AED | 352.97
Alya | 2 | 2.0224 | United Arab Emirates | Abu Dhabi | Infrastructure | Al Jurf | Demolition & Enabling | IMKAN |  | Award | 2019 |  | Demolition And Site Clearance |  | Carefully Remove Existing Electrical Cables, Ducts And Surrounds; Including Excavation, Backfilling, Reinstatement Back To The Existing Surface, Disposal Off Site And Stockpiling Of Appropriate Material As Drawing No. Qaj-Arc-Stw-Dr-Hv-00-21500 Revision P01 And Specification Section 2/8 ;Undefined Power Cable | 351 | m | AED | 181.44
Alya | 2 | 2.0224 | United Arab Emirates | Abu Dhabi | Infrastructure | Al Jurf | Demolition & Enabling | IMKAN |  | Award | 2019 |  | Demolition And Site Clearance |  | Carefully Excavate To Expose Existing Telecom Cable Including Excavation, Backfilling, Reinstatement Back To The Existing Surface And Disposal Off Site Of Any Ducts And Surrounds As Drawing No. Qaj-Arc-Stw-Dr-Te-00-21751 Revision P02 And Specification Section 2/8;Etisalat Cable To Be Removed | 1227 | m | AED | 51.56
Alya | 2 | 2.0225 | United Arab Emirates | Abu Dhabi | Infrastructure | Al Jurf | Demolition & Enabling | IMKAN |  | Award | 2019 |  | Demolition And Site Clearance |  | Carefully Excavate To Expose Existing Telecom Cable Including Excavation, Backfilling, Reinstatement Back To The Existing Surface And Disposal Off Site Of Any Ducts And Surrounds As Drawing No. Qaj-Arc-Stw-Dr-Te-00-21751 Revision P02 And Specification Section 2/8;Etisalat Cable To Be Relocated | 1167 | m | AED | 82.29
Alya | 2 | 2.0225 | United Arab Emirates | Abu Dhabi | Infrastructure | Al Jurf | Demolition & Enabling | IMKAN |  | Award | 2019 |  | Demolition And Site Clearance |  | Carefully Remove Existing Irrigation Pipes, Fittings And Surrounds; Including Excavation, Backfilling, Reinstatement Back To The Existing Surface And Disposal Off Site Of Any Ducts And Surrounds As Drawing No. Qaj-Arc-Stw-Dr-Ir-00-23451 Revision P01 And Specification: Section 2/8:Diameter; 50Mm | 290 | m | AED | 64.45
Alya | 2 | 2.0225 | United Arab Emirates | Abu Dhabi | Infrastructure | Al Jurf | Demolition & Enabling | IMKAN |  | Award | 2019 |  | Demolition And Site Clearance |  | Carefully Remove Existing Irrigation Pipes, Fittings And Surrounds; Including Excavation, Backfilling, Reinstatement Back To The Existing Surface And Disposal Off Site Of Any Ducts And Surrounds As Drawing No. Qaj-Arc-Stw-Dr-Ir-00-23451 Revision P01 And Specification: Section 2/8:Diameter; 75Mm | 208 | m | AED | 68.41
Alya | 2 | 2.0225 | United Arab Emirates | Abu Dhabi | Infrastructure | Al Jurf | Demolition & Enabling | IMKAN |  | Award | 2019 |  | Demolition And Site Clearance |  | Carefully Remove Existing Irrigation Pipes, Fittings And Surrounds; Including Excavation, Backfilling, Reinstatement Back To The Existing Surface And Disposal Off Site Of Any Ducts And Surrounds As Drawing No. Qaj-Arc-Stw-Dr-Ir-00-23451 Revision P01 And Specification: Section 2/8:Diameter; 110Mm | 976 | m | AED | 71.39
Alya | 2 | 2.0225 | United Arab Emirates | Abu Dhabi | Infrastructure | Al Jurf | Demolition & Enabling | IMKAN |  | Award | 2019 |  | Demolition And Site Clearance |  | Carefully Remove Existing Irrigation Pipes, Fittings And Surrounds; Including Excavation, Backfilling, Reinstatement Back To The Existing Surface And Disposal Off Site Of Any Ducts And Surrounds As Drawing No. Qaj-Arc-Stw-Dr-Ir-00-23451 Revision P01 And Specification: Section 2/8:Diameter; 160Mm | 2373 | m | AED | 81.3
Alya | 2 | 2.0225 | United Arab Emirates | Abu Dhabi | Infrastructure | Al Jurf | Demolition & Enabling | IMKAN |  | Award | 2019 |  | Demolition And Site Clearance |  | Carefully Remove Existing Irrigation Pipes, Fittings And Surrounds; Including Excavation, Backfilling, Reinstatement Back To The Existing Surface And Disposal Off Site Of Any Ducts And Surrounds As Drawing No. Qaj-Arc-Stw-Dr-Ir-00-23451 Revision P01 And Specification: Section 2/8:Diameter; 200Mm | 718 | m | AED | 85.27
Alya | 2 | 2.0225 | United Arab Emirates | Abu Dhabi | Infrastructure | Al Jurf | Demolition & Enabling | IMKAN |  | Award | 2019 |  | Demolition And Site Clearance |  | Carefully Remove Existing Irrigation Pipes, Fittings And Surrounds; Including Excavation, Backfilling, Reinstatement Back To The Existing Surface And Disposal Off Site Of Any Ducts And Surrounds As Drawing No. Qaj-Arc-Stw-Dr-Ir-00-23451 Revision P01 And Specification: Section 2/8:Diameter; Undefined | 132 | m | AED | 102.12
Alya | 2 | 2.0225 | United Arab Emirates | Abu Dhabi | Infrastructure | Al Jurf | Demolition & Enabling | IMKAN |  | Award | 2019 |  | Demolition And Site Clearance |  | Carefully Remove Existing Potable Water Pipes, Fittings And Surrounds; Including Excavation, Backfilling, Reinstatement Back To The Existing Surface And Disposal Off Site Of Any Ducts And Surrounds As Drawing No. Qaj-Arc-Stw-Dr-Ir-00-20151 Revision P02 And Specification Section 2/8:Diameter; 110Mm | 290 | m | AED | 71.39
Alya | 2 | 2.0225 | United Arab Emirates | Abu Dhabi | Infrastructure | Al Jurf | Demolition & Enabling | IMKAN |  | Award | 2019 |  | Demolition And Site Clearance |  | Carefully Remove Existing Potable Water Pipes, Fittings And Surrounds; Including Excavation, Backfilling, Reinstatement Back To The Existing Surface And Disposal Off Site Of Any Ducts And Surrounds As Drawing No. Qaj-Arc-Stw-Dr-Ir-00-20151 Revision P02 And Specification Section 2/8:Diameter; 200Mm | 719 | m | AED | 85.27
Alya | 2 | 2.0225 | United Arab Emirates | Abu Dhabi | Infrastructure | Al Jurf | Demolition & Enabling | IMKAN |  | Award | 2019 |  | Demolition And Site Clearance |  | Excavation As Per Drawing; Qaj-Arc-Stw-Dr-Hw-00-30827 Rev P04 & Qaj-Arc-Stw-Dr-Hw-00-10403 Rev P01:To Reduced Levels | 154518 | m³ | AED | 8.92
Alya | 2 | 2.0225 | United Arab Emirates | Abu Dhabi | Infrastructure | Al Jurf | Demolition & Enabling | IMKAN |  | Award | 2019 |  | Demolition And Site Clearance |  | Backfilled In Making Up Levels As Per Drawing; Qaj-Arc-Stw-Dr-Hw-00-30827 Rev P04 & Qaj-Arc-Stw-Dr-Hw-00-10403 Rev P01:Filling To Make Up Levels | 150596 | m³ | AED | 6.94
Alya | 2 | 2.0226 | United Arab Emirates | Abu Dhabi | Infrastructure | Al Jurf | Demolition & Enabling | IMKAN |  | Award | 2019 |  | Demolition And Site Clearance |  | Backfilled In Making Up Levels As Per Drawing; Qaj-Arc-Stw-Dr-Hw-00-30827 Rev P04 & Qaj-Arc-Stw-Dr-Hw-00-10403 Rev P01:Cart Surplus Material To Employer'S Designated Stockpile | 3922 | m³ | AED | 11.9
Alya | 2 | 2.0226 | United Arab Emirates | Abu Dhabi | Infrastructure | Al Jurf | Demolition & Enabling | IMKAN |  | Award | 2019 |  | Underground Services |  | Irrigation Pipes In Trenches Including Excavation, Backfilling With Selected Excavated Materials, Disposal Of Surplus Excavated Materials To Spoil Heaps At Employer'S Designated Area ; Diameter;160Mm; Detail 1 | 1754 | m | AED | 239.94
Alya | 2 | 2.0226 | United Arab Emirates | Abu Dhabi | Infrastructure | Al Jurf | Demolition & Enabling | IMKAN |  | Award | 2019 |  | Underground Services |  | Irrigation Pipes In Trenches Including Excavation, Backfilling With Selected Excavated Materials, Disposal Of Surplus Excavated Materials To Spoil Heaps At Employer'S Designated Area ; Diameter; 200Mm; Detail 1 | 477 | m | AED | 286.54
Alya | 2 | 2.0226 | United Arab Emirates | Abu Dhabi | Infrastructure | Al Jurf | Demolition & Enabling | IMKAN |  | Award | 2019 |  | Underground Services |  | Irrigation Pipes In Trenches Including Excavation, Backfilling With Selected Excavated Materials, Disposal Of Surplus Excavated Materials To Spoil Heaps At Employer'S Designated Area ; Diameter; 200Mm; Detail 2 | 174 | m | AED | 276.36
Alya | 2 | 2.0226 | United Arab Emirates | Abu Dhabi | Infrastructure | Al Jurf | Demolition & Enabling | IMKAN |  | Award | 2019 |  | Underground Services |  | Road Crossing Ducts Including Excavation, Ducts, Concrete, Reinforcement, Service Warning Tape, Backfilling And Disposal Of Surplus Excavated Materials To Spoil Heaps At Employer'S Designated Areas :Ducts 2 X 250Mm | 88 | m | AED | 663.31
Alya | 2 | 2.0226 | United Arab Emirates | Abu Dhabi | Infrastructure | Al Jurf | Demolition & Enabling | IMKAN |  | Award | 2019 |  | Underground Services |  | Road Crossing Ducts Including Excavation, Ducts, Concrete, Reinforcement, Service Warning Tape, Backfilling And Disposal Of Surplus Excavated Materials To Spoil Heaps At Employer'S Designated Areas :Ducts; 1 X 350Mm & 1 X 250Mm | 62 | m | AED | 852.69
Alya | 2 | 2.0226 | United Arab Emirates | Abu Dhabi | Infrastructure | Al Jurf | Demolition & Enabling | IMKAN |  | Award | 2019 |  | Underground Services |  | Cap Off Irrigation Lines As Drawing No. Qaj-Arc-Stw-Dr-Ir-00-23451 Rev P01:Diameter; 160Mm | 1 | Nr | AED | 1670.68
Alya | 2 | 2.0226 | United Arab Emirates | Abu Dhabi | Infrastructure | Al Jurf | Demolition & Enabling | IMKAN |  | Award | 2019 |  | Underground Services |  | Cap Off Irrigation Lines As Drawing No. Qaj-Arc-Stw-Dr-Ir-00-23451 Rev P01:Diameter; 200Mm | 1 | Nr | AED | 2004.81
Alya | 2 | 2.0226 | United Arab Emirates | Abu Dhabi | Infrastructure | Al Jurf | Demolition & Enabling | IMKAN |  | Award | 2019 |  | Underground Services |  | Cap Off Irrigation Lines As Drawing No. Qaj-Arc-Stw-Dr-Ir-00-23451 Rev P01:Diameter; 300Mm | 1 | Nr | AED | 2728.61
Alya | 2 | 2.0227 | United Arab Emirates | Abu Dhabi | Infrastructure | Al Jurf | Demolition & Enabling | IMKAN |  | Award | 2019 |  | Underground Services |  | Irrigation Installations;Valve Chamber Including Excavation, Concrete, Reinforcement, Valves, Fixtures, Fittings, Waterproofing, Chamber Cover And Frame, Backfilling And Disposal Of Surplus Excavated Material At Employer'S Designated Areas As Drawing No. Qaj-Arc-Stw-Dr-Ir-00-23451 Rev P01;Isolative Valve Chamber | 4 | Nr | AED | 21369.8
Alya | 2 | 2.0227 | United Arab Emirates | Abu Dhabi | Infrastructure | Al Jurf | Demolition & Enabling | IMKAN |  | Award | 2019 |  | Underground Services |  | Irrigation Installations;Valve Chamber Including Excavation, Concrete, Reinforcement, Valves, Fixtures, Fittings, Waterproofing, Chamber Cover And Frame, Backfilling And Disposal Of Surplus Excavated Material At Employer'S Designated Areas As Drawing No. Qaj-Arc-Stw-Dr-Ir-00-23451 Rev P01;Air Valve Chamber | 1 | Nr | AED | 26885.51
Alya | 2 | 2.0227 | United Arab Emirates | Abu Dhabi | Infrastructure | Al Jurf | Demolition & Enabling | IMKAN |  | Award | 2019 |  | Underground Services |  | Irrigation Installations;Valve Chamber Including Excavation, Concrete, Reinforcement, Valves, Fixtures, Fittings, Waterproofing, Chamber Cover And Frame, Backfilling And Disposal Of Surplus Excavated Material At Employer'S Designated Areas As Drawing No. Qaj-Arc-Stw-Dr-Ir-00-23451 Rev P01;Washout Chamber | 1 | Nr | AED | 37170.34
Alya | 2 | 2.0227 | United Arab Emirates | Abu Dhabi | Infrastructure | Al Jurf | Demolition & Enabling | IMKAN |  | Award | 2019 |  | Underground Services |  | Irrigation Installations;New Pumps To Existing Tank And Network As Drawing No. Qaj-Arc-Stw-Dr-Ir-00-23451 Rev P03 And Specification Section 5;Automated Pump | 1 | Nr | AED | 69780.78
Alya | 2 | 2.0227 | United Arab Emirates | Abu Dhabi | Infrastructure | Al Jurf | Demolition & Enabling | IMKAN |  | Award | 2019 |  | Underground Services |  | Irrigation Installations;New Pumps To Existing Tank And Network As Drawing No. Qaj-Arc-Stw-Dr-Ir-00-23451 Rev P03 And Specification Section 5;Proposed Nursery Pump | 2 | Nr | AED | 23260.59
Alya | 2 | 2.0227 | United Arab Emirates | Abu Dhabi | Infrastructure | Al Jurf | Demolition & Enabling | IMKAN |  | Award | 2019 |  | Underground Services |  | Potable Water;Potable Water Pipes In Trenches Including Excavation, Backfilling With Selected Excavated Materials, Disposal Of Surplus Excavated Materials To Spoil Heaps At Employer'S Designated Areas As Drawing No. Qaj-Arc-Stw-Dr-Pw-00-20151 Rev P02;Hdpe; Diameter; 160Mm As Per Detail A | 340 | m | AED | 249.86
Alya | 2 | 2.0227 | United Arab Emirates | Abu Dhabi | Infrastructure | Al Jurf | Demolition & Enabling | IMKAN |  | Award | 2019 |  | Underground Services |  | Potable Water;Potable Water Pipes In Trenches Including Excavation, Backfilling With Selected Excavated Materials, Disposal Of Surplus Excavated Materials To Spoil Heaps At Employer'S Designated Areas As Drawing No. Qaj-Arc-Stw-Dr-Pw-00-20151 Rev P02;Hdpe; Diameter; 160Mm As Per Detail B | 15 | m | AED | 1178.89
Alya | 2 | 2.0227 | United Arab Emirates | Abu Dhabi | Infrastructure | Al Jurf | Demolition & Enabling | IMKAN |  | Award | 2019 |  | Underground Services |  | Potable Water;Maintain And Expand The Existing Concrete Tank To A Capacity Of 1,000M3 Capacity As Drawing No. Qaj-Arc-Stw-Dr-Pw-00-20151 Rev P03;Tapping Point; Complete | 1 | Nr | AED | 18319.95
Alya | 2 | 2.0227 | United Arab Emirates | Abu Dhabi | Infrastructure | Al Jurf | Demolition & Enabling | IMKAN |  | Award | 2019 |  | Underground Services |  | Potable Water;Equipment; New Pumps To Existing Concrete Tanks As Drawing No. Qaj-Arc-Stw-Dr-Pw-00-20151 Rev P03 And Specification Section 5;Concrete Tank 1/5 (Like For Like) | 1 | Nr | AED | 141644.7
Alya | 2 | 2.0227 | United Arab Emirates | Abu Dhabi | Infrastructure | Al Jurf | Demolition & Enabling | IMKAN |  | Award | 2019 |  | Underground Services |  | Potable Water;Equipment; New Pumps To Existing Concrete Tanks As Drawing No. Qaj-Arc-Stw-Dr-Pw-00-20151 Rev P03 And Specification Section 5;Concrete Tank 1/6 (Like For Like) | 1 | Nr | AED | 141644.7
Alya | 2 | 2.0227 | United Arab Emirates | Abu Dhabi | Infrastructure | Al Jurf | Demolition & Enabling | IMKAN |  | Award | 2019 |  | Underground Services |  | Potable Water;Equipment; New Pumps To Existing Concrete Tanks As Drawing No. Qaj-Arc-Stw-Dr-Pw-00-20151 Rev P03 And Specification Section 5;Potable Water Pump | 4 | Nr | AED | 89209.22
Alya | 2 | 2.0228 | United Arab Emirates | Abu Dhabi | Infrastructure | Al Jurf | Demolition & Enabling | IMKAN |  | Award | 2019 |  | Underground Services |  | 11Kv Cables As Drawing No. Qaj-Arc-Stw-Dr-Hb-00-21500 Rev P01:Type 1; 1 X 11Kv Cables | 3275 | m | AED | 485.84
Alya | 2 | 2.0228 | United Arab Emirates | Abu Dhabi | Infrastructure | Al Jurf | Demolition & Enabling | IMKAN |  | Award | 2019 |  | Underground Services |  | 11Kv Cables As Drawing No. Qaj-Arc-Stw-Dr-Hb-00-21500 Rev P01:Type 2; 2 X 11Kv Cables | 637 | m | AED | 932.01
Alya | 2 | 2.0228 | United Arab Emirates | Abu Dhabi | Infrastructure | Al Jurf | Demolition & Enabling | IMKAN |  | Award | 2019 |  | Underground Services |  | 11Kv Cables As Drawing No. Qaj-Arc-Stw-Dr-Hb-00-21500 Rev P01:Type 4; 1 X 11Kv Cables | 1960 | m | AED | 485.84
Alya | 2 | 2.0228 | United Arab Emirates | Abu Dhabi | Infrastructure | Al Jurf | Demolition & Enabling | IMKAN |  | Award | 2019 |  | Underground Services |  | 11Kv Cables As Drawing No. Qaj-Arc-Stw-Dr-Hb-00-21500 Rev P01:Type 5; 1 X 11Kv Cables | 359 | m | AED | 485.84
Alya | 2 | 2.0228 | United Arab Emirates | Abu Dhabi | Infrastructure | Al Jurf | Demolition & Enabling | IMKAN |  | Award | 2019 |  | Underground Services |  | 11Kv Cables As Drawing No. Qaj-Arc-Stw-Dr-Hb-00-21500 Rev P01:Type 5; 2 X 11Kv Cables | 281 | m | AED | 932.01
Alya | 2 | 2.0228 | United Arab Emirates | Abu Dhabi | Infrastructure | Al Jurf | Demolition & Enabling | IMKAN |  | Award | 2019 |  | Underground Services |  | 11Kv Cables As Drawing No. Qaj-Arc-Stw-Dr-Hb-00-21500 Rev P01:Type 5; 3 X 11Kv Cables | 139 | m | AED | 1378.19
Alya | 2 | 2.0228 | United Arab Emirates | Abu Dhabi | Infrastructure | Al Jurf | Demolition & Enabling | IMKAN |  | Award | 2019 |  | Underground Services |  | 11Kv Cables As Drawing No. Qaj-Arc-Stw-Dr-Hb-00-21500 Rev P01:Cable Joints | 6 | m | AED | 4458.78
Alya | 2 | 2.0228 | United Arab Emirates | Abu Dhabi | Infrastructure | Al Jurf | Demolition & Enabling | IMKAN |  | Award | 2019 |  | Underground Services |  | Road Crossing Ducts Including Excavation, Concrete, Reinforcement, Warning Tape, Backfilling And Disposal Of Surplus Excavated Material At Employer'S Designated Stockpiles As Drawing No. Qaj-Arc-Stw-Dr-Hv-00-21581 Rev P02:2 Way | 236 | m | AED | 914.16
Alya | 2 | 2.0228 | United Arab Emirates | Abu Dhabi | Infrastructure | Al Jurf | Demolition & Enabling | IMKAN |  | Award | 2019 |  | Underground Services |  | Road Crossing Ducts Including Excavation, Concrete, Reinforcement, Warning Tape, Backfilling And Disposal Of Surplus Excavated Material At Employer'S Designated Stockpiles As Drawing No. Qaj-Arc-Stw-Dr-Hv-00-21581 Rev P02:4 Way | 35 | m | AED | 1471.39
Alya | 2 | 2.0229 | United Arab Emirates | Abu Dhabi | Infrastructure | Al Jurf | Demolition & Enabling | IMKAN |  | Award | 2019 |  | Underground Services |  | Ducts Including Excavation, Surround, Warning Tape, Backfilling And Disposal Of Surplus Excavated Material At Employer'S Designated Stockpiles :Trench; Detail A | 2934 | m | AED | 196.32
Alya | 2 | 2.0229 | United Arab Emirates | Abu Dhabi | Infrastructure | Al Jurf | Demolition & Enabling | IMKAN |  | Award | 2019 |  | Underground Services |  | Ducts Including Excavation, Surround, Warning Tape, Backfilling And Disposal Of Surplus Excavated Material At Employer'S Designated Stockpiles :Trench; Detail B | 1281 | m | AED | 327.2
Alya | 2 | 2.0229 | United Arab Emirates | Abu Dhabi | Infrastructure | Al Jurf | Demolition & Enabling | IMKAN |  | Award | 2019 |  | Underground Services |  | Ducts Including Excavation, Surround, Warning Tape, Backfilling And Disposal Of Surplus Excavated Material At Employer'S Designated Stockpiles ;Trench; Detail C | 404 | m | AED | 582.01
Alya | 2 | 2.0229 | United Arab Emirates | Abu Dhabi | Infrastructure | Al Jurf | Demolition & Enabling | IMKAN |  | Award | 2019 |  | Underground Services |  | Ducts Including Excavation, Surround, Warning Tape, Backfilling And Disposal Of Surplus Excavated Material At Employer'S Designated Stockpiles ;Trench; Detail D | 113 | m | AED | 701.98
Alya | 2 | 2.0229 | United Arab Emirates | Abu Dhabi | Infrastructure | Al Jurf | Demolition & Enabling | IMKAN |  | Award | 2019 |  | Underground Services |  | Cable Ducts In Trenches Including Excavation, Surround, Warning Tape, Backfilling With Selected Excavated Materials And Disposal Of Surplus Excavated Materials To Spoil Heaps At Employer'S Designated Areas; 4-Way; Detail A | 1147 | m | AED | 183.43
Alya | 2 | 2.0229 | United Arab Emirates | Abu Dhabi | Infrastructure | Al Jurf | Demolition & Enabling | IMKAN |  | Award | 2019 |  | Underground Services |  | Road Crossing Ducts Including Excavation, Ducts, Concrete, Reinforcement, Warning Tape, Backfilling And Disposal Of Surplus Excavated Material To Spoil Heaps At Employer'S Designated Areas \:Road Crossing Duct; 4-Way; Detail B | 20 | m | AED | 330.17
Alya | 2 | 2.0229 | United Arab Emirates | Abu Dhabi | Infrastructure | Al Jurf | Demolition & Enabling | IMKAN |  | Award | 2019 |  | Underground Services |  | Manholes And Chambers:Inspection Chambers Including Excavation, Membrane, Concrete, Covers And Frames, Backfilling With Selected Excavated Material And Disposal Of Surplus Materials To Spoil Heaps At Employer'S Designated Area;Inspection Chamber; Jrc-14 | 9 | Nr | AED | 8252.25
Alya | 2 | 2.0229 | United Arab Emirates | Abu Dhabi | Infrastructure | Al Jurf | Demolition & Enabling | IMKAN |  | Award | 2019 |  | Paving And Surfacing |  | Granular Sub-Base Course; 200Mm | 4800 | m² | AED | 24.79
Alya | 2 | 2.0229 | United Arab Emirates | Abu Dhabi | Infrastructure | Al Jurf | Demolition & Enabling | IMKAN |  | Award | 2019 |  | Roads And Pavings |  | Asphalt Basecourse; 100Mm | 4800 | m² | AED | 24.79
Alya | 2 | 2.0229 | United Arab Emirates | Abu Dhabi | Infrastructure | Al Jurf | Demolition & Enabling | IMKAN |  | Award | 2019 |  | Roads And Pavings |  | Asphalt Basecourse; 100Mm | 4800 | m² | AED | 69.41
Alya | 2 | 2.0229 | United Arab Emirates | Abu Dhabi | Infrastructure | Al Jurf | Demolition & Enabling | IMKAN |  | Award | 2019 |  | Roads And Pavings |  | Wearing Course; 60Mm | 3840 | m² | AED | 43.63
Alya | 2 | 2.023 | United Arab Emirates | Abu Dhabi | Infrastructure | Al Jurf | Demolition & Enabling | IMKAN |  | Award | 2019 |  | Roads And Pavings |  | Steel Hoarding; Using On-Ground System; Painted; Panel Weight 35Kg; Comprising 38.1Mm O.T Tube And Precast Footing At 2040Mm On Centres;2500Mm High | 757 | m | AED | 330.17
Alya | 2 | 2.023 | United Arab Emirates | Abu Dhabi | Infrastructure | Al Jurf | Demolition & Enabling | IMKAN |  | Award | 2019 |  | Roads And Pavings |  | Gates; Compromising 5Mm O.C. Mesh Hop Dipped Chain Link Fabric Gauge 9 With Tubular Section Frames And All Necessary Accessories; Including Concrete Foundations; Painted; 6300 X 2600Mm High | 1 | Nr | AED | 10293.75
Alya | 2 | 2.023 | United Arab Emirates | Abu Dhabi | Infrastructure | Al Jurf | Demolition & Enabling | IMKAN |  | Award | 2019 |  | Roads And Pavings |  | Signage; Comprising Chc 219.1 Diameter X 12.5Mm Steel Pipes Primary Supporting Frames, Chs 139.7 Diameter X 5Mm Steel Pipe Secondary Supporting Frames, With And Including Concrete Foundations And All Fixings Complete; 8000 X 4000Mm Overall High | 1 | Nr | AED | 45770.61
Alya | 2 | 2.023 | United Arab Emirates | Abu Dhabi | Infrastructure | Al Jurf | Demolition & Enabling | IMKAN |  | Award | 2019 |  | Roads And Pavings |  | Traffic Signage; Circular Sign; 30 Km/Hr | 2 | Nr | AED | 1407.93
Alya | 2 | 2.023 | United Arab Emirates | Abu Dhabi | Infrastructure | Al Jurf | Demolition & Enabling | IMKAN |  | Award | 2019 |  | Roads And Pavings |  | Relocate Existing Customer Experience Road:Relocate Existing Customer Experience Road As Per Drawing: Qaj-Arc-Stw-Dr-Hw-00-30838 Rev P01;Demolish Existing Wall And Make Area Good | 49 | m | AED | 732.72
Alya | 2 | 2.023 | United Arab Emirates | Abu Dhabi | Infrastructure | Al Jurf | Demolition & Enabling | IMKAN |  | Award | 2019 |  | Roads And Pavings |  | Relocate Existing Customer Experience Road;Remove Kerb, Median Paving And Any Other Items Required At Opening And Make Area Good:New Wall | 170 | m | AED | 1737.11
Alya | 2 | 2.023 | United Arab Emirates | Abu Dhabi | Infrastructure | Al Jurf | Demolition & Enabling | IMKAN |  | Award | 2019 |  | Roads And Pavings |  | Relocate Existing Customer Experience Road:Remove Kerb, Median Paving And Any Other Items Required At Opening And Make Area Good;New Road | 957 | m² | AED | 240.93
Alya | 2 | 2.023 | United Arab Emirates | Abu Dhabi | Infrastructure | Al Jurf, SHA Wellness Island | Infrastructure | IMKAN |  | Award | 2023 |  | Ground Investigation | B113 | Trial Pits;Locate, Excavate Trial Pits And Trench By Hand To Obtain Soil Samples For Geotechnical Investigations And To Ascertain/Verify Locations Of The Existing Services.;Number In Material Other Than Rock Maximum Depth 2 - 3M | 24 | Nr | AED | 1500
Alya | 2 | 2.023 | United Arab Emirates | Abu Dhabi | Infrastructure | Al Jurf, SHA Wellness Island | Infrastructure | IMKAN |  | Award | 2023 |  | Ground Investigation | B331 | Rotary Drilled Boreholes;Conformity Bore Holes To Verify Desired Soil Parameters;Nominal Diameter At Base 150Mm;Depth Without Core Recovery In Holes Of Maximum Depth Not Exceeding 5M | 25 | m | AED | 295
Alya | 2 | 2.0231 | United Arab Emirates | Abu Dhabi | Infrastructure | Al Jurf, SHA Wellness Island | Infrastructure | IMKAN |  | Award | 2023 |  | Ground Investigation | B342 | Rotary Drilled Boreholes;Conformity Bore Holes To Verify Desired Soil Parameters;Nominal Diameter At Base 150Mm;Depth With Core Recovery In Holes Of Maximum Depth 5 - 10M | 200 | m | AED | 334
Alya | 2 | 2.0231 | United Arab Emirates | Abu Dhabi | Infrastructure | Al Jurf, SHA Wellness Island | Infrastructure | IMKAN |  | Award | 2023 |  | Ground Investigation | B343 | Rotary Drilled Boreholes;Conformity Bore Holes To Verify Desired Soil Parameters;Nominal Diameter At Base 150Mm;Depth With Core Recovery In Holes Of Maximum Depth 10 - 20M | 260 | m | AED | 375
Alya | 2 | 2.0231 | United Arab Emirates | Abu Dhabi | Infrastructure | Al Jurf, SHA Wellness Island | Infrastructure | IMKAN |  | Award | 2023 |  | Ground Investigation | B344 | Rotary Drilled Boreholes;Conformity Bore Holes To Verify Desired Soil Parameters;Nominal Diameter At Base 150Mm;Depth With Core Recovery In Holes Of Maximum Depth 20 - 30M | 90 | m | AED | 442
Alya | 2 | 2.0231 | United Arab Emirates | Abu Dhabi | Infrastructure | Al Jurf, SHA Wellness Island | Infrastructure | IMKAN |  | Award | 2023 |  | Ground Investigation | B360 | Rotary Drilled Boreholes;Conformity Bore Holes To Verify Desired Soil Parameters;Nominal Diameter At Base 150Mm;Depth Backfill With Excavated Material | 575 | m | AED | 600
Alya | 2 | 2.0231 | United Arab Emirates | Abu Dhabi | Infrastructure | Al Jurf, SHA Wellness Island | Infrastructure | IMKAN |  | Award | 2023 |  | Demolition And Site Clearance | D100 | General Clearance Of In Accordance With Specifications And As Directed By The Engineer. ;Allow For Clearing The Site From All Rubbish, Debris, Vegetation, Existing Structures And Obstruction If Any, As Per Existing Site Condition | 90000 | m² | AED | 5
Alya | 2 | 2.0231 | United Arab Emirates | Abu Dhabi | Infrastructure | Al Jurf, SHA Wellness Island | Infrastructure | IMKAN |  | Award | 2023 |  | Demolition And Site Clearance | D900.1 | Break-Out, Remove And Cart To Tip;Allow For Demolition And/Or Relocation Of Any Structures, Landscape/Trees And Reinstatement (Provisional) | 1 | Nr | AED | 25000
Alya | 2 | 2.0231 | United Arab Emirates | Abu Dhabi | Infrastructure | Al Jurf, SHA Wellness Island | Infrastructure | IMKAN |  | Award | 2023 |  | Earthworks | E220 | Excavation Including Preparation And Trimming Of Excavated Surfaces;Excavation For Cutting: Materials Other Than Topsoil, In All Types Of Soil For Attaining The Proposed Grade Level(S) Including Preparation And Trimming Of Excavated Surfaces, Compaction And Other Ancillary Works. | 11540 | m³ | AED | 15
Alya | 2 | 2.0231 | United Arab Emirates | Abu Dhabi | Infrastructure | Al Jurf, SHA Wellness Island | Infrastructure | IMKAN |  | Award | 2023 |  | Earthworks | E532 | Excavation Ancillaries;Disposal Of Surplus Excavated Materials (Suitable/Unsuitable) Including Loading / Unloading, Site Handling And Transportation To Approved Designated Site Or As Directed By The Engineer. | 2500 | m³ | AED | 20
Alya | 2 | 2.0231 | United Arab Emirates | Abu Dhabi | Infrastructure | Al Jurf, SHA Wellness Island | Infrastructure | IMKAN |  | Award | 2023 |  | Earthworks | E634 | Excavation Ancillaries;Filling Including Preparation And Trimming Of Filled Surfaces And Preparation Of Existing Ground To Receive Fill Material ;Filling With Suitable Excavated Materials Other Than Top Soil Or Rock For Roads And Other Areas Of Fill Other Than Adjacent To Structures Including Preparation Of Surfaces To Receive Permanent Work (Each Layer Thickness As Per Specification And As Directed By The Engineer). | 9040 | m³ | AED | 10
Alya | 2 | 2.0231 | United Arab Emirates | Abu Dhabi | Infrastructure | Al Jurf, SHA Wellness Island | Infrastructure | IMKAN |  | Award | 2023 |  | Earthworks | E635 | Excavation Ancillaries;Filling Including Preparation And Trimming Of Filled Surfaces And Preparation Of Existing Ground To Receive Fill Material ;Filling With Imported Materials Other Than Top Soil Or Rock For Roads And Other Areas Of Fill Other Than Adjacent To Structures Including Preparation Of Surfaces To Receive Permanent Work (Each Layer Thickness As Per Specification And As Directed By The Engineer). | 12380 | m³ | AED | 30
Alya | 2 | 2.0231 | United Arab Emirates | Abu Dhabi | Infrastructure | Al Jurf, SHA Wellness Island | Infrastructure | IMKAN |  | Award | 2023 |  | Roads And Pavings | R750 | Type Ii Pavements (Vehicular Pavements):Per-Cast Concrete Block Paving Tiles (Shot Blasted) 100X100X80Mm Sized (Approved Colour, Pattern And Design) As Shown On The Drawings And Specifications. | 33313 | m² | AED | 125
Alya | 2 | 2.0232 | United Arab Emirates | Abu Dhabi | Infrastructure | Al Jurf, SHA Wellness Island | Infrastructure | IMKAN |  | Award | 2023 |  | Roads And Pavings | R192 | Type Ii Pavements (Vehicular Pavements):Levelling Course, 50Mm Thick As Shown On The Drawings And Specifications. | 33313 | m² | AED | 10
Alya | 2 | 2.0232 | United Arab Emirates | Abu Dhabi | Infrastructure | Al Jurf, SHA Wellness Island | Infrastructure | IMKAN |  | Award | 2023 |  | Roads And Pavings | R114 | Type Ii Pavements (Vehicular Pavements):Granular Sub Base Course, 150Mm Thick As Shown On The Drawings And Specifications. | 39180 | m² | AED | 18
Alya | 2 | 2.0232 | United Arab Emirates | Abu Dhabi | Infrastructure | Al Jurf, SHA Wellness Island | Infrastructure | IMKAN |  | Award | 2023 |  | Roads And Pavings | R191 | Type Ii Pavements (Vehicular Pavements):Supply And Laying Of Triaxial Geogrid Tx5/Tx8 Layer As Shown On The Drawings And Specifications. | 40111 | m² | AED | 12
Alya | 2 | 2.0232 | United Arab Emirates | Abu Dhabi | Infrastructure | Al Jurf, SHA Wellness Island | Infrastructure | IMKAN |  | Award | 2023 |  | Roads And Pavings | R161 | Type Ii Pavements (Vehicular Pavements):Supply And Laying Of Geotextile Layer As Shown On The Drawings And Specifications. | 81805 | m² | AED | 6
Alya | 2 | 2.0232 | United Arab Emirates | Abu Dhabi | Infrastructure | Al Jurf, SHA Wellness Island | Infrastructure | IMKAN |  | Award | 2023 |  | Roads And Pavings | R194 | Type Ii Pavements (Vehicular Pavements):Capillary Break Free Draining Layer, 150Mm Thick As Shown On The Drawings, Specifications And Adqcc Standard Construction Specification. | 40204 | m² | AED | 25
Alya | 2 | 2.0232 | United Arab Emirates | Abu Dhabi | Infrastructure | Al Jurf, SHA Wellness Island | Infrastructure | IMKAN |  | Award | 2023 |  | Roads And Pavings | R19* | Type Ii Pavements (Vehicular Pavements):Subgrade Layer (Minimum 15% Cbr) As Shown On The Drawings And Specifications. | 41601 | m² | AED | 15
Alya | 2 | 2.0232 | United Arab Emirates | Abu Dhabi | Infrastructure | Al Jurf, SHA Wellness Island | Infrastructure | IMKAN |  | Award | 2023 |  | Roads And Pavings | R618 | Tying To Existing Road;Tying To Existing Road Including All Necessary Preparations Work As Shown On The Drawings And Specifications.;Transverse Joints - Type Ii | 35 | m | AED | 450
Alya | 2 | 2.0232 | United Arab Emirates | Abu Dhabi | Infrastructure | Al Jurf, SHA Wellness Island | Infrastructure | IMKAN |  | Award | 2023 |  | Roads And Pavings | R711.1 | Kerbs, Channels, And Edgings;Precast Concrete Kerbs; Straight Or Curved Including Transition, Concrete Haunch, Concrete Bed & Backing, Reinforcement, Joints, Cutting, Formwork, Earthworks, Backfilling, Disposal Of Surplus Excavated Material To Complete Including Openings For Stormwater, Water Proofing, Painting, And All Other Associated Works As Shown On The Drawings And Specifications.;Kerbs Type C | 15605 | m | AED | 88
Alya | 2 | 2.0232 | United Arab Emirates | Abu Dhabi | Infrastructure | Al Jurf, SHA Wellness Island | Infrastructure | IMKAN |  | Award | 2023 |  | Roads And Pavings | R711.2 | Kerbs, Channels, And Edgings;Precast Concrete Kerbs; Straight Or Curved Including Transition, Concrete Haunch, Concrete Bed & Backing, Reinforcement, Joints, Cutting, Formwork, Earthworks, Backfilling, Disposal Of Surplus Excavated Material To Complete Including Openings For Stormwater, Water Proofing, Painting, And All Other Associated Works As Shown On The Drawings And Specifications.;Kerbs Type D | 1331 | m | AED | 90
Alya | 2 | 2.0232 | United Arab Emirates | Abu Dhabi | Infrastructure | Al Jurf, SHA Wellness Island | Infrastructure | IMKAN |  | Award | 2023 |  | Roads And Pavings | R711.3 | Kerbs, Channels, And Edgings;Precast Concrete Kerbs; Straight Or Curved Including Transition, Concrete Haunch, Concrete Bed & Backing, Reinforcement, Joints, Cutting, Formwork, Earthworks, Backfilling, Disposal Of Surplus Excavated Material To Complete Including Openings For Stormwater, Water Proofing, Painting, And All Other Associated Works As Shown On The Drawings And Specifications.;Kerbs Type E | 1030 | m | AED | 85
Alya | 2 | 2.0233 | United Arab Emirates | Abu Dhabi | Infrastructure | Al Jurf, SHA Wellness Island | Infrastructure | IMKAN |  | Award | 2023 |  | Roads And Pavings | R711.4 | Kerbs, Channels, And Edgings:Precast Concrete Kerbs; Straight Or Curved Including Transition, Concrete Haunch, Concrete Bed & Backing, Reinforcement, Joints, Cutting, Formwork, Earthworks, Backfilling, Disposal Of Surplus Excavated Material To Complete Including Openings For Stormwater, Water Proofing, Painting, And All Other Associated Works As Shown On The Drawings And Specifications.;Kerbs Type J1 | 9005 | m | AED | 95
Alya | 2 | 2.0233 | United Arab Emirates | Abu Dhabi | Infrastructure | Al Jurf, SHA Wellness Island | Infrastructure | IMKAN |  | Award | 2023 |  | Roads And Pavings | R811.1 | Ancillaries - Traffic Signs;Supply And Install Non-Illuminated Warning And Regulatory Sign With Post And Foundation Including Mounting, Post Clip And Bolt Assembly, Pit Excavation, Compaction, Backfilling, Disposal Of Excavated Material, Concrete, Reinforcement And Water Proofing As Shown In The Drawings And Specifications And Abu Dhabi Traffic Control Devices Manual.;Single Sign On Single Pole;Traffic Sign; Reference 301; Octagonal | 4 | Nr | AED | 900
Alya | 2 | 2.0233 | United Arab Emirates | Abu Dhabi | Infrastructure | Al Jurf, SHA Wellness Island | Infrastructure | IMKAN |  | Award | 2023 |  | Roads And Pavings | R811.2 | Ancillaries - Traffic Signs;Supply And Install Non-Illuminated Warning And Regulatory Sign With Post And Foundation Including Mounting, Post Clip And Bolt Assembly, Pit Excavation, Compaction, Backfilling, Disposal Of Excavated Material, Concrete, Reinforcement And Water Proofing As Shown In The Drawings And Specifications And Abu Dhabi Traffic Control Devices Manual.;Single Sign On Single Pole;Traffic Sign; Reference 326; Circular | 6 | Nr | AED | 900
Alya | 2 | 2.0233 | United Arab Emirates | Abu Dhabi | Infrastructure | Al Jurf, SHA Wellness Island | Infrastructure | IMKAN |  | Award | 2023 |  | Roads And Pavings | R811.3 | Ancillaries - Traffic Signs;Supply And Install Non-Illuminated Warning And Regulatory Sign With Post And Foundation Including Mounting, Post Clip And Bolt Assembly, Pit Excavation, Compaction, Backfilling, Disposal Of Excavated Material, Concrete, Reinforcement And Water Proofing As Shown In The Drawings And Specifications And Abu Dhabi Traffic Control Devices Manual.;Single Sign On Single Pole;Traffic Sign; Reference 302; Triangular | 14 | Nr | AED | 850
Alya | 2 | 2.0233 | United Arab Emirates | Abu Dhabi | Infrastructure | Al Jurf, SHA Wellness Island | Infrastructure | IMKAN |  | Award | 2023 |  | Roads And Pavings | R811.4 | Ancillaries - Traffic Signs;Supply And Install Non-Illuminated Warning And Regulatory Sign With Post And Foundation Including Mounting, Post Clip And Bolt Assembly, Pit Excavation, Compaction, Backfilling, Disposal Of Excavated Material, Concrete, Reinforcement And Water Proofing As Shown In The Drawings And Specifications And Abu Dhabi Traffic Control Devices Manual.;Single Sign On Single Pole;Traffic Sign; Reference 412; Triangular | 4 | Nr | AED | 850
Alya | 2 | 2.0233 | United Arab Emirates | Abu Dhabi | Infrastructure | Al Jurf, SHA Wellness Island | Infrastructure | IMKAN |  | Award | 2023 |  | Roads And Pavings | R811.5 | Ancillaries - Traffic Signs;Supply And Install Non-Illuminated Warning And Regulatory Sign With Post And Foundation Including Mounting, Post Clip And Bolt Assembly, Pit Excavation, Compaction, Backfilling, Disposal Of Excavated Material, Concrete, Reinforcement And Water Proofing As Shown In The Drawings And Specifications And Abu Dhabi Traffic Control Devices Manual.;Single Sign On Single Pole;Traffic Sign; Reference 413; Triangular | 1 | Nr | AED | 850
Alya | 2 | 2.0233 | United Arab Emirates | Abu Dhabi | Infrastructure | Al Jurf, SHA Wellness Island | Infrastructure | IMKAN |  | Award | 2023 |  | Roads And Pavings | R811.6 | Ancillaries - Traffic Signs;Supply And Install Non-Illuminated Warning And Regulatory Sign With Post And Foundation Including Mounting, Post Clip And Bolt Assembly, Pit Excavation, Compaction, Backfilling, Disposal Of Excavated Material, Concrete, Reinforcement And Water Proofing As Shown In The Drawings And Specifications And Abu Dhabi Traffic Control Devices Manual.;Single Sign On Single Pole; | 1 | Nr | AED | 850
Alya | 2 | 2.0233 | United Arab Emirates | Abu Dhabi | Infrastructure | Al Jurf, SHA Wellness Island | Infrastructure | IMKAN |  | Award | 2023 |  | Roads And Pavings | R811.7 | Ancillaries - Traffic Signs;Supply And Install Non-Illuminated Warning And Regulatory Sign With Post And Foundation Including Mounting, Post Clip And Bolt Assembly, Pit Excavation, Compaction, Backfilling, Disposal Of Excavated Material, Concrete, Reinforcement And Water Proofing As Shown In The Drawings And Specifications And Abu Dhabi Traffic Control Devices Manual.;Single Sign On Single Pole;Traffic Sign; Reference 427; Triangular | 25 | Nr | AED | 850
Alya | 2 | 2.0233 | United Arab Emirates | Abu Dhabi | Infrastructure | Al Jurf, SHA Wellness Island | Infrastructure | IMKAN |  | Award | 2023 |  | Roads And Pavings | R811.8 | Ancillaries - Traffic Signs;Supply And Install Non-Illuminated Warning And Regulatory Sign With Post And Foundation Including Mounting, Post Clip And Bolt Assembly, Pit Excavation, Compaction, Backfilling, Disposal Of Excavated Material, Concrete, Reinforcement And Water Proofing As Shown In The Drawings And Specifications And Abu Dhabi Traffic Control Devices Manual.;Single Sign On Single Pole;Traffic Sign; Reference 515.5; Custom | 1 | Nr | AED | 500
Alya | 2 | 2.0234 | United Arab Emirates | Abu Dhabi | Infrastructure | Al Jurf, SHA Wellness Island | Infrastructure | IMKAN |  | Award | 2023 |  | Roads And Pavings | R811.9 | Multiple Signs On Single Pole;Traffic Sign; Reference 302 And 329 | 4 | Nr | AED | 1250
Alya | 2 | 2.0234 | United Arab Emirates | Abu Dhabi | Infrastructure | Al Jurf, SHA Wellness Island | Infrastructure | IMKAN |  | Award | 2023 |  | Roads And Pavings | R811.10 | Multiple Signs On Single Pole;Traffic Sign; Reference 301 And 347 | 1 | Nr | AED | 1300
Alya | 2 | 2.0234 | United Arab Emirates | Abu Dhabi | Infrastructure | Al Jurf, SHA Wellness Island | Infrastructure | IMKAN |  | Award | 2023 |  | Roads And Pavings | R811.11 | Multiple Signs On Single Pole;Traffic Sign; Reference 420 And 596 | 4 | Nr | AED | 1000
Alya | 2 | 2.0234 | United Arab Emirates | Abu Dhabi | Infrastructure | Al Jurf, SHA Wellness Island | Infrastructure | IMKAN |  | Award | 2023 |  | Roads And Pavings | R811.12 | Single Sign On Double Pole;Traffic Sign; Reference 456; Rectangular | 3 | Nr | AED | 2250
Alya | 2 | 2.0234 | United Arab Emirates | Abu Dhabi | Infrastructure | Al Jurf, SHA Wellness Island | Infrastructure | IMKAN |  | Award | 2023 |  | Roads And Pavings | R811.13 | Single Sign On Double Pole;Traffic Sign; Reference 458; Rectangular | 4 | Nr | AED | 2500
Alya | 2 | 2.0234 | United Arab Emirates | Abu Dhabi | Infrastructure | Al Jurf, SHA Wellness Island | Infrastructure | IMKAN |  | Award | 2023 |  | Roads And Pavings | R900.1 | Supply And Installation Of Precast Concrete Bollard Sign Post (250 X 180 X H-700Mm) And Aluminum Sign Panels Including Excavation And Backfilling, Disposal Of Excavated Material, Concrete Foundation, Reinforcement And All Other Required Works Complete Etc., As Shown On Drawings And As Per Specifications.;Circular Type Signs In Bollard Post | 43 | Nr | AED | 600
Alya | 2 | 2.0234 | United Arab Emirates | Abu Dhabi | Infrastructure | Al Jurf, SHA Wellness Island | Infrastructure | IMKAN |  | Award | 2023 |  | Roads And Pavings | R824.1 | Ancillaries - Surface Markings:Continuous Lines:Stop Line; Reference 601; 300Mm Wide | 155 | m | AED | 30
Alya | 2 | 2.0234 | United Arab Emirates | Abu Dhabi | Infrastructure | Al Jurf, SHA Wellness Island | Infrastructure | IMKAN |  | Award | 2023 |  | Roads And Pavings | R824.2 | Ancillaries - Surface Markings:Continuous Lines:Channelizing Line; Reference 611; 100Mm Wide | 543 | m | AED | 10
Alya | 2 | 2.0234 | United Arab Emirates | Abu Dhabi | Infrastructure | Al Jurf, SHA Wellness Island | Infrastructure | IMKAN |  | Award | 2023 |  | Roads And Pavings | R824.3 | Ancillaries - Surface Markings:Continuous Lines:Channelizing Line; Reference 612; 100Mm Wide | 576 | m | AED | 10
Alya | 2 | 2.0234 | United Arab Emirates | Abu Dhabi | Infrastructure | Al Jurf, SHA Wellness Island | Infrastructure | IMKAN |  | Award | 2023 |  | Roads And Pavings | R824.4 | Ancillaries - Surface Markings:Continuous Lines:Parking Line; Reference 621; 100Mm Wide | 571 | m | AED | 10
Alya | 2 | 2.0234 | United Arab Emirates | Abu Dhabi | Infrastructure | Al Jurf, SHA Wellness Island | Infrastructure | IMKAN |  | Award | 2023 |  | Roads And Pavings | R824.5 | Ancillaries - Surface Markings;Continuous Lines;Hatch Line; Reference 658; 200Mm Wide | 66 | m | AED | 20
Alya | 2 | 2.0235 | United Arab Emirates | Abu Dhabi | Infrastructure | Al Jurf, SHA Wellness Island | Infrastructure | IMKAN |  | Award | 2023 |  | Roads And Pavings | R825.1 | Ancillaries - Surface Markings;Intermittent;Give-Way; Reference 602; 300Mm Wide | 42 | m | AED | 30
Alya | 2 | 2.0235 | United Arab Emirates | Abu Dhabi | Infrastructure | Al Jurf, SHA Wellness Island | Infrastructure | IMKAN |  | Award | 2023 |  | Roads And Pavings | R825.2 | Ancillaries - Surface Markings;Intermittent;Dividing Line; Reference 652; 100Mm Wide | 380 | m | AED | 10
Alya | 2 | 2.0235 | United Arab Emirates | Abu Dhabi | Infrastructure | Al Jurf, SHA Wellness Island | Infrastructure | IMKAN |  | Award | 2023 |  | Roads And Pavings | R825.3 | Ancillaries - Surface Markings;Intermittent;Lane Line; Reference 654; 100Mm Wide | 2093 | m | AED | 10
Alya | 2 | 2.0235 | United Arab Emirates | Abu Dhabi | Infrastructure | Al Jurf, SHA Wellness Island | Infrastructure | IMKAN |  | Award | 2023 |  | Roads And Pavings | R825.4 | Ancillaries - Surface Markings;Intermittent;Guide Line; Reference 680; 100Mm Wide | 198 | m | AED | 10
Alya | 2 | 2.0235 | United Arab Emirates | Abu Dhabi | Infrastructure | Al Jurf, SHA Wellness Island | Infrastructure | IMKAN |  | Award | 2023 |  | Roads And Pavings | R823.1 | Ancillaries - Surface Markings;Arrow Marking;Straight Arrow; Reference 614 | 34 | Nr | AED | 115
Alya | 2 | 2.0235 | United Arab Emirates | Abu Dhabi | Infrastructure | Al Jurf, SHA Wellness Island | Infrastructure | IMKAN |  | Award | 2023 |  | Roads And Pavings | R823.2 | Ancillaries - Surface Markings;Arrow Marking;Right/Left Turn Arrow; Reference 615/616 | 1 | Nr | AED | 120
Alya | 2 | 2.0235 | United Arab Emirates | Abu Dhabi | Infrastructure | Al Jurf, SHA Wellness Island | Infrastructure | IMKAN |  | Award | 2023 |  | Roads And Pavings | R823.3 | Ancillaries - Surface Markings;Arrow Marking;Straight Right/Left Turn Arrow; Reference 615/616 | 3 | Nr | AED | 120
Alya | 2 | 2.0235 | United Arab Emirates | Abu Dhabi | Infrastructure | Al Jurf, SHA Wellness Island | Infrastructure | IMKAN |  | Award | 2023 |  | Roads And Pavings | R900.2 | Bollards;Supply And Installation Of Bollards (Electro Polished 3Mm 316L Ss Brushed Stain Finish As Per Adm/ Adqcc Specs) At Pedestrian Crossing; Including Excavation And Backfilling, Disposal Of Excavated Material, Concrete Foundation, Reinforcement And All Auxially Works Complete Etc., As Per The Drawings, Specification And Instructed By The Engineer;Retractable Bollards | 10 | Nr | AED | 2500
Alya | 2 | 2.0235 | United Arab Emirates | Abu Dhabi | Infrastructure | Al Jurf, SHA Wellness Island | Infrastructure | IMKAN |  | Award | 2023 |  | Roads And Pavings | R900.3 | Bollards;Supply And Installation Of Bollards (Electro Polished 3Mm 316L Ss Brushed Stain Finish As Per Adm/ Adqcc Specs) At Pedestrian Crossing; Including Excavation And Backfilling, Disposal Of Excavated Material, Concrete Foundation, Reinforcement And All Auxially Works Complete Etc., As Per The Drawings, Specification And Instructed By The Engineer;Removable Bollards | 4 | Nr | AED | 2500
Alya | 2 | 2.0236 | United Arab Emirates | Abu Dhabi | Infrastructure | Al Jurf, SHA Wellness Island | Infrastructure | IMKAN |  | Award | 2023 |  | Roads And Pavings | R900.4 | Speed Table/ Raised Pedestrian Crossing (Asphalt/ Paver);Construction Of Cross Walk Complete Including 150Mm Thickness Layer Of Aggregate Sub-Base, Kerbs, Asphalt/ Precast Concrete Paving Blocks (Approved Colour, Pattern And Design) Thickness 80Mm On And Including 50Mm Thick Sand Bed, Sizes Varies, Joints, Cutting, Shape, Pattern, Colors, Yellow Solid Triangle Pavement Marking, Pedestrian Crossing Marking-603 And All Other Related Works As Per The Drawing, Specification, Local Authority And Engineer'S Approval.;9000Mm (L) X 3000Mm (W) | 1 | Nr | AED | 5400
Alya | 2 | 2.0236 | United Arab Emirates | Abu Dhabi | Infrastructure | Al Jurf, SHA Wellness Island | Infrastructure | IMKAN |  | Award | 2023 |  | Roads And Pavings | R900.5 | Speed Table/ Raised Pedestrian Crossing (Asphalt/ Paver);Construction Of Cross Walk Complete Including 150Mm Thickness Layer Of Aggregate Sub-Base, Kerbs, Asphalt/ Precast Concrete Paving Blocks (Approved Colour, Pattern And Design) Thickness 80Mm On And Including 50Mm Thick Sand Bed, Sizes Varies, Joints, Cutting, Shape, Pattern, Colors, Yellow Solid Triangle Pavement Marking, Pedestrian Crossing Marking-603 And All Other Related Works As Per The Drawing, Specification, Local Authority And Engineer'S Approval.;7000Mm (L) X 4000Mm (W) | 2 | Nr | AED | 5600
Alya | 2 | 2.0236 | United Arab Emirates | Abu Dhabi | Infrastructure | Al Jurf, SHA Wellness Island | Infrastructure | IMKAN |  | Award | 2023 |  | Roads And Pavings | R900.6 | Speed Table/ Raised Pedestrian Crossing (Asphalt/ Paver);Construction Of Cross Walk Complete Including 150Mm Thickness Layer Of Aggregate Sub-Base, Kerbs, Asphalt/ Precast Concrete Paving Blocks (Approved Colour, Pattern And Design) Thickness 80Mm On And Including 50Mm Thick Sand Bed, Sizes Varies, Joints, Cutting, Shape, Pattern, Colors, Yellow Solid Triangle Pavement Marking, Pedestrian Crossing Marking-603 And All Other Related Works As Per The Drawing, Specification, Local Authority And Engineer'S Approval.:7000Mm (L) X 3000Mm (W) | 2 | Nr | AED | 4200
Alya | 2 | 2.0236 | United Arab Emirates | Abu Dhabi | Infrastructure | Al Jurf, SHA Wellness Island | Infrastructure | IMKAN |  | Award | 2023 |  | Roads And Pavings | R900.7 | Speed Table/ Raised Pedestrian Crossing (Asphalt/ Paver);Construction Of Cross Walk Complete Including 150Mm Thickness Layer Of Aggregate Sub-Base, Kerbs, Asphalt/ Precast Concrete Paving Blocks (Approved Colour, Pattern And Design) Thickness 80Mm On And Including 50Mm Thick Sand Bed, Sizes Varies, Joints, Cutting, Shape, Pattern, Colors, Yellow Solid Triangle Pavement Marking, Pedestrian Crossing Marking-603 And All Other Related Works As Per The Drawing, Specification, Local Authority And Engineer'S Approval.;6000Mm (L) X 3000Mm (W) | 8 | Nr | AED | 3600
Alya | 2 | 2.0236 | United Arab Emirates | Abu Dhabi | Infrastructure | Al Jurf, SHA Wellness Island | Infrastructure | IMKAN |  | Award | 2023 |  | Roads And Pavings | R900.8 | Speed Table/ Raised Pedestrian Crossing (Asphalt/ Paver);Construction Of Cross Walk Complete Including 150Mm Thickness Layer Of Aggregate Sub-Base, Kerbs, Asphalt/ Precast Concrete Paving Blocks (Approved Colour, Pattern And Design) Thickness 80Mm On And Including 50Mm Thick Sand Bed, Sizes Varies, Joints, Cutting, Shape, Pattern, Colors, Yellow Solid Triangle Pavement Marking, Pedestrian Crossing Marking-603 And All Other Related Works As Per The Drawing, Specification, Local Authority And Engineer'S Approval.;5700Mm (L) X 3000Mm (W) | 2 | Nr | AED | 3420
Alya | 2 | 2.0236 | United Arab Emirates | Abu Dhabi | Infrastructure | Al Jurf, SHA Wellness Island | Infrastructure | IMKAN |  | Award | 2023 |  | Roads And Pavings | R900.9 | Speed Table/ Raised Pedestrian Crossing (Asphalt/ Paver);Construction Of Cross Walk Complete Including 150Mm Thickness Layer Of Aggregate Sub-Base, Kerbs, Asphalt/ Precast Concrete Paving Blocks (Approved Colour, Pattern And Design) Thickness 80Mm On And Including 50Mm Thick Sand Bed, Sizes Varies, Joints, Cutting, Shape, Pattern, Colors, Yellow Solid Triangle Pavement Marking, Pedestrian Crossing Marking-603 And All Other Related Works As Per The Drawing, Specification, Local Authority And Engineer'S Approval.;4500Mm (L) X 3000Mm (W) | 11 | Nr | AED | 2700
Alya | 2 | 2.0236 | United Arab Emirates | Abu Dhabi | Infrastructure | Al Jurf, SHA Wellness Island | Infrastructure | IMKAN |  | Award | 2023 |  | Pipework - Pipes | I712 | Pipe Work - Pipes;Nominal Bore: 160Mm Dia. Hdpe Pipe;In Trenches, Depth: Not Exceeding 1.5M (Sdr17) Including Concrete Surround | 42 | m | AED | 250
Alya | 2 | 2.0236 | United Arab Emirates | Abu Dhabi | Infrastructure | Al Jurf, SHA Wellness Island | Infrastructure | IMKAN |  | Award | 2023 |  | Pipework - Pipes | I713 | Pipe Work - Pipes;Nominal Bore: 160Mm Dia. Hdpe Pipe;In Trenches, Depth: 1.5 M - 2.0 M (Sdr17) | 170 | m | AED | 191
Alya | 2 | 2.0236 | United Arab Emirates | Abu Dhabi | Infrastructure | Al Jurf, SHA Wellness Island | Infrastructure | IMKAN |  | Award | 2023 |  | Pipework - Pipes | I714 | Pipe Work - Pipes;Nominal Bore: 160Mm Dia. Hdpe Pipe;In Trenches, Depth: 2.0 M - 2.5 M (Sdr17) | 474 | m | AED | 233
Alya | 2 | 2.0236 | United Arab Emirates | Abu Dhabi | Infrastructure | Al Jurf, SHA Wellness Island | Infrastructure | IMKAN |  | Award | 2023 |  | Pipework - Pipes | I715 | Pipe Work - Pipes;Nominal Bore: 160Mm Dia. Hdpe Pipe;In Trenches, Depth: 2.5 M - 3.0 M (Sdr17) | 487 | m | AED | 308
Alya | 2 | 2.0236 | United Arab Emirates | Abu Dhabi | Infrastructure | Al Jurf, SHA Wellness Island | Infrastructure | IMKAN |  | Award | 2023 |  | Pipework - Pipes | I716 | Pipe Work - Pipes;Nominal Bore: 160Mm Dia. Hdpe Pipe;In Trenches, Depth: 3.0 M - 3.5 M (Sdr17) | 221 | m | AED | 372
Alya | 2 | 2.0237 | United Arab Emirates | Abu Dhabi | Infrastructure | Al Jurf, SHA Wellness Island | Infrastructure | IMKAN |  | Award | 2023 |  | Pipework - Pipes | I717 | Pipe Work - Pipes;Nominal Bore: 160Mm Dia. Hdpe Pipe;In Trenches, Depth: 3.5 M - 4.0 M (Sdr17) | 201 | m | AED | 439
Alya | 2 | 2.0237 | United Arab Emirates | Abu Dhabi | Infrastructure | Al Jurf, SHA Wellness Island | Infrastructure | IMKAN |  | Award | 2023 |  | Pipework - Pipes | I718.1 | Pipe Work - Pipes;Nominal Bore: 160Mm Dia. Hdpe Pipe;In Trenches, Depth: 4.0 M - 4.5 M (Sdr11) | 161 | m | AED | 558
Alya | 2 | 2.0237 | United Arab Emirates | Abu Dhabi | Infrastructure | Al Jurf, SHA Wellness Island | Infrastructure | IMKAN |  | Award | 2023 |  | Pipework - Pipes | I718.2 | Pipe Work - Pipes;Nominal Bore: 160Mm Dia. Hdpe Pipe;In Trenches, Depth: 4.5 M - 5.0 M (Sdr11) | 264 | m | AED | 666
Alya | 2 | 2.0237 | United Arab Emirates | Abu Dhabi | Infrastructure | Al Jurf, SHA Wellness Island | Infrastructure | IMKAN |  | Award | 2023 |  | Pipework - Pipes | I718.3 | Pipe Work - Pipes;Nominal Bore: 160Mm Dia. Hdpe Pipe;In Trenches, Depth: 5.0 M - 5.5 M (Sdr11) | 374 | m | AED | 776
Alya | 2 | 2.0237 | United Arab Emirates | Abu Dhabi | Infrastructure | Al Jurf, SHA Wellness Island | Infrastructure | IMKAN |  | Award | 2023 |  | Pipework - Pipes | I718.4 | Pipe Work - Pipes;Nominal Bore: 160Mm Dia. Hdpe Pipe;In Trenches, Depth: 5.5 M - 6.0 M (Sdr11) | 377 | m | AED | 877
Alya | 2 | 2.0237 | United Arab Emirates | Abu Dhabi | Infrastructure | Al Jurf, SHA Wellness Island | Infrastructure | IMKAN |  | Award | 2023 |  | Pipework - Pipes | I718.5 | Pipe Work - Pipes;Nominal Bore: 160Mm Dia. Hdpe Pipe;In Trenches, Depth: 6.0 M - 6.5 M (Sdr11) | 108 | m | AED | 975
Alya | 2 | 2.0237 | United Arab Emirates | Abu Dhabi | Infrastructure | Al Jurf, SHA Wellness Island | Infrastructure | IMKAN |  | Award | 2023 |  | Pipework - Pipes | I718.6 | Pipe Work - Pipes;Nominal Bore: 160Mm Dia. Hdpe Pipe;In Trenches, Depth: 6.5 M - 7.0 M (Sdr11) | 90 | m | AED | 1083
Alya | 2 | 2.0237 | United Arab Emirates | Abu Dhabi | Infrastructure | Al Jurf, SHA Wellness Island | Infrastructure | IMKAN |  | Award | 2023 |  | Pipework - Pipes | I718.7 | Pipe Work - Pipes;Nominal Bore: 160Mm Dia. Hdpe Pipe;In Trenches, Depth: 7.0 M - 7.5 M (Sdr11) | 107 | m | AED | 1194
Alya | 2 | 2.0237 | United Arab Emirates | Abu Dhabi | Infrastructure | Al Jurf, SHA Wellness Island | Infrastructure | IMKAN |  | Award | 2023 |  | Pipework - Pipes | I718.8 | Pipe Work - Pipes;Nominal Bore: 160Mm Dia. Hdpe Pipe;In Trenches, Depth: 7.5 M - 8.0 M (Sdr11) | 93 | m | AED | 1336
Alya | 2 | 2.0238 | United Arab Emirates | Abu Dhabi | Infrastructure | Al Jurf, SHA Wellness Island | Infrastructure | IMKAN |  | Award | 2023 |  | Pipework - Pipes | I718.9 | Pipe Work - Pipes;Nominal Bore: 200Mm Dia. Hdpe Pipe;In Trenches, Depth: 6.0 M - 6.5 M (Sdr11) | 36 | m | AED | 928
Alya | 2 | 2.0238 | United Arab Emirates | Abu Dhabi | Infrastructure | Al Jurf, SHA Wellness Island | Infrastructure | IMKAN |  | Award | 2023 |  | Pipework - Pipes | I718.10 | Pipe Work - Pipes;Nominal Bore: 200Mm Dia. Hdpe Pipe;In Trenches, Depth: 6.5 M - 7.0 M (Sdr11) | 93 | m | AED | 1040
Alya | 2 | 2.0238 | United Arab Emirates | Abu Dhabi | Infrastructure | Al Jurf, SHA Wellness Island | Infrastructure | IMKAN |  | Award | 2023 |  | Pipework - Pipes | I718.11 | Pipe Work - Pipes;Nominal Bore: 200Mm Dia. Hdpe Pipe;In Trenches, Depth: 7.0 M - 7.5 M (Sdr11) | 133 | m | AED | 1161
Alya | 2 | 2.0238 | United Arab Emirates | Abu Dhabi | Infrastructure | Al Jurf, SHA Wellness Island | Infrastructure | IMKAN |  | Award | 2023 |  | Pipework - Pipes | I718.12 | Pipe Work - Pipes;Nominal Bore: 200Mm Dia. Hdpe Pipe;In Trenches, Depth: 7.5 M - 8.0 M (Sdr11) | 140 | m | AED | 1229
Alya | 2 | 2.0238 | United Arab Emirates | Abu Dhabi | Infrastructure | Al Jurf, SHA Wellness Island | Infrastructure | IMKAN |  | Award | 2023 |  | Pipework - Pipes | I724 | Pipe Work - Pipes;Nominal Bore: 250Mm Dia. Hdpe Pipe;In Trenches, Depth: 2.0 M - 2.5 M (Sdr17) | 53 | m | AED | 275
Alya | 2 | 2.0238 | United Arab Emirates | Abu Dhabi | Infrastructure | Al Jurf, SHA Wellness Island | Infrastructure | IMKAN |  | Award | 2023 |  | Pipework - Pipes | I728.1 | Pipe Work - Pipes;Nominal Bore: 250Mm Dia. Hdpe Pipe;In Trenches, Depth: 7.5 M - 8.0 M (Sdr11) | 84 | m | AED | 1572
Alya | 2 | 2.0238 | United Arab Emirates | Abu Dhabi | Infrastructure | Al Jurf, SHA Wellness Island | Infrastructure | IMKAN |  | Award | 2023 |  | Pipework - Pipes | I728.2 | Pipe Work - Pipes;Nominal Bore: 250Mm Dia. Hdpe Pipe;In Trenches, Depth: 8.0 M - 8.5 M (Sdr11) | 32 | m | AED | 1644
Alya | 2 | 2.0238 | United Arab Emirates | Abu Dhabi | Infrastructure | Al Jurf, SHA Wellness Island | Infrastructure | IMKAN |  | Award | 2023 |  | Pipework - Pipes | I728.3 | Pipe Work - Pipes;Nominal Bore: 250Mm Dia. Hdpe Pipe;In Trenches, Depth: 8.5 M - 9.0 M (Sdr11) | 88 | m | AED | 1717
Alya | 2 | 2.0238 | United Arab Emirates | Abu Dhabi | Infrastructure | Al Jurf, SHA Wellness Island | Infrastructure | IMKAN |  | Award | 2023 |  | Pipework - Pipes | I734 | Pipe Work - Pipes;In Trenches, Depth: 2.0 M - 2.5 M (Sdr17);In Trenches, Depth: 2.0 M - 2.5 M (Sdr17) | 52 | m | AED | 351
Alya | 2 | 2.0238 | United Arab Emirates | Abu Dhabi | Infrastructure | Al Jurf, SHA Wellness Island | Infrastructure | IMKAN |  | Award | 2023 |  | Pipework - Pipes | I735 | Pipe Work - Pipes;In Trenches, Depth: 2.0 M - 2.5 M (Sdr17);In Trenches, Depth: 2.5 M - 3.0 M (Sdr17) | 58 | m | AED | 422
Alya | 2 | 2.0238 | United Arab Emirates | Abu Dhabi | Infrastructure | Al Jurf, SHA Wellness Island | Infrastructure | IMKAN |  | Award | 2023 |  | Pipework - Pipes | I736 | Pipe Work - Pipes;In Trenches, Depth: 2.0 M - 2.5 M (Sdr17);In Trenches, Depth: 3.0 M - 3.5 M (Sdr17) | 30 | m | AED | 486
Alya | 2 | 2.0239 | United Arab Emirates | Abu Dhabi | Infrastructure | Al Jurf, SHA Wellness Island | Infrastructure | IMKAN |  | Award | 2023 |  | Pipework - Pipes | I737 | Pipe Work - Pipes;In Trenches, Depth: 2.0 M - 2.5 M (Sdr17);In Trenches, Depth: 3.5 M - 4.0 M (Sdr17) | 200 | m | AED | 554
Alya | 2 | 2.0239 | United Arab Emirates | Abu Dhabi | Infrastructure | Al Jurf, SHA Wellness Island | Infrastructure | IMKAN |  | Award | 2023 |  | Pipework - Pipes | I738 | Pipe Work - Pipes;In Trenches, Depth: 2.0 M - 2.5 M (Sdr17);In Trenches, Depth: 4.0 M - 4.5 M (Sdr11) | 36 | m | AED | 811
Alya | 2 | 2.0239 | United Arab Emirates | Abu Dhabi | Infrastructure | Al Jurf, SHA Wellness Island | Infrastructure | IMKAN |  | Award | 2023 |  | Pipework - Manholes And Pipework Ancillaries | K153 | Pipework - Manholes And Pipework Ancillaries Manholes;Manholes On 160 - 315 Mm Dia Pipes;For Depth: 2.0 M - 2.5 M (Including Grp Ladder) | 12 | Nr | AED | 25000
Alya | 2 | 2.0239 | United Arab Emirates | Abu Dhabi | Infrastructure | Al Jurf, SHA Wellness Island | Infrastructure | IMKAN |  | Award | 2023 |  | Pipework - Manholes And Pipework Ancillaries | K154 | Pipework - Manholes And Pipework Ancillaries Manholes;Manholes On 160 - 315 Mm Dia Pipes;For Depth: 2.5 M - 3.0 M (Including Grp Ladder) | 9 | Nr | AED | 27000
Alya | 2 | 2.0239 | United Arab Emirates | Abu Dhabi | Infrastructure | Al Jurf, SHA Wellness Island | Infrastructure | IMKAN |  | Award | 2023 |  | Pipework - Manholes And Pipework Ancillaries | K155 | Pipework - Manholes And Pipework Ancillaries Manholes;Manholes On 160 - 315 Mm Dia Pipes;For Depth: 3.0 M - 3.5 M (Including Grp Ladder) | 16 | Nr | AED | 29000
Alya | 2 | 2.0239 | United Arab Emirates | Abu Dhabi | Infrastructure | Al Jurf, SHA Wellness Island | Infrastructure | IMKAN |  | Award | 2023 |  | Pipework - Manholes And Pipework Ancillaries | K156 | Pipework - Manholes And Pipework Ancillaries Manholes;Manholes On 160 - 315 Mm Dia Pipes;For Depth: 3.5 M - 4.0 M (Including Grp Ladder) | 5 | Nr | AED | 31000
Alya | 2 | 2.0239 | United Arab Emirates | Abu Dhabi | Infrastructure | Al Jurf, SHA Wellness Island | Infrastructure | IMKAN |  | Award | 2023 |  | Pipework - Manholes And Pipework Ancillaries | K157.1 | Pipework - Manholes And Pipework Ancillaries Manholes;Manholes On 160 - 315 Mm Dia Pipes;For Depth: 4.0 M - 4.5 M (Including Grp Ladder) | 4 | Nr | AED | 33000
Alya | 2 | 2.0239 | United Arab Emirates | Abu Dhabi | Infrastructure | Al Jurf, SHA Wellness Island | Infrastructure | IMKAN |  | Award | 2023 |  | Pipework - Manholes And Pipework Ancillaries | K157.2 | Pipework - Manholes And Pipework Ancillaries Manholes;Manholes On 160 - 315 Mm Dia Pipes;For Depth: 4.5 M - 5.0 M (Including Grp Ladder) | 3 | Nr | AED | 35000
Alya | 2 | 2.0239 | United Arab Emirates | Abu Dhabi | Infrastructure | Al Jurf, SHA Wellness Island | Infrastructure | IMKAN |  | Award | 2023 |  | Pipework - Manholes And Pipework Ancillaries | K157.3 | Pipework - Manholes And Pipework Ancillaries Manholes;Manholes On 160 - 315 Mm Dia Pipes;For Depth: 5.0 M - 5.5 M (Including Grp Ladder) | 7 | Nr | AED | 38000
Alya | 2 | 2.024 | United Arab Emirates | Abu Dhabi | Infrastructure | Al Jurf, SHA Wellness Island | Infrastructure | IMKAN |  | Award | 2023 |  | Pipework - Manholes And Pipework Ancillaries | K157.4 | Pipework - Manholes And Pipework Ancillaries Manholes;Manholes On 160 - 315 Mm Dia Pipes;For Depth: 5.5 M - 6.0 M (Including Grp Ladder) | 6 | Nr | AED | 41000
Alya | 2 | 2.024 | United Arab Emirates | Abu Dhabi | Infrastructure | Al Jurf, SHA Wellness Island | Infrastructure | IMKAN |  | Award | 2023 |  | Pipework - Manholes And Pipework Ancillaries | K157.5 | Pipework - Manholes And Pipework Ancillaries Manholes;Manholes On 160 - 315 Mm Dia Pipes;For Depth: 6.0 M - 6.5 M (Including Grp Ladder) | 2 | Nr | AED | 44000
Alya | 2 | 2.024 | United Arab Emirates | Abu Dhabi | Infrastructure | Al Jurf, SHA Wellness Island | Infrastructure | IMKAN |  | Award | 2023 |  | Pipework - Manholes And Pipework Ancillaries | K157.6 | Pipework - Manholes And Pipework Ancillaries Manholes;Manholes On 160 - 315 Mm Dia Pipes;For Depth: 6.5 M - 7.0 M (Including Grp Ladder) | 2 | Nr | AED | 47000
Alya | 2 | 2.024 | United Arab Emirates | Abu Dhabi | Infrastructure | Al Jurf, SHA Wellness Island | Infrastructure | IMKAN |  | Award | 2023 |  | Pipework - Manholes And Pipework Ancillaries | K157.7 | Pipework - Manholes And Pipework Ancillaries Manholes;Manholes On 160 - 315 Mm Dia Pipes;For Depth: 7.0 M - 7.5 M (Including Grp Ladder) | 1 | Nr | AED | 50000
Alya | 2 | 2.024 | United Arab Emirates | Abu Dhabi | Infrastructure | Al Jurf, SHA Wellness Island | Infrastructure | IMKAN |  | Award | 2023 |  | Pipework - Manholes And Pipework Ancillaries | K157.8 | Pipework - Manholes And Pipework Ancillaries Manholes;Manholes On 160 - 315 Mm Dia Pipes;For Depth: 7.5 M - 8.0 M (Including Grp Ladder) | 9 | Nr | AED | 53000
Alya | 2 | 2.024 | United Arab Emirates | Abu Dhabi | Infrastructure | Al Jurf, SHA Wellness Island | Infrastructure | IMKAN |  | Award | 2023 |  | Pipework - Manholes And Pipework Ancillaries | K157.9 | Pipework - Manholes And Pipework Ancillaries Manholes;Manholes On 160 - 315 Mm Dia Pipes;For Depth: 8.0 M - 8.5 M (Including Grp Ladder) | 4 | Nr | AED | 56000
Alya | 2 | 2.024 | United Arab Emirates | Abu Dhabi | Infrastructure | Al Jurf, SHA Wellness Island | Infrastructure | IMKAN |  | Award | 2023 |  | Pipework - Manholes And Pipework Ancillaries | K157.10 | Pipework - Manholes And Pipework Ancillaries Manholes;Manholes On 160 - 315 Mm Dia Pipes;For Depth: 8.5 M - 9.0 M (Including Grp Ladder) | 3 | Nr | AED | 59000
Alya | 2 | 2.024 | United Arab Emirates | Abu Dhabi | Infrastructure | Al Jurf, SHA Wellness Island | Infrastructure | IMKAN |  | Award | 2023 |  | Pipework - Manholes And Pipework Ancillaries | K162 | Pipework - Manholes And Pipework Ancillaries Manholes;Bd Manholes On 160 - 315 Mm Dia Pipes;For Depth: 1.5 M - 2.0 M (Including Grp Ladder) | 1 | Nr | AED | 27000
Alya | 2 | 2.024 | United Arab Emirates | Abu Dhabi | Infrastructure | Al Jurf, SHA Wellness Island | Infrastructure | IMKAN |  | Award | 2023 |  | Pipework - Manholes And Pipework Ancillaries | K163 | Pipework - Manholes And Pipework Ancillaries Manholes;Bd Manholes On 160 - 315 Mm Dia Pipes;For Depth: 2.0 M - 2.5 M (Including Grp Ladder) | 2 | Nr | AED | 29000
Alya | 2 | 2.024 | United Arab Emirates | Abu Dhabi | Infrastructure | Al Jurf, SHA Wellness Island | Infrastructure | IMKAN |  | Award | 2023 |  | Pipework - Manholes And Pipework Ancillaries | K164 | Pipework - Manholes And Pipework Ancillaries Manholes;Bd Manholes On 160 - 315 Mm Dia Pipes;For Depth: 2.5 M - 3.0 M (Including Grp Ladder) | 6 | Nr | AED | 31000
Alya | 2 | 2.024 | United Arab Emirates | Abu Dhabi | Infrastructure | Al Jurf, SHA Wellness Island | Infrastructure | IMKAN |  | Award | 2023 |  | Pipework - Manholes And Pipework Ancillaries | K165 | Pipework - Manholes And Pipework Ancillaries Manholes;Bd Manholes On 160 - 315 Mm Dia Pipes;For Depth: 3.0 M - 3.5 M (Including Grp Ladder) | 3 | Nr | AED | 33000
Alya | 2 | 2.0241 | United Arab Emirates | Abu Dhabi | Infrastructure | Al Jurf, SHA Wellness Island | Infrastructure | IMKAN |  | Award | 2023 |  | Pipework - Manholes And Pipework Ancillaries | K166 | Pipework - Manholes And Pipework Ancillaries Manholes;Bd Manholes On 160 - 315 Mm Dia Pipes;For Depth: 3.5 M - 4.0 M (Including Grp Ladder) | 3 | Nr | AED | 35000
Alya | 2 | 2.0241 | United Arab Emirates | Abu Dhabi | Infrastructure | Al Jurf, SHA Wellness Island | Infrastructure | IMKAN |  | Award | 2023 |  | Pipework - Manholes And Pipework Ancillaries | K167.1 | Pipework - Manholes And Pipework Ancillaries Manholes;Bd Manholes On 160 - 315 Mm Dia Pipes;For Depth: 4.0 M - 4.5 M (Including Grp Ladder) | 2 | Nr | AED | 37000
Alya | 2 | 2.0241 | United Arab Emirates | Abu Dhabi | Infrastructure | Al Jurf, SHA Wellness Island | Infrastructure | IMKAN |  | Award | 2023 |  | Pipework - Manholes And Pipework Ancillaries | K167.2 | Pipework - Manholes And Pipework Ancillaries Manholes;Bd Manholes On 160 - 315 Mm Dia Pipes;For Depth: 4.5 M - 5.0 M (Including Grp Ladder) | 2 | Nr | AED | 39000
Alya | 2 | 2.0241 | United Arab Emirates | Abu Dhabi | Infrastructure | Al Jurf, SHA Wellness Island | Infrastructure | IMKAN |  | Award | 2023 |  | Pipework - Manholes And Pipework Ancillaries | K167.3 | Pipework - Manholes And Pipework Ancillaries Manholes;Bd Manholes On 160 - 315 Mm Dia Pipes;For Depth: 5.0 M - 5.5 M (Including Grp Ladder) | 5 | Nr | AED | 42000
Alya | 2 | 2.0241 | United Arab Emirates | Abu Dhabi | Infrastructure | Al Jurf, SHA Wellness Island | Infrastructure | IMKAN |  | Award | 2023 |  | Pipework - Manholes And Pipework Ancillaries | K167.4 | Pipework - Manholes And Pipework Ancillaries Manholes;Bd Manholes On 160 - 315 Mm Dia Pipes;For Depth: 5.5 M - 6.0 M (Including Grp Ladder) | 7 | Nr | AED | 45000
Alya | 2 | 2.0241 | United Arab Emirates | Abu Dhabi | Infrastructure | Al Jurf, SHA Wellness Island | Infrastructure | IMKAN |  | Award | 2023 |  | Pipework - Manholes And Pipework Ancillaries | K167.5 | Pipework - Manholes And Pipework Ancillaries Manholes;Bd Manholes On 160 - 315 Mm Dia Pipes;For Depth: 6.0 M - 6.5 M (Including Grp Ladder) | 2 | Nr | AED | 48000
Alya | 2 | 2.0241 | United Arab Emirates | Abu Dhabi | Infrastructure | Al Jurf, SHA Wellness Island | Infrastructure | IMKAN |  | Award | 2023 |  | Pipework - Manholes And Pipework Ancillaries | K167.6 | Pipework - Manholes And Pipework Ancillaries Manholes;Bd Manholes On 160 - 315 Mm Dia Pipes;For Depth: 6.5 M - 7.0 M (Including Grp Ladder) | 2 | Nr | AED | 51000
Alya | 2 | 2.0241 | United Arab Emirates | Abu Dhabi | Infrastructure | Al Jurf, SHA Wellness Island | Infrastructure | IMKAN |  | Award | 2023 |  | Pipework - Manholes And Pipework Ancillaries | K167.7 | Pipework - Manholes And Pipework Ancillaries Manholes;Bd Manholes On 160 - 315 Mm Dia Pipes;For Depth: 7.0 M - 7.5 M (Including Grp Ladder) | 2 | Nr | AED | 54000
Alya | 2 | 2.0241 | United Arab Emirates | Abu Dhabi | Infrastructure | Al Jurf, SHA Wellness Island | Infrastructure | IMKAN |  | Award | 2023 |  | Pipework - Manholes And Pipework Ancillaries | K167.8 | Pipework - Manholes And Pipework Ancillaries Manholes;Bd Manholes On 160 - 315 Mm Dia Pipes;For Depth: 7.5 M - 8.0 M (Including Grp Ladder) | 3 | Nr | AED | 57000
Alya | 2 | 2.0242 | United Arab Emirates | Abu Dhabi | Infrastructure | Al Jurf, SHA Wellness Island | Infrastructure | IMKAN |  | Award | 2023 |  | Pipework - Manholes And Pipework Ancillaries | K167.9 | Pipework - Manholes And Pipework Ancillaries Manholes;Bd Manholes On 160 - 315 Mm Dia Pipes;For Depth: 8.0 M - 8.5 M (Including Grp Ladder) | 1 | Nr | AED | 61000
Alya | 2 | 2.0242 | United Arab Emirates | Abu Dhabi | Infrastructure | Al Jurf, SHA Wellness Island | Infrastructure | IMKAN |  | Award | 2023 |  | Pipework - Manholes And Pipework Ancillaries | K232.1 | Other Stated Chambers;Discharge Chamber;For Depth: 2.0 M - 2.5 M | 1 | Nr | AED | 45000
Alya | 2 | 2.0242 | United Arab Emirates | Abu Dhabi | Infrastructure | Al Jurf, SHA Wellness Island | Infrastructure | IMKAN |  | Award | 2023 |  | Pipework - Manholes And Pipework Ancillaries | K231 | Pipework - Manholes And Pipework Ancillaries;Other Stated Chambers;Inspection Chamber;For Depth: Not Exceeding 1.5 M | 1 | Nr | AED | 9000
Alya | 2 | 2.0242 | United Arab Emirates | Abu Dhabi | Infrastructure | Al Jurf, SHA Wellness Island | Infrastructure | IMKAN |  | Award | 2023 |  | Pipework - Manholes And Pipework Ancillaries | K232.2 | Pipework - Manholes And Pipework Ancillaries;Other Stated Chambers;Inspection Chamber;For Depth: 1.5 M - 2.0 M | 1 | Nr | AED | 10500
Alya | 2 | 2.0242 | United Arab Emirates | Abu Dhabi | Infrastructure | Al Jurf, SHA Wellness Island | Infrastructure | IMKAN |  | Award | 2023 |  | Pipework - Manholes And Pipework Ancillaries | K233 | Pipework - Manholes And Pipework Ancillaries;Other Stated Chambers;Inspection Chamber;For Depth: 2.0 M - 2.5 M | 3 | Nr | AED | 12000
Alya | 2 | 2.0242 | United Arab Emirates | Abu Dhabi | Infrastructure | Al Jurf, SHA Wellness Island | Infrastructure | IMKAN |  | Award | 2023 |  | Pipework - Manholes And Pipework Ancillaries | K234 | Pipework - Manholes And Pipework Ancillaries;Other Stated Chambers;Inspection Chamber;For Depth: 2.5 M - 3.0 M | 12 | Nr | AED | 13500
Alya | 2 | 2.0242 | United Arab Emirates | Abu Dhabi | Infrastructure | Al Jurf, SHA Wellness Island | Infrastructure | IMKAN |  | Award | 2023 |  | Pipework - Manholes And Pipework Ancillaries | K235 | Pipework - Manholes And Pipework Ancillaries;Other Stated Chambers;Inspection Chamber;For Depth: 3.0 M - 3.5 M | 8 | Nr | AED | 15000
Alya | 2 | 2.0242 | United Arab Emirates | Abu Dhabi | Infrastructure | Al Jurf, SHA Wellness Island | Infrastructure | IMKAN |  | Award | 2023 |  | Pipework - Manholes And Pipework Ancillaries | K236 | Pipework - Manholes And Pipework Ancillaries;Other Stated Chambers;Inspection Chamber;For Depth: 3.5 M - 4.0 M | 6 | Nr | AED | 16500
Alya | 2 | 2.0242 | United Arab Emirates | Abu Dhabi | Infrastructure | Al Jurf, SHA Wellness Island | Infrastructure | IMKAN |  | Award | 2023 |  | Pipework - Manholes And Pipework Ancillaries | K237.1 | Pipework - Manholes And Pipework Ancillaries;Other Stated Chambers;Inspection Chamber;For Depth: 4.0 M - 4.5 M | 6 | Nr | AED | 18500
Alya | 2 | 2.0242 | United Arab Emirates | Abu Dhabi | Infrastructure | Al Jurf, SHA Wellness Island | Infrastructure | IMKAN |  | Award | 2023 |  | Pipework - Manholes And Pipework Ancillaries | K237.2 | Pipework - Manholes And Pipework Ancillaries;Other Stated Chambers;Inspection Chamber;For Depth: 4.5 M - 5.0 M | 5 | Nr | AED | 20500
Alya | 2 | 2.0242 | United Arab Emirates | Abu Dhabi | Infrastructure | Al Jurf, SHA Wellness Island | Infrastructure | IMKAN |  | Award | 2023 |  | Pipework - Manholes And Pipework Ancillaries | K237.3 | Pipework - Manholes And Pipework Ancillaries;Other Stated Chambers;Inspection Chamber;For Depth: 5.0 M - 5.5 M | 7 | Nr | AED | 22500
Alya | 2 | 2.0243 | United Arab Emirates | Abu Dhabi | Infrastructure | Al Jurf, SHA Wellness Island | Infrastructure | IMKAN |  | Award | 2023 |  | Pipework - Manholes And Pipework Ancillaries | K237.4 | Pipework - Manholes And Pipework Ancillaries;Other Stated Chambers;Inspection Chamber;For Depth: 5.5 M - 6.0 M | 15 | Nr | AED | 24500
Alya | 2 | 2.0243 | United Arab Emirates | Abu Dhabi | Infrastructure | Al Jurf, SHA Wellness Island | Infrastructure | IMKAN |  | Award | 2023 |  | Pipework - Manholes And Pipework Ancillaries | K237.5 | Pipework - Manholes And Pipework Ancillaries;Other Stated Chambers;Inspection Chamber;For Depth: 6.0 M - 6.5 M | 5 | Nr | AED | 26500
Alya | 2 | 2.0243 | United Arab Emirates | Abu Dhabi | Infrastructure | Al Jurf, SHA Wellness Island | Infrastructure | IMKAN |  | Award | 2023 |  | Pipework - Manholes And Pipework Ancillaries | K237.6 | Pipework - Manholes And Pipework Ancillaries;Other Stated Chambers;Inspection Chamber;For Depth: 6.5 M - 7.0 M | 4 | Nr | AED | 28500
Alya | 2 | 2.0243 | United Arab Emirates | Abu Dhabi | Infrastructure | Al Jurf, SHA Wellness Island | Infrastructure | IMKAN |  | Award | 2023 |  | Pipework - Manholes And Pipework Ancillaries | K237.7 | Pipework - Manholes And Pipework Ancillaries;Other Stated Chambers;Inspection Chamber;For Depth: 7.0 M - 7.5 M | 4 | Nr | AED | 30500
Alya | 2 | 2.0243 | United Arab Emirates | Abu Dhabi | Infrastructure | Al Jurf, SHA Wellness Island | Infrastructure | IMKAN |  | Award | 2023 |  | Pipework - Manholes And Pipework Ancillaries | K237.8 | Pipework - Manholes And Pipework Ancillaries;Other Stated Chambers;Inspection Chamber;For Depth: 7.5 M - 8.0 M | 13 | Nr | AED | 32500
Alya | 2 | 2.0243 | United Arab Emirates | Abu Dhabi | Infrastructure | Al Jurf, SHA Wellness Island | Infrastructure | IMKAN |  | Award | 2023 |  | Pipework - Manholes And Pipework Ancillaries | K862 | Other Pipework Ancillaries;Tie In Connection; Connect To External Sewer Network, Pipe Bore 315Mm Hdpe | 1 | Nr | AED | 5000
Alya | 2 | 2.0243 | United Arab Emirates | Abu Dhabi | Infrastructure | Al Jurf, SHA Wellness Island | Infrastructure | IMKAN |  | Award | 2023 |  | Simple Building Works Incidental To Civil Engineering Works | Z900.1 | Other Pipework Ancillaries;Sewerage Lifting Station;Construction Of Cast In-Situ Concrete Wet Well Complete Including Excavation, Disposal Of Excess Excavated Material, Backfilling, Blinding Concrete, Waterproofing, Base Slab, Concrete Walls, Concrete Cover Slab, Grp Liner, Supply And Installation Of Pumps (27.7 L/S Flow, 1.2 Bars Head) 1 Duty, 1 Standby, Penstock, Puddle Flanges, Stainless Steel Guide Rails, Thin Walled Stainless Steel Riser Pipe With Support, Lifting Davit, Macerator, Stainless Steel Lockable Covers, Level Sensor, Acble And Conduits, Portable Purge Fan Pipe, Grp Ladder, Screen, Etc. And All Other Related Works As Per Drawings And Specifications. | 1 | Nr | AED | 800000
Alya | 2 | 2.0243 | United Arab Emirates | Abu Dhabi | Infrastructure | Al Jurf, SHA Wellness Island | Infrastructure | IMKAN |  | Award | 2023 |  | Pipework - Fittings And Valves | J900 | Other Pipework Ancillaries;Sewerage Lifting Station;Supply And Installation Of 8.0M3 Surge Vessel (Size To Be Verified By Adssc Approved Supplier And Calculations And Drawings To Be Submitted To The Engineer For Review And Approval) Including But Not Limited To Foundation, Air Blowers, Pressure Guage, Orifice, Valves, Construction Of Plinth, Underground Pipe Work From The Valve Chamber And All Other Related Works As Per Specifications.;Supply And Installation Of 8.0M3 Surge Vessel (Size To Be Verified By Adssc Approved Supplier And Calculations And Drawings To Be Submitted To The Engineer For Review And Approval) Including But Not Limited To Foundation, Air Blowers, Pressure Guage, Orifice, Valves, Construction Of Plinth, Underground Pipe Work From The Valve Chamber And All Other Related Works As Per Specifications. | 1 | Nr | AED | 250000
Alya | 2 | 2.0243 | United Arab Emirates | Abu Dhabi | Infrastructure | Al Jurf, SHA Wellness Island | Infrastructure | IMKAN |  | Award | 2023 |  | Pipework - Manholes And Pipework Ancillaries | K29* | Other Pipework Ancillaries;Sewerage Lifting Station;Construction Of Reinforced Concrete Valve Chamber Complete Including Excavation, Disposal Of Excess Excavated Material, Backfilling, Blinding Concrete, Waterproofing, Grp Floor Panels, Supply And Installation Of Gate Valves, Non Return Valves, Di Pipes And Fittings, Pressure Gauge, Pressure Transmitter, Magnetic Flow Meter, Explosion Proof Lights, Stainless Steel Grab Rails, Upvc Drain Pipe And All Other Related Works As Per Drawings And Specifications (Depth 1.5 - 2.0M). | 1 | Nr | AED | 350000
Alya | 2 | 2.0244 | United Arab Emirates | Abu Dhabi | Infrastructure | Al Jurf, SHA Wellness Island | Infrastructure | IMKAN |  | Award | 2023 |  | Simple Building Works Incidental To Civil Engineering Works | Z900.2 | Other Pipework Ancillaries;Sewerage Lifting Station;Supply And Installation Of Of Odour Control Unit (From A Adssc Approved Suplier) Complete Including Supply And Installation Of Biotrickling Filter Including Packing Layers, Recirculation Pump, Water Control Cabinet, Extract Fans, Ducting And Pipe Valves, Electrical Contact Cables, Instruments, Panels, Power Requirements, Fixing, Sealing, Anchor Bolting, Grouting, Rc Foundations And Bases And All Other Required Works Including Revalidation Of Size And Equipments As Per Supplier Recommendation As Per Drawings And Specifications. | 1 | Nr | AED | 210000
Alya | 2 | 2.0244 | United Arab Emirates | Abu Dhabi | Infrastructure | Al Jurf, SHA Wellness Island | Infrastructure | IMKAN |  | Award | 2023 |  | Roads And Pavings | R590 | Other Pipework Ancillaries;Sewerage Lifting Station;Construction Of 80Mm Thick Pre-Cast Concrete Block Pavers Complete Including All Necessary Works As Per Drawings And Specifications. | 1 | Nr | AED | 13000
Alya | 2 | 2.0244 | United Arab Emirates | Abu Dhabi | Infrastructure | Al Jurf, SHA Wellness Island | Infrastructure | IMKAN |  | Award | 2023 |  | Miscellaneous Work | X900.1 | Other Pipework Ancillaries;Sewerage Lifting Station;Construction Of External Lighting Network Complete Including Supply And Installation Of Cables In Trenches, Lighting Columns, Flood Lights, Construction Of Column Foundations, Manholes And All Other Related Works As Per Drawings And Specifications. | 1 | Nr | AED | 26000
Alya | 2 | 2.0244 | United Arab Emirates | Abu Dhabi | Infrastructure | Al Jurf, SHA Wellness Island | Infrastructure | IMKAN |  | Award | 2023 |  | Simple Building Works Incidental To Civil Engineering Works | Z900.3 | Other Pipework Ancillaries;Sewerage Lifting Station;Construction Of Mcc Building Complete Including Ground Investigation, Excavation, Disposal Of Excess Excavated Material, Compactionbackfilling, Blinding Concrete, Foundations, Waterproofing, Block Work, Roofing Works, Chequer Plate Flooring, Supply And Installation Of Mcc, Split A/C Unit, Fire Alarm System, Pfcc Panel, Telecommunication System, Distribution Board, Electrical Works, Generator, Lighting Works, Earthing And All Other Related Works As Per Drawings And Specifications. | 1 | Nr | AED | 725000
Alya | 2 | 2.0244 | United Arab Emirates | Abu Dhabi | Infrastructure | Al Jurf, SHA Wellness Island | Infrastructure | IMKAN |  | Award | 2023 |  | Miscellaneous Work | X900.2 | Other Pipework Ancillaries;Sewerage Lifting Station;Construction Of 2400Mm High Boundary Wall Complete Including, 190Mm Thick Block Work, 18Mm Thick Rendering, Reinforced Concrete Foundations, Beams, Columns, Earth Works, Blinding Concrete And All Other Necessary Works As Per Drawings And Specifications (Excluding Gates). | 45 | m | AED | 500
Alya | 2 | 2.0244 | United Arab Emirates | Abu Dhabi | Infrastructure | Al Jurf, SHA Wellness Island | Infrastructure | IMKAN |  | Award | 2023 |  | Miscellaneous Work | X227 | Other Pipework Ancillaries;Sewerage Lifting Station;Supply And Installation Of 2800X2400Mm Sized Double Leafe Gate Including All Necessary Works As Per Drawings And Specifications. | 1 | Nr | AED | 5000
Alya | 2 | 2.0244 | United Arab Emirates | Abu Dhabi | Infrastructure | Al Jurf, SHA Wellness Island | Infrastructure | IMKAN |  | Award | 2023 |  | Miscellaneous Work | X221 | Other Pipework Ancillaries;Sewerage Lifting Station;Supply And Installation Of 1000X2400Mm Sized Single Leafe Gate Including All Necessary Works As Per Drawings And Specifications. | 1 | Nr | AED | 2500
Alya | 2 | 2.0244 | United Arab Emirates | Abu Dhabi | Infrastructure | Al Jurf, SHA Wellness Island | Infrastructure | IMKAN |  | Award | 2023 |  | Miscellaneous Work | X900.3 | Other Pipework Ancillaries;Sewerage Lifting Station;Supply And Installation Of 8 Way Upvc Ducts And Control Cables Including All Necessary Works As Per Drawings And Specifications. | 1 | Nr | AED | 1000
Alya | 2 | 2.0244 | United Arab Emirates | Abu Dhabi | Infrastructure | Al Jurf, SHA Wellness Island | Infrastructure | IMKAN |  | Award | 2023 |  | Miscellaneous Work | X900.4 | Other Pipework Ancillaries;Sewerage Lifting Station;Supply And Installation Of 3 Way Upvc Ducts And Control Cables Including All Necessary Works As Per Drawings And Specifications. | 1 | Nr | AED | 750
Alya | 2 | 2.0244 | United Arab Emirates | Abu Dhabi | Infrastructure | Al Jurf, SHA Wellness Island | Infrastructure | IMKAN |  | Award | 2023 |  | Pipework - Manholes And Pipework Ancillaries | K251 | Other Pipework Ancillaries;Sewerage Lifting Station;Supply And Installation Of 1000X1000X300 Weather Proof Junction Box Including All Necessary Works As Per Drawings And Specifications. | 1 | Nr | AED | 2500
Alya | 2 | 2.0244 | United Arab Emirates | Abu Dhabi | Infrastructure | Al Jurf, SHA Wellness Island | Infrastructure | IMKAN |  | Award | 2023 |  | Miscellaneous Work | X900.5 | Other Pipework Ancillaries;Sewerage Lifting Station;Construction Of Stormwater Drainage Network Complete Including All Necessary Works As Per Drawings And Specifications. | 1 | Nr | AED | 60000
Alya | 2 | 2.0245 | United Arab Emirates | Abu Dhabi | Infrastructure | Al Jurf, SHA Wellness Island | Infrastructure | IMKAN |  | Award | 2023 |  | Miscellaneous Work | X900.6 | Other Pipework Ancillaries;Sewerage Lifting Station;Design And Construction Of Landscape (Softscape, Hardscape, Furniture As Approved) And Irrigation System Including All Related Works To Cover The Lifting Station Boundary As Per Specifications And Engineer'S Instructions. | 1 | Nr | AED | 40000
Alya | 2 | 2.0245 | United Arab Emirates | Abu Dhabi | Infrastructure | Al Jurf, SHA Wellness Island | Infrastructure | IMKAN |  | Award | 2023 |  | Pipework - Pipes | I623 | Pipe Work - Pipes;Supply And Lay Of 5000 N/M2 Stiffness Grp Pipes (Pressure Class Pn10 Or Equivalent) Laid And Jointed In Trenches Including Excavation, Preparation Of The Surfaces, Disposal Of Excavated Material, Upholding Sides, Backfilling With Selected Material, Geotextile, Compaction And All Related Works In Accordance With Drawings And Specifications;Nominal Bore: 300Mm Dia. Grp Pipes.;In Trenches, Depth: 1.5 M - 2.0 M | 760 | m | AED | 353
Alya | 2 | 2.0245 | United Arab Emirates | Abu Dhabi | Infrastructure | Al Jurf, SHA Wellness Island | Infrastructure | IMKAN |  | Award | 2023 |  | Pipework - Pipes | I624 | Pipe Work - Pipes;Supply And Lay Of 5000 N/M2 Stiffness Grp Pipes (Pressure Class Pn10 Or Equivalent) Laid And Jointed In Trenches Including Excavation, Preparation Of The Surfaces, Disposal Of Excavated Material, Upholding Sides, Backfilling With Selected Material, Geotextile, Compaction And All Related Works In Accordance With Drawings And Specifications.;Nominal Bore: 300Mm Dia. Grp Pipes;In Trenches, Depth: 2.0 M - 2.5 M | 220 | m | AED | 405
Alya | 2 | 2.0245 | United Arab Emirates | Abu Dhabi | Infrastructure | Al Jurf, SHA Wellness Island | Infrastructure | IMKAN |  | Award | 2023 |  | Pipework - Pipes | I625 | Pipe Work - Pipes;Supply And Lay Of 5000 N/M2 Stiffness Grp Pipes (Pressure Class Pn10 Or Equivalent) Laid And Jointed In Trenches Including Excavation, Preparation Of The Surfaces, Disposal Of Excavated Material, Upholding Sides, Backfilling With Selected Material, Geotextile, Compaction And All Related Works In Accordance With Drawings And Specifications.;Nominal Bore: 300Mm Dia. Grp Pipes;In Trenches, Depth: 2.5 M - 3.0 M | 170 | m | AED | 445
Alya | 2 | 2.0245 | United Arab Emirates | Abu Dhabi | Infrastructure | Al Jurf, SHA Wellness Island | Infrastructure | IMKAN |  | Award | 2023 |  | Pipework - Pipes | I626 | Pipe Work - Pipes;Supply And Lay Of 5000 N/M2 Stiffness Grp Pipes (Pressure Class Pn10 Or Equivalent) Laid And Jointed In Trenches Including Excavation, Preparation Of The Surfaces, Disposal Of Excavated Material, Upholding Sides, Backfilling With Selected Material, Geotextile, Compaction And All Related Works In Accordance With Drawings And Specifications.;Nominal Bore: 300Mm Dia. Grp Pipes;In Trenches, Depth: 3.0 M - 3.5 M | 60 | m | AED | 518
Alya | 2 | 2.0245 | United Arab Emirates | Abu Dhabi | Infrastructure | Al Jurf, SHA Wellness Island | Infrastructure | IMKAN |  | Award | 2023 |  | Pipework - Pipes | I636.1 | Pipe Work - Pipes;Supply And Lay Of 5000 N/M2 Stiffness Grp Pipes (Pressure Class Pn10 Or Equivalent) Laid And Jointed In Trenches Including Excavation, Preparation Of The Surfaces, Disposal Of Excavated Material, Upholding Sides, Backfilling With Selected Material, Geotextile, Compaction And All Related Works In Accordance With Drawings And Specifications.;In Trenches, Depth: 3.0 M - 3.5 M | 210 | m | AED | 679
Alya | 2 | 2.0245 | United Arab Emirates | Abu Dhabi | Infrastructure | Al Jurf, SHA Wellness Island | Infrastructure | IMKAN |  | Award | 2023 |  | Pipework - Pipes | I633 | Pipe Work - Pipes;Supply And Lay Of 5000 N/M2 Stiffness Grp Pipes (Pressure Class Pn10 Or Equivalent) Laid And Jointed In Trenches Including Excavation, Preparation Of The Surfaces, Disposal Of Excavated Material, Upholding Sides, Backfilling With Selected Material, Geotextile, Compaction And All Related Works In Accordance With Drawings And Specifications.;Nominal Bore: 500Mm Dia. Grp Pipes;In Trenches, Depth: 1.5 M - 2.0 M | 600 | m | AED | 536
Alya | 2 | 2.0245 | United Arab Emirates | Abu Dhabi | Infrastructure | Al Jurf, SHA Wellness Island | Infrastructure | IMKAN |  | Award | 2023 |  | Pipework - Pipes | I634 | Pipe Work - Pipes;Supply And Lay Of 5000 N/M2 Stiffness Grp Pipes (Pressure Class Pn10 Or Equivalent) Laid And Jointed In Trenches Including Excavation, Preparation Of The Surfaces, Disposal Of Excavated Material, Upholding Sides, Backfilling With Selected Material, Geotextile, Compaction And All Related Works In Accordance With Drawings And Specifications.;Nominal Bore: 500Mm Dia. Grp Pipes;In Trenches, Depth: 2.0 M - 2.5 M | 670 | m | AED | 564
Alya | 2 | 2.0245 | United Arab Emirates | Abu Dhabi | Infrastructure | Al Jurf, SHA Wellness Island | Infrastructure | IMKAN |  | Award | 2023 |  | Pipework - Pipes | I635 | Pipe Work - Pipes;Supply And Lay Of 5000 N/M2 Stiffness Grp Pipes (Pressure Class Pn10 Or Equivalent) Laid And Jointed In Trenches Including Excavation, Preparation Of The Surfaces, Disposal Of Excavated Material, Upholding Sides, Backfilling With Selected Material, Geotextile, Compaction And All Related Works In Accordance With Drawings And Specifications.;Nominal Bore: 500Mm Dia. Grp Pipes;In Trenches, Depth: 2.5 M - 3.0 M | 790 | m | AED | 727
Alya | 2 | 2.0246 | United Arab Emirates | Abu Dhabi | Infrastructure | Al Jurf, SHA Wellness Island | Infrastructure | IMKAN |  | Award | 2023 |  | Pipework - Pipes | I636.2 | Pipe Work - Pipes;Supply And Lay Of 5000 N/M2 Stiffness Grp Pipes (Pressure Class Pn10 Or Equivalent) Laid And Jointed In Trenches Including Excavation, Preparation Of The Surfaces, Disposal Of Excavated Material, Upholding Sides, Backfilling With Selected Material, Geotextile, Compaction And All Related Works In Accordance With Drawings And Specifications.;Nominal Bore: 500Mm Dia. Grp Pipes;In Trenches, Depth: 3.0 M - 3.5 M | 580 | m | AED | 811
Alya | 2 | 2.0246 | United Arab Emirates | Abu Dhabi | Infrastructure | Al Jurf, SHA Wellness Island | Infrastructure | IMKAN |  | Award | 2023 |  | Pipework - Pipes | I637.1 | Pipe Work - Pipes;Supply And Lay Of 5000 N/M2 Stiffness Grp Pipes (Pressure Class Pn10 Or Equivalent) Laid And Jointed In Trenches Including Excavation, Preparation Of The Surfaces, Disposal Of Excavated Material, Upholding Sides, Backfilling With Selected Material, Geotextile, Compaction And All Related Works In Accordance With Drawings And Specifications;Nominal Bore: 500Mm Dia. Grp Pipes.;In Trenches, Depth: 3.5 M - 4.0 M | 120 | m | AED | 874
Alya | 2 | 2.0246 | United Arab Emirates | Abu Dhabi | Infrastructure | Al Jurf, SHA Wellness Island | Infrastructure | IMKAN |  | Award | 2023 |  | Pipework - Pipes | I637.2 | Pipe Work - Pipes;Supply And Lay Of 5000 N/M2 Stiffness Grp Pipes (Pressure Class Pn10 Or Equivalent) Laid And Jointed In Trenches Including Excavation, Preparation Of The Surfaces, Disposal Of Excavated Material, Upholding Sides, Backfilling With Selected Material, Geotextile, Compaction And All Related Works In Accordance With Drawings And Specifications.;Nominal Bore: 600Mm Dia. Grp Pipes;In Trenches, Depth: 3.5 M - 4.0 M | 45 | m | AED | 949
Alya | 2 | 2.0246 | United Arab Emirates | Abu Dhabi | Infrastructure | Al Jurf, SHA Wellness Island | Infrastructure | IMKAN |  | Award | 2023 |  | Pipework - Pipes | I646 | Pipe Work - Pipes;Supply And Lay Of 5000 N/M2 Stiffness Grp Pipes (Pressure Class Pn10 Or Equivalent) Laid And Jointed In Trenches Including Excavation, Preparation Of The Surfaces, Disposal Of Excavated Material, Upholding Sides, Backfilling With Selected Material, Geotextile, Compaction And All Related Works In Accordance With Drawings And Specifications.;Nominal Bore: 700Mm Dia. Grp Pipes;In Trenches, Depth: 3.0 M - 3.5 M | 70 | m | AED | 1111
Alya | 2 | 2.0246 | United Arab Emirates | Abu Dhabi | Infrastructure | Al Jurf, SHA Wellness Island | Infrastructure | IMKAN |  | Award | 2023 |  | Pipework - Pipes | I647 | Pipe Work - Pipes;Supply And Lay Of 5000 N/M2 Stiffness Grp Pipes (Pressure Class Pn10 Or Equivalent) Laid And Jointed In Trenches Including Excavation, Preparation Of The Surfaces, Disposal Of Excavated Material, Upholding Sides, Backfilling With Selected Material, Geotextile, Compaction And All Related Works In Accordance With Drawings And Specifications.;Nominal Bore: 700Mm Dia. Grp Pipes;In Trenches, Depth: 3.5 M - 4.0 M | 70 | m | AED | 1152
Alya | 2 | 2.0246 | United Arab Emirates | Abu Dhabi | Infrastructure | Al Jurf, SHA Wellness Island | Infrastructure | IMKAN |  | Award | 2023 |  | Pipework - Pipes | I256 | Pipe Work - Pipes;Supply And Lay Of 5000 N/M2 Stiffness Grp Pipes (Pressure Class Pn10 Or Equivalent) Laid And Jointed In Trenches Including Excavation, Preparation Of The Surfaces, Disposal Of Excavated Material, Upholding Sides, Backfilling With Selected Material, Geotextile, Compaction And All Related Works In Accordance With Drawings And Specifications.;Nominal Bore: 900Mm Dia. Grp Pipes;In Trenches, Depth: 3.0 M - 3.5 M | 70 | m | AED | 1536
Alya | 2 | 2.0246 | United Arab Emirates | Abu Dhabi | Infrastructure | Al Jurf, SHA Wellness Island | Infrastructure | IMKAN |  | Award | 2023 |  | Pipework - Pipes | I257 | Pipe Work - Pipes;Supply And Lay Of 5000 N/M2 Stiffness Grp Pipes (Pressure Class Pn10 Or Equivalent) Laid And Jointed In Trenches Including Excavation, Preparation Of The Surfaces, Disposal Of Excavated Material, Upholding Sides, Backfilling With Selected Material, Geotextile, Compaction And All Related Works In Accordance With Drawings And Specifications.;Nominal Bore: 1000Mm Dia. Grp Pipes;In Trenches, Depth: 3.5 M - 4.0 M | 60 | m | AED | 1761
Alya | 2 | 2.0246 | United Arab Emirates | Abu Dhabi | Infrastructure | Al Jurf, SHA Wellness Island | Infrastructure | IMKAN |  | Award | 2023 |  | Pipework - Supports And Protection | L532 | Pipework Supports And Protection Ancillaries To Laying And Excavation;Bed And Surrounds;For 300Mm Dia Grp Pipes | 1210 | m | AED | 23
Alya | 2 | 2.0246 | United Arab Emirates | Abu Dhabi | Infrastructure | Al Jurf, SHA Wellness Island | Infrastructure | IMKAN |  | Award | 2023 |  | Pipework - Supports And Protection | L533.1 | Pipework Supports And Protection Ancillaries To Laying And Excavation;Bed And Surrounds;For 400Mm Dia Grp Pipes | 210 | m | AED | 29
Alya | 2 | 2.0246 | United Arab Emirates | Abu Dhabi | Infrastructure | Al Jurf, SHA Wellness Island | Infrastructure | IMKAN |  | Award | 2023 |  | Pipework - Supports And Protection | L533.2 | Pipework Supports And Protection Ancillaries To Laying And Excavation;Bed And Surrounds;For 500Mm Dia Grp Pipes | 2760 | m | AED | 36
Alya | 2 | 2.0246 | United Arab Emirates | Abu Dhabi | Infrastructure | Al Jurf, SHA Wellness Island | Infrastructure | IMKAN |  | Award | 2023 |  | Pipework - Supports And Protection | L533.3 | Pipework Supports And Protection Ancillaries To Laying And Excavation;Bed And Surrounds;For 600Mm Dia Grp Pipes | 45 | m | AED | 43
Alya | 2 | 2.0247 | United Arab Emirates | Abu Dhabi | Infrastructure | Al Jurf, SHA Wellness Island | Infrastructure | IMKAN |  | Award | 2023 |  | Pipework - Supports And Protection | L534 | Pipework Supports And Protection Ancillaries To Laying And Excavation;Bed And Surrounds;For 700Mm Dia Grp Pipes | 140 | m | AED | 52
Alya | 2 | 2.0247 | United Arab Emirates | Abu Dhabi | Infrastructure | Al Jurf, SHA Wellness Island | Infrastructure | IMKAN |  | Award | 2023 |  | Pipework - Supports And Protection | L535.1 | Pipework Supports And Protection Ancillaries To Laying And Excavation;Bed And Surrounds;For 900Mm Dia Grp Pipes | 70 | m | AED | 70
Alya | 2 | 2.0247 | United Arab Emirates | Abu Dhabi | Infrastructure | Al Jurf, SHA Wellness Island | Infrastructure | IMKAN |  | Award | 2023 |  | Pipework - Supports And Protection | L535.2 | Pipework Supports And Protection Ancillaries To Laying And Excavation;Bed And Surrounds;For 1000Mm Dia Grp Pipes | 60 | m | AED | 80
Alya | 2 | 2.0247 | United Arab Emirates | Abu Dhabi | Infrastructure | Al Jurf, SHA Wellness Island | Infrastructure | IMKAN |  | Award | 2023 |  | Pipework - Manholes And Pipework Ancillaries | K153 | Pipework - Manholes And Pipework Ancillaries;Manholes;Supply And Installation Of Pre-Cast Concrete Manholes, Suit To Location, Complete; Including Di (D400) Cover And Frame, Excavation In Any Type Of Soil, Rocks, Upholding Sides Of Excavation, Disposal Of Excess Excavated Materials Including Haulage, Backfilling With Suitable Approved Fill Material, Cover Slab, Waterproofing, Epoxy Coating, Tanking Membrane And Protection Board, Cement/Sand Screed, Blinding, Polyethylene Sheet, Pipe Connection, Grp Ladders, Deep Sump With Sand Trap, And All Related Accessories;Manholes On 300 - 500Mm Dia Pipes;For Ave. Depth 2.0M To 2.5M | 1 | Nr | AED | 13500
Alya | 2 | 2.0247 | United Arab Emirates | Abu Dhabi | Infrastructure | Al Jurf, SHA Wellness Island | Infrastructure | IMKAN |  | Award | 2023 |  | Pipework - Manholes And Pipework Ancillaries | K154 | Pipework - Manholes And Pipework Ancillaries;Manholes;Supply And Installation Of Pre-Cast Concrete Manholes, Suit To Location, Complete; Including Di (D400) Cover And Frame, Excavation In Any Type Of Soil, Rocks, Upholding Sides Of Excavation, Disposal Of Excess Excavated Materials Including Haulage, Backfilling With Suitable Approved Fill Material, Cover Slab, Waterproofing, Epoxy Coating, Tanking Membrane And Protection Board, Cement/Sand Screed, Blinding, Polyethylene Sheet, Pipe Connection, Grp Ladders, Deep Sump With Sand Trap, And All Related Accessories;Manholes On 300 - 500Mm Dia Pipes;For Ave. Depth 2.5M To 3.0M | 2 | Nr | AED | 15250
Alya | 2 | 2.0247 | United Arab Emirates | Abu Dhabi | Infrastructure | Al Jurf, SHA Wellness Island | Infrastructure | IMKAN |  | Award | 2023 |  | Pipework - Manholes And Pipework Ancillaries | K155.1 | Pipework - Manholes And Pipework Ancillaries;Manholes;Supply And Installation Of Pre-Cast Concrete Manholes, Suit To Location, Complete; Including Di (D400) Cover And Frame, Excavation In Any Type Of Soil, Rocks, Upholding Sides Of Excavation, Disposal Of Excess Excavated Materials Including Haulage, Backfilling With Suitable Approved Fill Material, Cover Slab, Waterproofing, Epoxy Coating, Tanking Membrane And Protection Board, Cement/Sand Screed, Blinding, Polyethylene Sheet, Pipe Connection, Grp Ladders, Deep Sump With Sand Trap, And All Related Accessories;Manholes On 300 - 500Mm Dia Pipes;For Ave. Depth 3.0M To 3.5M | 1 | Nr | AED | 17000
Alya | 2 | 2.0247 | United Arab Emirates | Abu Dhabi | Infrastructure | Al Jurf, SHA Wellness Island | Infrastructure | IMKAN |  | Award | 2023 |  | Pipework - Manholes And Pipework Ancillaries | K156.1 | Pipework - Manholes And Pipework Ancillaries;Manholes;Supply And Installation Of Pre-Cast Concrete Manholes, Suit To Location, Complete; Including Di (D400) Cover And Frame, Excavation In Any Type Of Soil, Rocks, Upholding Sides Of Excavation, Disposal Of Excess Excavated Materials Including Haulage, Backfilling With Suitable Approved Fill Material, Cover Slab, Waterproofing, Epoxy Coating, Tanking Membrane And Protection Board, Cement/Sand Screed, Blinding, Polyethylene Sheet, Pipe Connection, Grp Ladders, Deep Sump With Sand Trap, And All Related Accessories;Manholes On 300 - 500Mm Dia Pipes;For Ave. Depth 3.5M To 4.0M | 1 | Nr | AED | 18750
Alya | 2 | 2.0247 | United Arab Emirates | Abu Dhabi | Infrastructure | Al Jurf, SHA Wellness Island | Infrastructure | IMKAN |  | Award | 2023 |  | Pipework - Manholes And Pipework Ancillaries | K155.2 | Pipework - Manholes And Pipework Ancillaries;Manholes;Supply And Installation Of Pre-Cast Concrete Manholes, Suit To Location, Complete; Including Di (D400) Cover And Frame, Excavation In Any Type Of Soil, Rocks, Upholding Sides Of Excavation, Disposal Of Excess Excavated Materials Including Haulage, Backfilling With Suitable Approved Fill Material, Cover Slab, Waterproofing, Epoxy Coating, Tanking Membrane And Protection Board, Cement/Sand Screed, Blinding, Polyethylene Sheet, Pipe Connection, Grp Ladders, Deep Sump With Sand Trap, And All Related Accessories;Shallow Manholes On 600 - 1400Mm Dia Pipes;For Ave. Depth 3.0M To 3.5M | 1 | Nr | AED | 18000
Alya | 2 | 2.0247 | United Arab Emirates | Abu Dhabi | Infrastructure | Al Jurf, SHA Wellness Island | Infrastructure | IMKAN |  | Award | 2023 |  | Pipework - Manholes And Pipework Ancillaries | K155.3 | Pipework - Manholes And Pipework Ancillaries;Manholes;Supply And Installation Of Pre-Cast Concrete Manholes, Suit To Location, Complete; Including Di (D400) Cover And Frame, Excavation In Any Type Of Soil, Rocks, Upholding Sides Of Excavation, Disposal Of Excess Excavated Materials Including Haulage, Backfilling With Suitable Approved Fill Material, Cover Slab, Waterproofing, Epoxy Coating, Tanking Membrane And Protection Board, Cement/Sand Screed, Blinding, Polyethylene Sheet, Pipe Connection, Grp Ladders, Deep Sump With Sand Trap, And All Related Accessories;Deep Manholes On 600 - 1400Mm Dia Pipes;For Ave. Depth 3.0M To 3.5M | 5 | Nr | AED | 20000
Alya | 2 | 2.0248 | United Arab Emirates | Abu Dhabi | Infrastructure | Al Jurf, SHA Wellness Island | Infrastructure | IMKAN |  | Award | 2023 |  | Pipework - Manholes And Pipework Ancillaries | K156.2 | Pipework - Manholes And Pipework Ancillaries;Manholes;Supply And Installation Of Pre-Cast Concrete Manholes, Suit To Location, Complete; Including Di (D400) Cover And Frame, Excavation In Any Type Of Soil, Rocks, Upholding Sides Of Excavation, Disposal Of Excess Excavated Materials Including Haulage, Backfilling With Suitable Approved Fill Material, Cover Slab, Waterproofing, Epoxy Coating, Tanking Membrane And Protection Board, Cement/Sand Screed, Blinding, Polyethylene Sheet, Pipe Connection, Grp Ladders, Deep Sump With Sand Trap, And All Related Accessories;Deep Manholes On 600 - 1400Mm Dia Pipes;For Ave. Depth 3.5M To 4.0M | 4 | Nr | AED | 22000
Alya | 2 | 2.0248 | United Arab Emirates | Abu Dhabi | Infrastructure | Al Jurf, SHA Wellness Island | Infrastructure | IMKAN |  | Award | 2023 |  | Pipework - Manholes And Pipework Ancillaries | K252.1 | Pipework - Manholes And Pipework Ancillaries;Other Stated Chambers;Supply And Installation Of Pre-Cast Concrete Catch Basins, Complete; Including, But Not Limited To Di (D400) Grated Cover And Frame, Excavation In Any Type Of Soil, Rocks, Upholding Sides Of Excavation, Disposal Of Excess Excavated Materials To An Approved Location Including Haulage, Backfilling With Suitable Approved Fill Material, Waterproofing, Epoxy Coating, Tanking Membrane And Protection Board, Cement/Sand Screed, Blinding, Polyethylene Sheet, Pipe Connection, Step Irons, Deep Sump With Sand Trap, And All Related Accessories, Complete As Detailed In The Drawings, Specification And Local Authority Requirements.;Catch Basin On 300 - 500Mm Dia Pipes;For Ave. Depth 1.5M To 2.0M | 2 | Nr | AED | 10000
Alya | 2 | 2.0248 | United Arab Emirates | Abu Dhabi | Infrastructure | Al Jurf, SHA Wellness Island | Infrastructure | IMKAN |  | Award | 2023 |  | Pipework - Manholes And Pipework Ancillaries | K253.1 | Pipework - Manholes And Pipework Ancillaries;Other Stated Chambers;Supply And Installation Of Pre-Cast Concrete Catch Basins, Complete; Including, But Not Limited To Di (D400) Grated Cover And Frame, Excavation In Any Type Of Soil, Rocks, Upholding Sides Of Excavation, Disposal Of Excess Excavated Materials To An Approved Location Including Haulage, Backfilling With Suitable Approved Fill Material, Waterproofing, Epoxy Coating, Tanking Membrane And Protection Board, Cement/Sand Screed, Blinding, Polyethylene Sheet, Pipe Connection, Step Irons, Deep Sump With Sand Trap, And All Related Accessories, Complete As Detailed In The Drawings, Specification And Local Authority Requirements.;Catch Basin On 300 - 500Mm Dia Pipes;For Ave. Depth 2.0M To 2.5M | 2 | Nr | AED | 12000
Alya | 2 | 2.0248 | United Arab Emirates | Abu Dhabi | Infrastructure | Al Jurf, SHA Wellness Island | Infrastructure | IMKAN |  | Award | 2023 |  | Pipework - Manholes And Pipework Ancillaries | K254.1 | Pipework - Manholes And Pipework Ancillaries;Other Stated Chambers;Supply And Installation Of Pre-Cast Concrete Catch Basins, Complete; Including, But Not Limited To Di (D400) Grated Cover And Frame, Excavation In Any Type Of Soil, Rocks, Upholding Sides Of Excavation, Disposal Of Excess Excavated Materials To An Approved Location Including Haulage, Backfilling With Suitable Approved Fill Material, Waterproofing, Epoxy Coating, Tanking Membrane And Protection Board, Cement/Sand Screed, Blinding, Polyethylene Sheet, Pipe Connection, Step Irons, Deep Sump With Sand Trap, And All Related Accessories, Complete As Detailed In The Drawings, Specification And Local Authority Requirements.;Catch Basin On 300 - 500Mm Dia Pipes;For Ave. Depth 2.5M To 3.0M | 4 | Nr | AED | 14000
Alya | 2 | 2.0248 | United Arab Emirates | Abu Dhabi | Infrastructure | Al Jurf, SHA Wellness Island | Infrastructure | IMKAN |  | Award | 2023 |  | Pipework - Manholes And Pipework Ancillaries | K255.1 | Pipework - Manholes And Pipework Ancillaries;Other Stated Chambers;Supply And Installation Of Pre-Cast Concrete Catch Basins, Complete; Including, But Not Limited To Di (D400) Grated Cover And Frame, Excavation In Any Type Of Soil, Rocks, Upholding Sides Of Excavation, Disposal Of Excess Excavated Materials To An Approved Location Including Haulage, Backfilling With Suitable Approved Fill Material, Waterproofing, Epoxy Coating, Tanking Membrane And Protection Board, Cement/Sand Screed, Blinding, Polyethylene Sheet, Pipe Connection, Step Irons, Deep Sump With Sand Trap, And All Related Accessories, Complete As Detailed In The Drawings, Specification And Local Authority Requirements.;Catch Basin On 300 - 500Mm Dia Pipes;For Ave. Depth 3.0M To 3.5M | 3 | Nr | AED | 16000
Alya | 2 | 2.0248 | United Arab Emirates | Abu Dhabi | Infrastructure | Al Jurf, SHA Wellness Island | Infrastructure | IMKAN |  | Award | 2023 |  | Pipework - Manholes And Pipework Ancillaries | K252.2 | Inlet Chamber;Flush Or Kerb Entry Inlet;Inlet Chamber On 300Mm Dia Pipes;For Ave. Depth 1.5M To 2.0M | 41 | Nr | AED | 6400
Alya | 2 | 2.0248 | United Arab Emirates | Abu Dhabi | Infrastructure | Al Jurf, SHA Wellness Island | Infrastructure | IMKAN |  | Award | 2023 |  | Pipework - Manholes And Pipework Ancillaries | K253.2 | Inlet Chamber;Flush Or Kerb Entry Inlet;Inlet Chamber On 300Mm Dia Pipes;For Ave. Depth 2.0M To 2.5M | 51 | Nr | AED | 8000
Alya | 2 | 2.0248 | United Arab Emirates | Abu Dhabi | Infrastructure | Al Jurf, SHA Wellness Island | Infrastructure | IMKAN |  | Award | 2023 |  | Pipework - Manholes And Pipework Ancillaries | K254.2 | Inlet Chamber;Flush Or Kerb Entry Inlet;Inlet Chamber On 500Mm Dia Pipes;For Ave. Depth 2.5M To 3.0M | 40 | Nr | AED | 9500
Alya | 2 | 2.0248 | United Arab Emirates | Abu Dhabi | Infrastructure | Al Jurf, SHA Wellness Island | Infrastructure | IMKAN |  | Award | 2023 |  | Pipework - Manholes And Pipework Ancillaries | K255.2 | Inlet Chamber;Flush Or Kerb Entry Inlet;Inlet Chamber On 500Mm Dia Pipes;For Ave. Depth 3.0M To 3.5M | 30 | Nr | AED | 11000
Alya | 2 | 2.0248 | United Arab Emirates | Abu Dhabi | Infrastructure | Al Jurf, SHA Wellness Island | Infrastructure | IMKAN |  | Award | 2023 |  | Pipework - Manholes And Pipework Ancillaries | K256.1 | Pipework - Manholes And Pipework Ancillaries;Other Stated Chambers ;Supply And Installation Of Pre-Cast Concrete Oil Separation Chambers (From A Adqcc / Authority Approved Suplier Including All Structural Design, Soil Investigation And Size Verification) Complete Including Excavation, Backfill, Reinforced Concrete, Cover Slab, Blinding And Screeds, Step Iron, Construction Joints, Pvc Water Stop, Protection Coating To All Internal Concrete Surfaces, Tanking And Protection Board, Heavy Duty Ductile Iron (D400) Cover And Frame Complete In All As Detailed On Drawings And As Per Specifications.;Oil Separation Chamber On 900Mm Dia Pipes;For Ave. Depth 3.5M To 4.0M | 1 | Nr | AED | 40000
Alya | 2 | 2.0248 | United Arab Emirates | Abu Dhabi | Infrastructure | Al Jurf, SHA Wellness Island | Infrastructure | IMKAN |  | Award | 2023 |  | Pipework - Manholes And Pipework Ancillaries | K256.2 | Pipework - Manholes And Pipework Ancillaries;Other Stated Chambers ;Supply And Installation Of Pre-Cast Concrete Oil Separation Chambers (From A Adqcc / Authority Approved Suplier Including All Structural Design, Soil Investigation And Size Verification) Complete Including Excavation, Backfill, Reinforced Concrete, Cover Slab, Blinding And Screeds, Step Iron, Construction Joints, Pvc Water Stop, Protection Coating To All Internal Concrete Surfaces, Tanking And Protection Board, Heavy Duty Ductile Iron (D400) Cover And Frame Complete In All As Detailed On Drawings And As Per Specifications.;Oil Separation Chamber On 1000Mm Dia Pipes;For Ave. Depth 3.5M To 4.0M | 1 | Nr | AED | 45000
Alya | 2 | 2.0249 | United Arab Emirates | Abu Dhabi | Infrastructure | Al Jurf, SHA Wellness Island | Infrastructure | IMKAN |  | Award | 2023 |  | Pipework - Manholes And Pipework Ancillaries |  | Pipework - Manholes And Pipework Ancillaries;Other Stated Chambers ;Supply And Installation Of Pre-Cast Concrete Oil Separation Chambers (From A Adqcc / Authority Approved Suplier Including All Structural Design, Soil Investigation And Size Verification) Complete Including Excavation, Backfill, Reinforced Concrete, Cover Slab, Blinding And Screeds, Step Iron, Construction Joints, Pvc Water Stop, Protection Coating To All Internal Concrete Surfaces, Tanking And Protection Board, Heavy Duty Ductile Iron (D400) Cover And Frame Complete In All As Detailed On Drawings And As Per Specifications.;Future Duct With Suitable Excavated Material;300Mm Dia Grp Pipes | 200 | m | AED | 1200
Alya | 2 | 2.0249 | United Arab Emirates | Abu Dhabi | Infrastructure | Al Jurf, SHA Wellness Island | Infrastructure | IMKAN |  | Award | 2023 |  | Pipework - Manholes And Pipework Ancillaries |  | Pipework - Manholes And Pipework Ancillaries;Other Stated Chambers ;Supply And Installation Of Pre-Cast Concrete Oil Separation Chambers (From A Adqcc / Authority Approved Suplier Including All Structural Design, Soil Investigation And Size Verification) Complete Including Excavation, Backfill, Reinforced Concrete, Cover Slab, Blinding And Screeds, Step Iron, Construction Joints, Pvc Water Stop, Protection Coating To All Internal Concrete Surfaces, Tanking And Protection Board, Heavy Duty Ductile Iron (D400) Cover And Frame Complete In All As Detailed On Drawings And As Per Specifications.;Future Duct With Suitable Excavated Material;400Mm Dia Grp Pipes | 30 | m | AED | 1600
Alya | 2 | 2.0249 | United Arab Emirates | Abu Dhabi | Infrastructure | Al Jurf, SHA Wellness Island | Infrastructure | IMKAN |  | Award | 2023 |  | Pipework - Manholes And Pipework Ancillaries |  | Pipework - Manholes And Pipework Ancillaries;Other Stated Chambers ;Supply And Installation Of Pre-Cast Concrete Oil Separation Chambers (From A Adqcc / Authority Approved Suplier Including All Structural Design, Soil Investigation And Size Verification) Complete Including Excavation, Backfill, Reinforced Concrete, Cover Slab, Blinding And Screeds, Step Iron, Construction Joints, Pvc Water Stop, Protection Coating To All Internal Concrete Surfaces, Tanking And Protection Board, Heavy Duty Ductile Iron (D400) Cover And Frame Complete In All As Detailed On Drawings And As Per Specifications.;Future Duct With Suitable Excavated Material; | 460 | m | AED | 2000
Alya | 2 | 2.0249 | United Arab Emirates | Abu Dhabi | Infrastructure | Al Jurf, SHA Wellness Island | Infrastructure | IMKAN |  | Award | 2023 |  | Pipework - Manholes And Pipework Ancillaries |  | Pipework - Manholes And Pipework Ancillaries;Other Stated Chambers ;Supply And Installation Of Pre-Cast Concrete Oil Separation Chambers (From A Adqcc / Authority Approved Suplier Including All Structural Design, Soil Investigation And Size Verification) Complete Including Excavation, Backfill, Reinforced Concrete, Cover Slab, Blinding And Screeds, Step Iron, Construction Joints, Pvc Water Stop, Protection Coating To All Internal Concrete Surfaces, Tanking And Protection Board, Heavy Duty Ductile Iron (D400) Cover And Frame Complete In All As Detailed On Drawings And As Per Specifications.;Future Duct With Suitable Excavated Material;600Mm Dia Grp Pipes | 10 | m | AED | 2400
Alya | 2 | 2.0249 | United Arab Emirates | Abu Dhabi | Infrastructure | Al Jurf, SHA Wellness Island | Infrastructure | IMKAN |  | Award | 2023 |  | Pipework - Manholes And Pipework Ancillaries |  | Pipework - Manholes And Pipework Ancillaries;Other Stated Chambers ;Supply And Installation Of Pre-Cast Concrete Oil Separation Chambers (From A Adqcc / Authority Approved Suplier Including All Structural Design, Soil Investigation And Size Verification) Complete Including Excavation, Backfill, Reinforced Concrete, Cover Slab, Blinding And Screeds, Step Iron, Construction Joints, Pvc Water Stop, Protection Coating To All Internal Concrete Surfaces, Tanking And Protection Board, Heavy Duty Ductile Iron (D400) Cover And Frame Complete In All As Detailed On Drawings And As Per Specifications.;Future Duct With Suitable Excavated Material;700Mm Dia Grp Pipes | 20 | m | AED | 2800
Alya | 2 | 2.0249 | United Arab Emirates | Abu Dhabi | Infrastructure | Al Jurf, SHA Wellness Island | Infrastructure | IMKAN |  | Award | 2023 |  | Pipework - Manholes And Pipework Ancillaries |  | Pipework - Manholes And Pipework Ancillaries;Other Stated Chambers ;Supply And Installation Of Pre-Cast Concrete Oil Separation Chambers (From A Adqcc / Authority Approved Suplier Including All Structural Design, Soil Investigation And Size Verification) Complete Including Excavation, Backfill, Reinforced Concrete, Cover Slab, Blinding And Screeds, Step Iron, Construction Joints, Pvc Water Stop, Protection Coating To All Internal Concrete Surfaces, Tanking And Protection Board, Heavy Duty Ductile Iron (D400) Cover And Frame Complete In All As Detailed On Drawings And As Per Specifications.;Future Duct With Suitable Excavated Material;900Mm Dia Grp Pipes | 10 | m | AED | 3600
Alya | 2 | 2.0249 | United Arab Emirates | Abu Dhabi | Infrastructure | Al Jurf, SHA Wellness Island | Infrastructure | IMKAN |  | Award | 2023 |  | Pipework - Manholes And Pipework Ancillaries |  | Pipework - Manholes And Pipework Ancillaries;Other Stated Chambers ;Supply And Installation Of Pre-Cast Concrete Oil Separation Chambers (From A Adqcc / Authority Approved Suplier Including All Structural Design, Soil Investigation And Size Verification) Complete Including Excavation, Backfill, Reinforced Concrete, Cover Slab, Blinding And Screeds, Step Iron, Construction Joints, Pvc Water Stop, Protection Coating To All Internal Concrete Surfaces, Tanking And Protection Board, Heavy Duty Ductile Iron (D400) Cover And Frame Complete In All As Detailed On Drawings And As Per Specifications.;Future Duct With Suitable Excavated Material;1000Mm Dia Grp Pipes | 10 | m | AED | 4000
Alya | 2 | 2.0249 | United Arab Emirates | Abu Dhabi | Infrastructure | Al Jurf, SHA Wellness Island | Infrastructure | IMKAN |  | Award | 2023 |  | Pipework - Supports And Protection | L900.1 | Other Pipework Ancillaries;Outfall Structure;Construction Of Reinforced Concrete Outfall Structure Including Soil Investigation, Excavation, Backfilling, Disposal, Preparation Of Excavated Surface Including Compaction, Side Slope Protection, Reinforced Concrete, Blinding, Waterproofing, Rip-Rap, Tidal, Flap Valve/Non Return Valve (From Adm Approved Supplier), Etc And All Related Works To Complete The Work As Shown On Drawings And As Per Specifications;Outfall Structure With 900Mm Dia. Pipe | 1 | Nr | AED | 111000
Alya | 2 | 2.0249 | United Arab Emirates | Abu Dhabi | Infrastructure | Al Jurf, SHA Wellness Island | Infrastructure | IMKAN |  | Award | 2023 |  | Pipework - Supports And Protection | L900.2 | Other Pipework Ancillaries;Outfall Structure;Construction Of Reinforced Concrete Outfall Structure Including Soil Investigation, Excavation, Backfilling, Disposal, Preparation Of Excavated Surface Including Compaction, Side Slope Protection, Reinforced Concrete, Blinding, Waterproofing, Rip-Rap, Tidal, Flap Valve/Non Return Valve (From Adm Approved Supplier), Etc And All Related Works To Complete The Work As Shown On Drawings And As Per Specifications;Outfall Structure With 1000Mm Dia. Pipe | 1 | Nr | AED | 122000
Alya | 2 | 2.025 | United Arab Emirates | Abu Dhabi | Infrastructure | Al Jurf, SHA Wellness Island | Infrastructure | IMKAN |  | Award | 2023 |  | Pipework - Manholes And Pipework Ancillaries | K862 | Connecting To Existing Network;Allow For Tie-In Connections, Including But Not Limited To Excavation In Any Type Of Soil, Rocks, Upholding Sides Of Excavation, Disposal Of Excess Excavated Materials To An Approved Location Including Haulage, Backfilling With Selected Excavated Material, Pipework And Fittings, Flanges (Wherever Applicable), All Necessary Accessories And Connections, All In Accordance With Drawings, Specifications And As Per Engineer'S Instruction;Connecting 300Mm Dia. Pipe To Existing Network In Phase 1 | 1 | Nr | AED | 5000
Alya | 2 | 2.025 | United Arab Emirates | Abu Dhabi | Infrastructure | Al Jurf, SHA Wellness Island | Infrastructure | IMKAN |  | Award | 2023 |  | Pipework - Manholes And Pipework Ancillaries | K863 | Connecting To Existing Network;Allow For Tie-In Connections, Including But Not Limited To Excavation In Any Type Of Soil, Rocks, Upholding Sides Of Excavation, Disposal Of Excess Excavated Materials To An Approved Location Including Haulage, Backfilling With Selected Excavated Material, Pipework And Fittings, Flanges (Wherever Applicable), All Necessary Accessories And Connections, All In Accordance With Drawings, Specifications And As Per Engineer'S Instruction;Connecting 400Mm Dia. Pipe To Existing Network In Phase 1 | 1 | Nr | AED | 5000
Alya | 2 | 2.025 | United Arab Emirates | Abu Dhabi | Infrastructure | Al Jurf, SHA Wellness Island | Infrastructure | IMKAN |  | Award | 2023 |  | Pipework - Pipes | I514 | Pipe Work - Pipes;Nominal Bore: 160Mm;In Trenches, Depth: 2.0 M - 2.5 M | 2840 | m | AED | 221
Alya | 2 | 2.025 | United Arab Emirates | Abu Dhabi | Infrastructure | Al Jurf, SHA Wellness Island | Infrastructure | IMKAN |  | Award | 2023 |  | Pipework - Pipes | I515.1 | Pipe Work - Pipes;Nominal Bore: 160Mm;In Trenches, Depth: 2.5 M - 3.0 M | 459 | m | AED | 294
Alya | 2 | 2.025 | United Arab Emirates | Abu Dhabi | Infrastructure | Al Jurf, SHA Wellness Island | Infrastructure | IMKAN |  | Award | 2023 |  | Pipework - Pipes | I516 | Pipe Work - Pipes;Nominal Bore: 160Mm;In Trenches, Depth: 3.0 M - 3.5 M | 34 | m | AED | 358
Alya | 2 | 2.025 | United Arab Emirates | Abu Dhabi | Infrastructure | Al Jurf, SHA Wellness Island | Infrastructure | IMKAN |  | Award | 2023 |  | Pipework - Pipes | I515.2 | Pipe Work - Pipes;Nominal Bore: 200Mm;In Trenches, Depth: 3.0 M - 3.5 M | 11 | m | AED | 309
Alya | 2 | 2.025 | United Arab Emirates | Abu Dhabi | Infrastructure | Al Jurf, SHA Wellness Island | Infrastructure | IMKAN |  | Award | 2023 |  | Pipework - Pipes | I526 | Pipe Work - Pipes;Nominal Bore: 250Mm;In Trenches, Depth: 3.0 M - 3.5 M | 9 | m | AED | 464
Alya | 2 | 2.025 | United Arab Emirates | Abu Dhabi | Infrastructure | Al Jurf, SHA Wellness Island | Infrastructure | IMKAN |  | Award | 2023 |  | Pipework - Pipes | I534 | Pipe Work - Pipes;Nominal Bore: 315Mm;In Trenches, Depth: 2.0 M - 2.5 M | 15 | m | AED | 386
Alya | 2 | 2.025 | United Arab Emirates | Abu Dhabi | Infrastructure | Al Jurf, SHA Wellness Island | Infrastructure | IMKAN |  | Award | 2023 |  | Pipework - Pipes | I535 | Pipe Work - Pipes;Nominal Bore: 315Mm;In Trenches, Depth: 2.5 M - 3.0 M | 7 | m | AED | 468
Alya | 2 | 2.025 | United Arab Emirates | Abu Dhabi | Infrastructure | Al Jurf, SHA Wellness Island | Infrastructure | IMKAN |  | Award | 2023 |  | Pipework - Supports And Protection | L531.1 | Pipework Supports And Protection Ancillaries To Laying And Excavation;Bed And Surrounds;Supply And Laying Of Granular Beds And Surrounds Including Compacting As Specified For The Class Of Material, Approved Geotextile Filters As Shown In The Drawings, Specification And Local Authority Requirements; | 3333 | m | AED | 43
Alya | 2 | 2.025 | United Arab Emirates | Abu Dhabi | Infrastructure | Al Jurf, SHA Wellness Island | Infrastructure | IMKAN |  | Award | 2023 |  | Pipework - Supports And Protection | L531.2 | Pipework Supports And Protection Ancillaries To Laying And Excavation;Bed And Surrounds;Supply And Laying Of Granular Beds And Surrounds Including Compacting As Specified For The Class Of Material, Approved Geotextile Filters As Shown In The Drawings, Specification And Local Authority Requirements; | 11 | m | AED | 46
Alya | 2 | 2.0251 | United Arab Emirates | Abu Dhabi | Infrastructure | Al Jurf, SHA Wellness Island | Infrastructure | IMKAN |  | Award | 2023 |  | Pipework - Supports And Protection | L532 | Pipework Supports And Protection Ancillaries To Laying And Excavation;Bed And Surrounds;Supply And Laying Of Granular Beds And Surrounds Including Compacting As Specified For The Class Of Material, Approved Geotextile Filters As Shown In The Drawings, Specification And Local Authority Requirements; | 9 | m | AED | 51
Alya | 2 | 2.0251 | United Arab Emirates | Abu Dhabi | Infrastructure | Al Jurf, SHA Wellness Island | Infrastructure | IMKAN |  | Award | 2023 |  | Pipework - Supports And Protection | L533 | Pipework Supports And Protection Ancillaries To Laying And Excavation;Bed And Surrounds;Supply And Laying Of Granular Beds And Surrounds Including Compacting As Specified For The Class Of Material, Approved Geotextile Filters As Shown In The Drawings, Specification And Local Authority Requirements; | 22 | m | AED | 58
Alya | 2 | 2.0251 | United Arab Emirates | Abu Dhabi | Infrastructure | Al Jurf, SHA Wellness Island | Infrastructure | IMKAN |  | Award | 2023 |  | Pipework - Manholes And Pipework Ancillaries | K233.1 | Pipework - Manholes And Pipework Ancillaries;Other Stated Chambers;Grp Inspection Shaft;Depth: 2.0 - 2.5 M | 19 | Nr | AED | 9500
Alya | 2 | 2.0251 | United Arab Emirates | Abu Dhabi | Infrastructure | Al Jurf, SHA Wellness Island | Infrastructure | IMKAN |  | Award | 2023 |  | Pipework - Manholes And Pipework Ancillaries | K234.1 | Pipework - Manholes And Pipework Ancillaries;Other Stated Chambers;Grp Inspection Shaft;Depth: 2.5 - 3.0 M | 2 | Nr | AED | 10000
Alya | 2 | 2.0251 | United Arab Emirates | Abu Dhabi | Infrastructure | Al Jurf, SHA Wellness Island | Infrastructure | IMKAN |  | Award | 2023 |  | Pipework - Manholes And Pipework Ancillaries | K233.2 | Inspection Chambers;Reinforced Concrete Inspection Chamber, Complete; Including, But Not Limited To Solid Di Cover And Frame, Excavation In Any Type Of Soil, Rocks, Upholding Sides Of Excavation, Disposal Of Excess Excavated Materials To An Approved Location Including Haulage, Backfilling With Suitable Approved Fill Material, Concreting, Waterproofing, Epoxy Coating, Tanking Membrane And Protection Board, Cement/Sand Screed, Blinding, Pipe Connection, Step Irons And All Related Accessories, Complete As Detailed In The Drawings, Specification And Local Authority Requirements;Depth: 2.0 - 2.5 M | 82 | Nr | AED | 8000
Alya | 2 | 2.0251 | United Arab Emirates | Abu Dhabi | Infrastructure | Al Jurf, SHA Wellness Island | Infrastructure | IMKAN |  | Award | 2023 |  | Pipework - Manholes And Pipework Ancillaries | K234.2 | Inspection Chambers;Reinforced Concrete Inspection Chamber, Complete; Including, But Not Limited To Solid Di Cover And Frame, Excavation In Any Type Of Soil, Rocks, Upholding Sides Of Excavation, Disposal Of Excess Excavated Materials To An Approved Location Including Haulage, Backfilling With Suitable Approved Fill Material, Concreting, Waterproofing, Epoxy Coating, Tanking Membrane And Protection Board, Cement/Sand Screed, Blinding, Pipe Connection, Step Irons And All Related Accessories, Complete As Detailed In The Drawings, Specification And Local Authority Requirements;Depth: 2.5 - 3.0 M | 14 | Nr | AED | 8500
Alya | 2 | 2.0251 | United Arab Emirates | Abu Dhabi | Infrastructure | Al Jurf, SHA Wellness Island | Infrastructure | IMKAN |  | Award | 2023 |  | Pipework - Fittings And Valves | J491 | Pipework - Fittings And Valves;Perforated Pipes End;Construction Of Perforated/Solid Pipe End Including All Necessary Upvc Pipes, Fittings, Uv Resistant Plug, Plain Concrete In 500X500X300 Mm Sized For Pipe End As Per The Drawings, Specification And Local Authority Requirements;Nominal Bore: 160Mm | 42 | Nr | AED | 100
Alya | 2 | 2.0251 | United Arab Emirates | Abu Dhabi | Infrastructure | Al Jurf, SHA Wellness Island | Infrastructure | IMKAN |  | Award | 2023 |  | Pipework - Pipes | I712.1 | Pipe Work - Pipes;Supply And Install Pn16, Hdpe (Sdr 11) Pipes, Tees, Elbows, Reducers, Etc. Complete Including Valves And Secondary Pipe Connection Up To The Plot Area, Warning Tapes, Locking Glands, Locking Ring, Bolts, Nuts, Gaskets, (Or Retaining Rings/Anchoring Segments According To The Type Of Locking Joint Being Used) Necessary To Fabricate On Site, A Mechanically Restrained Joint Between Pipes Suitable To Accommodate Restrained Joints And/Or Fittings (Suitable For Butt Welding And/Or Electrofusion) And All Other Accessories For Pipe Laying As Shown On Drawings And In Accordance With The Specification (Beds & Surrounds, Road Crossing Ducts Measured Separately).;Depth Not Exceeding 1.5 M;Nominal Bore: 90Mm, Hdpe Pipe | 80 | m | AED | 76
Alya | 2 | 2.0251 | United Arab Emirates | Abu Dhabi | Infrastructure | Al Jurf, SHA Wellness Island | Infrastructure | IMKAN |  | Award | 2023 |  | Pipework - Pipes | I712.3 | Pipe Work - Pipes;Supply And Install Pn16, Hdpe (Sdr 11) Pipes, Tees, Elbows, Reducers, Etc. Complete Including Valves And Secondary Pipe Connection Up To The Plot Area, Warning Tapes, Locking Glands, Locking Ring, Bolts, Nuts, Gaskets, (Or Retaining Rings/Anchoring Segments According To The Type Of Locking Joint Being Used) Necessary To Fabricate On Site, A Mechanically Restrained Joint Between Pipes Suitable To Accommodate Restrained Joints And/Or Fittings (Suitable For Butt Welding And/Or Electrofusion) And All Other Accessories For Pipe Laying As Shown On Drawings And In Accordance With The Specification (Beds & Surrounds, Road Crossing Ducts Measured Separately).;Depth Not Exceeding 1.5 M;Nominal Bore: 200Mm, Hdpe Pipe | 2690 | m | AED | 190
Alya | 2 | 2.0252 | United Arab Emirates | Abu Dhabi | Infrastructure | Al Jurf, SHA Wellness Island | Infrastructure | IMKAN |  | Award | 2023 |  | Pipework - Pipes | I722 | Pipe Work - Pipes;Supply And Install Pn16, Hdpe (Sdr 11) Pipes, Tees, Elbows, Reducers, Etc. Complete Including Valves And Secondary Pipe Connection Up To The Plot Area, Warning Tapes, Locking Glands, Locking Ring, Bolts, Nuts, Gaskets, (Or Retaining Rings/Anchoring Segments According To The Type Of Locking Joint Being Used) Necessary To Fabricate On Site, A Mechanically Restrained Joint Between Pipes Suitable To Accommodate Restrained Joints And/Or Fittings (Suitable For Butt Welding And/Or Electrofusion) And All Other Accessories For Pipe Laying As Shown On Drawings And In Accordance With The Specification (Beds & Surrounds, Road Crossing Ducts Measured Separately).;Depth Not Exceeding 1.5 M;Nominal Bore: 225Mm, Hdpe Pipe | 1160 | m | AED | 241
Alya | 2 | 2.0252 | United Arab Emirates | Abu Dhabi | Infrastructure | Al Jurf, SHA Wellness Island | Infrastructure | IMKAN |  | Award | 2023 |  | Pipework - Pipes | I732 | Pipe Work - Pipes;Supply And Install Pn16, Hdpe (Sdr 11) Pipes, Tees, Elbows, Reducers, Etc. Complete Including Valves And Secondary Pipe Connection Up To The Plot Area, Warning Tapes, Locking Glands, Locking Ring, Bolts, Nuts, Gaskets, (Or Retaining Rings/Anchoring Segments According To The Type Of Locking Joint Being Used) Necessary To Fabricate On Site, A Mechanically Restrained Joint Between Pipes Suitable To Accommodate Restrained Joints And/Or Fittings (Suitable For Butt Welding And/Or Electrofusion) And All Other Accessories For Pipe Laying As Shown On Drawings And In Accordance With The Specification (Beds & Surrounds, Road Crossing Ducts Measured Separately).;Depth Not Exceeding 1.5 M;Nominal Bore: 315Mm, Hdpe Pipe | 632 | m | AED | 421
Alya | 2 | 2.0252 | United Arab Emirates | Abu Dhabi | Infrastructure | Al Jurf, SHA Wellness Island | Infrastructure | IMKAN |  | Award | 2023 |  | Pipework - Supports And Protection | L511.1 | Pipework Supports And Protection Ancillaries To Laying And Excavation;Bed And Surrounds;Compacted Selected Sand Fill Bed And Surround To Pipes As Shown On Drawings And As Per Specifications.;To 90Mm Dia. Pipes | 80 | m | AED | 20
Alya | 2 | 2.0252 | United Arab Emirates | Abu Dhabi | Infrastructure | Al Jurf, SHA Wellness Island | Infrastructure | IMKAN |  | Award | 2023 |  | Pipework - Supports And Protection | L511.3 | Pipework Supports And Protection Ancillaries To Laying And Excavation;Bed And Surrounds;Compacted Selected Sand Fill Bed And Surround To Pipes As Shown On Drawings And As Per Specifications.;To 200Mm Dia. Pipes | 2690 | m | AED | 27
Alya | 2 | 2.0252 | United Arab Emirates | Abu Dhabi | Infrastructure | Al Jurf, SHA Wellness Island | Infrastructure | IMKAN |  | Award | 2023 |  | Pipework - Supports And Protection | L512 | Pipework Supports And Protection Ancillaries To Laying And Excavation;Bed And Surrounds;Compacted Selected Sand Fill Bed And Surround To Pipes As Shown On Drawings And As Per Specifications.;To 225Mm Dia. Pipes | 1160 | m | AED | 28
Alya | 2 | 2.0252 | United Arab Emirates | Abu Dhabi | Infrastructure | Al Jurf, SHA Wellness Island | Infrastructure | IMKAN |  | Award | 2023 |  | Pipework - Supports And Protection | L513 | Pipework Supports And Protection Ancillaries To Laying And Excavation;Bed And Surrounds;Compacted Selected Sand Fill Bed And Surround To Pipes As Shown On Drawings And As Per Specifications.;To 315Mm Dia Pipes | 632 | m | AED | 33
Alya | 2 | 2.0252 | United Arab Emirates | Abu Dhabi | Infrastructure | Al Jurf, SHA Wellness Island | Infrastructure | IMKAN |  | Award | 2023 |  | Pipework - Manholes And Pipework Ancillaries | K691.2 | Pipe Protection / Duct Crossing;Construct Reinforced Concrete Encased Socket Type Grp Ducts For The Proposed Road Crossing Pipes, Installation Of All Material Complete With Grp Pipe, End Cap At Each Duct End, Duct End Sealing, Bituminous Painting Of Concrete, Excavation, Dewatering, Backfilling And Provision Of 10 Mm Dia. Pulling Rope For Installation Of Hdpe Distribution Pipes, Etc. All As Per The Specifications And Drawings.;450Mm Dia. Grp Concrete Encased, For Pipeline 200Mm Dia | 588 | m | AED | 720
Alya | 2 | 2.0252 | United Arab Emirates | Abu Dhabi | Infrastructure | Al Jurf, SHA Wellness Island | Infrastructure | IMKAN |  | Award | 2023 |  | Pipework - Manholes And Pipework Ancillaries | K691.3 | Pipe Protection / Duct Crossing;Construct Reinforced Concrete Encased Socket Type Grp Ducts For The Proposed Road Crossing Pipes, Installation Of All Material Complete With Grp Pipe, End Cap At Each Duct End, Duct End Sealing, Bituminous Painting Of Concrete, Excavation, Dewatering, Backfilling And Provision Of 10 Mm Dia. Pulling Rope For Installation Of Hdpe Distribution Pipes, Etc. All As Per The Specifications And Drawings.;450Mm Dia. Grp Concrete Encased, For Pipeline 225Mm Dia | 104 | m | AED | 750
Alya | 2 | 2.0252 | United Arab Emirates | Abu Dhabi | Infrastructure | Al Jurf, SHA Wellness Island | Infrastructure | IMKAN |  | Award | 2023 |  | Pipework - Manholes And Pipework Ancillaries | K692 | Pipework Supports And Protection Ancillaries To Laying And Excavation ;Pipe Protection / Duct Crossing;600Mm Dia. Grp Concrete Encased, For Pipeline 315Mm Dia | 82 | m | AED | 890
Alya | 2 | 2.0252 | United Arab Emirates | Abu Dhabi | Infrastructure | Al Jurf, SHA Wellness Island | Infrastructure | IMKAN |  | Award | 2023 |  | Pipework - Manholes And Pipework Ancillaries | K231.1 | Pipework - Manholes And Pipework Ancillaries;Other Stated Chambers;Gate Valve Chambers;Construct Reinforced Concrete Valve Chambers Complete Including Excavation, Backfilling, Reinforcement, Concrete, Formworks, Concrete Protection, Blinding Concrete And Polythene Sheet, Pipe Pieces, Pipe Fittings, Construction Joints, Aluminum Ladder, Flanges, Surface Box, Vent Pipes, Concrete Support Blocks, Lifting Hooks, Di Manhole Covers And All Other Related As Shown On Drawings And Specifications (Valves Measured Separately).;On Od90Mmø Pipeline | 2 | Nr | AED | 10000
Alya | 2 | 2.0253 | United Arab Emirates | Abu Dhabi | Infrastructure | Al Jurf, SHA Wellness Island | Infrastructure | IMKAN |  | Award | 2023 |  | Pipework - Manholes And Pipework Ancillaries | K231.3 | Pipework - Manholes And Pipework Ancillaries;Other Stated Chambers;Gate Valve Chambers;Construct Reinforced Concrete Valve Chambers Complete Including Excavation, Backfilling, Reinforcement, Concrete, Formworks, Concrete Protection, Blinding Concrete And Polythene Sheet, Pipe Pieces, Pipe Fittings, Construction Joints, Aluminum Ladder, Flanges, Surface Box, Vent Pipes, Concrete Support Blocks, Lifting Hooks, Di Manhole Covers And All Other Related As Shown On Drawings And Specifications (Valves Measured Separately).;On Od200Mmø Pipeline | 13 | Nr | AED | 20500
Alya | 2 | 2.0253 | United Arab Emirates | Abu Dhabi | Infrastructure | Al Jurf, SHA Wellness Island | Infrastructure | IMKAN |  | Award | 2023 |  | Pipework - Manholes And Pipework Ancillaries | K231.4 | Pipework - Manholes And Pipework Ancillaries;Other Stated Chambers;Gate Valve Chambers;Construct Reinforced Concrete Valve Chambers Complete Including Excavation, Backfilling, Reinforcement, Concrete, Formworks, Concrete Protection, Blinding Concrete And Polythene Sheet, Pipe Pieces, Pipe Fittings, Construction Joints, Aluminum Ladder, Flanges, Surface Box, Vent Pipes, Concrete Support Blocks, Lifting Hooks, Di Manhole Covers And All Other Related As Shown On Drawings And Specifications (Valves Measured Separately).;On Od225Mmø Pipeline | 3 | Nr | AED | 23000
Alya | 2 | 2.0253 | United Arab Emirates | Abu Dhabi | Infrastructure | Al Jurf, SHA Wellness Island | Infrastructure | IMKAN |  | Award | 2023 |  | Pipework - Manholes And Pipework Ancillaries | K231.5 | Pipework - Manholes And Pipework Ancillaries;Other Stated Chambers;Gate Valve Chambers;Construct Reinforced Concrete Valve Chambers Complete Including Excavation, Backfilling, Reinforcement, Concrete, Formworks, Concrete Protection, Blinding Concrete And Polythene Sheet, Pipe Pieces, Pipe Fittings, Construction Joints, Aluminum Ladder, Flanges, Surface Box, Vent Pipes, Concrete Support Blocks, Lifting Hooks, Di Manhole Covers And All Other Related As Shown On Drawings And Specifications (Valves Measured Separately).;On Od315Mmø Pipeline | 2 | Nr | AED | 32000
Alya | 2 | 2.0253 | United Arab Emirates | Abu Dhabi | Infrastructure | Al Jurf, SHA Wellness Island | Infrastructure | IMKAN |  | Award | 2023 |  | Pipework - Manholes And Pipework Ancillaries | K231.9 | Pulling Box;Construct Reinforced Concrete Pulling Box, Complete Including Excavation, Backfilling, Disposal Of Excavated Material, Concrete, Formwork, Reinforcement, Blinding Concrete, Supply Of All Materials Complete With Upvc Stubs With End Cap, External Concrete Protection And Access Cover Complete As Shown In The Drawing And Specifications.;Pulling Box | 8 | Nr | AED | 3000
Alya | 2 | 2.0253 | United Arab Emirates | Abu Dhabi | Infrastructure | Al Jurf, SHA Wellness Island | Infrastructure | IMKAN |  | Award | 2023 |  | Pipework - Manholes And Pipework Ancillaries | K231.5 | Air Release Valve Chamber;Construct Reinforced Concrete Air Release Valves Chambers Including Built-In Pipe Pieces, Pipe Fittings, Flanges, Tee, Surface Box, Concrete, Support Blocks, Lifting Hooks, Manhole Covers, Excavation, Backfilling, Reinforcement, Concrete, Formworks, Blinding, Screeds, Concrete Protection Complete As Shown On Drawings And As Per Specifications (Valves Measured Separately).;Air Release Valve Chamber On 200Mm Dia. Pipe | 3 | Nr | AED | 10000
Alya | 2 | 2.0253 | United Arab Emirates | Abu Dhabi | Infrastructure | Al Jurf, SHA Wellness Island | Infrastructure | IMKAN |  | Award | 2023 |  | Pipework - Manholes And Pipework Ancillaries | K231.6 | Air Release Valve Chamber;Construct Reinforced Concrete Air Release Valves Chambers Including Built-In Pipe Pieces, Pipe Fittings, Flanges, Tee, Surface Box, Concret+O115E, Support Blocks, Lifting Hooks, Manhole Covers, Excavation, Backfilling, Reinforcement, Concrete, Formworks, Blinding, Screeds, Concrete Protection Complete As Shown On Drawings And As Per Specifications (Valves Measured Separately).;Air Release Valve Chamber On 225Mm Dia. Pipe | 1 | Nr | AED | 10000
Alya | 2 | 2.0253 | United Arab Emirates | Abu Dhabi | Infrastructure | Al Jurf, SHA Wellness Island | Infrastructure | IMKAN |  | Award | 2023 |  | Pipework - Manholes And Pipework Ancillaries | K231.7 | Pipework - Manholes And Pipework Ancillaries:Construct Reinforced Concrete Washout Valve Chamber Complete Including Built In Pipe Pieces, Aluminium Ladder, Flanges, Flanged Pipe, Surface Box, Manhole Covers, Concrete Support Blocks, Granular Material, Excavation, Backfilling, Concrete, Reinforcement, Formwork, Blinding, Screeds, Damp Proof Membrane And Protective Coatings Complete As Shown On The Drawings And Specifications (Valves Measured Separately).;Washout Valve Chamber On 200Mm Dia. Pipe | 2 | Nr | AED | 26000
Alya | 2 | 2.0253 | United Arab Emirates | Abu Dhabi | Infrastructure | Al Jurf, SHA Wellness Island | Infrastructure | IMKAN |  | Award | 2023 |  | Pipework - Manholes And Pipework Ancillaries | K231.8 | Pipework - Manholes And Pipework Ancillaries:Construct Reinforced Concrete Washout Valve Chamber Complete Including Built In Pipe Pieces, Aluminium Ladder, Flanges, Flanged Pipe, Surface Box, Manhole Covers, Concrete Support Blocks, Granular Material, Excavation, Backfilling, Concrete, Reinforcement, Formwork, Blinding, Screeds, Damp Proof Membrane And Protective Coatings Complete As Shown On The Drawings And Specifications (Valves Measured Separately).;Washout Valve Chamber On 225Mm Dia. Pipe | 1 | Nr | AED | 26000
Alya | 2 | 2.0253 | United Arab Emirates | Abu Dhabi | Infrastructure | Al Jurf, SHA Wellness Island | Infrastructure | IMKAN |  | Award | 2023 |  | Pipework - Fittings And Valves | J811.1 | Pipework - Fittings And Valves;Valves In Valve Chambers;Supply And Install Following Iso Standard Flanged Gate Valves Complete With All Accessories (Extension Spindle, Etc.);On Od90Mmø Pipeline | 2 | Nr | AED | 3500
Alya | 2 | 2.0253 | United Arab Emirates | Abu Dhabi | Infrastructure | Al Jurf, SHA Wellness Island | Infrastructure | IMKAN |  | Award | 2023 |  | Pipework - Fittings And Valves | J811.2 | Pipework - Fittings And Valves;Valves In Valve Chambers;Supply And Install Following Iso Standard Flanged Gate Valves Complete With All Accessories (Extension Spindle, Etc.);On Od200Mmø Pipeline | 13 | Nr | AED | 6000
Alya | 2 | 2.0253 | United Arab Emirates | Abu Dhabi | Infrastructure | Al Jurf, SHA Wellness Island | Infrastructure | IMKAN |  | Award | 2023 |  | Pipework - Fittings And Valves | J812.1 | Pipework - Fittings And Valves;Valves In Valve Chambers;Supply And Install Following Iso Standard Flanged Gate Valves Complete With All Accessories (Extension Spindle, Etc.);On Od225Mmø Pipeline | 3 | Nr | AED | 6500
Alya | 2 | 2.0254 | United Arab Emirates | Abu Dhabi | Infrastructure | Al Jurf, SHA Wellness Island | Infrastructure | IMKAN |  | Award | 2023 |  | Pipework - Fittings And Valves | J813 | Pipework - Fittings And Valves;Valves In Valve Chambers;Supply And Install Following Iso Standard Flanged Gate Valves Complete With All Accessories (Extension Spindle, Etc.);On Od315Mmø Pipeline | 2 | Nr | AED | 7000
Alya | 2 | 2.0254 | United Arab Emirates | Abu Dhabi | Infrastructure | Al Jurf, SHA Wellness Island | Infrastructure | IMKAN |  | Award | 2023 |  | Pipework - Fittings And Valves | J861 | Pipework - Fittings And Valves;Valves In Valve Chambers;Supply And Install Following Iso Standard Air Release Valves Plus Flanged Short Bodied Isolating Valve, Type 90° Angle With Gearing And Hand Wheel Complete With All Accessories, All As Per The Drawings And Specifications.;Air Release Valve On 200Mm Dia. Pipe | 3 | Nr | AED | 5000
Alya | 2 | 2.0254 | United Arab Emirates | Abu Dhabi | Infrastructure | Al Jurf, SHA Wellness Island | Infrastructure | IMKAN |  | Award | 2023 |  | Pipework - Fittings And Valves | J862 | Pipework - Fittings And Valves;Valves In Valve Chambers;Supply And Install Following Iso Standard Air Release Valves Plus Flanged Short Bodied Isolating Valve, Type 90° Angle With Gearing And Hand Wheel Complete With All Accessories, All As Per The Drawings And Specifications.;Air Release Valve On 225Mm Dia. Pipe | 1 | Nr | AED | 5000
Alya | 2 | 2.0254 | United Arab Emirates | Abu Dhabi | Infrastructure | Al Jurf, SHA Wellness Island | Infrastructure | IMKAN |  | Award | 2023 |  | Pipework - Fittings And Valves | J891.1 | Pipework - Fittings And Valves;Valves In Valve Chambers;Supply And Install Following Iso Standard Flanged Washout Valve Complete With All Accessories (Extension Spindle, Etc.).;Washout Valve; Fixed To 200 Mm Dia. Main Line | 2 | Nr | AED | 8000
Alya | 2 | 2.0254 | United Arab Emirates | Abu Dhabi | Infrastructure | Al Jurf, SHA Wellness Island | Infrastructure | IMKAN |  | Award | 2023 |  | Pipework - Fittings And Valves | J892.1 | Pipework - Fittings And Valves;Valves In Valve Chambers;Supply And Install Following Iso Standard Flanged Washout Valve Complete With All Accessories (Extension Spindle, Etc.).;Washout Valve; Fixed To 225 Mm Dia. Main Line | 1 | Nr | AED | 8000
Alya | 2 | 2.0254 | United Arab Emirates | Abu Dhabi | Infrastructure | Al Jurf, SHA Wellness Island | Infrastructure | IMKAN |  | Award | 2023 |  | Pipework - Fittings And Valves | J900.1 | Pipework - Fittings And Valves;Fire Hydrant;Supply And Installation Of Fire Hydrant, Dn 125 Mm Iso Standard Pillar Coupling Type Complete, Including Hood, Stainless Steel Spindle, Outlets 2 X 2½" Fire Hose, 1 X 4" D.I Coupling For Fire Truck Booster Pump, Concrete Stand Block, Automatic Drain Valve Including Corrosion Protection, Duck Foot Bend, Granular Material, Concrete Block Foundation, Dn 125Mm D.I Flanged Extension Pieces, S-Bend With Rotational Flanges, Fire Hydrant Guard Rail Including But Not Limited To All Required Equipment With Connection To The Water Main, Dn 80 Mm (3") Galvanised Steel Pipes With Cleats, Hot Cured Epoxy Coating, Stainless Steel Bolts, Nuts & Washers Concrete Foundation Blocks, F.H. Numbering Plate, No Parking Sign, Post, Brackets With S.S. Bolts & Nuts, Epoxy Painting;Pillar Type Fire Hydrant. | 30 | Nr | AED | 10000
Alya | 2 | 2.0254 | United Arab Emirates | Abu Dhabi | Infrastructure | Al Jurf, SHA Wellness Island | Infrastructure | IMKAN |  | Award | 2023 |  | Miscellaneous Metalwork | N900 | Pipework - Fittings And Valves;Fire Hydrant;Supply And Installation Of Fire Hydrant, Dn 125 Mm Iso Standard Pillar Coupling Type Complete, Including Hood, Stainless Steel Spindle, Outlets 2 X 2½" Fire Hose, 1 X 4" D.I Coupling For Fire Truck Booster Pump, Concrete Stand Block, Automatic Drain Valve Including Corrosion Protection, Duck Foot Bend, Granular Material, Concrete Block Foundation, Dn 125Mm D.I Flanged Extension Pieces, S-Bend With Rotational Flanges, Fire Hydrant Guard Rail Including But Not Limited To All Required Equipment With Connection To The Water Main, Dn 80 Mm (3") Galvanised Steel Pipes With Cleats, Hot Cured Epoxy Coating, Stainless Steel Bolts, Nuts & Washers Concrete Foundation Blocks, F.H. Numbering Plate, No Parking Sign, Post, Brackets With S.S. Bolts & Nuts, Epoxy Painting;Fire Hydrant Guard Rail Including Foundations, Fixing And All Other Related Works As Shown In The Drawing And Specification. | 60 | Nr | AED | 900
Alya | 2 | 2.0254 | United Arab Emirates | Abu Dhabi | Infrastructure | Al Jurf, SHA Wellness Island | Infrastructure | IMKAN |  | Award | 2023 |  | Pipework - Pipes | I712.4 | Pipework - Fittings And Valves;Fire Hydrant;Supply And Installation Of Fire Hydrant, Dn 125 Mm Iso Standard Pillar Coupling Type Complete, Including Hood, Stainless Steel Spindle, Outlets 2 X 2½" Fire Hose, 1 X 4" D.I Coupling For Fire Truck Booster Pump, Concrete Stand Block, Automatic Drain Valve Including Corrosion Protection, Duck Foot Bend, Granular Material, Concrete Block Foundation, Dn 125Mm D.I Flanged Extension Pieces, S-Bend With Rotational Flanges, Fire Hydrant Guard Rail Including But Not Limited To All Required Equipment With Connection To The Water Main, Dn 80 Mm (3") Galvanised Steel Pipes With Cleats, Hot Cured Epoxy Coating, Stainless Steel Bolts, Nuts & Washers Concrete Foundation Blocks, F.H. Numbering Plate, No Parking Sign, Post, Brackets With S.S. Bolts & Nuts, Epoxy Painting;Supply And Install Od 125 Mm Dia. Hdpe Pipe With Stub Flange For Fire Hydrant Supply Line Including Excavation And Backfilling As Shown In The Drawing And Specification. | 75 | m | AED | 75
Alya | 2 | 2.0254 | United Arab Emirates | Abu Dhabi | Infrastructure | Al Jurf, SHA Wellness Island | Infrastructure | IMKAN |  | Award | 2023 |  | Pipework - Manholes And Pipework Ancillaries | K231.10 | Bulk Consumer Point (Bcp);Construct Reinforced Concrete Flowmeter Chamber Complete Including Aluminium Ladder, Flanges, Pipe Pieces, Surface Box, Manhole Covers, Concrete Support Blocks, Water Meter Cover, Excavation, Backfilling, Concrete, Reinforcement, Formwork, Blinding, Screeds, Damp Proof Membrane And Protective Coatings Complete As Shown On The Drawings And Specifications. ;Flowmeter Chamber On Od 315Mm Dia. Hdpe Pipeline, Depth Not Exceeding 1.5M | 1 | Nr | AED | 36000
Alya | 2 | 2.0255 | United Arab Emirates | Abu Dhabi | Infrastructure | Al Jurf, SHA Wellness Island | Infrastructure | IMKAN |  | Award | 2023 |  | Pipework - Fittings And Valves | J892.2 | Bulk Consumer Point (Bcp);Supply And Install 24 Vdc Powered Bi-Directional Double Flanged Electromagnetic Type Flowmeter, Complete With Sensor (Flow Tube), Remote Electronic Transmitter (To Be Installed In The Grp Kiosk), Materials Required For Grounding (To Be Executed As Per Manufacturers Recommendation), All As Per Drawings And Specifications.;Dn 250Mm Dia. Pn16 | 1 | Nr | AED | 31500
Alya | 2 | 2.0255 | United Arab Emirates | Abu Dhabi | Infrastructure | Al Jurf, SHA Wellness Island | Infrastructure | IMKAN |  | Award | 2023 |  | Pipework - Manholes And Pipework Ancillaries | K231.11 | Construct Reinforced Concrete Control Valve Chamber Complete Including Pipe Pieces, Aluminum Ladder, Flanges, Strainer, Dn 300Mm X Dn 250Mm Dia. Reducer, Surface Box, Manhole Covers, Concrete Support Blocks, Excavation, Backfilling, Concrete, Reinforcement, Formwork, Blinding, Screeds, Damp Proof Membrane And Protective Coatings Complete As Per The Drawings And Specifications. (Valves Measured Separately);Control Valve Chamber On Od 315Mm Dia. Hdpe Pipeline, Depth Not Exceeding 1.5M | 1 | Nr | AED | 35000
Alya | 2 | 2.0255 | United Arab Emirates | Abu Dhabi | Infrastructure | Al Jurf, SHA Wellness Island | Infrastructure | IMKAN |  | Award | 2023 |  | Pipework - Fittings And Valves | J892.3 | Supply And Install The Following Iso Standard Flanged D.I.Flow Control Valves, Axial Type Manual With Retrofitting Of Electrical Actuator Facility Complete With All Accessories (Indicator,Handwheel, Etc.) As Per The Specifications. These Valves Shall Control The Water Inflow Into A Sector And The Material Shall Be Such That A Very High Cavitation Resistance Shall Be Guaranteed, Flange Drilled To Pn16.;Dn 250Mm Dia. | 1 | Nr | AED | 20000
Alya | 2 | 2.0255 | United Arab Emirates | Abu Dhabi | Infrastructure | Al Jurf, SHA Wellness Island | Infrastructure | IMKAN |  | Award | 2023 |  | Pipework - Fittings And Valves | J900.2 | Supply And Install The Following Iso Standard Flanged Basket Type Strainer, Stainless Steel Basket With 3 Mm Dia. Perforation Holes, As Per The Specification, To Be Installed Upstream Of The Control Valve, Flange Drilled To Pn16.;Dn 250Mm Dia. | 1 | Nr | AED | 36000
Alya | 2 | 2.0255 | United Arab Emirates | Abu Dhabi | Infrastructure | Al Jurf, SHA Wellness Island | Infrastructure | IMKAN |  | Award | 2023 |  | Pipework - Fittings And Valves | J812.2 | Supply And Install The Following Iso Standard Flanged Gate Valves In Control Valve Chamber Complete With All Accessories (Extension Spindle, Etc.) As Per The Specification, Flange Drilled To Pn16.;Dn 300Mm Dia. | 1 | Nr | AED | 7500
Alya | 2 | 2.0255 | United Arab Emirates | Abu Dhabi | Infrastructure | Al Jurf, SHA Wellness Island | Infrastructure | IMKAN |  | Award | 2023 |  | Miscellaneous Work | X900.1 | Supply, Install, Connect, Test And Commission The Fully Assembled Factory Tested Grp Kiosk (Dry And Wet Section), 3P+ N Power Supply , Digital Pressure Indicator, Signal Splitter, 24V Dc Ups, Battery Banks, Distribution Section With Terminal Block & Mcbs Racks, Sampling Section, Concrete Foundation All Rated Up To 60 °C And All Associated Civil Works As Per Drawings And Specifications . | 1 | Nr | AED | 21000
Alya | 2 | 2.0255 | United Arab Emirates | Abu Dhabi | Infrastructure | Al Jurf, SHA Wellness Island | Infrastructure | IMKAN |  | Award | 2023 |  | Miscellaneous Work | X900.2 | Supply, Install, Connect, Test And Commission Of Earthing/Grounding Materials For All Equipment'S At The Bcp. | 1 | Nr | AED | 6000
Alya | 2 | 2.0255 | United Arab Emirates | Abu Dhabi | Infrastructure | Al Jurf, SHA Wellness Island | Infrastructure | IMKAN |  | Award | 2023 |  | Miscellaneous Work | X900.3 | Supply, Install, Connect, Test And Commission Of All Field Instruments Such As Pressure Gauges, Pressure Indicating Transmitters, Differential Pressure Gauges Including All Installation Accessories Such As Impulse Tubing, Fittings, Isolation Valves, Block And Bleed Valves, Manifolds, Mounting Stanchions/Racks Complete As Shown In The Drawings And Specification. | 1 | Nr | AED | 11000
Alya | 2 | 2.0255 | United Arab Emirates | Abu Dhabi | Infrastructure | Al Jurf, SHA Wellness Island | Infrastructure | IMKAN |  | Award | 2023 |  | Miscellaneous Work | X900.4 | Bulk Consumer Point (Bcp) ;Supply, Install, Connect, Test And Commission Sampling Connection Between Flow Meter Chamber, Grp Kiosk And Soak Away Complete With All Required Material And Accessories Including Supply Of Stainless Steel Tubes, Isolation Valve, Connector/Adapters, Mdpe Pipes, Protection Ducts, Etc. For Sampling Connection Between Flow Meter Chamber, Grp Kiosk And Soak Away And All Necessary Civil Works As Shown In The Drawings And Specifications. | 1 | Nr | AED | 13500
Alya | 2 | 2.0255 | United Arab Emirates | Abu Dhabi | Infrastructure | Al Jurf, SHA Wellness Island | Infrastructure | IMKAN |  | Award | 2023 |  | Miscellaneous Work | X900.5 | Bulk Consumer Point (Bcp) ;Supply, Install, Connect, Test And Commission Of All Power, Instrument And Earthing Cables Including All Installation Accessories Such As Termination Kits, Lugs, Glands, Conduits, Cable Trays, Cable Tiles, Warning Tapes, Pulling Pits, Marker Post, Etc. For Both Above Ground, Within Chamber And Buried Installation And All Civil Related Works Such As Excavation, Backfilling All As Per Specification And Drawings At Bcp. | 1 | Nr | AED | 10000
Alya | 2 | 2.0255 | United Arab Emirates | Abu Dhabi | Infrastructure | Al Jurf, SHA Wellness Island | Infrastructure | IMKAN |  | Award | 2023 |  | Miscellaneous Work | X900.6 | Bulk Consumer Point (Bcp);Lv 4 Core 25 Mm2 (Minimum) | 150 | m | AED | 100
Alya | 2 | 2.0256 | United Arab Emirates | Abu Dhabi | Infrastructure | Al Jurf, SHA Wellness Island | Infrastructure | IMKAN |  | Award | 2023 |  | Pipework - Manholes And Pipework Ancillaries | K900.1 | Supply And Install House Connection;Supply And Install House Connection Where Distribution Main Location Is Equal Or Less Than 20M Towards The Plot Boundary Complete As Shown In The Drawing And Specifications.;Tapping On Distribution Main Including Saddle Trap On The Hdpe Pipeline And Pressure Tapping Valve Kit Sdr 11 On The Mdpe Pipeline;On Od200Mm Hdpe Waterline | 54 | Nr | AED | 2500
Alya | 2 | 2.0256 | United Arab Emirates | Abu Dhabi | Infrastructure | Al Jurf, SHA Wellness Island | Infrastructure | IMKAN |  | Award | 2023 |  | Pipework - Manholes And Pipework Ancillaries | K900.2 | Supply And Install House Connection;Supply And Install House Connection Where Distribution Main Location Is Equal Or Less Than 20M Towards The Plot Boundary Complete As Shown In The Drawing And Specifications.;Tapping On Distribution Main Including Saddle Trap On The Hdpe Pipeline And Pressure Tapping Valve Kit Sdr 11 On The Mdpe Pipeline;On Od225Mm Hdpe Waterline | 25 | Nr | AED | 2700
Alya | 2 | 2.0256 | United Arab Emirates | Abu Dhabi | Infrastructure | Al Jurf, SHA Wellness Island | Infrastructure | IMKAN |  | Award | 2023 |  | Pipework - Fittings And Valves | J891.2 | Supply And Install House Connection;Supply And Install House Connection Where Distribution Main Location Is Equal Or Less Than 20M Towards The Plot Boundary Complete As Shown In The Drawing And Specifications.;Tapping On Distribution Main Including Saddle Trap On The Hdpe Pipeline And Pressure Tapping Valve Kit Sdr 11 On The Mdpe Pipeline;Supply And Install Stop Valve Including Class 10 Upvc Pipe Sleeve, Extension Spindle And Aluminium Surface Box. | 79 | Nr | AED | 2000
Alya | 2 | 2.0256 | United Arab Emirates | Abu Dhabi | Infrastructure | Al Jurf, SHA Wellness Island | Infrastructure | IMKAN |  | Award | 2023 |  | Pipework - Manholes And Pipework Ancillaries | K900.3 | Supply And Install House Connection Where Distribution Main Location Is More Than 20M Towards The Plot Boundary Or Where The Route Needs Direction Change Or Road Crossing Complete As Shown In The Drawing And Specifications.;Tapping On Distribution Main Including Saddle Trap On The Hdpe Pipeline And Pressure Tapping Valve Kit Sdr 11 On The Mdpe Pipeline;On Od200Mm Hdpe Waterline | 6 | Nr | AED | 2500
Alya | 2 | 2.0256 | United Arab Emirates | Abu Dhabi | Infrastructure | Al Jurf, SHA Wellness Island | Infrastructure | IMKAN |  | Award | 2023 |  | Pipework - Manholes And Pipework Ancillaries | K900.4 | Supply And Install House Connection Where Distribution Main Location Is More Than 20M Towards The Plot Boundary Or Where The Route Needs Direction Change Or Road Crossing Complete As Shown In The Drawing And Specifications.;Tapping On Distribution Main Including Saddle Trap On The Hdpe Pipeline And Pressure Tapping Valve Kit Sdr 11 On The Mdpe Pipeline;On Od225Mm Hdpe Waterline | 1 | Nr | AED | 2700
Alya | 2 | 2.0256 | United Arab Emirates | Abu Dhabi | Infrastructure | Al Jurf, SHA Wellness Island | Infrastructure | IMKAN |  | Award | 2023 |  | Pipework - Manholes And Pipework Ancillaries | K231.13 | Supply And Install House Connection;Tapping On Distribution Main, Where Distribution Main Location Is More Than 20M;Construct Reinforced Concrete Stop Valve Chamber, Depth Not Exceeding 1.5M Complete Including Excavation, Backfilling, Reinforced Steel, Blinding Concrete, External Concrete Protection And Access Cover Complete As Shown In The Drawing And Specifications. | 7 | Nr | AED | 3000
Alya | 2 | 2.0256 | United Arab Emirates | Abu Dhabi | Infrastructure | Al Jurf, SHA Wellness Island | Infrastructure | IMKAN |  | Award | 2023 |  | Pipework - Fittings And Valves | J891.3 | Supply And Install House Connection;Tapping On Distribution Main, Where Distribution Main Location Is More Than 20M;Supply And Install Stop Valves With All Accessories As Per The Drawings And Specifications. | 7 | Nr | AED | 2000
Alya | 2 | 2.0256 | United Arab Emirates | Abu Dhabi | Infrastructure | Al Jurf, SHA Wellness Island | Infrastructure | IMKAN |  | Award | 2023 |  | Pipework - Pipes | I812.1 | Supply And Installation Of Mdpe House Connection Pipes And Fittings Including Excavation And Backfilling As Shown On Drawings And In Accordance With The Specification;25Mm Dia. Mdpe Pipe | 672 | m | AED | 35
Alya | 2 | 2.0256 | United Arab Emirates | Abu Dhabi | Infrastructure | Al Jurf, SHA Wellness Island | Infrastructure | IMKAN |  | Award | 2023 |  | Pipework - Pipes | I812.2 | Supply And Installation Of Mdpe House Connection Pipes And Fittings Including Excavation And Backfilling As Shown On Drawings And In Accordance With The Specification;32Mm Dia. Mdpe Pipe | 230 | m | AED | 45
Alya | 2 | 2.0257 | United Arab Emirates | Abu Dhabi | Infrastructure | Al Jurf, SHA Wellness Island | Infrastructure | IMKAN |  | Award | 2023 |  | Pipework - Pipes | I812.3 | Supply And Installation Of Mdpe House Connection Pipes And Fittings Including Excavation And Backfilling As Shown On Drawings And In Accordance With The Specification;50Mm Dia. Mdpe Pipe | 55 | m | AED | 70
Alya | 2 | 2.0257 | United Arab Emirates | Abu Dhabi | Infrastructure | Al Jurf, SHA Wellness Island | Infrastructure | IMKAN |  | Award | 2023 |  | Pipework - Manholes And Pipework Ancillaries | K592.1 | Class 10 Upvc Pipe Sleeve For Mdpe House Connection Pipes As Shown On Drawings And In Accordance With The Specification;110Mm Dia. Upvc | 672 | m | AED | 25
Alya | 2 | 2.0257 | United Arab Emirates | Abu Dhabi | Infrastructure | Al Jurf, SHA Wellness Island | Infrastructure | IMKAN |  | Award | 2023 |  | Pipework - Manholes And Pipework Ancillaries | K592.2 | Class 10 Upvc Pipe Sleeve For Mdpe House Connection Pipes As Shown On Drawings And In Accordance With The Specification;160Mm Dia. Upvc | 285 | m | AED | 30
Alya | 2 | 2.0257 | United Arab Emirates | Abu Dhabi | Infrastructure | Al Jurf, SHA Wellness Island | Infrastructure | IMKAN |  | Award | 2023 |  | Pipework - Supports And Protection | L541.1 | Concrete Encasement For Mdpe Pipes At Carriageway And Walkways As Shown On Drawings And In Accordance With The Specification;For 25Mm Dia. Mdpe Pipe | 24 | m | AED | 150
Alya | 2 | 2.0257 | United Arab Emirates | Abu Dhabi | Infrastructure | Al Jurf, SHA Wellness Island | Infrastructure | IMKAN |  | Award | 2023 |  | Pipework - Supports And Protection | L541.2 | Concrete Encasement For Mdpe Pipes At Carriageway And Walkways As Shown On Drawings And In Accordance With The Specification;For 50Mm Dia. Mdpe Pipe | 18 | m | AED | 175
Alya | 2 | 2.0257 | United Arab Emirates | Abu Dhabi | Infrastructure | Al Jurf, SHA Wellness Island | Infrastructure | IMKAN |  | Award | 2023 |  | Pipework - Manholes And Pipework Ancillaries | K900 | Concrete Encasement For Mdpe Pipes At Carriageway And Walkways As Shown On Drawings And In Accordance With The Specification;Supply And Installation Of Water Meters Including All Required Works As Per Drawings And Specifications. | 8 | Nr | AED | 2500
Alya | 2 | 2.0257 | United Arab Emirates | Abu Dhabi | Infrastructure | Al Jurf, SHA Wellness Island | Infrastructure | IMKAN |  | Award | 2023 |  | Pipework - Manholes And Pipework Ancillaries | K861 | Tie-In Connection;Connecting To Existing Water Network Including All Required Works As Per Drawings, Specifications And Engineer'S Instruction. | 1 | Nr | AED | 4000
Alya | 2 | 2.0257 | United Arab Emirates | Abu Dhabi | Infrastructure | Al Jurf, SHA Wellness Island | Infrastructure | IMKAN |  | Award | 2023 |  | Pipework - Fittings And Valves | J691.1 | Future Connections;Supply And Installation Of End Caps For Future Connections Including All Required Works As Per Drawings And Specifications.;90Mm Dia. End Caps | 2 | Nr | AED | 50
Alya | 2 | 2.0257 | United Arab Emirates | Abu Dhabi | Infrastructure | Al Jurf, SHA Wellness Island | Infrastructure | IMKAN |  | Award | 2023 |  | Pipework - Fittings And Valves | J691.2 | Future Connections;Supply And Installation Of End Caps For Future Connections Including All Required Works As Per Drawings And Specifications.;200Mm Dia. End Caps | 1 | Nr | AED | 480
Alya | 2 | 2.0257 | United Arab Emirates | Abu Dhabi | Infrastructure | Al Jurf, SHA Wellness Island | Infrastructure | IMKAN |  | Award | 2023 |  | Pipework - Fittings And Valves | J692 | Future Connections;Supply And Installation Of End Caps For Future Connections Including All Required Works As Per Drawings And Specifications.;225Mm Dia. End Caps | 1 | Nr | AED | 600
Alya | 2 | 2.0257 | United Arab Emirates | Abu Dhabi | Infrastructure | Al Jurf, SHA Wellness Island | Infrastructure | IMKAN |  | Award | 2023 |  | Pipework - Fittings And Valves | J693 | Future Connections;Supply And Installation Of End Caps For Future Connections Including All Required Works As Per Drawings And Specifications.;315Mm Dia. End Caps | 1 | Nr | AED | 950
Alya | 2 | 2.0258 | United Arab Emirates | Abu Dhabi | Infrastructure | Al Jurf, SHA Wellness Island | Infrastructure | IMKAN |  | Award | 2023 |  | Pipework - Pipes | I71*.1 | Pipe Work - Pipes;Irrigation Main / Supply Line, Depth To Pipe Crown Not Exceeding 1.5 M;Nominal Bore; 90 Mm Dia. | 587 | m | AED | 76
Alya | 2 | 2.0258 | United Arab Emirates | Abu Dhabi | Infrastructure | Al Jurf, SHA Wellness Island | Infrastructure | IMKAN |  | Award | 2023 |  | Pipework - Pipes | I71*.2 | Pipe Work - Pipes;Irrigation Main / Supply Line, Depth To Pipe Crown Not Exceeding 1.5 M;Nominal Bore; 110 Mm Dia. | 2091 | m | AED | 81
Alya | 2 | 2.0258 | United Arab Emirates | Abu Dhabi | Infrastructure | Al Jurf, SHA Wellness Island | Infrastructure | IMKAN |  | Award | 2023 |  | Pipework - Pipes | I71*.3 | Pipe Work - Pipes;Irrigation Main / Supply Line, Depth To Pipe Crown Not Exceeding 1.5 M;Nominal Bore; 160 Mm Dia. | 1630 | m | AED | 137
Alya | 2 | 2.0258 | United Arab Emirates | Abu Dhabi | Infrastructure | Al Jurf, SHA Wellness Island | Infrastructure | IMKAN |  | Award | 2023 |  | Pipework - Pipes | I71*.4 | Pipe Work - Pipes;Irrigation Main / Supply Line, Depth To Pipe Crown Not Exceeding 1.5 M;Nominal Bore; 180 Mm Dia. | 181 | m | AED | 163
Alya | 2 | 2.0258 | United Arab Emirates | Abu Dhabi | Infrastructure | Al Jurf, SHA Wellness Island | Infrastructure | IMKAN |  | Award | 2023 |  | Pipework - Pipes | I71*.5 | Pipe Work - Pipes;Irrigation Main / Supply Line, Depth To Pipe Crown Not Exceeding 1.5 M;Nominal Bore; 200 Mm Dia. | 518 | m | AED | 180
Alya | 2 | 2.0258 | United Arab Emirates | Abu Dhabi | Infrastructure | Al Jurf, SHA Wellness Island | Infrastructure | IMKAN |  | Award | 2023 |  | Pipework - Supports And Protection | L521.1 | Pipework Supports And Protection Ancillaries To Laying And Excavation;Bed And Surrounds ;Provide And Lay Granular Bed And Surround Including Compacted As Specified For The Class Of Material As Shown In The Drawing And As Per Specifications.To 90 Mm Dia. Pipes; | 587 | m | AED | 20
Alya | 2 | 2.0258 | United Arab Emirates | Abu Dhabi | Infrastructure | Al Jurf, SHA Wellness Island | Infrastructure | IMKAN |  | Award | 2023 |  | Pipework - Supports And Protection | L521.2 | Pipework Supports And Protection Ancillaries To Laying And Excavation;Bed And Surrounds ;Provide And Lay Granular Bed And Surround Including Compacted As Specified For The Class Of Material As Shown In The Drawing And As Per Specifications.;To 110 Mm Dia. Pipes | 2091 | m | AED | 22
Alya | 2 | 2.0258 | United Arab Emirates | Abu Dhabi | Infrastructure | Al Jurf, SHA Wellness Island | Infrastructure | IMKAN |  | Award | 2023 |  | Pipework - Supports And Protection | L521.3 | Pipework Supports And Protection Ancillaries To Laying And Excavation;Bed And Surrounds ;Provide And Lay Granular Bed And Surround Including Compacted As Specified For The Class Of Material As Shown In The Drawing And As Per Specifications.;To 160 Mm Dia. Pipes | 1630 | m | AED | 24
Alya | 2 | 2.0258 | United Arab Emirates | Abu Dhabi | Infrastructure | Al Jurf, SHA Wellness Island | Infrastructure | IMKAN |  | Award | 2023 |  | Pipework - Supports And Protection | L521.4 | Pipework Supports And Protection Ancillaries To Laying And Excavation;Bed And Surrounds ;Provide And Lay Granular Bed And Surround Including Compacted As Specified For The Class Of Material As Shown In The Drawing And As Per Specifications.;To 180 Mm Dia. Pipes | 181 | m | AED | 25
Alya | 2 | 2.0259 | United Arab Emirates | Abu Dhabi | Infrastructure | Al Jurf, SHA Wellness Island | Infrastructure | IMKAN |  | Award | 2023 |  | Pipework - Supports And Protection | L521.4 | Pipework Supports And Protection Ancillaries To Laying And Excavation;Bed And Surrounds ;Provide And Lay Granular Bed And Surround Including Compacted As Specified For The Class Of Material As Shown In The Drawing And As Per Specifications.;To 200 Mm Dia. Pipes | 518 | m | AED | 27
Alya | 2 | 2.0259 | United Arab Emirates | Abu Dhabi | Infrastructure | Al Jurf, SHA Wellness Island | Infrastructure | IMKAN |  | Award | 2023 |  | Pipework - Manholes And Pipework Ancillaries | K691 | Pipe Protection / Duct Crossing;Road Crossing Ducts (Refer To Detail D Of Drawing Sd-2557) With Upvc Including, Pipes, Excavation, Backfilling, Disposal Of Excavated Material To Approved Tip, Reinforced Concrete Encasement, Duct Markers, Warning Tapes, End Caps, Etc. As Shown On The Drawings And Specifications.;315Mm Dia. Pvc Concrete Encased, For Pipeline 90-200Mm Dia. | 293 | m | AED | 600
Alya | 2 | 2.0259 | United Arab Emirates | Abu Dhabi | Infrastructure | Al Jurf, SHA Wellness Island | Infrastructure | IMKAN |  | Award | 2023 |  | Pipework - Pipes | I51*.1 | Pipe Protection / Duct Crossing;Supply And Installation Of Upvc Pipe Sleeves Including All Required Works As Shown On The Drawings And Specifications.;Sleeve On 110 Mm Dia. Pipes | 249 | m | AED | 120
Alya | 2 | 2.0259 | United Arab Emirates | Abu Dhabi | Infrastructure | Al Jurf, SHA Wellness Island | Infrastructure | IMKAN |  | Award | 2023 |  | Pipework - Pipes | I51*.2 | Pipe Protection / Duct Crossing;Supply And Installation Of Upvc Pipe Sleeves Including All Required Works As Shown On The Drawings And Specifications.;Sleeve On 160 Mm Dia. Pipes | 419 | m | AED | 150
Alya | 2 | 2.0259 | United Arab Emirates | Abu Dhabi | Infrastructure | Al Jurf, SHA Wellness Island | Infrastructure | IMKAN |  | Award | 2023 |  | Pipework - Manholes And Pipework Ancillaries | K232.1 | Pipework - Manholes And Pipework Ancillaries;Other Stated Chambers;Flowmeter Chamber On 180 Mm Dia. Pipe | 1 | Nr | AED | 20000
Alya | 2 | 2.0259 | United Arab Emirates | Abu Dhabi | Infrastructure | Al Jurf, SHA Wellness Island | Infrastructure | IMKAN |  | Award | 2023 |  | Pipework - Manholes And Pipework Ancillaries | K232.2 | Pipework - Manholes And Pipework Ancillaries;Other Stated Chambers;Flowmeter Chamber On 160 Mm Dia. Pipe | 1 | Nr | AED | 17700
Alya | 2 | 2.0259 | United Arab Emirates | Abu Dhabi | Infrastructure | Al Jurf, SHA Wellness Island | Infrastructure | IMKAN |  | Award | 2023 |  | Pipework - Manholes And Pipework Ancillaries | K232.3 | Pipework - Manholes And Pipework Ancillaries;Other Stated Chambers;Flowmeter Chamber On 110 Mm Dia. Pipe | 1 | Nr | AED | 12250
Alya | 2 | 2.0259 | United Arab Emirates | Abu Dhabi | Infrastructure | Al Jurf, SHA Wellness Island | Infrastructure | IMKAN |  | Award | 2023 |  | Pipework - Manholes And Pipework Ancillaries | K232.4 | Pipework - Manholes And Pipework Ancillaries;Other Stated Chambers;Flowmeter Chamber On 90 Mm Dia. Pipe | 2 | Nr | AED | 10000
Alya | 2 | 2.0259 | United Arab Emirates | Abu Dhabi | Infrastructure | Al Jurf, SHA Wellness Island | Infrastructure | IMKAN |  | Award | 2023 |  | Pipework - Manholes And Pipework Ancillaries | K232.5 | Pipework - Manholes And Pipework Ancillaries;Other Stated Chambers;Air Valve Chamber On 180 Mm Dia. Pipe | 1 | Nr | AED | 10000
Alya | 2 | 2.0259 | United Arab Emirates | Abu Dhabi | Infrastructure | Al Jurf, SHA Wellness Island | Infrastructure | IMKAN |  | Award | 2023 |  | Pipework - Manholes And Pipework Ancillaries | K232.6 | Pipework - Manholes And Pipework Ancillaries;Other Stated Chambers;Air Valve Chamber On 160 Mm Dia. Pipe | 2 | Nr | AED | 10000
Alya | 2 | 2.0259 | United Arab Emirates | Abu Dhabi | Infrastructure | Al Jurf, SHA Wellness Island | Infrastructure | IMKAN |  | Award | 2023 |  | Pipework - Manholes And Pipework Ancillaries | K232.6 | Pipework - Manholes And Pipework Ancillaries;Other Stated Chambers;Air Valve Chamber On 110 Mm Dia. Pipe | 1 | Nr | AED | 10000
Alya | 2 | 2.026 | United Arab Emirates | Abu Dhabi | Infrastructure | Al Jurf, SHA Wellness Island | Infrastructure | IMKAN |  | Award | 2023 |  | Pipework - Manholes And Pipework Ancillaries | K232.7 | Pipework - Manholes And Pipework Ancillaries;Other Stated Chambers;Washout Valve Chamber On 160 Mm Dia. Pipe | 1 | Nr | AED | 26000
Alya | 2 | 2.026 | United Arab Emirates | Abu Dhabi | Infrastructure | Al Jurf, SHA Wellness Island | Infrastructure | IMKAN |  | Award | 2023 |  | Pipework - Manholes And Pipework Ancillaries | K232.8 | Pipework - Manholes And Pipework Ancillaries;Other Stated Chambers;Washout Valve Chamber On 110 Mm Dia. Pipe | 1 | Nr | AED | 26000
Alya | 2 | 2.026 | United Arab Emirates | Abu Dhabi | Infrastructure | Al Jurf, SHA Wellness Island | Infrastructure | IMKAN |  | Award | 2023 |  | Pipework - Manholes And Pipework Ancillaries | K232.9 | Pipework - Manholes And Pipework Ancillaries;Other Stated Chambers;Isolation Valve Chamber On 160 Mm Dia. Pipe | 8 | Nr | AED | 17500
Alya | 2 | 2.026 | United Arab Emirates | Abu Dhabi | Infrastructure | Al Jurf, SHA Wellness Island | Infrastructure | IMKAN |  | Award | 2023 |  | Pipework - Manholes And Pipework Ancillaries | K232.10 | Pipework - Manholes And Pipework Ancillaries;Other Stated Chambers;Isolation Valve Chamber On 110 Mm Dia. Pipe | 7 | Nr | AED | 12000
Alya | 2 | 2.026 | United Arab Emirates | Abu Dhabi | Infrastructure | Al Jurf, SHA Wellness Island | Infrastructure | IMKAN |  | Award | 2023 |  | Pipework - Manholes And Pipework Ancillaries | K232.11 | Pipework - Manholes And Pipework Ancillaries;Other Stated Chambers;Isolation Valve Chamber On 90 Mm Dia. Pipe | 3 | Nr | AED | 10000
Alya | 2 | 2.026 | United Arab Emirates | Abu Dhabi | Infrastructure | Al Jurf, SHA Wellness Island | Infrastructure | IMKAN |  | Award | 2023 |  | Pipework - Fittings And Valves | J891.1 | Pipework - Fittings And Valves;Valves In Valve Chambers;Supply And Installation Of Valves Including Necessary Fittings And All Required Works As Shown On The Drawings And Specifications.;Flowmeter On 180 Mm Dia. Pipe | 1 | Nr | AED | 10500
Alya | 2 | 2.026 | United Arab Emirates | Abu Dhabi | Infrastructure | Al Jurf, SHA Wellness Island | Infrastructure | IMKAN |  | Award | 2023 |  | Pipework - Fittings And Valves | J891.2 | Pipework - Fittings And Valves;Valves In Valve Chambers;Supply And Installation Of Valves Including Necessary Fittings And All Required Works As Shown On The Drawings And Specifications.;Flowmeter On 160 Mm Dia. Pipe | 1 | Nr | AED | 9600
Alya | 2 | 2.026 | United Arab Emirates | Abu Dhabi | Infrastructure | Al Jurf, SHA Wellness Island | Infrastructure | IMKAN |  | Award | 2023 |  | Pipework - Fittings And Valves | J891.3 | Pipework - Fittings And Valves;Valves In Valve Chambers;Supply And Installation Of Valves Including Necessary Fittings And All Required Works As Shown On The Drawings And Specifications.;Flowmeter On 110 Mm Dia. Pipe | 1 | Nr | AED | 7000
Alya | 2 | 2.026 | United Arab Emirates | Abu Dhabi | Infrastructure | Al Jurf, SHA Wellness Island | Infrastructure | IMKAN |  | Award | 2023 |  | Pipework - Fittings And Valves | J891.4 | Pipework - Fittings And Valves;Valves In Valve Chambers;Supply And Installation Of Valves Including Necessary Fittings And All Required Works As Shown On The Drawings And Specifications.;Flowmeter On 90 Mm Dia. Pipe | 2 | Nr | AED | 5000
Alya | 2 | 2.0261 | United Arab Emirates | Abu Dhabi | Infrastructure | Al Jurf, SHA Wellness Island | Infrastructure | IMKAN |  | Award | 2023 |  | Pipework - Fittings And Valves | J861.1 | Pipework - Fittings And Valves;Valves In Valve Chambers;Supply And Installation Of Valves Including Necessary Fittings And All Required Works As Shown On The Drawings And Specifications.;Air Valve On 180 Mm Dia. Pipe | 1 | Nr | AED | 3500
Alya | 2 | 2.0261 | United Arab Emirates | Abu Dhabi | Infrastructure | Al Jurf, SHA Wellness Island | Infrastructure | IMKAN |  | Award | 2023 |  | Pipework - Fittings And Valves | J861.2 | Pipework - Fittings And Valves;Valves In Valve Chambers;Supply And Installation Of Valves Including Necessary Fittings And All Required Works As Shown On The Drawings And Specifications.;Air Valve On 110 Mm Dia. Pipe | 2 | Nr | AED | 3500
Alya | 2 | 2.0261 | United Arab Emirates | Abu Dhabi | Infrastructure | Al Jurf, SHA Wellness Island | Infrastructure | IMKAN |  | Award | 2023 |  | Pipework - Fittings And Valves | J861.2 | Pipework - Fittings And Valves;Valves In Valve Chambers;Supply And Installation Of Valves Including Necessary Fittings And All Required Works As Shown On The Drawings And Specifications.;Air Valve On 110 Mm Dia. Pipe | 1 | Nr | AED | 3500
Alya | 2 | 2.0261 | United Arab Emirates | Abu Dhabi | Infrastructure | Al Jurf, SHA Wellness Island | Infrastructure | IMKAN |  | Award | 2023 |  | Pipework - Fittings And Valves | J891.5 | Pipework - Fittings And Valves;Valves In Valve Chambers;Supply And Installation Of Valves Including Necessary Fittings And All Required Works As Shown On The Drawings And Specifications.;Washout Valve On 160 Mm Dia. Pipe | 1 | Nr | AED | 5000
Alya | 2 | 2.0261 | United Arab Emirates | Abu Dhabi | Infrastructure | Al Jurf, SHA Wellness Island | Infrastructure | IMKAN |  | Award | 2023 |  | Pipework - Fittings And Valves | J891.6 | Pipework - Fittings And Valves;Valves In Valve Chambers;Supply And Installation Of Valves Including Necessary Fittings And All Required Works As Shown On The Drawings And Specifications.;Washout Valve On 110 Mm Dia. Pipe | 1 | Nr | AED | 5000
Alya | 2 | 2.0261 | United Arab Emirates | Abu Dhabi | Infrastructure | Al Jurf, SHA Wellness Island | Infrastructure | IMKAN |  | Award | 2023 |  | Pipework - Fittings And Valves | J811.1 | Pipework - Fittings And Valves;Valves In Valve Chambers;Supply And Installation Of Valves Including Necessary Fittings And All Required Works As Shown On The Drawings And Specifications.;Gate Valve On 160 Mm Dia. Pipe | 8 | Nr | AED | 5000
Alya | 2 | 2.0261 | United Arab Emirates | Abu Dhabi | Infrastructure | Al Jurf, SHA Wellness Island | Infrastructure | IMKAN |  | Award | 2023 |  | Pipework - Fittings And Valves | J811.2 | Pipework - Fittings And Valves;Valves In Valve Chambers;Supply And Installation Of Valves Including Necessary Fittings And All Required Works As Shown On The Drawings And Specifications.;Gate Valve On 110 Mm Dia. Pipe | 7 | Nr | AED | 4000
Alya | 2 | 2.0261 | United Arab Emirates | Abu Dhabi | Infrastructure | Al Jurf, SHA Wellness Island | Infrastructure | IMKAN |  | Award | 2023 |  | Pipework - Fittings And Valves | J811.3 | Pipework - Fittings And Valves;Valves In Valve Chambers;Supply And Installation Of Valves Including Necessary Fittings And All Required Works As Shown On The Drawings And Specifications.;Gate Valve On 90 Mm Dia. Pipe | 3 | Nr | AED | 3500
Alya | 2 | 2.0261 | United Arab Emirates | Abu Dhabi | Infrastructure | Al Jurf, SHA Wellness Island | Infrastructure | IMKAN |  | Award | 2023 |  | Pipework - Fittings And Valves | J891.7 | Pipework - Fittings And Valves;Quick Coupling Valve;Supply And Installation Of Quick Coupling Valve On Hdpe Pipeline Including Necessary Fittings As Shown On Drawings And Specifications.;Quick Coupling Valve On 110 Mm Dia. Pipes | 5 | Nr | AED | 2000
Alya | 2 | 2.0261 | United Arab Emirates | Abu Dhabi | Infrastructure | Al Jurf, SHA Wellness Island | Infrastructure | IMKAN |  | Award | 2023 |  | Pipework - Fittings And Valves | J891.8 | Pipework - Fittings And Valves;Quick Coupling Valve;Supply And Installation Of Quick Coupling Valve On Hdpe Pipeline Including Necessary Fittings As Shown On Drawings And Specifications.;Quick Coupling Valve On 160 Mm Dia. Pipes | 6 | Nr | AED | 2200
Alya | 2 | 2.0261 | United Arab Emirates | Abu Dhabi | Infrastructure | Al Jurf, SHA Wellness Island | Infrastructure | IMKAN |  | Award | 2023 |  | Pipework - Fittings And Valves | J891.9 | Pipework - Fittings And Valves;Quick Coupling Valve;Supply And Installation Of Quick Coupling Valve On Hdpe Pipeline Including Necessary Fittings As Shown On Drawings And Specifications.;Quick Coupling Valve On 180 Mm Dia. Pipes | 1 | Nr | AED | 2300
Alya | 2 | 2.0262 | United Arab Emirates | Abu Dhabi | Infrastructure | Al Jurf, SHA Wellness Island | Infrastructure | IMKAN |  | Award | 2023 |  | Miscellaneous Work | X900.2 | Pipework - Fittings And Valves;Control System For Irrigation;Supply And Installation Of Conduits And Pull Boxes For Irrigation Control System All Necessary Works As Shown On Drawing And Specification Complete.; | 5174 | m | AED | 15
Alya | 2 | 2.0262 | United Arab Emirates | Abu Dhabi | Infrastructure | Al Jurf, SHA Wellness Island | Infrastructure | IMKAN |  | Award | 2023 |  | Miscellaneous Work | X900.4 | Pipework - Fittings And Valves;Control System For Irrigation;Supply And Installation Of Conduits And Pull Boxes For Irrigation Control System All Necessary Works As Shown On Drawing And Specification Complete.; | 75 | Nr | AED | 2500
Alya | 2 | 2.0262 | United Arab Emirates | Abu Dhabi | Infrastructure | Al Jurf, SHA Wellness Island | Infrastructure | IMKAN |  | Award | 2023 |  | Pipework - Manholes And Pipework Ancillaries | K861 | Pipework - Fittings And Valves;Tie-In Connection;Connecting To Existing Supply Line Including All Required Works As Per Drawings, Specifications And Engineer'S Instruction. | 1 | Nr | AED | 5000
Alya | 2 | 2.0262 | United Arab Emirates | Abu Dhabi | Infrastructure | Al Jurf, SHA Wellness Island | Infrastructure | IMKAN |  | Award | 2023 |  | Earthworks | E32* | Reservoir, Pumping Station And Mcc Room;Earthworks;Excavation;Excavation For Foundation Of Pumping Station And Reservoir For Material Other Than Top Soil, Rock Or Artificial Hard Material As Instructed By The Engineer. | 1420 | m³ | AED | 30
Alya | 2 | 2.0262 | United Arab Emirates | Abu Dhabi | Infrastructure | Al Jurf, SHA Wellness Island | Infrastructure | IMKAN |  | Award | 2023 |  | Earthworks | E590 | Reservoir, Pumping Station And Mcc Room;Earthworks;Excavation Ancillaries;Provide Shoring For Foundation Excavation Of Pumping Station And Reservoir (Approximately 4M Deep) To Side Of Trenches (Provisional) | 80 | m | AED | 6000
Alya | 2 | 2.0262 | United Arab Emirates | Abu Dhabi | Infrastructure | Al Jurf, SHA Wellness Island | Infrastructure | IMKAN |  | Award | 2023 |  | Earthworks | E522 | Reservoir, Pumping Station And Mcc Room;Earthworks;Excavation Ancillaries;Preparation Of Excavated Surfaces Including Compaction And Other Ancillary Works | 380 | m² | AED | 10
Alya | 2 | 2.0262 | United Arab Emirates | Abu Dhabi | Infrastructure | Al Jurf, SHA Wellness Island | Infrastructure | IMKAN |  | Award | 2023 |  | Earthworks | E532 | Reservoir, Pumping Station And Mcc Room;Earthworks;Excavation Ancillaries;Disposal Of Excavated Material And Surplus Material To Approved Dumping Area By The Engineer | 1395 | m³ | AED | 15
Alya | 2 | 2.0262 | United Arab Emirates | Abu Dhabi | Infrastructure | Al Jurf, SHA Wellness Island | Infrastructure | IMKAN |  | Award | 2023 |  | Earthworks | E614 | Reservoir, Pumping Station And Mcc Room;Earthworks;Filling;Backfilling With Suitable Excavated Materials As Shown On Drawing, As Per Specification And As Directed By The Engineer. | 25 | m³ | AED | 25
Alya | 2 | 2.0262 | United Arab Emirates | Abu Dhabi | Infrastructure | Al Jurf, SHA Wellness Island | Infrastructure | IMKAN |  | Award | 2023 |  | Earthworks | E615 | Reservoir, Pumping Station And Mcc Room;Earthworks;Filling;Rubble Filling As Shown On Drawing, As Per Specification And As Directed By The Engineer. | 86 | m³ | AED | 50
Alya | 2 | 2.0263 | United Arab Emirates | Abu Dhabi | Infrastructure | Al Jurf, SHA Wellness Island | Infrastructure | IMKAN |  | Award | 2023 |  | Piles | P131 | Reservoir, Pumping Station And Mcc Room;Earthworks;Concrete Works;Reinforced In-Situ Concrete Using Ordinary Portland Cement (Opc) Including Accessories, Formworks And Reinforcements, Joints Sealants And Expansion Joints Cover Assemblies Including All Necessary Accessories, Fixing In Position;Piles;500 Mm Dia. Piles With 700 Kn Compression Load And 300 Kn Tension Load | 63 | Nr | AED | 5000
Alya | 2 | 2.0263 | United Arab Emirates | Abu Dhabi | Infrastructure | Al Jurf, SHA Wellness Island | Infrastructure | IMKAN |  | Award | 2023 |  | In situ concrete | F511 | Reservoir, Pumping Station And Mcc Room;Earthworks;Insitu Concrete And Concrete Ancillaries ;Mass Concrete;Blindings, 100 Mm Thick | 43 | m³ | AED | 500
Alya | 2 | 2.0263 | United Arab Emirates | Abu Dhabi | Infrastructure | Al Jurf, SHA Wellness Island | Infrastructure | IMKAN |  | Award | 2023 |  | In situ concrete | F900.1 | Reinforced Concrete;Pump Station;Concrete Structures Permanently Exposed To Earth;Base Slab, 500Mm Thick | 41 | m³ | AED | 930
Alya | 2 | 2.0263 | United Arab Emirates | Abu Dhabi | Infrastructure | Al Jurf, SHA Wellness Island | Infrastructure | IMKAN |  | Award | 2023 |  | In situ concrete | F900.2 | Reinforced Concrete;Pump Station;Concrete Structures Permanently Exposed To Earth;Entrance Ramp | 2 | m³ | AED | 910
Alya | 2 | 2.0263 | United Arab Emirates | Abu Dhabi | Infrastructure | Al Jurf, SHA Wellness Island | Infrastructure | IMKAN |  | Award | 2023 |  | In situ concrete | F900.3 | Reinforced Concrete;Pump Station;Concrete Structures Permanently Exposed To Earth;Walls, 350 Mm Thick | 30 | m³ | AED | 1000
Alya | 2 | 2.0263 | United Arab Emirates | Abu Dhabi | Infrastructure | Al Jurf, SHA Wellness Island | Infrastructure | IMKAN |  | Award | 2023 |  | In situ concrete | F900.4 | Reservoir, Pumping Station And Mcc Room;Concrete Works;Reinforced Concrete;Pump Station;Other Concrete Structures;Ground Slabs, 300 Mm Thick | 14 | m³ | AED | 1080
Alya | 2 | 2.0263 | United Arab Emirates | Abu Dhabi | Infrastructure | Al Jurf, SHA Wellness Island | Infrastructure | IMKAN |  | Award | 2023 |  | In situ concrete | F900.5 | Reservoir, Pumping Station And Mcc Room;Concrete Works;Reinforced Concrete;Pump Station;Other Concrete Structures;Column | 7 | m³ | AED | 1305
Alya | 2 | 2.0263 | United Arab Emirates | Abu Dhabi | Infrastructure | Al Jurf, SHA Wellness Island | Infrastructure | IMKAN |  | Award | 2023 |  | In situ concrete | F900.6 | Reservoir, Pumping Station And Mcc Room;Concrete Works;Reinforced Concrete;Pump Station;Other Concrete Structures;Beams | 5 | m³ | AED | 1065
Alya | 2 | 2.0263 | United Arab Emirates | Abu Dhabi | Infrastructure | Al Jurf, SHA Wellness Island | Infrastructure | IMKAN |  | Award | 2023 |  | In situ concrete | F900.7 | Reservoir, Pumping Station And Mcc Room;Concrete Works;Reinforced Concrete;Pump Station;Other Concrete Structures;Roof Slab, 300 Mm Thick | 24 | m³ | AED | 1000
Alya | 2 | 2.0263 | United Arab Emirates | Abu Dhabi | Infrastructure | Al Jurf, SHA Wellness Island | Infrastructure | IMKAN |  | Award | 2023 |  | In situ concrete | F900.8 | Reservoir, Pumping Station And Mcc Room;Concrete Works;Reinforced Concrete;Pump Station;Other Concrete Structures;Parapet Wall | 5 | m³ | AED | 995
Alya | 2 | 2.0263 | United Arab Emirates | Abu Dhabi | Infrastructure | Al Jurf, SHA Wellness Island | Infrastructure | IMKAN |  | Award | 2023 |  | In situ concrete | F900.9 | Reservoir, Pumping Station And Mcc Room;Concrete Works;Reinforced Concrete;Pump Station;Other Concrete Structures;Corbel | 1 | m³ | AED | 990
Alya | 2 | 2.0264 | United Arab Emirates | Abu Dhabi | Infrastructure | Al Jurf, SHA Wellness Island | Infrastructure | IMKAN |  | Award | 2023 |  | In situ concrete | F900.10 | Mcc Room;Concrete Structures Permanently Exposed To Earth;Base Slab, 200Mm Thick | 6 | m³ | AED | 925
Alya | 2 | 2.0264 | United Arab Emirates | Abu Dhabi | Infrastructure | Al Jurf, SHA Wellness Island | Infrastructure | IMKAN |  | Award | 2023 |  | In situ concrete | F900.11 | Mcc Room;Concrete Structures Permanently Exposed To Earth;Entrance Ramp | 1 | m³ | AED | 910
Alya | 2 | 2.0264 | United Arab Emirates | Abu Dhabi | Infrastructure | Al Jurf, SHA Wellness Island | Infrastructure | IMKAN |  | Award | 2023 |  | In situ concrete | F900.12 | Mcc Room;Concrete Structures Permanently Exposed To Earth;Foundation | 3 | m³ | AED | 930
Alya | 2 | 2.0264 | United Arab Emirates | Abu Dhabi | Infrastructure | Al Jurf, SHA Wellness Island | Infrastructure | IMKAN |  | Award | 2023 |  | In situ concrete | F900.13 | Mcc Room;Concrete Structures Permanently Exposed To Earth;Tie Beam | 3 | m³ | AED | 1470
Alya | 2 | 2.0264 | United Arab Emirates | Abu Dhabi | Infrastructure | Al Jurf, SHA Wellness Island | Infrastructure | IMKAN |  | Award | 2023 |  | In situ concrete | F900.14 | Mcc Room;Other Concrete Structures;Roof Slab, 250 Mm Thick | 10 | m³ | AED | 1000
Alya | 2 | 2.0264 | United Arab Emirates | Abu Dhabi | Infrastructure | Al Jurf, SHA Wellness Island | Infrastructure | IMKAN |  | Award | 2023 |  | In situ concrete | F900.15 | Mcc Room;Other Concrete Structures;Column | 1 | m³ | AED | 1305
Alya | 2 | 2.0264 | United Arab Emirates | Abu Dhabi | Infrastructure | Al Jurf, SHA Wellness Island | Infrastructure | IMKAN |  | Award | 2023 |  | In situ concrete | F900.16 | Mcc Room;Other Concrete Structures;Beams | 2 | m³ | AED | 1065
Alya | 2 | 2.0264 | United Arab Emirates | Abu Dhabi | Infrastructure | Al Jurf, SHA Wellness Island | Infrastructure | IMKAN |  | Award | 2023 |  | In situ concrete | F900.17 | Mcc Room;Other Concrete Structures;Parapet Wall | 3 | m³ | AED | 995
Alya | 2 | 2.0264 | United Arab Emirates | Abu Dhabi | Infrastructure | Al Jurf, SHA Wellness Island | Infrastructure | IMKAN |  | Award | 2023 |  | In situ concrete | F900.18 | Reservoir;Concrete Structures Permanently Exposed To Earth;Base Slab, 500 Mm Thick | 130 | m³ | AED | 930
Alya | 2 | 2.0265 | United Arab Emirates | Abu Dhabi | Infrastructure | Al Jurf, SHA Wellness Island | Infrastructure | IMKAN |  | Award | 2023 |  | In situ concrete | F900.19 | Reservoir;Concrete Structures Permanently Exposed To Earth;Walls, 350 Mm Thick | 128 | m³ | AED | 1000
Alya | 2 | 2.0265 | United Arab Emirates | Abu Dhabi | Infrastructure | Al Jurf, SHA Wellness Island | Infrastructure | IMKAN |  | Award | 2023 |  | In situ concrete | F900.20 | Reservoir;Other Concrete Structures;Roof Slab, 350 Mm Thick | 86 | m³ | AED | 1000
Alya | 2 | 2.0265 | United Arab Emirates | Abu Dhabi | Infrastructure | Al Jurf, SHA Wellness Island | Infrastructure | IMKAN |  | Award | 2023 |  | In situ concrete | F900.21 | Reservoir;Other Concrete Structures;Roof Slab, 250 Mm Thick | 2 | m³ | AED | 1000
Alya | 2 | 2.0265 | United Arab Emirates | Abu Dhabi | Infrastructure | Al Jurf, SHA Wellness Island | Infrastructure | IMKAN |  | Award | 2023 |  | In situ concrete | F900.22 | Reservoir, Pumping Station And Mcc Room;Earthworks;Suspended Slab, 500 Mm Thick | 4 | m³ | AED | 1095
Alya | 2 | 2.0265 | United Arab Emirates | Abu Dhabi | Infrastructure | Al Jurf, SHA Wellness Island | Infrastructure | IMKAN |  | Award | 2023 |  | In situ concrete | F900.23 | Reservoir;Other Concrete Structures;Suspended Slab, Walls, 400 Mm Thick | 28 | m³ | AED | 995
Alya | 2 | 2.0265 | United Arab Emirates | Abu Dhabi | Infrastructure | Al Jurf, SHA Wellness Island | Infrastructure | IMKAN |  | Award | 2023 |  | In situ concrete | F900.24 | Reservoir;Other Concrete Structures;Walls, 350 Mm Thick | 7 | m³ | AED | 995
Alya | 2 | 2.0265 | United Arab Emirates | Abu Dhabi | Infrastructure | Al Jurf, SHA Wellness Island | Infrastructure | IMKAN |  | Award | 2023 |  | In situ concrete | F900.25 | Reservoir;Other Concrete Structures;Upstand Walls - On Roof Slab | 2 | m³ | AED | 995
Alya | 2 | 2.0265 | United Arab Emirates | Abu Dhabi | Infrastructure | Al Jurf, SHA Wellness Island | Infrastructure | IMKAN |  | Award | 2023 |  | Brickwork, Blockwork And Masonry | U531 | Reservoir, Pumping Station And Mcc Room;300Mm Thick Thermal Insulated Block Wall, Including Mortar Bedding, Lateral And Vertical Support, Joint Reinforcement, Fixing, Accessories Complete As Shown On The Drawing, As Specified Or/As Directed By The Engineer.;Block Wall, 300Mm Thick Thermal Insulated | 180 | m² | AED | 180
Alya | 2 | 2.0265 | United Arab Emirates | Abu Dhabi | Infrastructure | Al Jurf, SHA Wellness Island | Infrastructure | IMKAN |  | Award | 2023 |  | Waterproofing | W900.1 | Waterproofing Works;Pumping Station And Mcc Room;Polythene Layer;1000 Guage Polythene Sheet Below Blinding As Per Drawings And Specification | 123 | m² | AED | 6
Alya | 2 | 2.0265 | United Arab Emirates | Abu Dhabi | Infrastructure | Al Jurf, SHA Wellness Island | Infrastructure | IMKAN |  | Award | 2023 |  | Waterproofing | W241.1 | Waterproofing Works;Pumping Station And Mcc Room;Waterproofing Layer;Waterproofing, Two Coats Of Bitumen 1.5 M Sbs Electrometric Bitumen Jelified Emulsion As Per Drawings And Specification | 121 | m² | AED | 40
Alya | 2 | 2.0265 | United Arab Emirates | Abu Dhabi | Infrastructure | Al Jurf, SHA Wellness Island | Infrastructure | IMKAN |  | Award | 2023 |  | Waterproofing | W233 | Waterproofing Works;Pumping Station And Mcc Room;Waterproofing, One Primer And Two Layer Of 4 Mm Thick Bituminous Membrane As Per Drawings And Specification;To External Wall Surfaces - Vertical | 123 | m² | AED | 90
Alya | 2 | 2.0266 | United Arab Emirates | Abu Dhabi | Infrastructure | Al Jurf, SHA Wellness Island | Infrastructure | IMKAN |  | Award | 2023 |  | Waterproofing | W241.2 | Waterproofing Works;Pumping Station And Mcc Room;Waterproofing, Epoxy Lining Applied On Trowel Screed As Per Drawings And Specification (100 Mm Thick Hard Trowel Screed Measured Elsewhere);To Internal Surfaces - Horizontal Base Slab | 70 | m² | AED | 45
Alya | 2 | 2.0266 | United Arab Emirates | Abu Dhabi | Infrastructure | Al Jurf, SHA Wellness Island | Infrastructure | IMKAN |  | Award | 2023 |  | Waterproofing | W241.3 | Waterproofing, Epoxy Lining As Per Drawings And Specification;To Internal Surfaces - Suspended Slab | 38 | m² | AED | 45
Alya | 2 | 2.0266 | United Arab Emirates | Abu Dhabi | Infrastructure | Al Jurf, SHA Wellness Island | Infrastructure | IMKAN |  | Award | 2023 |  | Waterproofing | W241.4 | Waterproofing, Epoxy Lining As Per Drawings And Specification;To Internal Wall Surfaces - Vertical | 108 | m² | AED | 45
Alya | 2 | 2.0266 | United Arab Emirates | Abu Dhabi | Infrastructure | Al Jurf, SHA Wellness Island | Infrastructure | IMKAN |  | Award | 2023 |  | Waterproofing | W900.2 | Waterproofing, Epoxy Lining As Per Drawings And Specificationwater Stop;Water Stopper Bar Including Swellable Bar As Per Drawings And Specification | 25 | m | AED | 55
Alya | 2 | 2.0266 | United Arab Emirates | Abu Dhabi | Infrastructure | Al Jurf, SHA Wellness Island | Infrastructure | IMKAN |  | Award | 2023 |  | Waterproofing | W3*1 | Waterproofing Works;Pumping Station And Mcc Room;Combo Roofing System;Roofing System Complete With 80Mm Average Thick Heavyweight Concrete, 1Mm Thick Polyfab Filter Waterproofing Membrane, 1Mm Thick Polytex Liquid Uv Protection Coat, 125 Mm Thick Polyurethane Foam Insulation, Sand/Cement Screed With 1Mm Thick Combo Crc Top Coat, Roof Drain Pipe With Screen Etc. And All Other Works Necessary To Complete The Roofing System As Per Drawings And Specifications | 100 | m² | AED | 200
Alya | 2 | 2.0266 | United Arab Emirates | Abu Dhabi | Infrastructure | Al Jurf, SHA Wellness Island | Infrastructure | IMKAN |  | Award | 2023 |  | Waterproofing | W900.3 | Reservoir, Pumping Station And Mcc Room;Waterproofing Works;Irrigation Reservoir;1000 Guage Polythene Sheet Below Blinding As Per Drawings And Specification | 263 | m² | AED | 6
Alya | 2 | 2.0266 | United Arab Emirates | Abu Dhabi | Infrastructure | Al Jurf, SHA Wellness Island | Infrastructure | IMKAN |  | Award | 2023 |  | Waterproofing | W241.3 | Reservoir, Pumping Station And Mcc Room;Waterproofing Works;Irrigation Reservoir;Waterproofing Layer;Waterproofing, Two Coats Of Bitumen 1.5 M Sbs Electrometric Bitumen Jelified Emulsion As Per Drawings And Specification;To External Surfaces Under Slab - Horizontal | 256 | m² | AED | 40
Alya | 2 | 2.0266 | United Arab Emirates | Abu Dhabi | Infrastructure | Al Jurf, SHA Wellness Island | Infrastructure | IMKAN |  | Award | 2023 |  | Waterproofing | W233 | Reservoir, Pumping Station And Mcc Room;Waterproofing Works;Irrigation Reservoir;Waterproofing, One Primer And Two Layer Of 4 Mm Thick Bituminous Membrane As Per Drawings And Specification;To External Wall Surfaces - Vertical | 415 | m² | AED | 90
Alya | 2 | 2.0266 | United Arab Emirates | Abu Dhabi | Infrastructure | Al Jurf, SHA Wellness Island | Infrastructure | IMKAN |  | Award | 2023 |  | Waterproofing | W231 | Reservoir, Pumping Station And Mcc Room;Waterproofing Works;Irrigation Reservoir;Waterproofing, 4 Mm Thick Grp Lining On Trowel Screed As Per Drawings And Specification (100 Mm Thick Hard Trowel Screed Measured Elsewhere);To Internal Surfaces - Horizontal Base Slab | 234 | m² | AED | 90
Alya | 2 | 2.0267 | United Arab Emirates | Abu Dhabi | Infrastructure | Al Jurf, SHA Wellness Island | Infrastructure | IMKAN |  | Award | 2023 |  | Waterproofing | W291 | Reservoir, Pumping Station And Mcc Room;Waterproofing Works;Irrigation Reservoir;Waterproofing, 4 Mm Thick Grp Lining As Per Drawings And Specification;To Internal Surfaces - Suspended Slab | 246 | m² | AED | 750
Alya | 2 | 2.0267 | United Arab Emirates | Abu Dhabi | Infrastructure | Al Jurf, SHA Wellness Island | Infrastructure | IMKAN |  | Award | 2023 |  | Waterproofing | W293 | Reservoir, Pumping Station And Mcc Room;Waterproofing Works;Irrigation Reservoir;Waterproofing, 4 Mm Thick Grp Lining As Per Drawings And Specification;To Internal Wall Surfaces - Vertical | 552 | m² | AED | 600
Alya | 2 | 2.0267 | United Arab Emirates | Abu Dhabi | Infrastructure | Al Jurf, SHA Wellness Island | Infrastructure | IMKAN |  | Award | 2023 |  | Waterproofing | W900.4 | Reservoir, Pumping Station And Mcc Room;Waterproofing Works;Irrigation Reservoir;Water Stop;Water Stopper Bar Including Swellable Bar As Per Drawings And Specification | 75 | m | AED | 55
Alya | 2 | 2.0267 | United Arab Emirates | Abu Dhabi | Infrastructure | Al Jurf, SHA Wellness Island | Infrastructure | IMKAN |  | Award | 2023 |  | Simple Building Works Incidental To Civil Engineering Works | Z413.1 | Plastering Works;Internal;Pumping Station And Mcc Room;15Mm Thick Plain Cement Internal Plaster For Masonry And Concrete Wall And Column | 326 | m² | AED | 40
Alya | 2 | 2.0267 | United Arab Emirates | Abu Dhabi | Infrastructure | Al Jurf, SHA Wellness Island | Infrastructure | IMKAN |  | Award | 2023 |  | Simple Building Works Incidental To Civil Engineering Works | Z414 | Plastering Works;Internal;Pumping Station And Mcc Room;12Mm Thick Plain Cement Internal Plaster For Soffit Of Slabs | 138 | m² | AED | 41
Alya | 2 | 2.0267 | United Arab Emirates | Abu Dhabi | Infrastructure | Al Jurf, SHA Wellness Island | Infrastructure | IMKAN |  | Award | 2023 |  | Simple Building Works Incidental To Civil Engineering Works | Z411.1 | Plastering Works;Internal;Pumping Station And Mcc Room;100Mm Thick Hard Trowel Screed | 100 | m² | AED | 95
Alya | 2 | 2.0267 | United Arab Emirates | Abu Dhabi | Infrastructure | Al Jurf, SHA Wellness Island | Infrastructure | IMKAN |  | Award | 2023 |  | Simple Building Works Incidental To Civil Engineering Works | Z411.2 | Plastering Works;Internal;Irrigation Reservoir;100Mm Thick Hard Trowel Screed | 243 | m² | AED | 95
Alya | 2 | 2.0267 | United Arab Emirates | Abu Dhabi | Infrastructure | Al Jurf, SHA Wellness Island | Infrastructure | IMKAN |  | Award | 2023 |  | Simple Building Works Incidental To Civil Engineering Works | Z413.2 | Plastering Works;External;Pumping Station And Mcc Room;18Mm Thick Sand Cement Render External Plaster For Masonry And Concrete Wall And Column | 262 | m² | AED | 48
Alya | 2 | 2.0267 | United Arab Emirates | Abu Dhabi | Infrastructure | Al Jurf, SHA Wellness Island | Infrastructure | IMKAN |  | Award | 2023 |  | Simple Building Works Incidental To Civil Engineering Works | Z490 | Reservoir, Pumping Station And Mcc Room;Plastering Works;External; | 14 | m² | AED | 5
Alya | 2 | 2.0267 | United Arab Emirates | Abu Dhabi | Infrastructure | Al Jurf, SHA Wellness Island | Infrastructure | IMKAN |  | Award | 2023 |  | Simple Building Works Incidental To Civil Engineering Works | Z413.3 | Reservoir, Pumping Station And Mcc Room;Plastering Works;External; | 140 | m² | AED | 48
Alya | 2 | 2.0267 | United Arab Emirates | Abu Dhabi | Infrastructure | Al Jurf, SHA Wellness Island | Infrastructure | IMKAN |  | Award | 2023 |  | Painting | V763 | Reservoir, Pumping Station And Mcc Room;Plastering Works;External; | 73 | m | AED | 12
Alya | 2 | 2.0268 | United Arab Emirates | Abu Dhabi | Infrastructure | Al Jurf, SHA Wellness Island | Infrastructure | IMKAN |  | Award | 2023 |  | Painting | V563 | Paniting Works;Pumping Station And Mcc Room;Internal;Painting To Plastered Internal Wall Surface With Washable Emulsion Paint With Primer As Required And As Per Drawings And Specification | 326 | m² | AED | 14
Alya | 2 | 2.0268 | United Arab Emirates | Abu Dhabi | Infrastructure | Al Jurf, SHA Wellness Island | Infrastructure | IMKAN |  | Award | 2023 |  | Painting | V531 | Paniting Works;Pumping Station And Mcc Room;Internal;Painting To Plastered Internal Ceiling Surface With Emulsion Paint With Primer As Required And As Per Drawings And Specification | 138 | m² | AED | 16
Alya | 2 | 2.0268 | United Arab Emirates | Abu Dhabi | Infrastructure | Al Jurf, SHA Wellness Island | Infrastructure | IMKAN |  | Award | 2023 |  | Painting | V731 | Paniting Works;Pumping Station And Mcc Room;Internal;Painting To Internal Floors With Epoxy Floor Paint As Per Drawings And Specification | 66 | m² | AED | 26
Alya | 2 | 2.0268 | United Arab Emirates | Abu Dhabi | Infrastructure | Al Jurf, SHA Wellness Island | Infrastructure | IMKAN |  | Award | 2023 |  | Painting | V363.1 | Paniting Works;Pumping Station And Mcc Room;External;Painting To Plastered External Wall Surface With Uv Resistance Acrylic Paint As Required And As Per Drawings And Specification | 262 | m² | AED | 55
Alya | 2 | 2.0268 | United Arab Emirates | Abu Dhabi | Infrastructure | Al Jurf, SHA Wellness Island | Infrastructure | IMKAN |  | Award | 2023 |  | Painting | V390 | Paniting Works;Pumping Station And Mcc Room;External;Uv And Chemical Resistance Highly Washable Acrylic Topcoat Paint Over Combo Roofing System As Required And As Per Drawings And Specification | 100 | m² | AED | 50
Alya | 2 | 2.0268 | United Arab Emirates | Abu Dhabi | Infrastructure | Al Jurf, SHA Wellness Island | Infrastructure | IMKAN |  | Award | 2023 |  | Painting | V363.2 | Paniting Works;Pumping Station And Mcc Room;Irrigation Reservoir ;External;Painting To Plastered External Wall Surface With Uv Resistance Acrylic Paint As Required And As Per Drawings And Specification | 140 | m² | AED | 55
Alya | 2 | 2.0268 | United Arab Emirates | Abu Dhabi | Infrastructure | Al Jurf, SHA Wellness Island | Infrastructure | IMKAN |  | Award | 2023 |  | Painting | V331 | Paniting Works;Pumping Station And Mcc Room;Irrigation Reservoir ;External;Uv Resistance Acrylic Paint Over Structural Slab As Required And As Per Drawings And Specification | 263 | m² | AED | 50
Alya | 2 | 2.0268 | United Arab Emirates | Abu Dhabi | Infrastructure | Al Jurf, SHA Wellness Island | Infrastructure | IMKAN |  | Award | 2023 |  | Simple Building Works Incidental To Civil Engineering Works | Z323.1 | Reservoir, Pumping Station And Mcc Room;Doors And Windows;Doors;Supply And Install Of Doors Complete With Hardware, Ironmongeries And Fixing Weather Strip, Sealants, Closer And Paint Finish, And Threshold Complete As Shown On The Drawing, As Specified In The Specification And As Directed By The Engineer. ;Roller Shutter Door, 4000 X 3000Mm Sized With Insulated Aluminium Shutter With Aluminium Box And Guide Channels, Non Fire Rated Door | 1 | Nr | AED | 16000
Alya | 2 | 2.0268 | United Arab Emirates | Abu Dhabi | Infrastructure | Al Jurf, SHA Wellness Island | Infrastructure | IMKAN |  | Award | 2023 |  | Simple Building Works Incidental To Civil Engineering Works | Z323.2 | Reservoir, Pumping Station And Mcc Room;Doors And Windows;Doors;Supply And Install Of Doors Complete With Hardware, Ironmongeries And Fixing Weather Strip, Sealants, Closer And Paint Finish, And Threshold Complete As Shown On The Drawing, As Specified In The Specification And As Directed By The Engineer. ;Double Leaf Hinged Door, 2000 X 2400Mm Sized With Thermal Insulated Aluminium Panel Door, Non Fire Rated Door | 1 | Nr | AED | 4400
Alya | 2 | 2.0269 | United Arab Emirates | Abu Dhabi | Infrastructure | Al Jurf, SHA Wellness Island | Infrastructure | IMKAN |  | Award | 2023 |  | Simple Building Works Incidental To Civil Engineering Works | Z323.3 | Reservoir, Pumping Station And Mcc Room;Doors And Windows;Doors;Supply And Install Of Doors Complete With Hardware, Ironmongeries And Fixing Weather Strip, Sealants, Closer And Paint Finish, And Threshold Complete As Shown On The Drawing, As Specified In The Specification And As Directed By The Engineer. ;Single Leaf Hinged Door, 1000 X 2200Mm Sized With Insulated Aluminium Panel Door, Non Fire Rated Door | 1 | Nr | AED | 2000
Alya | 2 | 2.0269 | United Arab Emirates | Abu Dhabi | Infrastructure | Al Jurf, SHA Wellness Island | Infrastructure | IMKAN |  | Award | 2023 |  | Miscellaneous Metalwork | N900.1 | Reservoir, Pumping Station And Mcc Room;Miscellaneous And Metal Works;Staircase;Supply And Install Staircase To Pumping Station With 1000X280X50 Mm Sized Bended Edges Chequered Plate Tread (19 Nrs) As Detailed In Drawings And As Specified With Painting And Other Necessary Works To Complete. | 1 | Nr | AED | 55000
Alya | 2 | 2.0269 | United Arab Emirates | Abu Dhabi | Infrastructure | Al Jurf, SHA Wellness Island | Infrastructure | IMKAN |  | Award | 2023 |  | Miscellaneous Metalwork | N900.2 | Reservoir, Pumping Station And Mcc Room;Miscellaneous And Metal Works;Handrails & Guard Rails;Supply And Install Staircase Handrail With 50 Mm Dia. Top And Bottom Rails And 37.5 Mm Dia.Balustarde In Super Durable Polyester Powder Coated Steel Pipe As Detailed In Drawings And As Specified Including Painting And Other Necessary Works To Complete. | 22 | m | AED | 1000
Alya | 2 | 2.0269 | United Arab Emirates | Abu Dhabi | Infrastructure | Al Jurf, SHA Wellness Island | Infrastructure | IMKAN |  | Award | 2023 |  | Miscellaneous Metalwork | N900.3 | Reservoir, Pumping Station And Mcc Room;Miscellaneous And Metal Works;Handrails & Guard Rails;Supply And Install 50 Mm Dia. Aluminium Powder Coated Guard Rails With Necessary Balustrade In Reservior As Detailed In Drawings And As Specified Including Painting And Other Necessary Works To Complete. | 54 | m | AED | 900
Alya | 2 | 2.0269 | United Arab Emirates | Abu Dhabi | Infrastructure | Al Jurf, SHA Wellness Island | Infrastructure | IMKAN |  | Award | 2023 |  | Simple Building Works Incidental To Civil Engineering Works | Z900.1 | Reservoir, Pumping Station And Mcc Room;Cat Ladder;Supply And Install Grp Cat Ladder With Grab Rails, Safety Cage With Brackets, Ladder Rungs, Fittings And Fixings; Complete As Specified In The Drawing And As Per Specification;Cat Ladder, 5530 Mm High | 2 | Nr | AED | 3600
Alya | 2 | 2.0269 | United Arab Emirates | Abu Dhabi | Infrastructure | Al Jurf, SHA Wellness Island | Infrastructure | IMKAN |  | Award | 2023 |  | Simple Building Works Incidental To Civil Engineering Works | Z900.2 | Reservoir, Pumping Station And Mcc Room;Miscellaneous And Metal Works;Cat Ladder;Cat Ladder, 4100 Mm High | 1 | Nr | AED | 2700
Alya | 2 | 2.0269 | United Arab Emirates | Abu Dhabi | Infrastructure | Al Jurf, SHA Wellness Island | Infrastructure | IMKAN |  | Award | 2023 |  | Simple Building Works Incidental To Civil Engineering Works | Z900.3 | Reservoir, Pumping Station And Mcc Room;Miscellaneous And Metal Works;Cat Ladder;Cat Ladder, 4615 Mm High | 1 | Nr | AED | 3000
Alya | 2 | 2.0269 | United Arab Emirates | Abu Dhabi | Infrastructure | Al Jurf, SHA Wellness Island | Infrastructure | IMKAN |  | Award | 2023 |  | Simple Building Works Incidental To Civil Engineering Works | Z900.4 | Reservoir, Pumping Station And Mcc Room;Miscellaneous And Metal Works;Cat Ladder;Cat Ladder, 3365 Mm High | 1 | Nr | AED | 2200
Alya | 2 | 2.0269 | United Arab Emirates | Abu Dhabi | Infrastructure | Al Jurf, SHA Wellness Island | Infrastructure | IMKAN |  | Award | 2023 |  | Simple Building Works Incidental To Civil Engineering Works | Z900.5 | Reservoir, Pumping Station And Mcc Room;Miscellaneous And Metal Works;Cat Ladder;Cat Ladder, 4665 Mm High | 1 | Nr | AED | 3100
Alya | 2 | 2.0269 | United Arab Emirates | Abu Dhabi | Infrastructure | Al Jurf, SHA Wellness Island | Infrastructure | IMKAN |  | Award | 2023 |  | Miscellaneous Metalwork | N900.4 | Reservoir, Pumping Station And Mcc Room;Miscellaneous And Metal Works;Cat Ladder;Supply And Install Aluminium Access Cover For 750X600 Mm Sized Clear Opening | 1 | Nr | AED | 1700
Alya | 2 | 2.0269 | United Arab Emirates | Abu Dhabi | Infrastructure | Al Jurf, SHA Wellness Island | Infrastructure | IMKAN |  | Award | 2023 |  | Miscellaneous Metalwork | N900.5 | Reservoir, Pumping Station And Mcc Room;Miscellaneous And Metal Works;Cat Ladder;Supply And Install Aluminium Access Cover For 600X900 Mm Sized Clear Opening | 4 | Nr | AED | 2000
Alya | 2 | 2.027 | United Arab Emirates | Abu Dhabi | Infrastructure | Al Jurf, SHA Wellness Island | Infrastructure | IMKAN |  | Award | 2023 |  | Miscellaneous Metalwork | N900.6 | Reservoir, Pumping Station And Mcc Room;Miscellaneous And Metal Works;Cat Ladder;Supply And Install Stainless Steel Access Cover For 750X750 Mm Sized Clear Opening For Pump Pit | 1 | Nr | AED | 12000
Alya | 2 | 2.027 | United Arab Emirates | Abu Dhabi | Infrastructure | Al Jurf, SHA Wellness Island | Infrastructure | IMKAN |  | Award | 2023 |  | Simple Building Works Incidental To Civil Engineering Works | Z900.6 | Reservoir, Pumping Station And Mcc Room;Miscellaneous And Metal Works;Cat Ladder;Construction Of Boundary Fence Including Gates And All Necessary Works As Shown In Drawings And As Specified. | 1 | Nr | AED | 70000
Alya | 2 | 2.027 | United Arab Emirates | Abu Dhabi | Infrastructure | Al Jurf, SHA Wellness Island | Infrastructure | IMKAN |  | Award | 2023 |  | Simple Building Works Incidental To Civil Engineering Works | Z523.1 | Reservoir, Pumping Station And Mcc Room;Miscellaneous And Metal Works;Mechanical Works;Irrigation Pump Set;Supply And Install 3 Nos. Of Irrigation Pumps (2 Duty And 1 Standby), 14.10 L/S Flow @ 50 M Head, Vertical Inline Pumps Including Pressure Guage Complete With Pump Control Panel & Monitoring System, Electrical Connections All Necessary Supporting System, Complete; All As Per Drawings And Specification. | 1 | Nr | AED | 150000
Alya | 2 | 2.027 | United Arab Emirates | Abu Dhabi | Infrastructure | Al Jurf, SHA Wellness Island | Infrastructure | IMKAN |  | Award | 2023 |  | Simple Building Works Incidental To Civil Engineering Works | Z523.2 | Reservoir, Pumping Station And Mcc Room;Miscellaneous And Metal Works;Mechanical Works;Submerssible Pump Set;Supply And Install 2 Nos. Of Submerssible Pumps (1 Duty And 1 Standby), 1.91 L/S Flow @ 10 M Head, Vertical Inline Pumps Including Pressure Guage With Pump Control Panel & Monitoring System, Electrical Connections All Necessary Supporting System, Complete; All As Per Drawings And Specification. | 1 | Nr | AED | 6000
Alya | 2 | 2.027 | United Arab Emirates | Abu Dhabi | Infrastructure | Al Jurf, SHA Wellness Island | Infrastructure | IMKAN |  | Award | 2023 |  | Simple Building Works Incidental To Civil Engineering Works | Z529.1 | Reservoir, Pumping Station And Mcc Room;Miscellaneous And Metal Works;Mechanical Works;Automatic Self Cleaning Filter;Supply And Install Automatic Self Cleaning Filter, 21 L/S Flow, Complete With Foundation, Electrical Cabling To Power And Control System And Connection To Pipe Works, Fitting, Complete; All As Per Drawings And Specification. | 2 | Nr | AED | 100000
Alya | 2 | 2.027 | United Arab Emirates | Abu Dhabi | Infrastructure | Al Jurf, SHA Wellness Island | Infrastructure | IMKAN |  | Award | 2023 |  | Simple Building Works Incidental To Civil Engineering Works | Z524 | Reservoir, Pumping Station And Mcc Room;Miscellaneous And Metal Works;Mechanical Works;Fertilizer Dosing System;Supply And Install Fertilizer Dosing System Complete With Injection Pumps, Mechanical Agidor Tank Sensors And All Necessary Supporting System, Complete; All As Per Drawings And Specification. | 1 | Nr | AED | 60000
Alya | 2 | 2.027 | United Arab Emirates | Abu Dhabi | Infrastructure | Al Jurf, SHA Wellness Island | Infrastructure | IMKAN |  | Award | 2023 |  | Simple Building Works Incidental To Civil Engineering Works | Z529.2 | Reservoir, Pumping Station And Mcc Room;Miscellaneous And Metal Works;Mechanical Works;Pressure Vessel;Supply And Install Pressure Vessel Complete; All As Per Drawings And Specification. | 1 | Nr | AED | 5000
Alya | 2 | 2.027 | United Arab Emirates | Abu Dhabi | Infrastructure | Al Jurf, SHA Wellness Island | Infrastructure | IMKAN |  | Award | 2023 |  | Pipework - Fittings And Valves | J821.1 | Reservoir, Pumping Station And Mcc Room;Mechanical Works;Valves And Other Accessories;Supply And Install All Necessary Valves Inside The Irrigation Reservior And Pumping Station As Per Detailed Drawings And Specification ;D100 Motorized Valve | 6 | Nr | AED | 22000
Alya | 2 | 2.027 | United Arab Emirates | Abu Dhabi | Infrastructure | Al Jurf, SHA Wellness Island | Infrastructure | IMKAN |  | Award | 2023 |  | Pipework - Fittings And Valves | J821.2 | Reservoir, Pumping Station And Mcc Room;Mechanical Works;Valves And Other Accessories;Supply And Install All Necessary Valves Inside The Irrigation Reservior And Pumping Station As Per Detailed Drawings And Specification ;D150 Motorized Valve | 3 | Nr | AED | 25000
Alya | 2 | 2.0271 | United Arab Emirates | Abu Dhabi | Infrastructure | Al Jurf, SHA Wellness Island | Infrastructure | IMKAN |  | Award | 2023 |  | Pipework - Fittings And Valves | J821.3 | Reservoir, Pumping Station And Mcc Room;Mechanical Works;Valves And Other Accessories;Supply And Install All Necessary Valves Inside The Irrigation Reservior And Pumping Station As Per Detailed Drawings And Specification ;D200 Motorized Valve | 2 | Nr | AED | 30000
Alya | 2 | 2.0271 | United Arab Emirates | Abu Dhabi | Infrastructure | Al Jurf, SHA Wellness Island | Infrastructure | IMKAN |  | Award | 2023 |  | Pipework - Fittings And Valves | J841 | Reservoir, Pumping Station And Mcc Room;Mechanical Works;Valves And Other Accessories;Supply And Install All Necessary Valves Inside The Irrigation Reservior And Pumping Station As Per Detailed Drawings And Specification ;D150 Butterfly Valve | 5 | Nr | AED | 12500
Alya | 2 | 2.0271 | United Arab Emirates | Abu Dhabi | Infrastructure | Al Jurf, SHA Wellness Island | Infrastructure | IMKAN |  | Award | 2023 |  | Pipework - Fittings And Valves | J831 | Reservoir, Pumping Station And Mcc Room;Mechanical Works;Valves And Other Accessories;Supply And Install All Necessary Valves Inside The Irrigation Reservior And Pumping Station As Per Detailed Drawings And Specification ;D100 Non-Return Valve | 3 | Nr | AED | 2500
Alya | 2 | 2.0271 | United Arab Emirates | Abu Dhabi | Infrastructure | Al Jurf, SHA Wellness Island | Infrastructure | IMKAN |  | Award | 2023 |  | Pipework - Fittings And Valves | J871 | Reservoir, Pumping Station And Mcc Room;Mechanical Works;Valves And Other Accessories;Supply And Install All Necessary Valves Inside The Irrigation Reservior And Pumping Station As Per Detailed Drawings And Specification ;D80 Pressure Release Valve | 1 | Nr | AED | 18000
Alya | 2 | 2.0271 | United Arab Emirates | Abu Dhabi | Infrastructure | Al Jurf, SHA Wellness Island | Infrastructure | IMKAN |  | Award | 2023 |  | Pipework - Fittings And Valves | J811.4 | Reservoir, Pumping Station And Mcc Room;Mechanical Works;Valves And Other Accessories;Supply And Install All Necessary Valves Inside The Irrigation Reservior And Pumping Station As Per Detailed Drawings And Specification ;D200 Flanged Gate Valve | 2 | Nr | AED | 3500
Alya | 2 | 2.0271 | United Arab Emirates | Abu Dhabi | Infrastructure | Al Jurf, SHA Wellness Island | Infrastructure | IMKAN |  | Award | 2023 |  | Pipework - Fittings And Valves | J811.5 | Reservoir, Pumping Station And Mcc Room;Mechanical Works;Valves And Other Accessories;Supply And Install All Necessary Valves Inside The Irrigation Reservior And Pumping Station As Per Detailed Drawings And Specification ;D150 Flanged Gate Valve | 2 | Nr | AED | 3000
Alya | 2 | 2.0271 | United Arab Emirates | Abu Dhabi | Infrastructure | Al Jurf, SHA Wellness Island | Infrastructure | IMKAN |  | Award | 2023 |  | Pipework - Fittings And Valves | J891.1 | Reservoir, Pumping Station And Mcc Room;Mechanical Works;Valves And Other Accessories;Supply And Install All Necessary Valves Inside The Irrigation Reservior And Pumping Station As Per Detailed Drawings And Specification ;D150 Float Valve | 2 | Nr | AED | 11000
Alya | 2 | 2.0271 | United Arab Emirates | Abu Dhabi | Infrastructure | Al Jurf, SHA Wellness Island | Infrastructure | IMKAN |  | Award | 2023 |  | Pipework - Fittings And Valves | J811.6 | Reservoir, Pumping Station And Mcc Room;Mechanical Works;Valves And Other Accessories;Supply And Install All Necessary Valves Inside The Irrigation Reservior And Pumping Station As Per Detailed Drawings And Specification ;D80 Brass Gate Valve | 1 | Nr | AED | 350
Alya | 2 | 2.0271 | United Arab Emirates | Abu Dhabi | Infrastructure | Al Jurf, SHA Wellness Island | Infrastructure | IMKAN |  | Award | 2023 |  | Pipework - Fittings And Valves | J811.7 | Reservoir, Pumping Station And Mcc Room;Mechanical Works;Valves And Other Accessories;Supply And Install All Necessary Valves Inside The Irrigation Reservior And Pumping Station As Per Detailed Drawings And Specification ;D50 Brass Gate Valve | 2 | Nr | AED | 250
Alya | 2 | 2.0271 | United Arab Emirates | Abu Dhabi | Infrastructure | Al Jurf, SHA Wellness Island | Infrastructure | IMKAN |  | Award | 2023 |  | Pipework - Fittings And Valves | J861 | Reservoir, Pumping Station And Mcc Room;Mechanical Works;Valves And Other Accessories;Supply And Install All Necessary Valves Inside The Irrigation Reservior And Pumping Station As Per Detailed Drawings And Specification ;D150 Air Release Valve | 1 | Nr | AED | 7500
Alya | 2 | 2.0271 | United Arab Emirates | Abu Dhabi | Infrastructure | Al Jurf, SHA Wellness Island | Infrastructure | IMKAN |  | Award | 2023 |  | Pipework - Fittings And Valves | J891.2 | Reservoir, Pumping Station And Mcc Room;Mechanical Works;Valves And Other Accessories;Supply And Install All Necessary Valves Inside The Irrigation Reservior And Pumping Station As Per Detailed Drawings And Specification ;D50 Globe Valve | 3 | Nr | AED | 250
Alya | 2 | 2.0272 | United Arab Emirates | Abu Dhabi | Infrastructure | Al Jurf, SHA Wellness Island | Infrastructure | IMKAN |  | Award | 2023 |  | Pipework - Fittings And Valves | J891.3 | Reservoir, Pumping Station And Mcc Room;Mechanical Works;Valves And Other Accessories;Supply And Install All Necessary Valves Inside The Irrigation Reservior And Pumping Station As Per Detailed Drawings And Specification ;D150 Flow Control Valve | 1 | Nr | AED | 19000
Alya | 2 | 2.0272 | United Arab Emirates | Abu Dhabi | Infrastructure | Al Jurf, SHA Wellness Island | Infrastructure | IMKAN |  | Award | 2023 |  | Pipework - Fittings And Valves | J891.4 | Reservoir, Pumping Station And Mcc Room;Mechanical Works;Valves And Other Accessories;Supply And Install All Necessary Valves Inside The Irrigation Reservior And Pumping Station As Per Detailed Drawings And Specification ;D200 Double Check Valve | 2 | Nr | AED | 2500
Alya | 2 | 2.0272 | United Arab Emirates | Abu Dhabi | Infrastructure | Al Jurf, SHA Wellness Island | Infrastructure | IMKAN |  | Award | 2023 |  | Pipework - Fittings And Valves | J891.5 | Reservoir, Pumping Station And Mcc Room;Mechanical Works;Valves And Other Accessories;Supply And Install All Necessary Valves Inside The Irrigation Reservior And Pumping Station As Per Detailed Drawings And Specification ;D150 Ball Valve | 3 | Nr | AED | 150
Alya | 2 | 2.0272 | United Arab Emirates | Abu Dhabi | Infrastructure | Al Jurf, SHA Wellness Island | Infrastructure | IMKAN |  | Award | 2023 |  | Simple Building Works Incidental To Civil Engineering Works | Z529.3 | Reservoir, Pumping Station And Mcc Room;Mechanical Works;Valves And Other Accessories;Supply And Install All Necessary Valves Inside The Irrigation Reservior And Pumping Station As Per Detailed Drawings And Specification ;Pressure Guage | 6 | Nr | AED | 2000
Alya | 2 | 2.0272 | United Arab Emirates | Abu Dhabi | Infrastructure | Al Jurf, SHA Wellness Island | Infrastructure | IMKAN |  | Award | 2023 |  | Simple Building Works Incidental To Civil Engineering Works | Z900.7 | Reservoir, Pumping Station And Mcc Room;Mechanical Works;Valves And Other Accessories;Supply And Install All Necessary Valves Inside The Irrigation Reservior And Pumping Station As Per Detailed Drawings And Specification ;D200 Basket Strainer | 2 | Nr | AED | 25000
Alya | 2 | 2.0272 | United Arab Emirates | Abu Dhabi | Infrastructure | Al Jurf, SHA Wellness Island | Infrastructure | IMKAN |  | Award | 2023 |  | Simple Building Works Incidental To Civil Engineering Works | Z900.8 | Reservoir, Pumping Station And Mcc Room;Mechanical Works;Valves And Other Accessories;Supply And Install All Necessary Valves Inside The Irrigation Reservior And Pumping Station As Per Detailed Drawings And Specification ;D100 Basket Strainer | 3 | Nr | AED | 20000
Alya | 2 | 2.0272 | United Arab Emirates | Abu Dhabi | Infrastructure | Al Jurf, SHA Wellness Island | Infrastructure | IMKAN |  | Award | 2023 |  | Simple Building Works Incidental To Civil Engineering Works | Z789.1 | Reservoir, Pumping Station And Mcc Room;Mechanical Works ;Pressure Measurement And Flow Controls Related To Irrgation Pumps Complete With Control Panel, Switches And All Other Required Works As Per Drawing And Specification. | 1 | Nr | AED | 40000
Alya | 2 | 2.0272 | United Arab Emirates | Abu Dhabi | Infrastructure | Al Jurf, SHA Wellness Island | Infrastructure | IMKAN |  | Award | 2023 |  | Simple Building Works Incidental To Civil Engineering Works | Z789.2 | Reservoir, Pumping Station And Mcc Room;Mechanical Works ;Level Measuring System For The Reservoir Including Cabling, Panel Mounted Indicator, Transmitter, Switches And With All Other Required Works As Per Drawing And Specification. | 2 | Nr | AED | 25000
Alya | 2 | 2.0272 | United Arab Emirates | Abu Dhabi | Infrastructure | Al Jurf, SHA Wellness Island | Infrastructure | IMKAN |  | Award | 2023 |  | Pipework - Pipes | I900 | Reservoir, Pumping Station And Mcc Room;Mechanical Works ;Pipes And Fittings Works;Supply And Install All Necessary Pipes And Fittings Works Inside The Irrigation Reservior And Pumping Station As Per Detailed Drawings And Specification | 1 | Nr | AED | 200000
Alya | 2 | 2.0272 | United Arab Emirates | Abu Dhabi | Infrastructure | Al Jurf, SHA Wellness Island | Infrastructure | IMKAN |  | Award | 2023 |  | Miscellaneous Work | X900.7 | Reservoir, Pumping Station And Mcc Room;Electrical Works;Motor Control Centre (Mcc-Irr) Panel Including All Accessories Complete As Per Drawing And Specification. | 1 | Nr | AED | 265000
Alya | 2 | 2.0273 | United Arab Emirates | Abu Dhabi | Infrastructure | Al Jurf, SHA Wellness Island | Infrastructure | IMKAN |  | Award | 2023 |  | Miscellaneous Work | X900.8 | Reservoir, Pumping Station And Mcc Room;Electrical Works;Fire Detection And Alarm System Complete With Fire Alarm Panel, Sensors, Call Points Cables; As Per Drawing And Specification. | 1 | Nr | AED | 60000
Alya | 2 | 2.0273 | United Arab Emirates | Abu Dhabi | Infrastructure | Al Jurf, SHA Wellness Island | Infrastructure | IMKAN |  | Award | 2023 |  | Miscellaneous Work | X900.9 | Reservoir, Pumping Station And Mcc Room;Electrical Works;Control And Instrumentation Panel - Plc/Rtu/Hmi Control Panel (Cp-01) Including Hardware And Software, Control Connectivity And Scada Config. And All Accessories Complete As Per Drawing And Specification. | 1 | Nr | AED | 159000
Alya | 2 | 2.0273 | United Arab Emirates | Abu Dhabi | Infrastructure | Al Jurf, SHA Wellness Island | Infrastructure | IMKAN |  | Award | 2023 |  | Miscellaneous Work | X900.10 | Reservoir, Pumping Station And Mcc Room;Electrical Works;Notebook And Software Suitable For Plc Programing. | 1 | Nr | AED | 40000
Alya | 2 | 2.0273 | United Arab Emirates | Abu Dhabi | Infrastructure | Al Jurf, SHA Wellness Island | Infrastructure | IMKAN |  | Award | 2023 |  | Miscellaneous Work | X900.11 | Reservoir, Pumping Station And Mcc Room;Electrical Works;Fertilizer Dosing Panel Including All Accessories Complete As Per Drawing And Specification. | 1 | Nr | AED | 10000
Alya | 2 | 2.0273 | United Arab Emirates | Abu Dhabi | Infrastructure | Al Jurf, SHA Wellness Island | Infrastructure | IMKAN |  | Award | 2023 |  | Miscellaneous Work | X900.12 | Reservoir, Pumping Station And Mcc Room;Electrical Works;Filter Control Unit (Fc) Including All Accessories Complete As Per Drawing And Specification. | 1 | Nr | AED | 750
Alya | 2 | 2.0273 | United Arab Emirates | Abu Dhabi | Infrastructure | Al Jurf, SHA Wellness Island | Infrastructure | IMKAN |  | Award | 2023 |  | Miscellaneous Work | X900.13 | Reservoir, Pumping Station And Mcc Room;Electrical Works;Bms System Including Necessary Accessories | 1 | Nr | AED | 15000
Alya | 2 | 2.0273 | United Arab Emirates | Abu Dhabi | Infrastructure | Al Jurf, SHA Wellness Island | Infrastructure | IMKAN |  | Award | 2023 |  | Miscellaneous Work | X900.14 | Reservoir, Pumping Station And Mcc Room;Electrical Works;Motorized Valve Panels Including All Accessories Complete As Per Drawing And Specification. | 4 | Nr | AED | 12500
Alya | 2 | 2.0273 | United Arab Emirates | Abu Dhabi | Infrastructure | Al Jurf, SHA Wellness Island | Infrastructure | IMKAN |  | Award | 2023 |  | Miscellaneous Work | X900.15 | Reservoir, Pumping Station And Mcc Room;Electrical Works;Distribution Board At Mcc Room Including All Accessories Complete As Per Drawing And Specification. | 1 | Nr | AED | 6700
Alya | 2 | 2.0273 | United Arab Emirates | Abu Dhabi | Infrastructure | Al Jurf, SHA Wellness Island | Infrastructure | IMKAN |  | Award | 2023 |  | Miscellaneous Work | X900.16 | Reservoir, Pumping Station And Mcc Room;Electrical Works;Distribution Board At Pump Room Including All Accessories Complete As Per Drawing And Specification. | 1 | Nr | AED | 6700
Alya | 2 | 2.0274 | United Arab Emirates | Abu Dhabi | Infrastructure | Al Jurf, SHA Wellness Island | Infrastructure | IMKAN |  | Award | 2023 |  | Miscellaneous Work | X900.17 | Reservoir, Pumping Station And Mcc Room;Electrical Works;Vfd'S Including All Accessories Complete As Per Drawing And Specification. | 1 | Nr | AED | 10000
Alya | 2 | 2.0274 | United Arab Emirates | Abu Dhabi | Infrastructure | Al Jurf, SHA Wellness Island | Infrastructure | IMKAN |  | Award | 2023 |  | Miscellaneous Work | X900.18 | Reservoir, Pumping Station And Mcc Room;Electrical Works;Ups & Batteries Including All Accessories Complete As Per Drawing And Specification. | 1 | Nr | AED | 100000
Alya | 2 | 2.0274 | United Arab Emirates | Abu Dhabi | Infrastructure | Al Jurf, SHA Wellness Island | Infrastructure | IMKAN |  | Award | 2023 |  | Miscellaneous Work | X900.19 | Reservoir, Pumping Station And Mcc Room;Electrical Works;Lighting Installation (Internal & External) With Connections To The Permanent Wiring System, Cables And Conduits And All Accessories Complete As Per Drawing And Specification. | 1 | Nr | AED | 110000
Alya | 2 | 2.0274 | United Arab Emirates | Abu Dhabi | Infrastructure | Al Jurf, SHA Wellness Island | Infrastructure | IMKAN |  | Award | 2023 |  | Miscellaneous Work | X900.20 | Reservoir, Pumping Station And Mcc Room;Electrical Works;Small Power Installation Including Power Accessories, Sockets, Isolators, Cable And Conduit And All Accessories Complete As Per Drawing And Specification. | 1 | Nr | AED | 90000
Alya | 2 | 2.0274 | United Arab Emirates | Abu Dhabi | Infrastructure | Al Jurf, SHA Wellness Island | Infrastructure | IMKAN |  | Award | 2023 |  | Miscellaneous Work | X900.21 | Reservoir, Pumping Station And Mcc Room;Electrical Works;Connection Fees For Electricity From Adwea & Tel. Line From Etisalat. As Per Drawing And Specification. | 1 | Nr | AED | 45000
Alya | 2 | 2.0274 | United Arab Emirates | Abu Dhabi | Infrastructure | Al Jurf, SHA Wellness Island | Infrastructure | IMKAN |  | Award | 2023 |  | Miscellaneous Work | X900.22 | Reservoir, Pumping Station And Mcc Room;Electrical Works;Earthing With Electrical Equipment And Panels As Per Drawing And Specification. | 1 | Nr | AED | 33000
Alya | 2 | 2.0274 | United Arab Emirates | Abu Dhabi | Infrastructure | Al Jurf, SHA Wellness Island | Infrastructure | IMKAN |  | Award | 2023 |  | Miscellaneous Work | X900.23 | Reservoir, Pumping Station And Mcc Room;Electrical Works;Lightning Protection System For The Mcc Room As Per Drawing And Specification. | 1 | Nr | AED | 40000
Alya | 2 | 2.0274 | United Arab Emirates | Abu Dhabi | Infrastructure | Al Jurf, SHA Wellness Island | Infrastructure | IMKAN |  | Award | 2023 |  | Miscellaneous Work | X900.24 | Reservoir, Pumping Station And Mcc Room;Electrically Operated Crane;Supply And Install Electrically Operated Crane Including Crane Bridge, Crane Beam, Crane Rails, Corbel And All As Per Specialist For Architect'S Approval And All Necessary Works As Shown In Drawings And As Specified. | 1 | Nr | AED | 100000
Alya | 2 | 2.0274 | United Arab Emirates | Abu Dhabi | Infrastructure | Al Jurf, SHA Wellness Island | Infrastructure | IMKAN |  | Award | 2023 |  | Miscellaneous Work | X900.25 | Reservoir, Pumping Station And Mcc Room;Supply And Installation Of The Following Specialties And Accessories; All In Accordance With The Drawings And Specification;Clean Agent Fire Suppression System Protection For Electrical Room | 1 | Nr | AED | 5000
Alya | 2 | 2.0274 | United Arab Emirates | Abu Dhabi | Infrastructure | Al Jurf, SHA Wellness Island | Infrastructure | IMKAN |  | Award | 2023 |  | Miscellaneous Work | X900.26 | Reservoir, Pumping Station And Mcc Room;Fire Extinguishers;Co2 Portable Fire Extinguisher (6Kg) | 2 | Nr | AED | 250
Alya | 2 | 2.0274 | United Arab Emirates | Abu Dhabi | Infrastructure | Al Jurf, SHA Wellness Island | Infrastructure | IMKAN |  | Award | 2023 |  | Simple Building Works Incidental To Civil Engineering Works | Z631.1 | Reservoir, Pumping Station And Mcc Room;Heating, Ventilating And Air Conditioning;Ac-1 & Cu-1; 396 L/S Air Flow Rate At Pump Room | 3 | Nr | AED | 8000
Alya | 2 | 2.0275 | United Arab Emirates | Abu Dhabi | Infrastructure | Al Jurf, SHA Wellness Island | Infrastructure | IMKAN |  | Award | 2023 |  | Simple Building Works Incidental To Civil Engineering Works | Z631.2 | Reservoir, Pumping Station And Mcc Room;Heating, Ventilating And Air Conditioning;Ac-2 & Cu-2 (2 Nos. Inside Unit); 269 L/S Air Flow Rate At Mcc Room | 1 | Nr | AED | 15000
Alya | 2 | 2.0275 | United Arab Emirates | Abu Dhabi | Infrastructure | Al Jurf, SHA Wellness Island | Infrastructure | IMKAN |  | Award | 2023 |  | Simple Building Works Incidental To Civil Engineering Works | Z633 | Reservoir, Pumping Station And Mcc Room;Heating, Ventilating And Air Conditioning;;Exhaust Fans With Nun-Relief Damper As Specified And Shown On Drawings Including Fixing Supports, Switchgear, And All Electrical Connections;Exhaust Fans, 700 L/S | 1 | Nr | AED | 4000
Alya | 2 | 2.0275 | United Arab Emirates | Abu Dhabi | Infrastructure | Al Jurf, SHA Wellness Island | Infrastructure | IMKAN |  | Award | 2023 |  | Simple Building Works Incidental To Civil Engineering Works | Z690 | Reservoir, Pumping Station And Mcc Room;Heating, Ventilating And Air Conditioning;Exhaust Fans With Nun-Relief Damper As Specified And Shown On Drawings Including Fixing Supports, Switchgear, And All Electrical Connections;750 X 1000 Mm Sized Sand Trap Washable With Aluminium Filter As Specified And | 1 | Nr | AED | 8250
Alya | 2 | 2.0275 | United Arab Emirates | Abu Dhabi | Infrastructure | Al Jurf, SHA Wellness Island | Infrastructure | IMKAN |  | Award | 2023 |  | Simple Building Works Incidental To Civil Engineering Works | Z900.9 | Reservoir, Pumping Station And Mcc Room;Sundries;Allow For Condensate Water Connection To Drainage Lines | 1 | Nr | AED | 2500
Alya | 2 | 2.0275 | United Arab Emirates | Abu Dhabi | Infrastructure | Al Jurf, SHA Wellness Island | Infrastructure | IMKAN |  | Award | 2023 |  | Simple Building Works Incidental To Civil Engineering Works | Z900.10 | Reservoir, Pumping Station And Mcc Room;Sundries;Allow For Builders Work In Connection With Air Conditioning Installation Including All Sleeves, Fire Resistant Sealant Etc. | 1 | Nr | AED | 10000
Alya | 2 | 2.0275 | United Arab Emirates | Abu Dhabi | Infrastructure | Al Jurf, SHA Wellness Island | Infrastructure | IMKAN |  | Award | 2023 |  | Simple Building Works Incidental To Civil Engineering Works | Z900.11 | Reservoir, Pumping Station And Mcc Room;Vent Pipe;Grp Air Vent Pipe Dn200Mm Diameter With Stainless Steel Insect Proof Mesh (Grp Surround Concrete) | 4 | Nr | AED | 1250
Alya | 2 | 2.0275 | United Arab Emirates | Abu Dhabi | Infrastructure | Al Jurf, SHA Wellness Island | Infrastructure | IMKAN |  | Award | 2023 |  | Simple Building Works Incidental To Civil Engineering Works | Z900.12 | Reservoir, Pumping Station And Mcc Room;Vent Pipe;150Mm Dia. Aluminum Vent Pipe With Bired Mesh | 1 | Nr | AED | 1500
Alya | 2 | 2.0275 | United Arab Emirates | Abu Dhabi | Infrastructure | Al Jurf, SHA Wellness Island | Infrastructure | IMKAN |  | Award | 2023 |  | Simple Building Works Incidental To Civil Engineering Works | Z900.13 | Reservoir, Pumping Station And Mcc Room;Rain Water Drainage Network;82 Mm Dia. Rain Water Outlet (For Roof) With Cover Including Surroundings, And Connecting To Pipework; Ref. Rwp | 3 | Nr | AED | 250
Alya | 2 | 2.0275 | United Arab Emirates | Abu Dhabi | Infrastructure | Al Jurf, SHA Wellness Island | Infrastructure | IMKAN |  | Award | 2023 |  | Simple Building Works Incidental To Civil Engineering Works | Z900.14 | Reservoir, Pumping Station And Mcc Room;Rain Water Drainage Network;82 Mm Dia. Rain Water Pipes | 16 | m | AED | 60
Alya | 2 | 2.0276 | United Arab Emirates | Abu Dhabi | Infrastructure | Al Jurf, SHA Wellness Island | Infrastructure | IMKAN |  | Award | 2023 |  | Pipework - Pipes | I711.1 | Reservoir, Pumping Station And Mcc Room;Storm Drainage Network;Pipe Work - Pipes;Supply And Lay Of Hdpe Pipes Laid And Jointed In Trenches With Beds And Surrounds Including Excavation, Preparation Of The Surfaces, Disposal Of Excavated Material, Upholding Sides, Backfilling With Selected Material, Geotextile;Nominal Bore: 110Mm Dia. Hdpe Pipes;In Trenches, Depth: Not Exceeding 1.5 M | 71 | m | AED | 80
Alya | 2 | 2.0276 | United Arab Emirates | Abu Dhabi | Infrastructure | Al Jurf, SHA Wellness Island | Infrastructure | IMKAN |  | Award | 2023 |  | Pipework - Pipes | I711.2 | Reservoir, Pumping Station And Mcc Room;Storm Drainage Network;Pipe Work - Pipes;Supply And Lay Of Hdpe Pipes Laid And Jointed In Trenches With Beds And Surrounds Including Excavation, Preparation Of The Surfaces, Disposal Of Excavated Material, Upholding Sides, Backfilling With Selected Material, Geotextile;Nominal Bore: 90Mm Dia. Hdpe Pipes;In Trenches, Depth: Not Exceeding 1.5 M | 6 | m | AED | 75
Alya | 2 | 2.0276 | United Arab Emirates | Abu Dhabi | Infrastructure | Al Jurf, SHA Wellness Island | Infrastructure | IMKAN |  | Award | 2023 |  | Pipework - Manholes And Pipework Ancillaries | K151 | Reservoir, Pumping Station And Mcc Room;Manholes;Supply And Installation Of Pre-Cast Concrete Manholes, Suit To Location, Complete; Including Di (D400) Cover And Frame, Excavation In Any Type Of Soil, Rocks, Upholding Sides Of Excavation, Disposal Of Excess Excavated Materials Including Haulage, Backfilling With Suitable Approved Fill Material, Cover Slab, Waterproofing, Epoxy Coating, Tanking Membrane And Protection Board, Cement/Sand Screed, Blinding, Polyethylene Sheet, Pipe Connection, Grp Ladders, Deep Sump With Sand Trap, And All Related Accessories, Complete As Detailed In The Drawings, Specification And Local Authority Requirements.;Manholes On 110Mm Dia Pipes;For Depth Not Exceeding 1.5 M | 5 | Nr | AED | 10000
Alya | 2 | 2.0276 | United Arab Emirates | Abu Dhabi | Infrastructure | Al Jurf, SHA Wellness Island | Infrastructure | IMKAN |  | Award | 2023 |  | Pipework - Manholes And Pipework Ancillaries | K251 | Reservoir, Pumping Station And Mcc Room;Plumbing Works;Storm Drainage Network ;Inlet Chamber;Supply And Installation Of Pre-Cast Concrete Storm Water Inlet, Complete; Including, But Not Limited To Di (D400) Grated Cover And Frame, Excavation In Any Type Of Soil, Rocks, Upholding Sides Of Excavation, Disposal Of Excess Excavated Materials To An Approved Location Including Haulage, Backfilling With Suitable Approved Fill Material, Concreting, Waterproofing, Epoxy Coating, Tanking Membrane And Protection Board, Cement/Sand Screed, Blinding, Polyethylene Sheet, Pipe Connection, Step Irons, Deep Sump With Sand Trap, And All Related Accessories, Complete As Detailed In The Drawings, Specification And Local Authority Requirements For Side Entry, Top Entry Grated Covers And Solid Cover Inlet Types.;Inlet Chamber On 90Mm Dia Pipes;For Depth Not Exceeding 1.5 M | 1 | Nr | AED | 6400
Alya | 2 | 2.0276 | United Arab Emirates | Abu Dhabi | Infrastructure | Al Jurf, SHA Wellness Island | Infrastructure | IMKAN |  | Award | 2023 |  | Simple Building Works Incidental To Civil Engineering Works | Z781 | Reservoir, Pumping Station And Mcc Room;Plumbing Works;Storm Drainage Network ;Cctv System Installation ;Supply And Install Cctv System Complete With Conduit And Cables And Connection To Plc In Mcc, All In Accordance With The Specifications And As Directed By The Engineer. | 1 | Nr | AED | 30000
Alya | 2 | 2.0276 | United Arab Emirates | Abu Dhabi | Infrastructure | Al Jurf, SHA Wellness Island | Infrastructure | IMKAN |  | Award | 2023 |  | Earthworks | E900.1 | Cable Trenches;Excavate And Compact Trenches (Excluding Lenths Of Road/Plot Crossings) For Multiple Power Cables Including Excavation In Rocks Or Any Material, Dispose Of Surplus Material On Approved Location Within Site Including Haulage And Backfill With Approved Backfilling Material To The Normal Level And Compacted In Layers, After Cable Installation, Reinforcement Bar, Covering Tiles And Marker Tap;Depth Not Exceeding 1.5M;Lv Cable Trench;For 1 Way Lv Cable | 1139 | m | AED | 20
Alya | 2 | 2.0276 | United Arab Emirates | Abu Dhabi | Infrastructure | Al Jurf, SHA Wellness Island | Infrastructure | IMKAN |  | Award | 2023 |  | Earthworks | E900.2 | Cable Trenches;Excavate And Compact Trenches (Excluding Lenths Of Road/Plot Crossings) For Multiple Power Cables Including Excavation In Rocks Or Any Material, Dispose Of Surplus Material On Approved Location Within Site Including Haulage And Backfill With Approved Backfilling Material To The Normal Level And Compacted In Layers, After Cable Installation, Reinforcement Bar, Covering Tiles And Marker Tap;Depth Not Exceeding 1.5M;Lv Cable Trench;For 2 Way Lv Cable | 853 | m | AED | 40
Alya | 2 | 2.0276 | United Arab Emirates | Abu Dhabi | Infrastructure | Al Jurf, SHA Wellness Island | Infrastructure | IMKAN |  | Award | 2023 |  | Earthworks | E900.3 | Cable Trenches;Excavate And Compact Trenches (Excluding Lenths Of Road/Plot Crossings) For Multiple Power Cables Including Excavation In Rocks Or Any Material, Dispose Of Surplus Material On Approved Location Within Site Including Haulage And Backfill With Approved Backfilling Material To The Normal Level And Compacted In Layers, After Cable Installation, Reinforcement Bar, Covering Tiles And Marker Tap;Depth Not Exceeding 1.5M;Lv Cable Trench;For 3 Way Lv Cable | 811 | m | AED | 60
Alya | 2 | 2.0276 | United Arab Emirates | Abu Dhabi | Infrastructure | Al Jurf, SHA Wellness Island | Infrastructure | IMKAN |  | Award | 2023 |  | Earthworks | E900.4 | Cable Trenches;Excavate And Compact Trenches (Excluding Lenths Of Road/Plot Crossings) For Multiple Power Cables Including Excavation In Rocks Or Any Material, Dispose Of Surplus Material On Approved Location Within Site Including Haulage And Backfill With Approved Backfilling Material To The Normal Level And Compacted In Layers, After Cable Installation, Reinforcement Bar, Covering Tiles And Marker Tap;Depth Not Exceeding 1.5M;Lv Cable Trench;For 4 Way Lv Cable | 542 | m | AED | 80
Alya | 2 | 2.0276 | United Arab Emirates | Abu Dhabi | Infrastructure | Al Jurf, SHA Wellness Island | Infrastructure | IMKAN |  | Award | 2023 |  | Earthworks | E900.5 | Cable Trenches;Excavate And Compact Trenches (Excluding Lenths Of Road/Plot Crossings) For Multiple Power Cables Including Excavation In Rocks Or Any Material, Dispose Of Surplus Material On Approved Location Within Site Including Haulage And Backfill With Approved Backfilling Material To The Normal Level And Compacted In Layers, After Cable Installation, Reinforcement Bar, Covering Tiles And Marker Tap;Depth Not Exceeding 1.5M;Lv Cable Trench;For 5 Way Lv Cable | 301 | m | AED | 100
Alya | 2 | 2.0276 | United Arab Emirates | Abu Dhabi | Infrastructure | Al Jurf, SHA Wellness Island | Infrastructure | IMKAN |  | Award | 2023 |  | Earthworks | E900.6 | Cable Trenches;Excavate And Compact Trenches (Excluding Lenths Of Road/Plot Crossings) For Multiple Power Cables Including Excavation In Rocks Or Any Material, Dispose Of Surplus Material On Approved Location Within Site Including Haulage And Backfill With Approved Backfilling Material To The Normal Level And Compacted In Layers, After Cable Installation, Reinforcement Bar, Covering Tiles And Marker Tap;Depth Not Exceeding 1.5M;Lv Cable Trench;For 6 Way Lv Cable | 113 | m | AED | 120
Alya | 2 | 2.0277 | United Arab Emirates | Abu Dhabi | Infrastructure | Al Jurf, SHA Wellness Island | Infrastructure | IMKAN |  | Award | 2023 |  | Earthworks | E900.7 | Cable Trenches;Excavate And Compact Trenches (Excluding Lenths Of Road/Plot Crossings) For Multiple Power Cables Including Excavation In Rocks Or Any Material, Dispose Of Surplus Material On Approved Location Within Site Including Haulage And Backfill With Approved Backfilling Material To The Normal Level And Compacted In Layers, After Cable Installation, Reinforcement Bar, Covering Tiles And Marker Tap;Depth Not Exceeding 1.5M;Lv Cable Trench;For 7 Way Lv Cable | 31 | m | AED | 140
Alya | 2 | 2.0277 | United Arab Emirates | Abu Dhabi | Infrastructure | Al Jurf, SHA Wellness Island | Infrastructure | IMKAN |  | Award | 2023 |  | Earthworks | E900.8 | Cable Trenches;Excavate And Compact Trenches (Excluding Lenths Of Road/Plot Crossings) For Multiple Power Cables Including Excavation In Rocks Or Any Material, Dispose Of Surplus Material On Approved Location Within Site Including Haulage And Backfill With Approved Backfilling Material To The Normal Level And Compacted In Layers, After Cable Installation, Reinforcement Bar, Covering Tiles And Marker Tap;Depth Not Exceeding 1.5M;Lv Cable Trench;For 8 Way Lv Cable | 14 | m | AED | 160
Alya | 2 | 2.0277 | United Arab Emirates | Abu Dhabi | Infrastructure | Al Jurf, SHA Wellness Island | Infrastructure | IMKAN |  | Award | 2023 |  | Earthworks | E900.9 | Cable Trenches;Excavate And Compact Trenches (Excluding Lenths Of Road/Plot Crossings) For Multiple Power Cables Including Excavation In Rocks Or Any Material, Dispose Of Surplus Material On Approved Location Within Site Including Haulage And Backfill With Approved Backfilling Material To The Normal Level And Compacted In Layers, After Cable Installation, Reinforcement Bar, Covering Tiles And Marker Tap;Depth Not Exceeding 1.5M;Lv Cable Trench;For 9 Way Lv Cable | 12 | m | AED | 180
Alya | 2 | 2.0277 | United Arab Emirates | Abu Dhabi | Infrastructure | Al Jurf, SHA Wellness Island | Infrastructure | IMKAN |  | Award | 2023 |  | Earthworks | E900.10 | Cable Trenches;Excavate And Compact Trenches (Excluding Lenths Of Road/Plot Crossings) For Multiple Power Cables Including Excavation In Rocks Or Any Material, Dispose Of Surplus Material On Approved Location Within Site Including Haulage And Backfill With Approved Backfilling Material To The Normal Level And Compacted In Layers, After Cable Installation, Reinforcement Bar, Covering Tiles And Marker Tap;Depth Not Exceeding 1.5M;Lv Cable Trench;For 10 Way Lv Cable | 19 | m | AED | 200
Alya | 2 | 2.0277 | United Arab Emirates | Abu Dhabi | Infrastructure | Al Jurf, SHA Wellness Island | Infrastructure | IMKAN |  | Award | 2023 |  | Earthworks | E900.11 | Cable Trenches;Excavate And Compact Trenches (Excluding Lenths Of Road/Plot Crossings) For Multiple Power Cables Including Excavation In Rocks Or Any Material, Dispose Of Surplus Material On Approved Location Within Site Including Haulage And Backfill With Approved Backfilling Material To The Normal Level And Compacted In Layers, After Cable Installation, Reinforcement Bar, Covering Tiles And Marker Tap;Depth Not Exceeding 1.5M;Lv Cable Trench;For 11 Way Lv Cable | 14 | m | AED | 220
Alya | 2 | 2.0277 | United Arab Emirates | Abu Dhabi | Infrastructure | Al Jurf, SHA Wellness Island | Infrastructure | IMKAN |  | Award | 2023 |  | Earthworks | E900.12 | Cable Trenches;Excavate And Compact Trenches (Excluding Lenths Of Road/Plot Crossings) For Multiple Power Cables Including Excavation In Rocks Or Any Material, Dispose Of Surplus Material On Approved Location Within Site Including Haulage And Backfill With Approved Backfilling Material To The Normal Level And Compacted In Layers, After Cable Installation, Reinforcement Bar, Covering Tiles And Marker Tap;Depth Not Exceeding 1.5M;Lv Cable Trench;For 12 Way Lv Cable | 5 | m | AED | 240
Alya | 2 | 2.0277 | United Arab Emirates | Abu Dhabi | Infrastructure | Al Jurf, SHA Wellness Island | Infrastructure | IMKAN |  | Award | 2023 |  | Earthworks | E900.13 | Cable Trenches;Excavate And Compact Trenches (Excluding Lenths Of Road/Plot Crossings) For Multiple Power Cables Including Excavation In Rocks Or Any Material, Dispose Of Surplus Material On Approved Location Within Site Including Haulage And Backfill With Approved Backfilling Material To The Normal Level And Compacted In Layers, After Cable Installation, Reinforcement Bar, Covering Tiles And Marker Tap;For Mv/11Kv Cables Trench;For 1 Way Mv Cable | 3145 | m | AED | 45
Alya | 2 | 2.0277 | United Arab Emirates | Abu Dhabi | Infrastructure | Al Jurf, SHA Wellness Island | Infrastructure | IMKAN |  | Award | 2023 |  | Earthworks | E900.14 | Cable Trenches;Excavate And Compact Trenches (Excluding Lenths Of Road/Plot Crossings) For Multiple Power Cables Including Excavation In Rocks Or Any Material, Dispose Of Surplus Material On Approved Location Within Site Including Haulage And Backfill With Approved Backfilling Material To The Normal Level And Compacted In Layers, After Cable Installation, Reinforcement Bar, Covering Tiles And Marker Tap;For Mv/11Kv Cables Trench;For 2 Way Mv Cable | 274 | m | AED | 70
Alya | 2 | 2.0277 | United Arab Emirates | Abu Dhabi | Infrastructure | Al Jurf, SHA Wellness Island | Infrastructure | IMKAN |  | Award | 2023 |  | Earthworks | E900.15 | Ancillaries To Laying And Excavation;Bed And Surrounds;Imported Sand Bed And Surround For Cables Trench As Shown In The Drawings, Specifications And Addc/Adwea Requirements.;For Lv Cable Trench;For 1 Way Lv Cable | 1139 | m | AED | 11
Alya | 2 | 2.0278 | United Arab Emirates | Abu Dhabi | Infrastructure | Al Jurf, SHA Wellness Island | Infrastructure | IMKAN |  | Award | 2023 |  | Earthworks | E900.16 | Ancillaries To Laying And Excavation;Bed And Surrounds;Imported Sand Bed And Surround For Cables Trench As Shown In The Drawings, Specifications And Addc/Adwea Requirements.;For Lv Cable Trench;For 2 Way Lv Cable | 853 | m | AED | 18
Alya | 2 | 2.0278 | United Arab Emirates | Abu Dhabi | Infrastructure | Al Jurf, SHA Wellness Island | Infrastructure | IMKAN |  | Award | 2023 |  | Earthworks | E900.17 | Ancillaries To Laying And Excavation;Bed And Surrounds;Imported Sand Bed And Surround For Cables Trench As Shown In The Drawings, Specifications And Addc/Adwea Requirements.;For Lv Cable Trench;For 3 Way Lv Cable | 811 | m | AED | 26
Alya | 2 | 2.0278 | United Arab Emirates | Abu Dhabi | Infrastructure | Al Jurf, SHA Wellness Island | Infrastructure | IMKAN |  | Award | 2023 |  | Earthworks | E900.18 | Ancillaries To Laying And Excavation;Bed And Surrounds;Imported Sand Bed And Surround For Cables Trench As Shown In The Drawings, Specifications And Addc/Adwea Requirements.;For Lv Cable Trench;For 4 Way Lv Cable | 542 | m | AED | 33
Alya | 2 | 2.0278 | United Arab Emirates | Abu Dhabi | Infrastructure | Al Jurf, SHA Wellness Island | Infrastructure | IMKAN |  | Award | 2023 |  | Earthworks | E900.19 | Bed And Surrounds ;For Lv Cable Trench;For 5 Way Lv Cable | 301 | m | AED | 40
Alya | 2 | 2.0278 | United Arab Emirates | Abu Dhabi | Infrastructure | Al Jurf, SHA Wellness Island | Infrastructure | IMKAN |  | Award | 2023 |  | Earthworks | E900.20 | Bed And Surrounds ;For Lv Cable Trench;For 6 Way Lv Cable | 113 | m | AED | 48
Alya | 2 | 2.0278 | United Arab Emirates | Abu Dhabi | Infrastructure | Al Jurf, SHA Wellness Island | Infrastructure | IMKAN |  | Award | 2023 |  | Earthworks | E900.21 | Bed And Surrounds ;For Lv Cable Trench;For 7 Way Lv Cable | 31 | m | AED | 55
Alya | 2 | 2.0278 | United Arab Emirates | Abu Dhabi | Infrastructure | Al Jurf, SHA Wellness Island | Infrastructure | IMKAN |  | Award | 2023 |  | Earthworks | E900.22 | Bed And Surrounds ;For Lv Cable Trench;For 8 Way Lv Cable | 14 | m | AED | 62
Alya | 2 | 2.0278 | United Arab Emirates | Abu Dhabi | Infrastructure | Al Jurf, SHA Wellness Island | Infrastructure | IMKAN |  | Award | 2023 |  | Earthworks | E900.23 | Bed And Surrounds ;For Lv Cable Trench;For 9 Way Lv Cable | 12 | m | AED | 70
Alya | 2 | 2.0278 | United Arab Emirates | Abu Dhabi | Infrastructure | Al Jurf, SHA Wellness Island | Infrastructure | IMKAN |  | Award | 2023 |  | Earthworks | E900.24 | Bed And Surrounds ;For Lv Cable Trench;For 10 Way Lv Cable | 19 | m | AED | 77
Alya | 2 | 2.0278 | United Arab Emirates | Abu Dhabi | Infrastructure | Al Jurf, SHA Wellness Island | Infrastructure | IMKAN |  | Award | 2023 |  | Earthworks | E900.25 | Bed And Surrounds ;For Lv Cable Trench;For 11 Way Lv Cable | 14 | m | AED | 84
Alya | 2 | 2.0278 | United Arab Emirates | Abu Dhabi | Infrastructure | Al Jurf, SHA Wellness Island | Infrastructure | IMKAN |  | Award | 2023 |  | Earthworks | E900.26 | Bed And Surrounds ;For Lv Cable Trench;For 12 Way Lv Cable | 5 | m | AED | 92
Alya | 2 | 2.0279 | United Arab Emirates | Abu Dhabi | Infrastructure | Al Jurf, SHA Wellness Island | Infrastructure | IMKAN |  | Award | 2023 |  | Earthworks | E900.27 | Bed And Surrounds ;For Mv/11Kv Cables Trench;For 1 Way Mv Cable | 3145 | m | AED | 13
Alya | 2 | 2.0279 | United Arab Emirates | Abu Dhabi | Infrastructure | Al Jurf, SHA Wellness Island | Infrastructure | IMKAN |  | Award | 2023 |  | Earthworks | E900.28 | Bed And Surrounds ;For Mv/11Kv Cables Trench;For 2 Way Mv Cable | 274 | m | AED | 19
Alya | 2 | 2.0279 | United Arab Emirates | Abu Dhabi | Infrastructure | Al Jurf, SHA Wellness Island | Infrastructure | IMKAN |  | Award | 2023 |  | Miscellaneous Work | X900.1 | Cable Protection / Duct Crossing;Construction Of Road Crossing 200Mm Dia. Upvc Ducts With Concrete Encasement Including Supply And Installation Of Pipe, Excavation In Any Type Of Soil (Except Rocks), Dispose Of Surplus Material To An Approved Location Including Haulage And Backfill With Natural Soil Filling To The Normal Level And Compacted In Layers, Including Reinstatement To Complete As Per Drawings, Specification And Addc/Adwea Requirements.;For Lv/Mv/11Kv/Fo Cables;2 Way Duct Crossing | 200 | m | AED | 335
Alya | 2 | 2.0279 | United Arab Emirates | Abu Dhabi | Infrastructure | Al Jurf, SHA Wellness Island | Infrastructure | IMKAN |  | Award | 2023 |  | Miscellaneous Work | X900.2 | Cable Protection / Duct Crossing;Construction Of Road Crossing 200Mm Dia. Upvc Ducts With Concrete Encasement Including Supply And Installation Of Pipe, Excavation In Any Type Of Soil (Except Rocks), Dispose Of Surplus Material To An Approved Location Including Haulage And Backfill With Natural Soil Filling To The Normal Level And Compacted In Layers, Including Reinstatement To Complete As Per Drawings, Specification And Addc/Adwea Requirements.;For Lv/Mv/11Kv/Fo Cables;4 Way Duct Crossing | 472 | m | AED | 612
Alya | 2 | 2.0279 | United Arab Emirates | Abu Dhabi | Infrastructure | Al Jurf, SHA Wellness Island | Infrastructure | IMKAN |  | Award | 2023 |  | Miscellaneous Work | X900.3 | Cable Protection / Duct Crossing;Construction Of Road Crossing 200Mm Dia. Upvc Ducts With Concrete Encasement Including Supply And Installation Of Pipe, Excavation In Any Type Of Soil (Except Rocks), Dispose Of Surplus Material To An Approved Location Including Haulage And Backfill With Natural Soil Filling To The Normal Level And Compacted In Layers, Including Reinstatement To Complete As Per Drawings, Specification And Addc/Adwea Requirements.;For Lv/Mv/11Kv/Fo Cables;6 Way Duct Crossing | 102 | m | AED | 890
Alya | 2 | 2.0279 | United Arab Emirates | Abu Dhabi | Infrastructure | Al Jurf, SHA Wellness Island | Infrastructure | IMKAN |  | Award | 2023 |  | Miscellaneous Work | X900.4 | Cable Protection / Duct Crossing;Construction Of Road Crossing 200Mm Dia. Upvc Ducts With Concrete Encasement Including Supply And Installation Of Pipe, Excavation In Any Type Of Soil (Except Rocks), Dispose Of Surplus Material To An Approved Location Including Haulage And Backfill With Natural Soil Filling To The Normal Level And Compacted In Layers, Including Reinstatement To Complete As Per Drawings, Specification And Addc/Adwea Requirements.;For Lv/Mv/11Kv/Fo Cables;8 Way Duct Crossing | 154 | m | AED | 1170
Alya | 2 | 2.0279 | United Arab Emirates | Abu Dhabi | Infrastructure | Al Jurf, SHA Wellness Island | Infrastructure | IMKAN |  | Award | 2023 |  | Miscellaneous Work | X900.5 | Cable Protection / Duct Crossing;Construction Of Road Crossing 200Mm Dia. Upvc Ducts With Concrete Encasement Including Supply And Installation Of Pipe, Excavation In Any Type Of Soil (Except Rocks), Dispose Of Surplus Material To An Approved Location Including Haulage And Backfill With Natural Soil Filling To The Normal Level And Compacted In Layers, Including Reinstatement To Complete As Per Drawings, Specification And Addc/Adwea Requirements.;For Lv/Mv/11Kv/Fo Cables;10 Way Duct Crossing | 23 | m | AED | 1450
Alya | 2 | 2.0279 | United Arab Emirates | Abu Dhabi | Infrastructure | Al Jurf, SHA Wellness Island | Infrastructure | IMKAN |  | Award | 2023 |  | Miscellaneous Work | X900.6 | Cable Protection / Duct Crossing;Construction Of Road Crossing 200Mm Dia. Upvc Ducts With Concrete Encasement Including Supply And Installation Of Pipe, Excavation In Any Type Of Soil (Except Rocks), Dispose Of Surplus Material To An Approved Location Including Haulage And Backfill With Natural Soil Filling To The Normal Level And Compacted In Layers, Including Reinstatement To Complete As Per Drawings, Specification And Addc/Adwea Requirements.;For Lv/Mv/11Kv/Fo Cables;12 Way Duct Crossing | 14 | m | AED | 1730
Alya | 2 | 2.0279 | United Arab Emirates | Abu Dhabi | Infrastructure | Al Jurf, SHA Wellness Island | Infrastructure | IMKAN |  | Award | 2023 |  | Miscellaneous Work | X900.7 | Cable Protection / Duct Crossing;Construction Of Road Crossing 200Mm Dia. Upvc Ducts With Concrete Encasement Including Supply And Installation Of Pipe, Excavation In Any Type Of Soil (Except Rocks), Dispose Of Surplus Material To An Approved Location Including Haulage And Backfill With Natural Soil Filling To The Normal Level And Compacted In Layers, Including Reinstatement To Complete As Per Drawings, Specification And Addc/Adwea Requirements.;For Lv/Mv/11Kv/Fo Cables;14 Way Duct Crossing | 10 | m | AED | 2000
Alya | 2 | 2.028 | United Arab Emirates | Abu Dhabi | Infrastructure | Al Jurf, SHA Wellness Island | Infrastructure | IMKAN |  | Award | 2023 |  | Miscellaneous Work | X900.8 | Cable Protection / Duct Crossing;Construction Of Slab Protection For Cables Crossing The Plot Access With Upvc Ducts Including Supply And Installation Of Pipe, Excavation In Any Type Of Soil (Except Rocks), Dispose Of Surplus Material To An Approved Location Including Haulage And Backfill With Natural Soil Filling To The Normal Level And Compacted In Layers, Including Reinstatement To Complete As Per Drawings, Specification And Addc/Adwea Requirements.;For Lv/Mv/11Kv/Fo Cables;2 Way Slab Protection | 15 | m | AED | 130
Alya | 2 | 2.028 | United Arab Emirates | Abu Dhabi | Infrastructure | Al Jurf, SHA Wellness Island | Infrastructure | IMKAN |  | Award | 2023 |  | Miscellaneous Work | X900.9 | Cable Protection / Duct Crossing;Construction Of Slab Protection For Cables Crossing The Plot Access With Upvc Ducts Including Supply And Installation Of Pipe, Excavation In Any Type Of Soil (Except Rocks), Dispose Of Surplus Material To An Approved Location Including Haulage And Backfill With Natural Soil Filling To The Normal Level And Compacted In Layers, Including Reinstatement To Complete As Per Drawings, Specification And Addc/Adwea Requirements.;For Lv/Mv/11Kv/Fo Cables;4 Way Slab Protection | 307 | m | AED | 245
Alya | 2 | 2.028 | United Arab Emirates | Abu Dhabi | Infrastructure | Al Jurf, SHA Wellness Island | Infrastructure | IMKAN |  | Award | 2023 |  | Miscellaneous Work | X900.10 | Cable Protection / Duct Crossing;Construction Of Slab Protection For Cables Crossing The Plot Access With Upvc Ducts Including Supply And Installation Of Pipe, Excavation In Any Type Of Soil (Except Rocks), Dispose Of Surplus Material To An Approved Location Including Haulage And Backfill With Natural Soil Filling To The Normal Level And Compacted In Layers, Including Reinstatement To Complete As Per Drawings, Specification And Addc/Adwea Requirements.;For Lv/Mv/11Kv/Fo Cables;6 Way Slab Protection | 193 | m | AED | 375
Alya | 2 | 2.028 | United Arab Emirates | Abu Dhabi | Infrastructure | Al Jurf, SHA Wellness Island | Infrastructure | IMKAN |  | Award | 2023 |  | Miscellaneous Work | X900.11 | Cable Protection / Duct Crossing;Construction Of Slab Protection For Cables Crossing The Plot Access With Upvc Ducts Including Supply And Installation Of Pipe, Excavation In Any Type Of Soil (Except Rocks), Dispose Of Surplus Material To An Approved Location Including Haulage And Backfill With Natural Soil Filling To The Normal Level And Compacted In Layers, Including Reinstatement To Complete As Per Drawings, Specification And Addc/Adwea Requirements.;For Lv/Mv/11Kv/Fo Cables;8 Way Slab Protection | 82 | m | AED | 500
Alya | 2 | 2.028 | United Arab Emirates | Abu Dhabi | Infrastructure | Al Jurf, SHA Wellness Island | Infrastructure | IMKAN |  | Award | 2023 |  | Miscellaneous Work | X900.12 | Cable Protection / Duct Crossing;Construction Of Slab Protection For Cables Crossing The Plot Access With Upvc Ducts Including Supply And Installation Of Pipe, Excavation In Any Type Of Soil (Except Rocks), Dispose Of Surplus Material To An Approved Location Including Haulage And Backfill With Natural Soil Filling To The Normal Level And Compacted In Layers, Including Reinstatement To Complete As Per Drawings, Specification And Addc/Adwea Requirements.;For Lv/Mv/11Kv/Fo Cables;10 Way Slab Protection | 22 | m | AED | 625
Alya | 2 | 2.028 | United Arab Emirates | Abu Dhabi | Infrastructure | Al Jurf, SHA Wellness Island | Infrastructure | IMKAN |  | Award | 2023 |  | Miscellaneous Work | X900.13 | Manholes;Foc Manholes;Construction Of Foc Manholes Including Necessary Earthwork, Concrete Work, Waterproofing, Cover & Frame Etc. All In Accordance With The Drawings, Specification And Addc-Dms/Adwea Requirements.;Manholes With Extra 30M Foc | 5 | Nr | AED | 3200
Alya | 2 | 2.028 | United Arab Emirates | Abu Dhabi | Infrastructure | Al Jurf, SHA Wellness Island | Infrastructure | IMKAN |  | Award | 2023 |  | Miscellaneous Work | X900.14 | Manholes;Foc Manholes;Construction Of Foc Manholes Including Necessary Earthwork, Concrete Work, Waterproofing, Cover & Frame Etc. All In Accordance With The Drawings, Specification And Addc-Dms/Adwea Requirements.;Manholes With Extra 15M Foc | 7 | Nr | AED | 3100
Alya | 2 | 2.028 | United Arab Emirates | Abu Dhabi | Infrastructure | Al Jurf, SHA Wellness Island | Infrastructure | IMKAN |  | Award | 2023 |  | Miscellaneous Work | X900.15 | Manholes;Foc Manholes;Construction Of Foc Manholes Including Necessary Earthwork, Concrete Work, Waterproofing, Cover & Frame Etc. All In Accordance With The Drawings, Specification And Addc-Dms/Adwea Requirements.;Manholes Without Extra Foc | 19 | Nr | AED | 3000
Alya | 2 | 2.028 | United Arab Emirates | Abu Dhabi | Infrastructure | Al Jurf, SHA Wellness Island | Infrastructure | IMKAN |  | Award | 2023 |  | Miscellaneous Work | X900.16 | Miscellaneous Work;Cables;Power Cables Including Earthing Cables (Laying In Trenches/ Cable Ducts/ Cable Trays/ Clamps/ Fastened To Wall/ Floors/ Ceiling Etc.), Cable Termination And Jointing, Installation Loops And Cable Threading, Wire, Cable Route Markers And Cable Laying Accessories, Testing, Commissioning, And All Other Related Work And Accessories As Per Drawings, Specifications And Addc/Adwea Requirements.;Low Voltage Cables; | 9887 | m | AED | 172
Alya | 2 | 2.028 | United Arab Emirates | Abu Dhabi | Infrastructure | Al Jurf, SHA Wellness Island | Infrastructure | IMKAN |  | Award | 2023 |  | Miscellaneous Work | X900.17 | Miscellaneous Work;Cables;Power Cables Including Earthing Cables (Laying In Trenches/ Cable Ducts/ Cable Trays/ Clamps/ Fastened To Wall/ Floors/ Ceiling Etc.), Cable Termination And Jointing, Installation Loops And Cable Threading, Wire, Cable Route Markers And Cable Laying Accessories, Testing, Commissioning, And All Other Related Work And Accessories As Per Drawings, Specifications And Addc/Adwea Requirements.;Low Voltage Cables;4C X 240Mm2 Xlpe/Pvc Aluminum Cables | 1109 | m | AED | 120
Alya | 2 | 2.028 | United Arab Emirates | Abu Dhabi | Infrastructure | Al Jurf, SHA Wellness Island | Infrastructure | IMKAN |  | Award | 2023 |  | Miscellaneous Work | X900.18 | Miscellaneous Work;Cables;Power Cables Including Earthing Cables (Laying In Trenches/ Cable Ducts/ Cable Trays/ Clamps/ Fastened To Wall/ Floors/ Ceiling Etc.), Cable Termination And Jointing, Installation Loops And Cable Threading, Wire, Cable Route Markers And Cable Laying Accessories, Testing, Commissioning, And All Other Related Work And Accessories As Per Drawings, Specifications And Addc/Adwea Requirements.;Low Voltage Cables;4C X 185Mm2 Xlpe/Pvc Aluminum Cables | 1304 | m | AED | 103
Alya | 2 | 2.0281 | United Arab Emirates | Abu Dhabi | Infrastructure | Al Jurf, SHA Wellness Island | Infrastructure | IMKAN |  | Award | 2023 |  | Miscellaneous Work | X900.19 | Miscellaneous Work;Cables;Power Cables Including Earthing Cables (Laying In Trenches/ Cable Ducts/ Cable Trays/ Clamps/ Fastened To Wall/ Floors/ Ceiling Etc.), Cable Termination And Jointing, Installation Loops And Cable Threading, Wire, Cable Route Markers And Cable Laying Accessories, Testing, Commissioning, And All Other Related Work And Accessories As Per Drawings, Specifications And Addc/Adwea Requirements.;Low Voltage Cables;4C X 150Mm2 Xlpe/Pvc Aluminum Cables | 1535 | m | AED | 95
Alya | 2 | 2.0281 | United Arab Emirates | Abu Dhabi | Infrastructure | Al Jurf, SHA Wellness Island | Infrastructure | IMKAN |  | Award | 2023 |  | Miscellaneous Work | X900.20 | Miscellaneous Work;Cables;Power Cables Including Earthing Cables (Laying In Trenches/ Cable Ducts/ Cable Trays/ Clamps/ Fastened To Wall/ Floors/ Ceiling Etc.), Cable Termination And Jointing, Installation Loops And Cable Threading, Wire, Cable Route Markers And Cable Laying Accessories, Testing, Commissioning, And All Other Related Work And Accessories As Per Drawings, Specifications And Addc/Adwea Requirements.;Low Voltage Cables;4C X 120Mm2 Xlpe/Pvc Aluminum Cables | 2879 | m | AED | 83
Alya | 2 | 2.0281 | United Arab Emirates | Abu Dhabi | Infrastructure | Al Jurf, SHA Wellness Island | Infrastructure | IMKAN |  | Award | 2023 |  | Miscellaneous Work | X900.21 | Miscellaneous Work;Cables;Power Cables Including Earthing Cables (Laying In Trenches/ Cable Ducts/ Cable Trays/ Clamps/ Fastened To Wall/ Floors/ Ceiling Etc.), Cable Termination And Jointing, Installation Loops And Cable Threading, Wire, Cable Route Markers And Cable Laying Accessories, Testing, Commissioning, And All Other Related Work And Accessories As Per Drawings, Specifications And Addc/Adwea Requirements.;Low Voltage Cables;4C X 95Mm2 Xlpe/Pvc Aluminum Cables | 336 | m | AED | 70
Alya | 2 | 2.0281 | United Arab Emirates | Abu Dhabi | Infrastructure | Al Jurf, SHA Wellness Island | Infrastructure | IMKAN |  | Award | 2023 |  | Miscellaneous Work | X900.22 | Miscellaneous Work;Cables;Power Cables Including Earthing Cables (Laying In Trenches/ Cable Ducts/ Cable Trays/ Clamps/ Fastened To Wall/ Floors/ Ceiling Etc.), Cable Termination And Jointing, Installation Loops And Cable Threading, Wire, Cable Route Markers And Cable Laying Accessories, Testing, Commissioning, And All Other Related Work And Accessories As Per Drawings, Specifications And Addc/Adwea Requirements.;Low Voltage Cables;4C X 50Mm2 Xlpe/Pvc Aluminum Cables | 398 | m | AED | 56
Alya | 2 | 2.0281 | United Arab Emirates | Abu Dhabi | Infrastructure | Al Jurf, SHA Wellness Island | Infrastructure | IMKAN |  | Award | 2023 |  | Miscellaneous Work | X900.23 | Miscellaneous Work;Cables;Power Cables Including Earthing Cables (Laying In Trenches/ Cable Ducts/ Cable Trays/ Clamps/ Fastened To Wall/ Floors/ Ceiling Etc.), Cable Termination And Jointing, Installation Loops And Cable Threading, Wire, Cable Route Markers And Cable Laying Accessories, Testing, Commissioning, And All Other Related Work And Accessories As Per Drawings, Specifications And Addc/Adwea Requirements.;Low Voltage Cables;4C X 25Mm2 Xlpe/Pvc Copper Cables | 524 | m | AED | 100
Alya | 2 | 2.0281 | United Arab Emirates | Abu Dhabi | Infrastructure | Al Jurf, SHA Wellness Island | Infrastructure | IMKAN |  | Award | 2023 |  | Miscellaneous Work | X900.24 | Miscellaneous Work;Cables;Power Cables Including Earthing Cables (Laying In Trenches/ Cable Ducts/ Cable Trays/ Clamps/ Fastened To Wall/ Floors/ Ceiling Etc.), Cable Termination And Jointing, Installation Loops And Cable Threading, Wire, Cable Route Markers And Cable Laying Accessories, Testing, Commissioning, And All Other Related Work And Accessories As Per Drawings, Specifications And Addc/Adwea Requirements.;Low Voltage Cables;4C X 16Mm2 Xlpe/Pvc Copper Cables | 472 | m | AED | 70
Alya | 2 | 2.0281 | United Arab Emirates | Abu Dhabi | Infrastructure | Al Jurf, SHA Wellness Island | Infrastructure | IMKAN |  | Award | 2023 |  | Miscellaneous Work | X900.25 | Miscellaneous Work;Cables;Power Cables Including Earthing Cables (Laying In Trenches/ Cable Ducts/ Cable Trays/ Clamps/ Fastened To Wall/ Floors/ Ceiling Etc.), Cable Termination And Jointing, Installation Loops And Cable Threading, Wire, Cable Route Markers And Cable Laying Accessories, Testing, Commissioning, And All Other Related Work And Accessories As Per Drawings, Specifications And Addc/Adwea Requirements.;Low Voltage Cables;2C X 10Mm2 Xlpe/Pvc Copper Cables | 94 | m | AED | 25
Alya | 2 | 2.0281 | United Arab Emirates | Abu Dhabi | Infrastructure | Al Jurf, SHA Wellness Island | Infrastructure | IMKAN |  | Award | 2023 |  | Miscellaneous Work | X900.26 | Miscellaneous Work;Cables;11 Kv Network Cables;3C X 400 Mm2 Al/Xlpe Cables | 7299 | m | AED | 345
Alya | 2 | 2.0281 | United Arab Emirates | Abu Dhabi | Infrastructure | Al Jurf, SHA Wellness Island | Infrastructure | IMKAN |  | Award | 2023 |  | Miscellaneous Work | X900.27 | Miscellaneous Work;Cables;Fibre Optic Cable Network - Foc;32 Cores Fibre Optic Cable With 110Mm Dia. Upvc Ducts | 4505 | m | AED | 25
Alya | 2 | 2.0282 | United Arab Emirates | Abu Dhabi | Infrastructure | Al Jurf, SHA Wellness Island | Infrastructure | IMKAN |  | Award | 2023 |  | Miscellaneous Work | X900.28 | Feeder Pillar;Supply, Installation, Testing, Commissioning And Energisation Of Sub-Distribution Feeder Pillar With Complete Earthing System, Cable Termination, Cable Glands, Lugs, Ferrules, Anchor Bolts, Nuts, Washers And Weather Proof Cabinet All As Per Drawings, Specification And Addc Requirements.;Sub-Distribution Feeder Pillar (Type “B”) Suitable For Aluminium Cables As Per Latest Addc Specifications | 23 | Nr | AED | 14500
Alya | 2 | 2.0282 | United Arab Emirates | Abu Dhabi | Infrastructure | Al Jurf, SHA Wellness Island | Infrastructure | IMKAN |  | Award | 2023 |  | Miscellaneous Work | X900.29 | Feeder Pillar;Supply, Installation, Testing, Commissioning And Energisation Of Sub-Distribution Feeder Pillar With Complete Earthing System, Cable Termination, Cable Glands, Lugs, Ferrules, Anchor Bolts, Nuts, Washers And Weather Proof Cabinet All As Per Drawings, Specification And Addc Requirements.;Supply & Installation Of Rcc Precast Foundation For Above Feeder Pillar, Complete With Excavation, Backfilling, Disposal Of Surplus Material Etc | 23 | Nr | AED | 1850
Alya | 2 | 2.0282 | United Arab Emirates | Abu Dhabi | Infrastructure | Al Jurf, SHA Wellness Island | Infrastructure | IMKAN |  | Award | 2023 |  | Miscellaneous Work | X900.30 | Service Turrets;Supply, Installation, Testing, Commissioning And Energisation Of Lv Sub Distribution Service Turret Complete With Excavation In Any Type Of Soil (Except Rocks), Backfilling, Disposal Of Surplus Material, Cable Termination, Glands, Lugs, Ferrules, Anchor Bolts, Nuts, Washers And Weather Proof Cabinet, Etc. As Per Drawings, Specifications And Addc/Adwea Requirements.;Lv Sub Distribution Service Turret As Per Latest Addc/Adwea Specification Suitable For Aluminium Cables | 10 | Nr | AED | 11000
Alya | 2 | 2.0282 | United Arab Emirates | Abu Dhabi | Infrastructure | Al Jurf, SHA Wellness Island | Infrastructure | IMKAN |  | Award | 2023 |  | Miscellaneous Work | X900.31 | Service Turrets;Supply, Installation, Testing, Commissioning And Energisation Of Lv Sub Distribution Service Turret Complete With Excavation In Any Type Of Soil (Except Rocks), Backfilling, Disposal Of Surplus Material, Cable Termination, Glands, Lugs, Ferrules, Anchor Bolts, Nuts, Washers And Weather Proof Cabinet, Etc. As Per Drawings, Specifications And Addc/Adwea Requirements.;Supply & Installation Of Rcc Precast Foundation For Service Cabinetcomplete As Per Drawings, Specifications And Addc/Adwea Requirements. | 10 | Nr | AED | 1500
Alya | 2 | 2.0282 | United Arab Emirates | Abu Dhabi | Infrastructure | Al Jurf, SHA Wellness Island | Infrastructure | IMKAN |  | Award | 2023 |  | Miscellaneous Work | X900.32 | Tie-In Connections To The Existing Dedicated Mv Loop For Sha Island From The Primary Substation, Including But Not Limited To Excavation In Any Type Of Soil, Rocks, Upholding Sides, Disposal Of Excess Excavated Materials To An Approved Location Including Haulage, Backfilling With Selected Excavated Material, Cable Termination, Cable Glands, Lugs, Ferrules, Anchor Bolts, Nuts, Washers And Weather Proof Cabinet All Complete As Per Drawings, Specifications And Addc/Adwea Requirements.;11Kv Network - Tie In Point; | 2 | Nr | AED | 5000
Alya | 2 | 2.0282 | United Arab Emirates | Abu Dhabi | Infrastructure | Al Jurf, SHA Wellness Island | Infrastructure | IMKAN |  | Award | 2023 |  | Miscellaneous Work | X900.33 | Miscellaneous Work;Fibre Optic Network - Tie In Point;Tie-In Connections To The Nearest Existing Foc Manhole Of Phase 1, Including But Not Limited To Excavation In Any Type Of Soil, Rocks, Upholding Sides, Disposal Of Excess Excavated Materials To An Approved Location Including Haulage, Backfilling With Selected Excavated Material, Cable Glands, Cable Termination, Lugs, Ferrules, Anchor Bolts, Nuts, Washers And Weather Proof Cabinet All Complete As Per Drawings, Specificafibre Optic Network - Tie In Pointtions And Addc/Adwea Requirements.; | 2 | Nr | AED | 2500
Alya | 2 | 2.0282 | United Arab Emirates | Abu Dhabi | Infrastructure | Al Jurf, SHA Wellness Island | Infrastructure | IMKAN |  | Award | 2023 |  | Miscellaneous Work | X900.34 | Power Meter With Monitering Screen;Supply, Install, Connect, Test And Commission The Fully Assembled Power Meter With Monitering Screen, 3P+ N Power Supply , Digital Pressure Indicator, Signal Splitter, 24V Dc Ups, Battery Banks, Distribution Section With Terminal Block & Mcbs Racks, Sampling Section, Concrete Foundation All Rated Up To 60 °C And All Associated Civil Works As Per Drawings And Specifications (Contractor To Coordinate With Addc For The Popper Location Of The Power Meter). | 1 | Nr | AED | 20000
Alya | 2 | 2.0282 | United Arab Emirates | Abu Dhabi | Infrastructure | Al Jurf, SHA Wellness Island | Infrastructure | IMKAN |  | Award | 2023 |  | Miscellaneous Work | X900.35 | Power Meter With Monitering Screen;Supply Lv Copper Conductor Xlpe/Swa/Pvc Armored 4C 25Mm2 (Min.) Cable Including Warning Tape, Concrete Covering Tiles (Or Suitable Upvc Ducts), Marker Post, Joints, All Termination Kits, Earthing Requirements And Turret Required To Execute The Electrical Connection (3P+N) From The Nearest Feeder Pillar To The Proposed Power Meter At The Bcp All As Per Addc Requirements. | 150 | m | AED | 100
Alya | 2 | 2.0282 | United Arab Emirates | Abu Dhabi | Infrastructure | Al Jurf, SHA Wellness Island | Infrastructure | IMKAN |  | Award | 2023 |  | Miscellaneous Work | X900.36 | Power Meter With Monitering Screen;Supply And Installation Of 110Mm Dia. Ducts With Data Cables From All The Sub Distribution Substations To The Proposed Power Meter At The Bcp All As Per Addc Requirements. | 2128 | m | AED | 25
Alya | 2 | 2.0282 | United Arab Emirates | Abu Dhabi | Infrastructure | Al Jurf, SHA Wellness Island | Infrastructure | IMKAN |  | Award | 2023 |  | Miscellaneous Work | X900.37 | Future Mcc Ducts;Supply And Install Concrete Encased, 8 Way 75Mm Dia. Upvc Duct Crossing Including Excavation, Disposal, Filling, Warning Tapes, Etc. Complete As Per Mcc Standard Drawing And Specification. | 200 | m | AED | 400
Alya | 2 | 2.0282 | United Arab Emirates | Abu Dhabi | Infrastructure | Al Jurf, SHA Wellness Island | Infrastructure | IMKAN |  | Award | 2023 |  | Miscellaneous Work | X900.38 | Lighting Control Cabinet;Supply And Install Lighting Control Cabinet Panel With Decorative Enclosure, Accessories Including Concrete Foundations Excavation, Backfilling, Concrete Formwork, Anchor Bolts, Complete As Shown On Drawings And As Per Specifications. | 5 | Nr | AED | 40000
Alya | 2 | 2.0283 | United Arab Emirates | Abu Dhabi | Infrastructure | Al Jurf, SHA Wellness Island | Infrastructure | IMKAN |  | Award | 2023 |  | Earthworks | E900.1 | Cable Trenches;Depth Not Exceeding 1.5M;For 1-Way Cable | 2734 | m | AED | 20
Alya | 2 | 2.0283 | United Arab Emirates | Abu Dhabi | Infrastructure | Al Jurf, SHA Wellness Island | Infrastructure | IMKAN |  | Award | 2023 |  | Earthworks | E900.2 | Cable Trenches;Depth Not Exceeding 1.5M;For 2-Way Cable | 789 | m | AED | 40
Alya | 2 | 2.0283 | United Arab Emirates | Abu Dhabi | Infrastructure | Al Jurf, SHA Wellness Island | Infrastructure | IMKAN |  | Award | 2023 |  | Earthworks | E900.3 | Cable Trenches;Depth Not Exceeding 1.5M;For 3-Way Cable | 5 | m | AED | 60
Alya | 2 | 2.0283 | United Arab Emirates | Abu Dhabi | Infrastructure | Al Jurf, SHA Wellness Island | Infrastructure | IMKAN |  | Award | 2023 |  | Miscellaneous Work | X900.1 | Cable Trenches;Supply And Lay Sand Bed And Surround For Cables As Shown In The Drawings, Specifications, Adqcc And Addc/Adwea'S Requirements.;For 1-Way Cable | 2734 | m | AED | 11
Alya | 2 | 2.0283 | United Arab Emirates | Abu Dhabi | Infrastructure | Al Jurf, SHA Wellness Island | Infrastructure | IMKAN |  | Award | 2023 |  | Miscellaneous Work | X900.2 | Cable Trenches;Supply And Lay Sand Bed And Surround For Cables As Shown In The Drawings, Specifications, Adqcc And Addc/Adwea'S Requirements.;For 2-Way Cable | 789 | m | AED | 18
Alya | 2 | 2.0283 | United Arab Emirates | Abu Dhabi | Infrastructure | Al Jurf, SHA Wellness Island | Infrastructure | IMKAN |  | Award | 2023 |  | Miscellaneous Work | X900.3 | Cable Trenches;Supply And Lay Sand Bed And Surround For Cables As Shown In The Drawings, Specifications, Adqcc And Addc/Adwea'S Requirements.;For 3-Way Cable | 5 | m | AED | 26
Alya | 2 | 2.0283 | United Arab Emirates | Abu Dhabi | Infrastructure | Al Jurf, SHA Wellness Island | Infrastructure | IMKAN |  | Award | 2023 |  | Pipework - Manholes And Pipework Ancillaries | K691.1 | Cable Protection / Duct Crossing;2 Way Upvc Duct, 100Mm Dia. | 286 | m | AED | 250
Alya | 2 | 2.0283 | United Arab Emirates | Abu Dhabi | Infrastructure | Al Jurf, SHA Wellness Island | Infrastructure | IMKAN |  | Award | 2023 |  | Pipework - Manholes And Pipework Ancillaries | K691.2 | Cable Protection / Duct Crossing;4 Way Upvc Duct, 100Mm Dia. | 130 | m | AED | 380
Alya | 2 | 2.0283 | United Arab Emirates | Abu Dhabi | Infrastructure | Al Jurf, SHA Wellness Island | Infrastructure | IMKAN |  | Award | 2023 |  | Miscellaneous Work | X900.4 | Cables;4C X 10Mm2 Cu Xlpe/Swa/Pvc Cable | 3788 | m | AED | 60
Alya | 2 | 2.0284 | United Arab Emirates | Abu Dhabi | Infrastructure | Al Jurf, SHA Wellness Island | Infrastructure | IMKAN |  | Award | 2023 |  | Miscellaneous Work | X900.5 | Cables;4C X 16Mm2 Cu Xlpe/Swa/Pvc Cable | 1080 | m | AED | 70
Alya | 2 | 2.0284 | United Arab Emirates | Abu Dhabi | Infrastructure | Al Jurf, SHA Wellness Island | Infrastructure | IMKAN |  | Award | 2023 |  | Miscellaneous Work | X900.6 | Street Lighting Control And Meter Cabinets;6-Way Control Cabinet | 2 | Nr | AED | 30000
Alya | 2 | 2.0284 | United Arab Emirates | Abu Dhabi | Infrastructure | Al Jurf, SHA Wellness Island | Infrastructure | IMKAN |  | Award | 2023 |  | Miscellaneous Work | X900.7 | Street Lighting Control And Meter Cabinets;Meter Cabinet | 2 | Nr | AED | 3500
Alya | 2 | 2.0284 | United Arab Emirates | Abu Dhabi | Infrastructure | Al Jurf, SHA Wellness Island | Infrastructure | IMKAN |  | Award | 2023 |  | Miscellaneous Work | X900.8 | Lighting Pole Foundation;For 8M High Poles | 91 | Nr | AED | 2500
Alya | 2 | 2.0284 | United Arab Emirates | Abu Dhabi | Infrastructure | Al Jurf, SHA Wellness Island | Infrastructure | IMKAN |  | Award | 2023 |  | Miscellaneous Work | X900.9 | Lighting Pole Foundation;For 10M High Poles | 19 | Nr | AED | 4000
Alya | 2 | 2.0284 | United Arab Emirates | Abu Dhabi | Infrastructure | Al Jurf, SHA Wellness Island | Infrastructure | IMKAN |  | Award | 2023 |  | Miscellaneous Work | X900.10 | Street Lighting Poles;8M High Poles | 91 | Nr | AED | 8000
Alya | 2 | 2.0284 | United Arab Emirates | Abu Dhabi | Infrastructure | Al Jurf, SHA Wellness Island | Infrastructure | IMKAN |  | Award | 2023 |  | Miscellaneous Work | X900.11 | Street Lighting Poles;10M High Poles | 19 | Nr | AED | 10000
Alya | 2 | 2.0284 | United Arab Emirates | Abu Dhabi | Infrastructure | Al Jurf, SHA Wellness Island | Infrastructure | IMKAN |  | Award | 2023 |  | Miscellaneous Work | X900.12 | Construct In-Situ Reinforced Concrete Pull Box Chamber Complete With Earthworks, Dewatering, Concreting, Reinforcement, Waterproofing, Cover And Frame Etc. Complete All In Accordance With The Drawings, Specifications And Addc/Adwea'S Requirements;Pull Box | 110 | Nr | AED | 2500
Alya | 2 | 2.0284 | United Arab Emirates | Abu Dhabi | Infrastructure | Al Jurf, SHA Wellness Island | Infrastructure | IMKAN |  | Award | 2023 |  | Miscellaneous Work | X900.13 | Street Lighting Luminaires:1X68W Led Luminaires | 91 | Nr | AED | 950
Alya | 2 | 2.0284 | United Arab Emirates | Abu Dhabi | Infrastructure | Al Jurf, SHA Wellness Island | Infrastructure | IMKAN |  | Award | 2023 |  | Miscellaneous Work | X900.14 | Street Lighting Luminaires:1X202W Led Luminaires | 7 | Nr | AED | 1100
Alya | 2 | 2.0284 | United Arab Emirates | Abu Dhabi | Infrastructure | Al Jurf, SHA Wellness Island | Infrastructure | IMKAN |  | Award | 2023 |  | Miscellaneous Work | X900.15 | Street Lighting Luminaires;2X202W Led Luminaires | 12 | Nr | AED | 2200
Alya | 2 | 2.0285 | United Arab Emirates | Abu Dhabi | Infrastructure | Al Jurf, SHA Wellness Island | Infrastructure | IMKAN |  | Award | 2023 |  | Miscellaneous Work | X900.16 | Earthing System;Earthing System Including Excavation, Backfilling, Dispose Of Surplus Material To An Approved Location Within Site, Haulage, Construction Of Earth Pit, Reinforcement, Waterproofing, Cover And Frame, Earth Rod Etc. Complete; All In Accordance With Details, Drawings And Latest Adqcc, Addc / Adwea'S Specification And Requirements. | 5 | Nr | AED | 1500
Alya | 2 | 2.0285 | United Arab Emirates | Abu Dhabi | Infrastructure | Al Jurf, SHA Wellness Island | Infrastructure | IMKAN |  | Award | 2023 |  | Pipework - Manholes And Pipework Ancillaries | K522.1 | Ducts;Supply And Installation Of D54/D56 Pvc Ducts, Laid In Open Trenches Including Excavation, Backfilling, Disposal, Beds & Surrounds, All Necessary Fittings And Accessories To Complete With 6Mm Nylon Draw Rope, Warning Tape, End Caps, And Suitable Duct Markers, Including Connection To Chamber And Reinstatement In Accordance With The Drawings, Specifications And Requirements (Ducts Under Road/Plot Access Measured Separately).;2 Way, D54 Pvc Ducts | 2505 | m | AED | 93
Alya | 2 | 2.0285 | United Arab Emirates | Abu Dhabi | Infrastructure | Al Jurf, SHA Wellness Island | Infrastructure | IMKAN |  | Award | 2023 |  | Pipework - Manholes And Pipework Ancillaries | K524 | Ducts;Supply And Installation Of D54/D56 Pvc Ducts, Laid In Open Trenches Including Excavation, Backfilling, Disposal, Beds & Surrounds, All Necessary Fittings And Accessories To Complete With 6Mm Nylon Draw Rope, Warning Tape, End Caps, And Suitable Duct Markers, Including Connection To Chamber And Reinstatement In Accordance With The Drawings, Specifications And Requirements (Ducts Under Road/Plot Access Measured Separately).;4 Way, D54 Pvc Ducts | 18 | m | AED | 160
Alya | 2 | 2.0285 | United Arab Emirates | Abu Dhabi | Infrastructure | Al Jurf, SHA Wellness Island | Infrastructure | IMKAN |  | Award | 2023 |  | Pipework - Manholes And Pipework Ancillaries | K522.2 | Ducts;Supply And Installation Of D54/D56 Pvc Ducts, Laid In Open Trenches Including Excavation, Backfilling, Disposal, Beds & Surrounds, All Necessary Fittings And Accessories To Complete With 6Mm Nylon Draw Rope, Warning Tape, End Caps, And Suitable Duct Markers, Including Connection To Chamber And Reinstatement In Accordance With The Drawings, Specifications And Requirements (Ducts Under Road/Plot Access Measured Separately).;2 Way, D56 Pvc Ducts | 1256 | m | AED | 93
Alya | 2 | 2.0285 | United Arab Emirates | Abu Dhabi | Infrastructure | Al Jurf, SHA Wellness Island | Infrastructure | IMKAN |  | Award | 2023 |  | Pipework - Manholes And Pipework Ancillaries | K691.1 | Ducts;Mass Concrete Encasement For Reinforcement / Protection Of Road Crossing Ducts And Ducts Under Plot Accesses, Etc. Including Pvc Ducts And All Necessary Works In Accordance With The Drawings, Specifications And Local Authority Requirements;4 Way | 1975 | m | AED | 180
Alya | 2 | 2.0285 | United Arab Emirates | Abu Dhabi | Infrastructure | Al Jurf, SHA Wellness Island | Infrastructure | IMKAN |  | Award | 2023 |  | Pipework - Manholes And Pipework Ancillaries | K691.2 | Ducts;Mass Concrete Encasement For Reinforcement / Protection Of Road Crossing Ducts And Ducts Under Plot Accesses, Etc. Including Pvc Ducts And All Necessary Works In Accordance With The Drawings, Specifications And Local Authority Requirements;6 Way | 759 | m | AED | 250
Alya | 2 | 2.0285 | United Arab Emirates | Abu Dhabi | Infrastructure | Al Jurf, SHA Wellness Island | Infrastructure | IMKAN |  | Award | 2023 |  | Pipework - Manholes And Pipework Ancillaries | K691.3 | Ducts;Mass Concrete Encasement For Reinforcement / Protection Of Road Crossing Ducts And Ducts Under Plot Accesses, Etc. Including Pvc Ducts And All Necessary Works In Accordance With The Drawings, Specifications And Local Authority Requirements;8 Way | 469 | m | AED | 335
Alya | 2 | 2.0285 | United Arab Emirates | Abu Dhabi | Infrastructure | Al Jurf, SHA Wellness Island | Infrastructure | IMKAN |  | Award | 2023 |  | Pipework - Manholes And Pipework Ancillaries | K691.4 | Ducts;Mass Concrete Encasement For Reinforcement / Protection Of Road Crossing Ducts And Ducts Under Plot Accesses, Etc. Including Pvc Ducts And All Necessary Works In Accordance With The Drawings, Specifications And Local Authority Requirements;10Way | 204 | m | AED | 420
Alya | 2 | 2.0285 | United Arab Emirates | Abu Dhabi | Infrastructure | Al Jurf, SHA Wellness Island | Infrastructure | IMKAN |  | Award | 2023 |  | Pipework - Manholes And Pipework Ancillaries | K691.5 | Ducts;Mass Concrete Encasement For Reinforcement / Protection Of Road Crossing Ducts And Ducts Under Plot Accesses, Etc. Including Pvc Ducts And All Necessary Works In Accordance With The Drawings, Specifications And Local Authority Requirements;12 Way | 84 | m | AED | 510
Alya | 2 | 2.0286 | United Arab Emirates | Abu Dhabi | Infrastructure | Al Jurf, SHA Wellness Island | Infrastructure | IMKAN |  | Award | 2023 |  | Pipework - Manholes And Pipework Ancillaries | K691.6 | Ducts;Mass Concrete Encasement For Reinforcement / Protection Of Road Crossing Ducts And Ducts Under Plot Accesses, Etc. Including Pvc Ducts And All Necessary Works In Accordance With The Drawings, Specifications And Local Authority Requirements;14 Way | 20 | m | AED | 600
Alya | 2 | 2.0286 | United Arab Emirates | Abu Dhabi | Infrastructure | Al Jurf, SHA Wellness Island | Infrastructure | IMKAN |  | Award | 2023 |  | Pipework - Manholes And Pipework Ancillaries | K251 | Pipework - Manholes And Pipework Ancillaries;Others Stated Chambers;Jrc 12; Size 1245 X 1730Mm | 46 | Nr | AED | 7000
Alya | 2 | 2.0286 | United Arab Emirates | Abu Dhabi | Infrastructure | Al Jurf, SHA Wellness Island | Infrastructure | IMKAN |  | Award | 2023 |  | Pipework - Manholes And Pipework Ancillaries | K252 | Pipework - Manholes And Pipework Ancillaries;Others Stated Chambers;Jrc 14; Size 1285 X 2585Mm | 2 | Nr | AED | 10000
Alya | 2 | 2.0286 | United Arab Emirates | Abu Dhabi | Infrastructure | Al Jurf, SHA Wellness Island | Infrastructure | IMKAN |  | Award | 2023 |  | Miscellaneous Work | X900.1 | Gsm Tower;Construction Of Gsm Tower With Gsm Room Including Civil Works, Monopole, Equipments And All Neccesary Works To Complete As Per Drawings, Specifications And Relevant Authority Requirements. | 3 | Nr | AED | 400000
Alya | 2 | 2.0286 | United Arab Emirates | Abu Dhabi | Infrastructure | Al Jurf, SHA Wellness Island | Infrastructure | IMKAN |  | Award | 2023 |  | Miscellaneous Work | X900.2 | Meet Me Room (Mmr);Construction Of Meet Me Room (Mmr) Including All Neccesary Civil And Mep Works Including Boundary Wall Works To Complete As Per Drawings, Specifications And Relevant Authority Requirements. | 1 | Nr | AED | 250000
Alya | 2 | 2.0286 | United Arab Emirates | Abu Dhabi | Infrastructure | Al Jurf, SHA Wellness Island | Infrastructure | IMKAN |  | Award | 2023 |  | Miscellaneous Work | X900.3 | Fiber Optic Cables;Supply And Installation Of Foc (Fibre Optic Cable) In Pvc Ducts Including All Neccesary Works To Complete As Per Drawings, Specifications And Relevant Authority Requirements;4 Core Single Mode Foc | 5000 | m | AED | 10
Alya | 2 | 2.0286 | United Arab Emirates | Abu Dhabi | Infrastructure | Al Jurf, SHA Wellness Island | Infrastructure | IMKAN |  | Award | 2023 |  | Miscellaneous Work | X900.4 | Fiber Optic Cables;Supply And Installation Of Foc (Fibre Optic Cable) In Pvc Ducts Including All Neccesary Works To Complete As Per Drawings, Specifications And Relevant Authority Requirements;6 Core Single Mode Foc | 1400 | m | AED | 15
Alya | 2 | 2.0286 | United Arab Emirates | Abu Dhabi | Infrastructure | Al Jurf, SHA Wellness Island | Infrastructure | IMKAN |  | Award | 2023 |  | Miscellaneous Work | X900.5 | Fiber Optic Cables;Supply And Installation Of Foc (Fibre Optic Cable) In Pvc Ducts Including All Neccesary Works To Complete As Per Drawings, Specifications And Relevant Authority Requirements;260 Core Single Mode Foc | 700 | m | AED | 80
Alya | 2 | 2.0286 | United Arab Emirates | Abu Dhabi | Infrastructure | Al Jurf, SHA Wellness Island | Infrastructure | IMKAN |  | Award | 2023 |  | Miscellaneous Work | X900.6 | Foc Tie In Point;Tie-In Connections To The Nearest Existing Foc Manhole Of Phase 1, Including But Not Limited To Excavation In Any Type Of Soil, Rocks, Upholding Sides Of Excavation, Disposal Of Excess Excavated Materials To An Approved Location Including Haulage, Backfilling With Selected Excavated Material, Cable Termination, Cable Glands, Lugs, Ferrules, Anchor Bolts, Nuts, Washers And Weather Proof Cabinet All Complete ;Foc Tie In Point | 2 | Nr | AED | 2500
Alya | 2 | 2.0286 | United Arab Emirates | Abu Dhabi | Infrastructure | Al Jurf, SHA Wellness Island | Infrastructure | IMKAN |  | Award | 2023 |  | Pipework - Manholes And Pipework Ancillaries | K522.1 | Ducts;Supply And Installation Of Upvc Ducts, Laid In Open Trenches Including Excavation, Backfilling, Disposal, Beds & Surrounds, All Necessary Fittings And Accessories To Complete With 6Mm Nylon Draw Rope, Warning Tape, End Caps, And Suitable Duct Markers, Including Connection To Chamber And Reinstatement In Accordance With The Drawings, Specifications And Requirements (Ducts Under Road/Plot Access Measured Separately).;2X100 Upvc Ducts | 3095 | m | AED | 250
Alya | 2 | 2.0286 | United Arab Emirates | Abu Dhabi | Infrastructure | Al Jurf, SHA Wellness Island | Infrastructure | IMKAN |  | Award | 2023 |  | Pipework - Manholes And Pipework Ancillaries | K522.2 | Ducts;Supply And Installation Of Upvc Ducts, Laid In Open Trenches Including Excavation, Backfilling, Disposal, Beds & Surrounds, All Necessary Fittings And Accessories To Complete With 6Mm Nylon Draw Rope, Warning Tape, End Caps, And Suitable Duct Markers, Including Connection To Chamber And Reinstatement In Accordance With The Drawings, Specifications And Requirements (Ducts Under Road/Plot Access Measured Separately).;1X100 Upvc Ducts | 930 | m | AED | 200
Alya | 2 | 2.0287 | United Arab Emirates | Abu Dhabi | Infrastructure | Al Jurf, SHA Wellness Island | Infrastructure | IMKAN |  | Award | 2023 |  | Pipework - Manholes And Pipework Ancillaries | K522.3 | Ducts;Supply And Installation Of Upvc Ducts, Laid In Open Trenches Including Excavation, Backfilling, Disposal, Beds & Surrounds, All Necessary Fittings And Accessories To Complete With 6Mm Nylon Draw Rope, Warning Tape, End Caps, And Suitable Duct Markers, Including Connection To Chamber And Reinstatement In Accordance With The Drawings, Specifications And Requirements (Ducts Under Road/Plot Access Measured Separately).;1X50 Upvc Ducts | 930 | m | AED | 180
Alya | 2 | 2.0287 | United Arab Emirates | Abu Dhabi | Infrastructure | Al Jurf, SHA Wellness Island | Infrastructure | IMKAN |  | Award | 2023 |  | Pipework - Manholes And Pipework Ancillaries | K691.1 | Mass Concrete Encasement For Reinforcement / Protection Of Road Crossing Ducts And Ducts Under Plot Accesses, Etc. Including Upvc Ducts And All Necessary Works In Accordance With The Drawings, Specifications And Local Authority Requirements;2 Way | 970 | m | AED | 100
Alya | 2 | 2.0287 | United Arab Emirates | Abu Dhabi | Infrastructure | Al Jurf, SHA Wellness Island | Infrastructure | IMKAN |  | Award | 2023 |  | Pipework - Manholes And Pipework Ancillaries | K691.2 | Mass Concrete Encasement For Reinforcement / Protection Of Road Crossing Ducts And Ducts Under Plot Accesses, Etc. Including Upvc Ducts And All Necessary Works In Accordance With The Drawings, Specifications And Local Authority Requirements;4 Way | 80 | m | AED | 180
Alya | 2 | 2.0287 | United Arab Emirates | Abu Dhabi | Infrastructure | Al Jurf, SHA Wellness Island | Infrastructure | IMKAN |  | Award | 2023 |  | Pipework - Manholes And Pipework Ancillaries | K251 | Security Manholes;Supply And Installation Of Pre-Cast Concrete Manholes Including Excavation In Any Material Including Rocks, Backfilling, Dispose Of Surplus Material An Approved Location Within Site Including Haulage, Blinding Concrete, Water Proofing, Cover And Frame Etc Complete;0.8X0.8 Security Manholes | 49 | Nr | AED | 1500
Alya | 2 | 2.0287 | United Arab Emirates | Abu Dhabi | Infrastructure | Al Jurf, SHA Wellness Island | Infrastructure | IMKAN |  | Award | 2023 |  | Miscellaneous Work | X900.1 | Construction Of Substations;11Kv Ring Main Substation -Type 3 (Pile Foundation - 500Mm Dia.) | 3 | Nr | AED | 600000
Alya | 2 | 2.0287 | United Arab Emirates | Abu Dhabi | Infrastructure | Al Jurf, SHA Wellness Island | Infrastructure | IMKAN |  | Award | 2023 |  | Miscellaneous Work | X900.2 | Construction Of Substations;Supply, Installation, Testing, Commissioning And Energisation Of Complete Substation Earthing System Complying With Specification Requirement. | 3 | Nr | AED | 37000
Alya | 2 | 2.0287 | United Arab Emirates | Abu Dhabi | Infrastructure | Al Jurf, SHA Wellness Island | Infrastructure | IMKAN |  | Award | 2023 |  | Miscellaneous Work | X900.3 | Construction Of Substations;Supply, Installation, Testing, Commissioning And Energisation Of Qrm (2F+2T), Fully Automated Rmu With Self Powered Protection, Earthling System, Dms Interface Cubicle And All Required Accessories For Manual / Electrical Remote Operation For Dms Integration As Per The Drawings, Specifications And Addc/Adwea Requirements. | 3 | Nr | AED | 100000
Alya | 2 | 2.0287 | United Arab Emirates | Abu Dhabi | Infrastructure | Al Jurf, SHA Wellness Island | Infrastructure | IMKAN |  | Award | 2023 |  | Miscellaneous Work | X900.4 | Construction Of Substations;Transformer 1500Kva, 11/0.415Kv | 6 | Nr | AED | 130000
Alya | 2 | 2.0287 | United Arab Emirates | Abu Dhabi | Infrastructure | Al Jurf, SHA Wellness Island | Infrastructure | IMKAN |  | Award | 2023 |  | Miscellaneous Work | X900.5 | Construction Of Substations;Supply And Install 48V Battery And Battery Charger As Per The Drawings And Addc Specifications | 3 | Nr | AED | 40000
Alya | 2 | 2.0288 | United Arab Emirates | Abu Dhabi | Infrastructure | Al Jurf, SHA Wellness Island | Infrastructure | IMKAN |  | Award | 2023 |  | Miscellaneous Work | X900.6 | Construction Of Substations;Testing And Commissioning Of Substation As Per Addc/Adwea Requirements. | 3 | Nr | AED | 35000
Alya | 2 | 2.0288 | United Arab Emirates | Abu Dhabi | Infrastructure | Al Jurf, SHA Wellness Island | Infrastructure | IMKAN |  | Award | 2023 |  | Miscellaneous Work | X900.7 | Miscellaneous Work ;Remote Terminal Unit (Rtu) | 3 | Nr | AED | 190000
Alya | 2 | 2.0288 | United Arab Emirates | Abu Dhabi | Infrastructure | Al Jurf, SHA Wellness Island | Infrastructure | IMKAN |  | Award | 2023 |  | Miscellaneous Work | X900.36 | Fotb;Supply And Installation Of Fotb Complete As Per Drawing And Specification. | 3 | Nr | AED | 115000
Alya | 2 | 2.0288 | United Arab Emirates | Abu Dhabi | Infrastructure | Al Jurf, SHA Wellness Island | Infrastructure | IMKAN |  | Award | 2023 |  | Miscellaneous Work | X900.8 | Lv Distribution Board;Supply And Installation Of Lv Distribution Board Complete With All Accessories (For 2X1500Kva Tr) Comprising Of Two Incomer Isolators, One Bus Sectionalizer Isolator, 9 Nos. Outgoing Strip Fuse Ways And Provision For Connecting The Emergency Dg Set To Either Of The Two Bus Sections, Including Supply And Erection Of All Earthling Materials Required To Erect The Panels Connect With External Earthling System In Sub Station Including Civil Works, Testing, Commissioning And Energisation All As Per Drawings, Specification And Addc/Adwea Requirements. | 3 | Nr | AED | 125000
Alya | 2 | 2.0288 | Kingdom of Saudi Arabia | Amaala | Infrastructure | Triple Bay | North Interchange | RSG |  | Tender | 2021 |  | Demolition And Site Clearance | D100 | General Clearance;General Site Clearance In Accordance With Drawings And Specifications. | 137517.874 | m² | SAR | 6.5238
Alya | 2 | 2.0288 | Kingdom of Saudi Arabia | Amaala | Infrastructure | Triple Bay | North Interchange | RSG |  | Tender | 2021 |  | Earthworks | E220 | Excavation For Cuttings | 17076.92 | m³ | SAR | 33.8604
Alya | 2 | 2.0288 | Kingdom of Saudi Arabia | Amaala | Infrastructure | Triple Bay | North Interchange | RSG |  | Tender | 2021 |  | Earthworks | E320 | Excavation For Foundations | 116.424 | m³ | SAR | 109.664
Alya | 2 | 2.0288 | Kingdom of Saudi Arabia | Amaala | Infrastructure | Triple Bay | North Interchange | RSG |  | Tender | 2021 |  | Earthworks | E532 | Excavation Ancillaries;Disposal Of Excavated Material;All Excavated Material | 17076.92 | m³ | SAR | 11.3978
Alya | 2 | 2.0288 | Kingdom of Saudi Arabia | Amaala | Infrastructure | Triple Bay | North Interchange | RSG |  | Tender | 2021 |  | Earthworks | E625 | Filling;Filling Below Sub Grade Median With Imported Materials Other Than Top Soil Or Rock For Roads And Other Areas Of Fill Other Than Adjacent To Structures | 573765.6675 | m³ | SAR | 29
Alya | 2 | 2.0288 | Kingdom of Saudi Arabia | Amaala | Infrastructure | Triple Bay | North Interchange | RSG |  | Tender | 2021 |  | Earthworks | E615 | Filling;Mse Wall Embankment (Structural Fill) | 8354.1025 | m³ | SAR | 93.2712
Alya | 2 | 2.0288 | Kingdom of Saudi Arabia | Amaala | Infrastructure | Triple Bay | North Interchange | RSG |  | Tender | 2021 |  | Earthworks | E645 | Subgrade Fill For Roadworks;Subgrade Cbr10% Minimum 300Mm Thick | 37022 | m² | SAR | 17.1951
Alya | 2 | 2.0289 | Kingdom of Saudi Arabia | Amaala | Infrastructure | Triple Bay | North Interchange | RSG |  | Tender | 2021 |  | Earthworks | E730.1 | Filling Ancillaries;Geotextile;Non-Woven Geotextile (Terram T2000 Or Equivalent) | 44366.5939 | m² | SAR | 24.1275
Alya | 2 | 2.0289 | Kingdom of Saudi Arabia | Amaala | Infrastructure | Triple Bay | North Interchange | RSG |  | Tender | 2021 |  | Earthworks | E730.2 | Filling Ancillaries;Geotextile;Bidum A14 Geotextile Or Equivalent | 269.0577 | m² | SAR | 47.7405
Alya | 2 | 2.0289 | Kingdom of Saudi Arabia | Amaala | Infrastructure | Triple Bay | North Interchange | RSG |  | Tender | 2021 |  | Earthworks | E730.3 | Filling Ancillaries;Geotextile;2000 Wide Geotextile | 122.4 | m² | SAR | 38.6586
Alya | 2 | 2.0289 | Kingdom of Saudi Arabia | Amaala | Infrastructure | Triple Bay | North Interchange | RSG |  | Tender | 2021 |  | Earthworks | E730.4 | Geotextile;Proposed Culvert;Tb-Cu-Pr-1, Box Culvert (1.5M X 3.0M), 2 Cells | 659.543 | m² | SAR | 24.1275
Alya | 2 | 2.0289 | Kingdom of Saudi Arabia | Amaala | Infrastructure | Triple Bay | North Interchange | RSG |  | Tender | 2021 |  | Earthworks | E730.5 | Proposed (Existing) Culvert Extension;Pipe Culvert;Tb-Ex-Cu-3, Pipe Culvert (1.0 Dia M), 1 Cell | 187.2555 | m² | SAR | 24.1275
Alya | 2 | 2.0289 | Kingdom of Saudi Arabia | Amaala | Infrastructure | Triple Bay | North Interchange | RSG |  | Tender | 2021 |  | Earthworks | E730.6 | Proposed (Existing) Culvert Extension;Box Culvert;Tb-Ex-Cu-1, Box Culvert (1.0M X 1.5M), 1 Cell | 289.7625 | m² | SAR | 24.1275
Alya | 2 | 2.0289 | Kingdom of Saudi Arabia | Amaala | Infrastructure | Triple Bay | North Interchange | RSG |  | Tender | 2021 |  | Earthworks | E730.7 | Proposed (Existing) Culvert Extension;Box Culvert;Tb-Ex-Cu-2, Box Culvert (1.0M X 2.5M), 2 Cells | 759.1129 | m² | SAR | 24.1275
Alya | 2 | 2.0289 | Kingdom of Saudi Arabia | Amaala | Infrastructure | Triple Bay | North Interchange | RSG |  | Tender | 2021 |  | Earthworks | E730.8 | Proposed (Existing) Culvert Extension;Box Culvert;Tb-Ex-Cu-4, Box Culvert (1.0M X 1.0M), 1 Cell | 208.6509 | m² | SAR | 24.1275
Alya | 2 | 2.0289 | Kingdom of Saudi Arabia | Amaala | Infrastructure | Triple Bay | North Interchange | RSG |  | Tender | 2021 |  | Earthworks | E730.9 | Proposed (Existing) Culvert Extension;Box Culvert;Tb-Ex-Cu-5, Box Culvert (1.0M X 1.5M), 1 Cell | 265.1865 | m² | SAR | 24.1275
Alya | 2 | 2.029 | Kingdom of Saudi Arabia | Amaala | Infrastructure | Triple Bay | North Interchange | RSG |  | Tender | 2021 |  | Earthworks | E730.10 | Proposed (Existing) Culvert Extension;Box Culvert;Tb-Ex-Cu-6, Box Culvert (1.0M X 1.0M), 1 Cell | 141.807 | m² | SAR | 24.1275
Alya | 2 | 2.029 | Kingdom of Saudi Arabia | Amaala | Infrastructure | Triple Bay | North Interchange | RSG |  | Tender | 2021 |  | Earthworks | E730.11 | Proposed (Existing) Culvert Extension;Box Culvert;Tb-Ex-Cu-7, Box Culvert (1.0M X 3.0M), 2 Cells | 608.0988 | m² | SAR | 24.1275
Alya | 2 | 2.029 | Kingdom of Saudi Arabia | Amaala | Infrastructure | Triple Bay | North Interchange | RSG |  | Tender | 2021 |  | Earthworks | E634.1 | Proposed (Existing) Culvert Extension;Filling;Backfill For Street Lighting Cables-Proposed Road Crossing Duct | 29.65 | m³ | SAR | 42.7455
Alya | 2 | 2.029 | Kingdom of Saudi Arabia | Amaala | Infrastructure | Triple Bay | North Interchange | RSG |  | Tender | 2021 |  | Earthworks | E634.2 | Proposed (Existing) Culvert Extension;Filling;Backfill For Lv Incoming Cable | 266.072 | m³ | SAR | 42.7455
Alya | 2 | 2.029 | Kingdom of Saudi Arabia | Amaala | Infrastructure | Triple Bay | North Interchange | RSG |  | Tender | 2021 |  | Earthworks | E635 | Proposed (Existing) Culvert Extension;Filling;Fine Sand For Lv Incoming Cable | 154.683 | m³ | SAR | 90.9402
Alya | 2 | 2.029 | Kingdom of Saudi Arabia | Amaala | Infrastructure | Triple Bay | North Interchange | RSG |  | Tender | 2021 |  | Earthworks | E627 | Proposed (Existing) Culvert Extension;In Embankment;Dumped Stone 75% 150Mm Min Dimension | 230.3596 | m³ | SAR | 225.3978
Alya | 2 | 2.029 | Kingdom of Saudi Arabia | Amaala | Infrastructure | Triple Bay | North Interchange | RSG |  | Tender | 2021 |  | In situ concrete | F142 | Bridge;Provision Of Concrete;Design Mix, Concrete Grade 25/20/S | 38 | m³ | SAR | 449.9329
Alya | 2 | 2.029 | Kingdom of Saudi Arabia | Amaala | Infrastructure | Triple Bay | North Interchange | RSG |  | Tender | 2021 |  | In situ concrete | F272 | Bridge;Provision Of Concrete;Design Mix, Concrete Grade 50/20/R | 341 | m³ | SAR | 606.066
Alya | 2 | 2.029 | Kingdom of Saudi Arabia | Amaala | Infrastructure | Triple Bay | North Interchange | RSG |  | Tender | 2021 |  | In situ concrete | F262 | Bridge;Provision Of Concrete;Design Mix, Concrete Grade 40/20/R | 90 | m³ | SAR | 505.938
Alya | 2 | 2.029 | Kingdom of Saudi Arabia | Amaala | Infrastructure | Triple Bay | North Interchange | RSG |  | Tender | 2021 |  | In situ concrete | F611.1 | Placing Of Concrete;Mass Concrete; Grade 25/20/S; | 7.956 | m³ | SAR | 276.8014
Alya | 2 | 2.029 | Kingdom of Saudi Arabia | Amaala | Infrastructure | Triple Bay | North Interchange | RSG |  | Tender | 2021 |  | In situ concrete | F611.2 | Placing Of Concrete;Mass Concrete; Grade 25/20/S; | 11.574 | m³ | SAR | 276.8014
Alya | 2 | 2.0291 | Kingdom of Saudi Arabia | Amaala | Infrastructure | Triple Bay | North Interchange | RSG |  | Tender | 2021 |  | In situ concrete | F611.3 | Placing Of Concrete;Mass Concrete; Grade 25/20/S; | 5.544 | m³ | SAR | 276.8014
Alya | 2 | 2.0291 | Kingdom of Saudi Arabia | Amaala | Infrastructure | Triple Bay | North Interchange | RSG |  | Tender | 2021 |  | In situ concrete | F611.4 | Placing Of Concrete;Mass Concrete; Grade 25/20/S; | 12.673 | m³ | SAR | 276.8014
Alya | 2 | 2.0291 | Kingdom of Saudi Arabia | Amaala | Infrastructure | Triple Bay | North Interchange | RSG |  | Tender | 2021 |  | In situ concrete | F724 | Placing Of Concrete;Reinforced Concrete; Grade 50/20/R;Pile Cap Concrete, Concrete Grade 50/20/R | 110.88 | m³ | SAR | 397.8254
Alya | 2 | 2.0291 | Kingdom of Saudi Arabia | Amaala | Infrastructure | Triple Bay | North Interchange | RSG |  | Tender | 2021 |  | In situ concrete | F755 | Placing Of Concrete;Reinforced Concrete; Grade 50/20/R;Pier , Concrete Grade 50/20/R | 41.3019 | m³ | SAR | 265.222
Alya | 2 | 2.0291 | Kingdom of Saudi Arabia | Amaala | Infrastructure | Triple Bay | North Interchange | RSG |  | Tender | 2021 |  | In situ concrete | F780.2 | Placing Of Concrete;Reinforced Concrete; Grade 50/20/R;Abutment, Concrete Grade 50/20/R | 189.1724 | m³ | SAR | 280.8353
Alya | 2 | 2.0291 | Kingdom of Saudi Arabia | Amaala | Infrastructure | Triple Bay | North Interchange | RSG |  | Tender | 2021 |  | In situ concrete | F780.4 | Placing Of Concrete;Reinforced Concrete; Grade 40/20/R;Approach Slab, Concrete Grade 40/20/R | 60.2895 | m³ | SAR | 318.2604
Alya | 2 | 2.0291 | Kingdom of Saudi Arabia | Amaala | Infrastructure | Triple Bay | North Interchange | RSG |  | Tender | 2021 |  | In situ concrete | F780.5 | Placing Of Concrete;Reinforced Concrete; Grade 40/20/R;Mse Wall Key, Concrete Grade 40/20/R | 12.3676 | m³ | SAR | 227.3353
Alya | 2 | 2.0291 | Kingdom of Saudi Arabia | Amaala | Infrastructure | Triple Bay | North Interchange | RSG |  | Tender | 2021 |  | In situ concrete | F780.6 | Placing Of Concrete;Reinforced Concrete; Grade 40/20/R;Mse Corner Unit Concrete Grade 40/20/R | 17.0073 | m³ | SAR | 265.222
Alya | 2 | 2.0291 | Kingdom of Saudi Arabia | Amaala | Infrastructure | Triple Bay | North Interchange | RSG |  | Tender | 2021 |  | In situ concrete | F272 | Prestressed Concrete;Provision Of Concrete;Design Mix, Concrete Grade 50/20/R | 852 | m³ | SAR | 606.066
Alya | 2 | 2.0292 | Kingdom of Saudi Arabia | Amaala | Infrastructure | Triple Bay | North Interchange | RSG |  | Tender | 2021 |  | In situ concrete | F880 | Prestressed Concrete;Placing Of Concrete ; Grade 50/20/R;Psc Voided Deck Slab, Concrete Grade 50/20/R | 852.2734 | m³ | SAR | 530.4743
Alya | 2 | 2.0292 | Kingdom of Saudi Arabia | Amaala | Infrastructure | Triple Bay | North Interchange | RSG |  | Tender | 2021 |  | In situ concrete | F142 | Culvert;Provision Of Concrete;Design Mix, Concrete Grade 25/20/S | 307 | m³ | SAR | 449.9329
Alya | 2 | 2.0292 | Kingdom of Saudi Arabia | Amaala | Infrastructure | Triple Bay | North Interchange | RSG |  | Tender | 2021 |  | In situ concrete | F262 | Culvert;Provision Of Concrete;Design Mix, Concrete Grade 40/20/R | 2540.5582 | m³ | SAR | 505.938
Alya | 2 | 2.0292 | Kingdom of Saudi Arabia | Amaala | Infrastructure | Triple Bay | North Interchange | RSG |  | Tender | 2021 |  | In situ concrete | F611.5 | Placing Of Concrete;Mass Concrete; Grade 25/20/S;Base Slab, Concrete Grade 25/20/S | 276.5188 | m³ | SAR | 276.8014
Alya | 2 | 2.0292 | Kingdom of Saudi Arabia | Amaala | Infrastructure | Triple Bay | North Interchange | RSG |  | Tender | 2021 |  | In situ concrete | F611.6 | Placing Of Concrete;Mass Concrete; Grade 25/20/S;S-Pipe Culvert, Concrete Grade 25/20/S | 27.1399 | m³ | SAR | 276.8014
Alya | 2 | 2.0292 | Kingdom of Saudi Arabia | Amaala | Infrastructure | Triple Bay | North Interchange | RSG |  | Tender | 2021 |  | In situ concrete | F611.7 | Placing Of Concrete;Mass Concrete; Grade 25/20/S;Apron, Concrete Grade 25/20/S | 3.3522 | m³ | SAR | 276.8014
Alya | 2 | 2.0292 | Kingdom of Saudi Arabia | Amaala | Infrastructure | Triple Bay | North Interchange | RSG |  | Tender | 2021 |  | In situ concrete | F723.1 | Reinforced Concrete; Grade 40/20/R;To Base Slab (Thickness 350-500 Mm), Concrete Grade 40/20/R | 676.601 | m³ | SAR | 143.2172
Alya | 2 | 2.0292 | Kingdom of Saudi Arabia | Amaala | Infrastructure | Triple Bay | North Interchange | RSG |  | Tender | 2021 |  | In situ concrete | F723.2 | Reinforced Concrete; Grade 40/20/R;To Roof Slab (Thickness 350-500 Mm), Concrete Grade 40/20/R | 676.601 | m³ | SAR | 220.3362
Alya | 2 | 2.0292 | Kingdom of Saudi Arabia | Amaala | Infrastructure | Triple Bay | North Interchange | RSG |  | Tender | 2021 |  | In situ concrete | F743.1 | Reinforced Concrete; Grade 40/20/R;To Wall (Thickness 350-500 Mm), Concrete Grade 40/20/R | 409.3425 | m³ | SAR | 190.9653
Alya | 2 | 2.0292 | Kingdom of Saudi Arabia | Amaala | Infrastructure | Triple Bay | North Interchange | RSG |  | Tender | 2021 |  | In situ concrete | F743.2 | Reinforced Concrete; Grade 40/20/R;To Head Wall (500Mm Thick) , Concrete Grade 40/20/R | 29.696 | m³ | SAR | 179.0317
Alya | 2 | 2.0293 | Kingdom of Saudi Arabia | Amaala | Infrastructure | Triple Bay | North Interchange | RSG |  | Tender | 2021 |  | In situ concrete | F723.3 | Reinforced Concrete; Grade 40/20/R;To Apron Slab (400Mm Thick), Concrete Grade 40/20/R | 159.002 | m³ | SAR | 143.2172
Alya | 2 | 2.0293 | Kingdom of Saudi Arabia | Amaala | Infrastructure | Triple Bay | North Interchange | RSG |  | Tender | 2021 |  | In situ concrete | F743.3 | Reinforced Concrete; Grade 40/20/R;To Wing Wall (400Mm Thick ), Concrete Grade 40/20/R | 106.646 | m³ | SAR | 204.6018
Alya | 2 | 2.0293 | Kingdom of Saudi Arabia | Amaala | Infrastructure | Triple Bay | North Interchange | RSG |  | Tender | 2021 |  | In situ concrete | F780.7 | Reinforced Concrete; Grade 40/20/R;S-Pipe Culvert Concrete Grade 40/20/R | 297.299 | m³ | SAR | 167.5158
Alya | 2 | 2.0293 | Kingdom of Saudi Arabia | Amaala | Infrastructure | Triple Bay | North Interchange | RSG |  | Tender | 2021 |  | In situ concrete | F780.8 | Reinforced Concrete; Grade 40/20/R;Cope Unit , Concrete Grade 40/20/R | 185.3706 | m³ | SAR | 198.9241
Alya | 2 | 2.0293 | Kingdom of Saudi Arabia | Amaala | Infrastructure | Triple Bay | North Interchange | RSG |  | Tender | 2021 |  | In situ concrete | F262 | Batter Chute;Provision Of Concrete;Design Mix, Concrete Grade 40/20/R | 200 | m³ | SAR | 505.938
Alya | 2 | 2.0293 | Kingdom of Saudi Arabia | Amaala | Infrastructure | Triple Bay | North Interchange | RSG |  | Tender | 2021 |  | In situ concrete | F780.9 | Placing Of Concrete;Reinforced Concrete; Grade 40/20/R;Concrete In Chute, Concrete Grade 40/20/R | 200.222 | m³ | SAR | 227.3353
Alya | 2 | 2.0293 | Kingdom of Saudi Arabia | Amaala | Infrastructure | Triple Bay | North Interchange | RSG |  | Tender | 2021 |  | Concrete Ancillaries | G215 | Bridge;Fair Finish; Plane Horizontal, Width Exceeding 1.22 M;To Psc Voided Deck Slab | 612.8 | m² | SAR | 1525.3705
Alya | 2 | 2.0293 | Kingdom of Saudi Arabia | Amaala | Infrastructure | Triple Bay | North Interchange | RSG |  | Tender | 2021 |  | Concrete Ancillaries | G245.1 | Bridge;Fair Finish; Plane Vertical, Width Exceeding 1.22 M;To Pier | 69.0107 | m² | SAR | 697.3556
Alya | 2 | 2.0293 | Kingdom of Saudi Arabia | Amaala | Infrastructure | Triple Bay | North Interchange | RSG |  | Tender | 2021 |  | Concrete Ancillaries | G245.2 | Bridge;Fair Finish; Plane Vertical, Width Exceeding 1.22 M;To Abutment Beam | 275.102 | m² | SAR | 442.9736
Alya | 2 | 2.0293 | Kingdom of Saudi Arabia | Amaala | Infrastructure | Triple Bay | North Interchange | RSG |  | Tender | 2021 |  | Concrete Ancillaries | G245.3 | Bridge;Fair Finish; Plane Vertical, Width Exceeding 1.22 M;To Single Side Concrete Parapet | 322.7594 | m² | SAR | 284.5665
Alya | 2 | 2.0293 | Kingdom of Saudi Arabia | Amaala | Infrastructure | Triple Bay | North Interchange | RSG |  | Tender | 2021 |  | Concrete Ancillaries | G245.4 | Bridge;Fair Finish; Plane Vertical, Width Exceeding 1.22 M;To Pile Cap At Pier | 65.4 | m² | SAR | 615.2411
Alya | 2 | 2.0294 | Kingdom of Saudi Arabia | Amaala | Infrastructure | Triple Bay | North Interchange | RSG |  | Tender | 2021 |  | Concrete Ancillaries | G245.5 | Bridge;Fair Finish; Plane Vertical, Width Exceeding 1.22 M;To Cope Unit Above Mse Wall | 391.7745 | m² | SAR | 295.3157
Alya | 2 | 2.0294 | Kingdom of Saudi Arabia | Amaala | Infrastructure | Triple Bay | North Interchange | RSG |  | Tender | 2021 |  | Concrete Ancillaries | G244.3 | Bridge;Fair Finish; Plane Vertical, Width 0.4 - 1.22 M;To Approach Slab | 22.08 | m² | SAR | 246.0964
Alya | 2 | 2.0294 | Kingdom of Saudi Arabia | Amaala | Infrastructure | Triple Bay | North Interchange | RSG |  | Tender | 2021 |  | Concrete Ancillaries | G243 | Bridge;Fair Finish; Plane Vertical, Width 0.2 - 0.4 M;To Mse Wall Key | 70.98 | m² | SAR | 295.3157
Alya | 2 | 2.0294 | Kingdom of Saudi Arabia | Amaala | Infrastructure | Triple Bay | North Interchange | RSG |  | Tender | 2021 |  | Concrete Ancillaries | G255.1 | Bridge;Fair Finish; Plane Curved To One Radius In One Plane, Width Exceeding 1.22 M;To Pier | 13.68 | m² | SAR | 732.2234
Alya | 2 | 2.0294 | Kingdom of Saudi Arabia | Amaala | Infrastructure | Triple Bay | North Interchange | RSG |  | Tender | 2021 |  | Concrete Ancillaries | G255.2 | Bridge;Fair Finish; Plane Curved To One Radius In One Plane, Width Exceeding 1.22 M;To Psc Voided Deck Slab | 388.39 | m² | SAR | 533.8797
Alya | 2 | 2.0294 | Kingdom of Saudi Arabia | Amaala | Infrastructure | Triple Bay | North Interchange | RSG |  | Tender | 2021 |  | Concrete Ancillaries | G524 | Reinforcement;Deformed High Yield Bars Of 12Mm Dia | 70.9543 | t | SAR | 7220.1175
Alya | 2 | 2.0294 | Kingdom of Saudi Arabia | Amaala | Infrastructure | Triple Bay | North Interchange | RSG |  | Tender | 2021 |  | Concrete Ancillaries | G525 | Reinforcement;Deformed High Yield Bars Of 16Mm Dia | 70.2011 | t | SAR | 7220.1175
Alya | 2 | 2.0294 | Kingdom of Saudi Arabia | Amaala | Infrastructure | Triple Bay | North Interchange | RSG |  | Tender | 2021 |  | Concrete Ancillaries | G526 | Reinforcement;Deformed High Yield Bars Of 20 Mm Dia | 59.412 | t | SAR | 7220.1175
Alya | 2 | 2.0294 | Kingdom of Saudi Arabia | Amaala | Infrastructure | Triple Bay | North Interchange | RSG |  | Tender | 2021 |  | Concrete Ancillaries | G527 | Reinforcement;Deformed High Yield Bars Of 25 Mm Dia | 48.0872 | t | SAR | 7220.1175
Alya | 2 | 2.0295 | Kingdom of Saudi Arabia | Amaala | Infrastructure | Triple Bay | North Interchange | RSG |  | Tender | 2021 |  | Concrete Ancillaries | G528 | Reinforcement;Deformed High Yield Bars Of 32 Mm Dia And Greater | 16.0077 | t | SAR | 7220.1175
Alya | 2 | 2.0295 | Kingdom of Saudi Arabia | Amaala | Infrastructure | Triple Bay | North Interchange | RSG |  | Tender | 2021 |  | Concrete Ancillaries | G536 | Reinforcement;Stainless Steel Bars Of 20 Mm Dia | 0.77111 | t | SAR | 9838.7345
Alya | 2 | 2.0295 | Kingdom of Saudi Arabia | Amaala | Infrastructure | Triple Bay | North Interchange | RSG |  | Tender | 2021 |  | Concrete Ancillaries | G681.1 | Reinforcement;Stainless Steel Dowels Of 20 Mm Dia | 192 | Nr | SAR | 37.8413
Alya | 2 | 2.0295 | Kingdom of Saudi Arabia | Amaala | Infrastructure | Triple Bay | North Interchange | RSG |  | Tender | 2021 |  | Concrete Ancillaries | G641 | Reinforcement;Approved Compressible Material | 91.8 | m² | SAR | 60.5461
Alya | 2 | 2.0295 | Kingdom of Saudi Arabia | Amaala | Infrastructure | Triple Bay | North Interchange | RSG |  | Tender | 2021 |  | Concrete Ancillaries | G215.1 | Culvert;Fair Finish; Plane Horizontal, Width Exceeding 1.22 M;To Roof Slab | 1104.67 | m² | SAR | 338.5433
Alya | 2 | 2.0295 | Kingdom of Saudi Arabia | Amaala | Infrastructure | Triple Bay | North Interchange | RSG |  | Tender | 2021 |  | Concrete Ancillaries | G215.2 | Culvertfair Finish; Plane Horizontal, Width Exceeding 1.22 M;To Apron | 337.098 | m² | SAR | 249.5254
Alya | 2 | 2.0295 | Kingdom of Saudi Arabia | Amaala | Infrastructure | Triple Bay | North Interchange | RSG |  | Tender | 2021 |  | Concrete Ancillaries | G244.1 | Culvert;Fair Finish; Plane Vertical, Width 0.4-1.22 M;Base Slab | 289.73 | m² | SAR | 132.5505
Alya | 2 | 2.0295 | Kingdom of Saudi Arabia | Amaala | Infrastructure | Triple Bay | North Interchange | RSG |  | Tender | 2021 |  | Concrete Ancillaries | G244.2 | Culvert;Fair Finish; Plane Vertical, Width 0.4-1.22 M;Roof Slab | 289.73 | m² | SAR | 249.5254
Alya | 2 | 2.0295 | Kingdom of Saudi Arabia | Amaala | Infrastructure | Triple Bay | North Interchange | RSG |  | Tender | 2021 |  | Concrete Ancillaries | G244.3 | Culvert;Fair Finish; Plane Vertical, Width 0.4-1.22 M;Wall | 1877.13 | m² | SAR | 249.5254
Alya | 2 | 2.0295 | Kingdom of Saudi Arabia | Amaala | Infrastructure | Triple Bay | North Interchange | RSG |  | Tender | 2021 |  | Concrete Ancillaries | G244.4 | Culvert;Fair Finish; Plane Vertical, Width 0.4-1.22 M;Head Wall | 42.3 | m² | SAR | 249.5254
Alya | 2 | 2.0295 | Kingdom of Saudi Arabia | Amaala | Infrastructure | Triple Bay | North Interchange | RSG |  | Tender | 2021 |  | Concrete Ancillaries | G245 | Culvert; Fair Finish; Plane Vertical, Width Exceeding1.22 M;Wing Wall | 1490.4426 | m² | SAR | 249.5254
Alya | 2 | 2.0296 | Kingdom of Saudi Arabia | Amaala | Infrastructure | Triple Bay | North Interchange | RSG |  | Tender | 2021 |  | Concrete Ancillaries | G255 | Fair Finish; Curved To One Radius In One Plane, Width Exceeding 1.22 M;S-Pipe Culvert | 1236.437 | m² | SAR | 338.5433
Alya | 2 | 2.0296 | Kingdom of Saudi Arabia | Amaala | Infrastructure | Triple Bay | North Interchange | RSG |  | Tender | 2021 |  | Concrete Ancillaries | G524 | Reinforcement;Deformed High Yield Bars Of 12Mm Dia | 150.5492 | t | SAR | 6796.295
Alya | 2 | 2.0296 | Kingdom of Saudi Arabia | Amaala | Infrastructure | Triple Bay | North Interchange | RSG |  | Tender | 2021 |  | Concrete Ancillaries | G525 | Reinforcement;Deformed High Yield Bars Of 16Mm Dia | 317.2647 | t | SAR | 6796.295
Alya | 2 | 2.0296 | Kingdom of Saudi Arabia | Amaala | Infrastructure | Triple Bay | North Interchange | RSG |  | Tender | 2021 |  | Concrete Ancillaries | G536 | Reinforcement;Stainless Steel Bars Of 20 Mm Dia | 0.51003 | t | SAR | 9838.7345
Alya | 2 | 2.0296 | Kingdom of Saudi Arabia | Amaala | Infrastructure | Triple Bay | North Interchange | RSG |  | Tender | 2021 |  | Concrete Ancillaries | G681.2 | Reinforcement;Stainless Steel Dowels Of 20 Mm Dia | 508 | Nr | SAR | 37.8413
Alya | 2 | 2.0296 | Kingdom of Saudi Arabia | Amaala | Infrastructure | Triple Bay | North Interchange | RSG |  | Tender | 2021 |  | Concrete Ancillaries | G681.3 | Reinforcement;Hilti Dowels Of 12 Mm Dia | 1065 | Nr | SAR | 98.3873
Alya | 2 | 2.0296 | Kingdom of Saudi Arabia | Amaala | Infrastructure | Triple Bay | North Interchange | RSG |  | Tender | 2021 |  | Concrete Ancillaries | G681.4 | Reinforcement;Hilti Dowels Of 16 Mm Dia | 593 | Nr | SAR | 128.6604
Alya | 2 | 2.0296 | Kingdom of Saudi Arabia | Amaala | Infrastructure | Triple Bay | North Interchange | RSG |  | Tender | 2021 |  | Concrete Ancillaries | G568 | Reinforcement;Wire Mesh 150Mm X 150Mm X 10Mm | 1531.6558 | m² | SAR | 74.7592
Alya | 2 | 2.0296 | Kingdom of Saudi Arabia | Amaala | Infrastructure | Triple Bay | North Interchange | RSG |  | Tender | 2021 |  | Concrete Ancillaries | G728.1 | Post Tensioned Prestressing Tendons;Prestressing Tendons, Inclined Or Vertical In Insitu Concrete According To Cable Profiles Shown On Drawings, Length Approx. 60.658M (Length Of One Tendon), Size 27 Strands, 15.2Mm Diameter. | 7 | Nr | SAR | 41387.0074
Alya | 2 | 2.0297 | Kingdom of Saudi Arabia | Amaala | Infrastructure | Triple Bay | North Interchange | RSG |  | Tender | 2021 |  | Concrete Ancillaries | G728.2 | Post Tensioned Prestressing Tendons;Prestressing Tendons, Inclined Or Vertical In Insitu Concrete According To Cable Profiles Shown On Drawings, Length Approx. 60.28M(Length Of One Tendon), Size 27 Strands, 15.2Mm Diameter. | 2 | Nr | SAR | 41127.7416
Alya | 2 | 2.0297 | Kingdom of Saudi Arabia | Amaala | Infrastructure | Triple Bay | North Interchange | RSG |  | Tender | 2021 |  | Concrete Ancillaries | G728.3 | Post Tensioned Prestressing Tendons;Prestressing Tendons, Inclined Or Vertical In Insitu Concrete According To Cable Profiles Shown On Drawings, Length Approx. 61.24M(Length Of One Tendon), Size 27 Strands, 15.2Mm Diameter. | 7 | Nr | SAR | 41782.7289
Alya | 2 | 2.0297 | Kingdom of Saudi Arabia | Amaala | Infrastructure | Triple Bay | North Interchange | RSG |  | Tender | 2021 |  | Concrete Ancillaries | G728.4 | Post Tensioned Prestressing Tendons:Prestressing Tendons, Inclined Or Vertical In Insitu Concrete According To Cable Profiles Shown On Drawings, Length Approx. 61.23M(Length Of One Tendon), Size 27 Strands, 15.2Mm Diameter. | 7 | Nr | SAR | 41775.9061
Alya | 2 | 2.0297 | Kingdom of Saudi Arabia | Amaala | Infrastructure | Triple Bay | North Interchange | RSG |  | Tender | 2021 |  | Concrete Ancillaries | G750 | Post Tensioned Prestressing Tendons;Jacking Point | 46 | Nr | SAR | 4843.6847
Alya | 2 | 2.0297 | Kingdom of Saudi Arabia | Amaala | Infrastructure | Triple Bay | North Interchange | RSG |  | Tender | 2021 |  | Concrete Ancillaries | G659.1 | Joints;Movement Accommodating Waterstop | 72.2 | m | SAR | 80.2992
Alya | 2 | 2.0297 | Kingdom of Saudi Arabia | Amaala | Infrastructure | Triple Bay | North Interchange | RSG |  | Tender | 2021 |  | Concrete Ancillaries | G659.2 | Joints;Wall Waterstop | 78.4 | m | SAR | 68.0538
Alya | 2 | 2.0297 | Kingdom of Saudi Arabia | Amaala | Infrastructure | Triple Bay | North Interchange | RSG |  | Tender | 2021 |  | Concrete Ancillaries | G659.3 | Joints;Roof Waterstop | 72.2 | m | SAR | 71.3838
Alya | 2 | 2.0297 | Kingdom of Saudi Arabia | Amaala | Infrastructure | Triple Bay | North Interchange | RSG |  | Tender | 2021 |  | Concrete Ancillaries | G670 | Joints;150X75 Deep Drain Channel | 30.6 | m | SAR | 52.9778
Alya | 2 | 2.0297 | Kingdom of Saudi Arabia | Amaala | Infrastructure | Triple Bay | North Interchange | RSG |  | Tender | 2021 |  | Concrete Ancillaries | G690.1 | Joints;Expansion Joint, 100 Wide | 30.6 | m | SAR | 12487.6245
Alya | 2 | 2.0297 | Kingdom of Saudi Arabia | Amaala | Infrastructure | Triple Bay | North Interchange | RSG |  | Tender | 2021 |  | Concrete Ancillaries | G690.4 | Joints;Asphaltic Plug Joint Including 20 X 20 Approved Sealant | 61.2 | m | SAR | 92.3327
Alya | 2 | 2.0297 | Kingdom of Saudi Arabia | Amaala | Infrastructure | Triple Bay | North Interchange | RSG |  | Tender | 2021 |  | Concrete Ancillaries | G823.1 | Coating To Exposed Surface;Coating Systems To Exposed Surface Of Soil Reinforced Walls And Copping Beam, Colour To Match With Existing Soil Wall | 867.3783 | m² | SAR | 68.8711
Alya | 2 | 2.0298 | Kingdom of Saudi Arabia | Amaala | Infrastructure | Triple Bay | North Interchange | RSG |  | Tender | 2021 |  | Concrete Ancillaries | G823.2 | Coating To Exposed Surface;Protective Coating To Exposed Surface Of Bridge Structure (Abutment/Pier/Deck) | 2476.22 | m² | SAR | 73.7905
Alya | 2 | 2.0298 | Kingdom of Saudi Arabia | Amaala | Infrastructure | Triple Bay | North Interchange | RSG |  | Tender | 2021 |  | Precast Concrete | H900 | Mse Walls;Concrete Class 40/20 Precast Facing Panels (Coating System Measured Separately) Including All Cast-In Attachments And Steel Reinforcement (Rate To Include All Specialist Fitment And Accessories, Placing And Attaching Reinforcing Strips, All Sealants, Compressible Material, Fixing All Friction Strips And Pins, All Joints To Adjacent Structure, Bituminous Paint, Production And Submission Of Shop Drawings, Etc.- Wall Panels Measured Up To Bottom Level Of Copping Beam) | 1356.243 | m² | SAR | 870
Alya | 2 | 2.0298 | Kingdom of Saudi Arabia | Amaala | Infrastructure | Triple Bay | North Interchange | RSG |  | Tender | 2021 |  | Precast Concrete | H820 | Mse Walls;Coping Beam For Reinforcing Soil Wall Including Formwork, Reinforcement And Waterproofing And Joint Sealant Between Units | 179 | m | SAR | 718.9844
Alya | 2 | 2.0298 | Kingdom of Saudi Arabia | Amaala | Infrastructure | Triple Bay | North Interchange | RSG |  | Tender | 2021 |  | Piles | P151.1 | Bored Cast-In Place Concrete Piles;Number Of Piles 1050Mm Dia Length 18M | 10 | Nr | SAR | 8409.1748
Alya | 2 | 2.0298 | Kingdom of Saudi Arabia | Amaala | Infrastructure | Triple Bay | North Interchange | RSG |  | Tender | 2021 |  | Piles | P151.2 | Bored Cast-In Place Concrete Piles;Number Of Piles 1050Mm Dia Length 15M | 8 | Nr | SAR | 8409.1748
Alya | 2 | 2.0298 | Kingdom of Saudi Arabia | Amaala | Infrastructure | Triple Bay | North Interchange | RSG |  | Tender | 2021 |  | Piles | P152 | Bored Cast-In Place Concrete Piles;Concreted Length Of 1050Mm Dia Pile | 300 | m | SAR | 1493.5977
Alya | 2 | 2.0298 | Kingdom of Saudi Arabia | Amaala | Infrastructure | Triple Bay | North Interchange | RSG |  | Tender | 2021 |  | Piles | P153.1 | Bored Cast-In Place Concrete Piles;Depth Bored To Maximum Length 18M, 1050Mm Dia | 180 | m | SAR | 3784.1286
Alya | 2 | 2.0298 | Kingdom of Saudi Arabia | Amaala | Infrastructure | Triple Bay | North Interchange | RSG |  | Tender | 2021 |  | Piles | P153.2 | Bored Cast-In Place Concrete Piles;Depth Bored To Maximum Length 15M, 1050Mm Dia | 120 | m | SAR | 3330.0332
Alya | 2 | 2.0298 | Kingdom of Saudi Arabia | Amaala | Infrastructure | Triple Bay | North Interchange | RSG |  | Tender | 2021 |  | Piles | P159.1 | Bored Cast-In Place Concrete Piles;Cutting Off Surplus Lengths 1050Mm Diameter | 18 | Nr | SAR | 1967.7469
Alya | 2 | 2.0299 | Kingdom of Saudi Arabia | Amaala | Infrastructure | Triple Bay | North Interchange | RSG |  | Tender | 2021 |  | Piles | P159.2 | Bored Cast-In Place Concrete Piles;Preparing Piles Head 1050Mm Diameter | 18 | Nr | SAR | 1665.0166
Alya | 2 | 2.0299 | Kingdom of Saudi Arabia | Amaala | Infrastructure | Triple Bay | North Interchange | RSG |  | Tender | 2021 |  | Roads And Pavings | R322.1 | Road Pavements;Surface Course;Asphalt Wearing Course 50Mm Thick | 30360.1665 | m² | SAR | 31.3326
Alya | 2 | 2.0299 | Kingdom of Saudi Arabia | Amaala | Infrastructure | Triple Bay | North Interchange | RSG |  | Tender | 2021 |  | Roads And Pavings | R325.1 | Road Pavements;Asphalt Base Course;Asphalt Base Course 200Mm Thick | 21638.9585 | m² | SAR | 124.1151
Alya | 2 | 2.0299 | Kingdom of Saudi Arabia | Amaala | Infrastructure | Triple Bay | North Interchange | RSG |  | Tender | 2021 |  | Roads And Pavings | R194.1 | Road Pavements;Aggregate Base Course;Aggregate Base Course 150Mm Thick | 10251.9217 | m² | SAR | 14.9851
Alya | 2 | 2.0299 | Kingdom of Saudi Arabia | Amaala | Infrastructure | Triple Bay | North Interchange | RSG |  | Tender | 2021 |  | Roads And Pavings | R197 | Road Pavements;Aggregate Base Course;Aggregate Base Course 300Mm Thick | 22274.5072 | m² | SAR | 29.9703
Alya | 2 | 2.0299 | Kingdom of Saudi Arabia | Amaala | Infrastructure | Triple Bay | North Interchange | RSG |  | Tender | 2021 |  | Roads And Pavings | R194.2 | Road Pavements;Aggregate Base Course;Crushed Aggregate Base 150Mm Thick | 2318.124 | m² | SAR | 16.4231
Alya | 2 | 2.0299 | Kingdom of Saudi Arabia | Amaala | Infrastructure | Triple Bay | North Interchange | RSG |  | Tender | 2021 |  | Roads And Pavings | R350.1 | Road Pavements;Aggregate Base Course;Prime Coat | 30819.1739 | m² | SAR | 3.0273
Alya | 2 | 2.0299 | Kingdom of Saudi Arabia | Amaala | Infrastructure | Triple Bay | North Interchange | RSG |  | Tender | 2021 |  | Roads And Pavings | R350.2 | Road Pavements;Aggregate Base Course;Tack Coat | 21179.9512 | m² | SAR | 4.541
Alya | 2 | 2.0299 | Kingdom of Saudi Arabia | Amaala | Infrastructure | Triple Bay | North Interchange | RSG |  | Tender | 2021 |  | Roads And Pavings | R194.3 | Road Pavements;Aggregate Base Course;Aggregate/Granular Sub-Base – 150 Mm | 17845.1337 | m² | SAR | 13.1688
Alya | 2 | 2.0299 | Kingdom of Saudi Arabia | Amaala | Infrastructure | Triple Bay | North Interchange | RSG |  | Tender | 2021 |  | Roads And Pavings | R194.4 | Road Pavements;Aggregate Base Course;Graded Track For Substation - Aggregate Base Course Layer Of 150 Mm. | 1472.194 | m² | SAR | 14.9851
Alya | 2 | 2.0299 | Kingdom of Saudi Arabia | Amaala | Infrastructure | Triple Bay | North Interchange | RSG |  | Tender | 2021 |  | Roads And Pavings | R750.1 | Paving Blocks;Interlock Block Paving 60Mm Thick On And Including 30Mm Thick Sand Bed | 2318.124 | m² | SAR | 108.3926
Alya | 2 | 2.03 | Kingdom of Saudi Arabia | Amaala | Infrastructure | Triple Bay | North Interchange | RSG |  | Tender | 2021 |  | Roads And Pavings | R470.1 | Milling Works At New And Existing Pavement Joint Area;Asphalt Wearing Course 50Mm Thick | 1186.1756 | m² | SAR | 11.3524
Alya | 2 | 2.03 | Kingdom of Saudi Arabia | Amaala | Infrastructure | Triple Bay | North Interchange | RSG |  | Tender | 2021 |  | Roads And Pavings | R470.2 | Milling Works At New And Existing Pavement Joint Area;Asphalt Base Course 200Mm Thick | 593.0878 | m² | SAR | 45.4095
Alya | 2 | 2.03 | Kingdom of Saudi Arabia | Amaala | Infrastructure | Triple Bay | North Interchange | RSG |  | Tender | 2021 |  | Roads And Pavings | R322.2 | Tie-In At Existing And New Pavement;Asphalt Wearing Course 50Mm Thick | 1186.1756 | m² | SAR | 31.3326
Alya | 2 | 2.03 | Kingdom of Saudi Arabia | Amaala | Infrastructure | Triple Bay | North Interchange | RSG |  | Tender | 2021 |  | Roads And Pavings | R325.2 | Tie-In At Existing And New Pavement;Asphalt Base Course 200Mm Thick | 593.0878 | m² | SAR | 124.1151
Alya | 2 | 2.03 | Kingdom of Saudi Arabia | Amaala | Infrastructure | Triple Bay | North Interchange | RSG |  | Tender | 2021 |  | Roads And Pavings | R350.3 | Tie-In At Existing And New Pavement;Tack Coat | 593.0878 | m² | SAR | 4.541
Alya | 2 | 2.03 | Kingdom of Saudi Arabia | Amaala | Infrastructure | Triple Bay | North Interchange | RSG |  | Tender | 2021 |  | Roads And Pavings | R900 | Saw Cut Joint Between New And Existing Pavement;New Pavement With Existing Pavement (Asphalt Wearing Course 50Mm Thick, Asphalt Base Course 200Mm Thick, Aggregate Base Course 300Mm Thick) | 1976.9593 | m | SAR | 22.7048
Alya | 2 | 2.03 | Kingdom of Saudi Arabia | Amaala | Infrastructure | Triple Bay | North Interchange | RSG |  | Tender | 2021 |  | Roads And Pavings | R711.1 | Kerbs, Channels And Edgings;Straight Or Curved Radius Exceeding 12 M Proposed Heel Kerb Size 75Mm X 150Mm | 1011.0555 | m | SAR | 69.628
Alya | 2 | 2.03 | Kingdom of Saudi Arabia | Amaala | Infrastructure | Triple Bay | North Interchange | RSG |  | Tender | 2021 |  | Roads And Pavings | R711.2 | Kerbs, Channels And Edgings;Straight Or Curved Radius Exceeding 12 M Proposed Upstand Kerb Size 200Mm X 300Mm | 884.923 | m | SAR | 117.5048
Alya | 2 | 2.03 | Kingdom of Saudi Arabia | Amaala | Infrastructure | Triple Bay | North Interchange | RSG |  | Tender | 2021 |  | Roads And Pavings | R711.3 | Kerbs, Channels And Edgings;Straight Or Curved Radius Exceeding 12 M Proposed Transition Kerb 900Mm Transition Length | 26.4521 | m | SAR | 120.918
Alya | 2 | 2.0301 | Kingdom of Saudi Arabia | Amaala | Infrastructure | Triple Bay | North Interchange | RSG |  | Tender | 2021 |  | Roads And Pavings | R714 | Kerbs, Channels And Edgings;Straight Or Curved Radius Exceeding 12 M Proposed Drop Kerb Size 150Mm X 300Mm | 15 | Nr | SAR | 124.3313
Alya | 2 | 2.0301 | Kingdom of Saudi Arabia | Amaala | Infrastructure | Triple Bay | North Interchange | RSG |  | Tender | 2021 |  | Roads And Pavings | R721 | Kerbs, Channels And Edgings;Straight Or Curved Radius Exceeding 12 M Proposed Kerb Drain Size 150Mm X 405Mm And 480Mm | 231.22 | m | SAR | 204.3429
Alya | 2 | 2.0301 | Kingdom of Saudi Arabia | Amaala | Infrastructure | Triple Bay | North Interchange | RSG |  | Tender | 2021 |  | Roads And Pavings | R711.4 | Kerb At Bridge Structure;Straight Or Curved Radius Exceeding 12 M Proposed Upstand Kerb Size 200Mm X 300Mm - Uk | 61.2 | m | SAR | 141.0057
Alya | 2 | 2.0301 | Kingdom of Saudi Arabia | Amaala | Infrastructure | Triple Bay | North Interchange | RSG |  | Tender | 2021 |  | Roads And Pavings | R824.1 | Road Markings;Continuous Lines;Edge Line (White),200Mm Thick; Ref. Rm-05 | 3774.3137 | m | SAR | 7.5683
Alya | 2 | 2.0301 | Kingdom of Saudi Arabia | Amaala | Infrastructure | Triple Bay | North Interchange | RSG |  | Tender | 2021 |  | Roads And Pavings | R824.2 | Road Markings;Continuous Lines;Edge Line (Yellow),200Mm Thick; Ref. Rm-05 | 1782.1558 | m | SAR | 7.5683
Alya | 2 | 2.0301 | Kingdom of Saudi Arabia | Amaala | Infrastructure | Triple Bay | North Interchange | RSG |  | Tender | 2021 |  | Roads And Pavings | R824.3 | Road Markings;Continuous Lines;Double Solid Line (Yellow) 120Mm Thick,100Mm Gap; Ref.Rm-09 | 187.9044 | m | SAR | 10.8983
Alya | 2 | 2.0301 | Kingdom of Saudi Arabia | Amaala | Infrastructure | Triple Bay | North Interchange | RSG |  | Tender | 2021 |  | Roads And Pavings | R825.1 | Road Markings;Intermittent Lines;Broken Line (White) 6M Length,6M Gap,120Mm Thick; Ref. Rm-02 | 144.0617 | m | SAR | 2.7246
Alya | 2 | 2.0301 | Kingdom of Saudi Arabia | Amaala | Infrastructure | Triple Bay | North Interchange | RSG |  | Tender | 2021 |  | Roads And Pavings | R825.2 | Road Markings;Intermittent Lines;Broken Line (Yellow) 6M Length,6M Gap,120Mm Thick; Ref. Rm-02 | 133.7655 | m | SAR | 2.7246
Alya | 2 | 2.0301 | Kingdom of Saudi Arabia | Amaala | Infrastructure | Triple Bay | North Interchange | RSG |  | Tender | 2021 |  | Roads And Pavings | R825.3 | Road Markings;Intermittent Lines;Broken Line (White) 3M Length, 3M Gap,200Mm Thick; Ref. Rm-06 | 1402.0377 | m | SAR | 4.541
Alya | 2 | 2.0301 | Kingdom of Saudi Arabia | Amaala | Infrastructure | Triple Bay | North Interchange | RSG |  | Tender | 2021 |  | Roads And Pavings | R825.4 | Road Markings;Intermittent Lines;Dotted Lane Marking (White) 1M Length, 1M Gap,120Mm Thick; Ref.Rm-07 | 100.6996 | m | SAR | 2.7246
Alya | 2 | 2.0301 | Kingdom of Saudi Arabia | Amaala | Infrastructure | Triple Bay | North Interchange | RSG |  | Tender | 2021 |  | Roads And Pavings | R823.1 | Road Markings;Letters And Shapes;Straight/Right Arrow; Ref. A3 | 4 | Nr | SAR | 378.4129
Alya | 2 | 2.0302 | Kingdom of Saudi Arabia | Amaala | Infrastructure | Triple Bay | North Interchange | RSG |  | Tender | 2021 |  | Roads And Pavings | R823.2 | Road Markings;Letters And Shapes;Right Turn Arrow; Ref. A6 | 2 | Nr | SAR | 378.4129
Alya | 2 | 2.0302 | Kingdom of Saudi Arabia | Amaala | Infrastructure | Triple Bay | North Interchange | RSG |  | Tender | 2021 |  | Roads And Pavings | R823.3 | Road Markings;Letters And Shapes;Straight Arrow; Ref. A7 | 20 | Nr | SAR | 333.0033
Alya | 2 | 2.0302 | Kingdom of Saudi Arabia | Amaala | Infrastructure | Triple Bay | North Interchange | RSG |  | Tender | 2021 |  | Roads And Pavings | R829 | Road Markings;Letters And Shapes;Channelized Turning Area (Chevron) | 549.675 | m² | SAR | 68.1143
Alya | 2 | 2.0302 | Kingdom of Saudi Arabia | Amaala | Infrastructure | Triple Bay | North Interchange | RSG |  | Tender | 2021 |  | Roads And Pavings | R822 | Road Studs (Reflected);Road Studs On The Proposed Bridge | 20 | Nr | SAR | 34.814
Alya | 2 | 2.0302 | Kingdom of Saudi Arabia | Amaala | Infrastructure | Triple Bay | North Interchange | RSG |  | Tender | 2021 |  | Roads And Pavings | R811.1 | Traffic Signs;Supply And Install Warning And Regulatory Signs Complete As Shown On Drawings Including Foundation, Posts Embedded In Ground/Pavement With Selected Fill Surround;Give Way (Ø600Mm) _ R2-1 | 5 | Nr | SAR | 1513.6515
Alya | 2 | 2.0302 | Kingdom of Saudi Arabia | Amaala | Infrastructure | Triple Bay | North Interchange | RSG |  | Tender | 2021 |  | Roads And Pavings | R811.2 | Traffic Signs;Supply And Install Warning And Regulatory Signs Complete As Shown On Drawings Including Foundation, Posts Embedded In Ground/Pavement With Selected Fill Surround;Speed Limit- 120,60,40 & 30 (R3-1 Ø600Mm)_ R3-1 | 19 | Nr | SAR | 1816.3817
Alya | 2 | 2.0302 | Kingdom of Saudi Arabia | Amaala | Infrastructure | Triple Bay | North Interchange | RSG |  | Tender | 2021 |  | Roads And Pavings | R811.3 | Traffic Signs;Supply And Install Warning And Regulatory Signs Complete As Shown On Drawings Including Foundation, Posts Embedded In Ground/Pavement With Selected Fill Surround;Entry Prohibited (Ø600Mm)_ R5-1 | 4 | Nr | SAR | 1816.3817
Alya | 2 | 2.0302 | Kingdom of Saudi Arabia | Amaala | Infrastructure | Triple Bay | North Interchange | RSG |  | Tender | 2021 |  | Roads And Pavings | R811.4 | Traffic Signs;Supply And Install Warning And Regulatory Signs Complete As Shown On Drawings Including Foundation, Posts Embedded In Ground/Pavement With Selected Fill Surround;Restricted Clearance (Ø600Mm)_R7-2 | 2 | Nr | SAR | 1816.3817
Alya | 2 | 2.0302 | Kingdom of Saudi Arabia | Amaala | Infrastructure | Triple Bay | North Interchange | RSG |  | Tender | 2021 |  | Roads And Pavings | R811.5 | Traffic Signs;Supply And Install Warning And Regulatory Signs Complete As Shown On Drawings Including Foundation, Posts Embedded In Ground/Pavement With Selected Fill Surround;Overtaking Prohibited (Ø600Mm)_R9-1 | 4 | Nr | SAR | 1816.3817
Alya | 2 | 2.0303 | Kingdom of Saudi Arabia | Amaala | Infrastructure | Triple Bay | North Interchange | RSG |  | Tender | 2021 |  | Roads And Pavings | R811.6 | Traffic Signs;Supply And Install Warning And Regulatory Signs Complete As Shown On Drawings Including Foundation, Posts Embedded In Ground/Pavement With Selected Fill Surround;Pass This Side (Ø600Mm)_ R15-2 | 3 | Nr | SAR | 1816.3817
Alya | 2 | 2.0303 | Kingdom of Saudi Arabia | Amaala | Infrastructure | Triple Bay | North Interchange | RSG |  | Tender | 2021 |  | Roads And Pavings | R811.7 | Traffic Signs;Supply And Install Warning And Regulatory Signs Complete As Shown On Drawings Including Foundation, Posts Embedded In Ground/Pavement With Selected Fill Surround;Pass This Side (Ø600Mm)_ R15-3 | 4 | Nr | SAR | 1816.3817
Alya | 2 | 2.0303 | Kingdom of Saudi Arabia | Amaala | Infrastructure | Triple Bay | North Interchange | RSG |  | Tender | 2021 |  | Roads And Pavings | R811.8 | Traffic Signs;Supply And Install Warning And Regulatory Signs Complete As Shown On Drawings Including Foundation, Posts Embedded In Ground/Pavement With Selected Fill Surround;Traffic Rotary_ R18-1 | 5 | Nr | SAR | 1816.3817
Alya | 2 | 2.0303 | Kingdom of Saudi Arabia | Amaala | Infrastructure | Triple Bay | North Interchange | RSG |  | Tender | 2021 |  | Roads And Pavings | R811.9 | Traffic Signs;Supply And Install Warning And Regulatory Signs Complete As Shown On Drawings Including Foundation, Posts Embedded In Ground/Pavement With Selected Fill Surround;Two Way Traffic (Ø600Mm)_ W18-1 | 3 | Nr | SAR | 1513.6515
Alya | 2 | 2.0303 | Kingdom of Saudi Arabia | Amaala | Infrastructure | Triple Bay | North Interchange | RSG |  | Tender | 2021 |  | Roads And Pavings | R811.10 | Traffic Signs;Supply And Install Warning And Regulatory Signs Complete As Shown On Drawings Including Foundation, Posts Embedded In Ground/Pavement With Selected Fill Surround;Roundabout (Ø600Mm)_ W22-1 | 4 | Nr | SAR | 1513.6515
Alya | 2 | 2.0303 | Kingdom of Saudi Arabia | Amaala | Infrastructure | Triple Bay | North Interchange | RSG |  | Tender | 2021 |  | Roads And Pavings | R811.11 | Traffic Signs;Supply And Install Warning And Regulatory Signs Complete As Shown On Drawings Including Foundation, Posts Embedded In Ground/Pavement With Selected Fill Surround;Merge (Ø600Mm)_ W33-3 | 2 | Nr | SAR | 1513.6515
Alya | 2 | 2.0303 | Kingdom of Saudi Arabia | Amaala | Infrastructure | Triple Bay | North Interchange | RSG |  | Tender | 2021 |  | Roads And Pavings | R811.12 | Traffic Signs;Supply And Install Warning And Regulatory Signs Complete As Shown On Drawings Including Foundation, Posts Embedded In Ground/Pavement With Selected Fill Surround;Low Clearance (Ø600Mm)_ W35-1 | 2 | Nr | SAR | 1513.6515
Alya | 2 | 2.0303 | Kingdom of Saudi Arabia | Amaala | Infrastructure | Triple Bay | North Interchange | RSG |  | Tender | 2021 |  | Roads And Pavings | R811.13 | Traffic Signs;Supply And Install Warning And Regulatory Signs Complete As Shown On Drawings Including Foundation, Posts Embedded In Ground/Pavement With Selected Fill Surround;Multiple Chevron (1200X400)_W37-2 | 5 | Nr | SAR | 2270.4772
Alya | 2 | 2.0303 | Kingdom of Saudi Arabia | Amaala | Infrastructure | Triple Bay | North Interchange | RSG |  | Tender | 2021 |  | Roads And Pavings | R811.14 | Traffic Signs;Supply And Install Warning And Regulatory Signs Complete As Shown On Drawings Including Foundation, Posts Embedded In Ground/Pavement With Selected Fill Surround;Overhead Cable (Ø600Mm)_ W40 | 4 | Nr | SAR | 1513.6515
Alya | 2 | 2.0303 | Kingdom of Saudi Arabia | Amaala | Infrastructure | Triple Bay | North Interchange | RSG |  | Tender | 2021 |  | Roads And Pavings | R811.15 | Direction Signs;Supply And Install Direction Signs Including Ground Mounted Sign Posts, Foundation Etc;Informatory Sign- Ds-03 | 1 | Nr | SAR | 61451.2219
Alya | 2 | 2.0303 | Kingdom of Saudi Arabia | Amaala | Infrastructure | Triple Bay | North Interchange | RSG |  | Tender | 2021 |  | Roads And Pavings | R811.16 | Direction Signs;Supply And Install Direction Signs Including Ground Mounted Sign Posts, Foundation Etc;Informatory Sign- Ds-04 | 1 | Nr | SAR | 61451.2219
Alya | 2 | 2.0304 | Kingdom of Saudi Arabia | Amaala | Infrastructure | Triple Bay | North Interchange | RSG |  | Tender | 2021 |  | Roads And Pavings | R811.17 | Direction Signs;Supply And Install Direction Signs Including Ground Mounted Sign Posts, Foundation Etc;Exit Sign- Ds-05 | 1 | Nr | SAR | 5116.1419
Alya | 2 | 2.0304 | Kingdom of Saudi Arabia | Amaala | Infrastructure | Triple Bay | North Interchange | RSG |  | Tender | 2021 |  | Roads And Pavings | R811.18 | Direction Signs;Supply And Install Direction Signs Including Ground Mounted Sign Posts, Foundation Etc;Informatory Sign- Ds-06 | 1 | Nr | SAR | 44250.0867
Alya | 2 | 2.0304 | Kingdom of Saudi Arabia | Amaala | Infrastructure | Triple Bay | North Interchange | RSG |  | Tender | 2021 |  | Roads And Pavings | R811.19 | Direction Signs;Supply And Install Direction Signs Including Ground Mounted Sign Posts, Foundation Etc;Informatory Sign- Ds-07 | 1 | Nr | SAR | 22456.533
Alya | 2 | 2.0304 | Kingdom of Saudi Arabia | Amaala | Infrastructure | Triple Bay | North Interchange | RSG |  | Tender | 2021 |  | Roads And Pavings | R811.20 | Direction Signs;Supply And Install Direction Signs Including Ground Mounted Sign Posts, Foundation Etc;Informatory Sign- Ds-08 | 1 | Nr | SAR | 14752.0471
Alya | 2 | 2.0304 | Kingdom of Saudi Arabia | Amaala | Infrastructure | Triple Bay | North Interchange | RSG |  | Tender | 2021 |  | Roads And Pavings | R811.21 | Direction Signs;Supply And Install Direction Signs Including Ground Mounted Sign Posts, Foundation Etc; | 1 | Nr | SAR | 4786.1659
Alya | 2 | 2.0304 | Kingdom of Saudi Arabia | Amaala | Infrastructure | Triple Bay | North Interchange | RSG |  | Tender | 2021 |  | Roads And Pavings | R811.22 | Direction Signs;Supply And Install Direction Signs Including Ground Mounted Sign Posts, Foundation Etc;Informatory Sign- Ds-10 | 1 | Nr | SAR | 13432.143
Alya | 2 | 2.0304 | Kingdom of Saudi Arabia | Amaala | Infrastructure | Triple Bay | North Interchange | RSG |  | Tender | 2021 |  | Roads And Pavings | R811.23 | Direction Signs;Supply And Install Direction Signs Including Ground Mounted Sign Posts, Foundation Etc;Informatory Sign- Ds-11 | 1 | Nr | SAR | 8373.5199
Alya | 2 | 2.0304 | Kingdom of Saudi Arabia | Amaala | Infrastructure | Triple Bay | North Interchange | RSG |  | Tender | 2021 |  | Roads And Pavings | R811.24 | Direction Signs;Supply And Install Direction Signs Including Ground Mounted Sign Posts, Foundation Etc;Informatory Sign- Ds-12 | 1 | Nr | SAR | 18899.4521
Alya | 2 | 2.0304 | Kingdom of Saudi Arabia | Amaala | Infrastructure | Triple Bay | North Interchange | RSG |  | Tender | 2021 |  | Roads And Pavings | R811.25 | Direction Signs;Supply And Install Direction Signs Including Ground Mounted Sign Posts, Foundation Etc;Informatory Sign- Ds-13 | 1 | Nr | SAR | 22897.0056
Alya | 2 | 2.0305 | Kingdom of Saudi Arabia | Amaala | Infrastructure | Triple Bay | North Interchange | RSG |  | Tender | 2021 |  | Roads And Pavings | R811.26 | Direction Signs;Supply And Install Direction Signs Including Ground Mounted Sign Posts, Foundation Etc;Exit Sign- Ds-14 | 1 | Nr | SAR | 5116.1419
Alya | 2 | 2.0305 | Kingdom of Saudi Arabia | Amaala | Infrastructure | Triple Bay | North Interchange | RSG |  | Tender | 2021 |  | Roads And Pavings | R811.27 | Direction Signs;Supply And Install Direction Signs Including Ground Mounted Sign Posts, Foundation Etc;Informatory Sign- Ds-15 | 1 | Nr | SAR | 61451.2219
Alya | 2 | 2.0305 | Kingdom of Saudi Arabia | Amaala | Infrastructure | Triple Bay | North Interchange | RSG |  | Tender | 2021 |  | Roads And Pavings | R811.28 | Direction Signs;Supply And Install Direction Signs Including Ground Mounted Sign Posts, Foundation Etc;Informatory Sign- Ds-16 | 1 | Nr | SAR | 61451.2219
Alya | 2 | 2.0305 | Kingdom of Saudi Arabia | Amaala | Infrastructure | Triple Bay | North Interchange | RSG |  | Tender | 2021 |  | Roads And Pavings | R811.29 | Direction Signs;Supply And Install Direction Signs Including Ground Mounted Sign Posts, Foundation Etc;Cardinal Direction Sign- Ds-19 | 1 | Nr | SAR | 4215.5193
Alya | 2 | 2.0305 | Kingdom of Saudi Arabia | Amaala | Infrastructure | Triple Bay | North Interchange | RSG |  | Tender | 2021 |  | Roads And Pavings | R811.30 | Direction Signs;Supply And Install Direction Signs Including Ground Mounted Sign Posts, Foundation Etc;Cardinal Direction Sign- Ds-20 | 1 | Nr | SAR | 4215.5193
Alya | 2 | 2.0305 | Kingdom of Saudi Arabia | Amaala | Infrastructure | Triple Bay | North Interchange | RSG |  | Tender | 2021 |  | Roads And Pavings | R811.31 | Overhead Gantry Sign ;Supply And Install Overhead Gantry Signs , Complete And As Detailed In The Drawings As Shown On Drawings (Foundation Is Measured Elsewhere) ;Ds-01 | 1 | Nr | SAR | 22427.7736
Alya | 2 | 2.0305 | Kingdom of Saudi Arabia | Amaala | Infrastructure | Triple Bay | North Interchange | RSG |  | Tender | 2021 |  | Roads And Pavings | R811.32 | Overhead Gantry Sign ;Supply And Install Overhead Gantry Signs , Complete And As Detailed In The Drawings As Shown On Drawings (Foundation Is Measured Elsewhere) ;Ds-02 | 1 | Nr | SAR | 18961.5118
Alya | 2 | 2.0305 | Kingdom of Saudi Arabia | Amaala | Infrastructure | Triple Bay | North Interchange | RSG |  | Tender | 2021 |  | Roads And Pavings | R811.33 | Overhead Gantry Sign ;Supply And Install Overhead Gantry Signs , Complete And As Detailed In The Drawings As Shown On Drawings (Foundation Is Measured Elsewhere) ;Ds-17 | 1 | Nr | SAR | 22427.7736
Alya | 2 | 2.0305 | Kingdom of Saudi Arabia | Amaala | Infrastructure | Triple Bay | North Interchange | RSG |  | Tender | 2021 |  | Roads And Pavings | R811.34 | Overhead Gantry Sign ;Supply And Install Overhead Gantry Signs , Complete And As Detailed In The Drawings As Shown On Drawings (Foundation Is Measured Elsewhere) ;Ds-18 | 1 | Nr | SAR | 18961.5118
Alya | 2 | 2.0305 | Kingdom of Saudi Arabia | Amaala | Infrastructure | Triple Bay | North Interchange | RSG |  | Tender | 2021 |  | Structural Metalwork | M431 | Supply And Fabricate Overhead Gantry Structure Including Foundation & Associated Works;Overhead Gantry | 2 | Nr | SAR | 219479.4613
Alya | 2 | 2.0305 | Kingdom of Saudi Arabia | Amaala | Infrastructure | Triple Bay | North Interchange | RSG |  | Tender | 2021 |  | Structural Metalwork | M729 | Erection Of Overhead Gantry Structure Including Foundation & Associated Works;Overhead Gantry | 2 | Nr | SAR | 49950.4981
Alya | 2 | 2.0306 | Kingdom of Saudi Arabia | Amaala | Infrastructure | Triple Bay | North Interchange | RSG |  | Tender | 2021 |  | Roads And Pavings | R322 | Bridges;50Mm Thick Surfacing To Deck Slab | 756.45 | m² | SAR | 31.3326
Alya | 2 | 2.0306 | Kingdom of Saudi Arabia | Amaala | Infrastructure | Triple Bay | North Interchange | RSG |  | Tender | 2021 |  | Roads And Pavings | R350.4 | Bridges;Tack Coat To Deck Slab | 756.45 | m² | SAR | 3.7841
Alya | 2 | 2.0306 | Kingdom of Saudi Arabia | Amaala | Infrastructure | Triple Bay | North Interchange | RSG |  | Tender | 2021 |  | Roads And Pavings | R750.2 | Bridges;Footpath Area In Deck Slab | 108.24 | m² | SAR | 363.2763
Alya | 2 | 2.0306 | Kingdom of Saudi Arabia | Amaala | Infrastructure | Triple Bay | North Interchange | RSG |  | Tender | 2021 |  | Roads And Pavings | R196 | Bridges;Subbase Filling To Deck Slab, Average Of 250Mm Depth | 108.24 | m² | SAR | 23.0832
Alya | 2 | 2.0306 | Kingdom of Saudi Arabia | Amaala | Infrastructure | Triple Bay | North Interchange | RSG |  | Tender | 2021 |  | Waterproofing | W239.1 | 1.6 Thick Self-Adhesive Reinforced Bituminous Sheet Water Proofing Membrane | 15950.9556 | m² | SAR | 54.5823
Alya | 2 | 2.0306 | Kingdom of Saudi Arabia | Amaala | Infrastructure | Triple Bay | North Interchange | RSG |  | Tender | 2021 |  | Waterproofing | W239.2 | Waterproofing Membrane At Abutment | 447.8607 | m² | SAR | 54.5823
Alya | 2 | 2.0306 | Kingdom of Saudi Arabia | Amaala | Infrastructure | Triple Bay | North Interchange | RSG |  | Tender | 2021 |  | Waterproofing | W429.1 | 50 Thick Sand Cement Screed Protection | 116.604 | m² | SAR | 68.1143
Alya | 2 | 2.0306 | Kingdom of Saudi Arabia | Amaala | Infrastructure | Triple Bay | North Interchange | RSG |  | Tender | 2021 |  | Waterproofing | W239.3 | Two Coat Of Bituminous Paint | 48.5128 | m² | SAR | 22.8259
Alya | 2 | 2.0306 | Kingdom of Saudi Arabia | Amaala | Infrastructure | Triple Bay | North Interchange | RSG |  | Tender | 2021 |  | Waterproofing | W429.2 | 15Mm Thick Supercast Ept Or Equal And Approved | 10.8099 | m² | SAR | 181.6382
Alya | 2 | 2.0307 | Kingdom of Saudi Arabia | Amaala | Infrastructure | Triple Bay | North Interchange | RSG |  | Tender | 2021 |  | Waterproofing | W239.3 | Liquid Applied Membrane Nitoproff 600 Or Equal Approved | 300.8343 | m² | SAR | 145.3105
Alya | 2 | 2.0307 | Kingdom of Saudi Arabia | Amaala | Infrastructure | Triple Bay | North Interchange | RSG |  | Tender | 2021 |  | Waterproofing | W239.4 | 300 Wide Strip Of Proofex Gpx Or Equivalent | 17.7742 | m² | SAR | 113.5239
Alya | 2 | 2.0307 | Kingdom of Saudi Arabia | Amaala | Infrastructure | Triple Bay | North Interchange | RSG |  | Tender | 2021 |  | Waterproofing | W429.3 | 3.5 Thick Rot-Proof Protection Board At Abutment | 108.1082 | m² | SAR | 31.4537
Alya | 2 | 2.0307 | Kingdom of Saudi Arabia | Amaala | Infrastructure | Triple Bay | North Interchange | RSG |  | Tender | 2021 |  | Waterproofing | W239.5 | Spray Applied Waterproofing To Deck Top Surface | 756.45 | m² | SAR | 133.2013
Alya | 2 | 2.0307 | Kingdom of Saudi Arabia | Amaala | Infrastructure | Triple Bay | North Interchange | RSG |  | Tender | 2021 |  | Miscellaneous Work | X900.1 | Grp Removable Bearing Dust Cover As Detailed In The Drawing;Grp Removable Bearing Dust Cover | 30.6 | m | SAR | 1665.0166
Alya | 2 | 2.0307 | Kingdom of Saudi Arabia | Amaala | Infrastructure | Triple Bay | North Interchange | RSG |  | Tender | 2021 |  | Miscellaneous Work | X900.2 | Supplying And Fixing Pvc-U Drain Out Pipe Including Brackets And Other Necessary Fittings & Fixtures As Detailed In The Drawings;150Dia Pvc-U Drain Out Pipe | 43.8638 | m | SAR | 179.3677
Alya | 2 | 2.0307 | Kingdom of Saudi Arabia | Amaala | Infrastructure | Triple Bay | North Interchange | RSG |  | Tender | 2021 |  | Miscellaneous Work | X900.3 | Supply & Install Bearings, Bolted To The Substruture And Superstructure Through Embedded Sockets Including High Strength Non Shrinkable Bearing Grout Etc., Complete As Directed;Sliding (B1) Type Bearing | 2 | Nr | SAR | 42659.101
Alya | 2 | 2.0307 | Kingdom of Saudi Arabia | Amaala | Infrastructure | Triple Bay | North Interchange | RSG |  | Tender | 2021 |  | Miscellaneous Work | X900.3 | Supply & Install Bearings, Bolted To The Substruture And Superstructure Through Embedded Sockets Including High Strength Non Shrinkable Bearing Grout Etc., Complete As Directed;Free (B2) Type Bearing | 4 | Nr | SAR | 46443.2297
Alya | 2 | 2.0307 | Kingdom of Saudi Arabia | Amaala | Infrastructure | Triple Bay | North Interchange | RSG |  | Tender | 2021 |  | Miscellaneous Work | X900.4 | Grouted Riprap;Supplying And Laying Riprap On Gravel/Geotextile Underlayer Including Gabion Matress, Concrete Block & Artificial Concrete Etc., Complete In Accordance To Drawings And Specification For Proposed Rc Culvert, Prposed Existing Culvert Extension & Pipe Culvert;Tb-Cu-Pr-1, Box Culvert (1.5M X 3.0M), 2 Cells | 334.3492 | m³ | SAR | 423.8224
Alya | 2 | 2.0307 | Kingdom of Saudi Arabia | Amaala | Infrastructure | Triple Bay | North Interchange | RSG |  | Tender | 2021 |  | Miscellaneous Work | X900.5 | Grouted Riprap;Supplying And Laying Riprap On Gravel/Geotextile Underlayer Including Gabion Matress, Concrete Block & Artificial Concrete Etc., Complete In Accordance To Drawings And Specification For Proposed Rc Culvert, Prposed Existing Culvert Extension & Pipe Culvert;Tb-Ex-Cu-3, Pipe Culvert (1.0 Dia M), 1 Cell | 96.1946 | m³ | SAR | 423.8224
Alya | 2 | 2.0307 | Kingdom of Saudi Arabia | Amaala | Infrastructure | Triple Bay | North Interchange | RSG |  | Tender | 2021 |  | Miscellaneous Work | X900.6 | Grouted Riprap;Supplying And Laying Riprap On Gravel/Geotextile Underlayer Including Gabion Matress, Concrete Block & Artificial Concrete Etc., Complete In Accordance To Drawings And Specification For Proposed Rc Culvert, Prposed Existing Culvert Extension & Pipe Culvert;Tb-Ex-Cu-1, Box Culvert (1.0M X 1.5M), 1 Cell | 148.5262 | m³ | SAR | 423.8224
Alya | 2 | 2.0308 | Kingdom of Saudi Arabia | Amaala | Infrastructure | Triple Bay | North Interchange | RSG |  | Tender | 2021 |  | Miscellaneous Work | X900.7 | Grouted Riprap;Supplying And Laying Riprap On Gravel/Geotextile Underlayer Including Gabion Matress, Concrete Block & Artificial Concrete Etc., Complete In Accordance To Drawings And Specification For Proposed Rc Culvert, Prposed Existing Culvert Extension & Pipe Culvert;Tb-Ex-Cu-2, Box Culvert (1.0M X 2.5M), 2 Cells | 385.4031 | m³ | SAR | 423.8224
Alya | 2 | 2.0308 | Kingdom of Saudi Arabia | Amaala | Infrastructure | Triple Bay | North Interchange | RSG |  | Tender | 2021 |  | Miscellaneous Work | X900.8 | Grouted Riprap;Supplying And Laying Riprap On Gravel/Geotextile Underlayer Including Gabion Matress, Concrete Block & Artificial Concrete Etc., Complete In Accordance To Drawings And Specification For Proposed Rc Culvert, Prposed Existing Culvert Extension & Pipe Culvert;Tb-Ex-Cu-4, Box Culvert (1.0M X 1.0M), 1 Cell | 107.321 | m³ | SAR | 423.8224
Alya | 2 | 2.0308 | Kingdom of Saudi Arabia | Amaala | Infrastructure | Triple Bay | North Interchange | RSG |  | Tender | 2021 |  | Miscellaneous Work | X900.9 | Grouted Riprap;Supplying And Laying Riprap On Gravel/Geotextile Underlayer Including Gabion Matress, Concrete Block & Artificial Concrete Etc., Complete In Accordance To Drawings And Specification For Proposed Rc Culvert, Prposed Existing Culvert Extension & Pipe Culvert;Tb-Ex-Cu-5, Box Culvert (1.0M X 1.5M), 1 Cell | 139.9562 | m³ | SAR | 423.8224
Alya | 2 | 2.0308 | Kingdom of Saudi Arabia | Amaala | Infrastructure | Triple Bay | North Interchange | RSG |  | Tender | 2021 |  | Miscellaneous Work | X900.10 | Grouted Riprap;Supplying And Laying Riprap On Gravel/Geotextile Underlayer Including Gabion Matress, Concrete Block & Artificial Concrete Etc., Complete In Accordance To Drawings And Specification For Proposed Rc Culvert, Prposed Existing Culvert Extension & Pipe Culvert;Tb-Ex-Cu-6, Box Culvert (1.0M X 1.0M), 1 Cell | 73.7893 | m³ | SAR | 423.8224
Alya | 2 | 2.0308 | Kingdom of Saudi Arabia | Amaala | Infrastructure | Triple Bay | North Interchange | RSG |  | Tender | 2021 |  | Miscellaneous Work | X900.11 | Grouted Riprap;Supplying And Laying Riprap On Gravel/Geotextile Underlayer Including Gabion Matress, Concrete Block & Artificial Concrete Etc., Complete In Accordance To Drawings And Specification For Proposed Rc Culvert, Prposed Existing Culvert Extension & Pipe Culvert;Tb-Ex-Cu-7, Box Culvert (1.0M X 3.0M), 2 Cells | 308.2452 | m³ | SAR | 423.8224
Alya | 2 | 2.0308 | Kingdom of Saudi Arabia | Amaala | Infrastructure | Triple Bay | North Interchange | RSG |  | Tender | 2021 |  | Miscellaneous Work | X900.12 | Supplying And Laying Of Riprap Including Dumped Stone 75% 150Mm Mn Dimension With Remainder 75Mm Min Dimension Grout Filled Complete In Accordance To Drawings And Specification;Grouted Riprap In Embankment | 5900.5274 | m³ | SAR | 454.0954
Alya | 2 | 2.0308 | Kingdom of Saudi Arabia | Amaala | Infrastructure | Triple Bay | North Interchange | RSG |  | Tender | 2021 |  | Miscellaneous Work | X900.13 | Supplying And Laying Of Riprap Including Dumped Stone 75% 150Mm Mn Dimension With Remainder 75Mm Min Dimension Grout Filled Complete In Accordance To Drawings And Specification:Grouted Riprap In Chute | 36.075 | m³ | SAR | 484.3685
Alya | 2 | 2.0308 | Kingdom of Saudi Arabia | Amaala | Infrastructure | Triple Bay | North Interchange | RSG |  | Tender | 2021 |  | Miscellaneous Work | X900.14 | Supplying And Laying Of Riprap Including Dumped Stone 75% 150Mm Mn Dimension With Remainder 75Mm Min Dimension Grout Filled Complete In Accordance To Drawings And Specification:Rockfill | 3196.8725 | m³ | SAR | 333.0033
Alya | 2 | 2.0308 | Kingdom of Saudi Arabia | Amaala | Infrastructure | Triple Bay | North Interchange | RSG |  | Tender | 2021 |  | Miscellaneous Work | X900.15 | Swale;Supplying And Laying Rock/Gravel As Detailed In The Drawing (Swale Length Measured Separately In Drainage Bill);300Mm Thick Loose Earth | 2124.9153 | m³ | SAR | 19.0871
Alya | 2 | 2.0309 | Kingdom of Saudi Arabia | Amaala | Infrastructure | Triple Bay | North Interchange | RSG |  | Tender | 2021 |  | Miscellaneous Work | X900.16 | Swale;Supplying And Laying Rock/Gravel As Detailed In The Drawing (Swale Length Measured Separately In Drainage Bill);300Mm Thick 40Mm Pebble Gravel | 2116.5125 | m³ | SAR | 174.8559
Alya | 2 | 2.0309 | Kingdom of Saudi Arabia | Amaala | Infrastructure | Triple Bay | North Interchange | RSG |  | Tender | 2021 |  | Miscellaneous Work | X900.17 | Swale;Supplying And Laying Rock/Gravel As Detailed In The Drawing (Swale Length Measured Separately In Drainage Bill);500Mm Thick 300Mm Rock | 3508.8479 | m³ | SAR | 423.8224
Alya | 2 | 2.0309 | Kingdom of Saudi Arabia | Amaala | Infrastructure | Triple Bay | North Interchange | RSG |  | Tender | 2021 |  | Miscellaneous Work | X199.1 | Supplying And Laying Single Faced Concrete Barrier Including Concrete, Formwork, Joints & Finishes Complete In Accordance To Drawings And Specification;Proposed Single Face Concrete Barrier | 8529.1977 | m | SAR | 726.5527
Alya | 2 | 2.0309 | Kingdom of Saudi Arabia | Amaala | Infrastructure | Triple Bay | North Interchange | RSG |  | Tender | 2021 |  | Miscellaneous Work | X199.2 | Supplying And Installing Steel Barrier Including Post And Necessary Foundations Etc., Complete In Accordance To Drawings And Specification; W - Beam Barrier | 453.3136 | m | SAR | 333.0033
Alya | 2 | 2.0309 | Kingdom of Saudi Arabia | Amaala | Infrastructure | Triple Bay | North Interchange | RSG |  | Tender | 2021 |  | Miscellaneous Work | X199.3 | Supplying And Installing Steel Barrier Including Post And Necessary Foundations Etc., Complete In Accordance To Drawings And Specification;Proposed Transition Barrier 5000Mm Transition | 17.7689 | m | SAR | 726.5527
Alya | 2 | 2.0309 | Kingdom of Saudi Arabia | Amaala | Infrastructure | Triple Bay | North Interchange | RSG |  | Tender | 2021 |  | Miscellaneous Work | X199.4 | Supplying And Installing Steel Barrier Including Post And Necessary Foundations Etc., Complete In Accordance To Drawings And Specification;Proposed Barrier Terminal | 7 | Nr | SAR | 5297.7801
Alya | 2 | 2.0309 | Kingdom of Saudi Arabia | Amaala | Infrastructure | Triple Bay | North Interchange | RSG |  | Tender | 2021 |  | Miscellaneous Work | X199.5 | Supplying And Installing Steel Barrier Including Post And Necessary Foundations Etc., Complete In Accordance To Drawings And Specification;Proposed Crash Cushion | 2 | Nr | SAR | 227047.7186
Alya | 2 | 2.0309 | Kingdom of Saudi Arabia | Amaala | Infrastructure | Triple Bay | North Interchange | RSG |  | Tender | 2021 |  | Miscellaneous Work | X199.6 | Parapets At Bridge Structure;Supplying And Laying Parapet Including Construction Joints, Chamfer 25 X 25 & Finishes Etc;Single Side Concrete Parapets (Length = 123M) | 61.5 | m³ | SAR | 3193.8046
Alya | 2 | 2.0309 | Kingdom of Saudi Arabia | Amaala | Infrastructure | Triple Bay | North Interchange | RSG |  | Tender | 2021 |  | Miscellaneous Work | X900.18 | Parapets At Bridge Structure;Supplying And Providing Void Former With Expanded Polystyrene Material Covered With Steel Strapping Load Spreader Complete In Accordance To Drawings And Specification;Pvc Sleeve At Deck Slab | 333 | m | SAR | 52.9778
Alya | 2 | 2.0309 | Kingdom of Saudi Arabia | Amaala | Infrastructure | Triple Bay | North Interchange | RSG |  | Tender | 2021 |  | Miscellaneous Work | X900.19 | Parapets At Bridge Structure;Supplying And Providing Void Former With Expanded Polystyrene Material Covered With Steel Strapping Load Spreader Complete In Accordance To Drawings And Specification;Concrete Block Steel Cage At 1200 C/C | 288 | Nr | SAR | 983.8734
Alya | 2 | 2.0309 | Kingdom of Saudi Arabia | Amaala | Infrastructure | Triple Bay | North Interchange | RSG |  | Tender | 2021 |  | Miscellaneous Work | X900.20 | Parapets At Bridge Structure;Supplying And Providing Void Former With Expanded Polystyrene Material Covered With Steel Strapping Load Spreader Complete In Accordance To Drawings And Specification;Expanded Polystyrene Void Former | 299.3712 | m³ | SAR | 1623.3912
Alya | 2 | 2.031 | Kingdom of Saudi Arabia | Amaala | Infrastructure | Triple Bay | North Interchange | RSG |  | Tender | 2021 |  | Pipework - Manholes And Pipework Ancillaries | K512.1 | Pipe Work - Manholes And Pipe Ancillaries;Supply Lay & Joint 100Mm Dia Upvc Cable Ducts In Trench Beneath Carriageways Including End Caps, Duct Markers And Draw Ropes;1 Way Ducts | 86 | m | SAR | 34.814
Alya | 2 | 2.031 | Kingdom of Saudi Arabia | Amaala | Infrastructure | Triple Bay | North Interchange | RSG |  | Tender | 2021 |  | Pipework - Manholes And Pipework Ancillaries | K522.1 | Pipe Work - Manholes And Pipe Ancillaries;Supply Lay & Joint 100Mm Dia Upvc Cable Ducts In Trench Beneath Carriageways Including End Caps, Duct Markers And Draw Ropes;2 Way Ducts | 73 | m | SAR | 69.628
Alya | 2 | 2.031 | Kingdom of Saudi Arabia | Amaala | Infrastructure | Triple Bay | North Interchange | RSG |  | Tender | 2021 |  | Pipework - Manholes And Pipework Ancillaries | K522.2 | Pipe Work - Manholes And Pipe Ancillaries;Supply Lay & Joint 110Mm Dia Upvc Cable Ducts In Trench Beneath Carriageways Including End Caps, Duct Markers And Draw Ropes;2 Way Ducts | 62 | m | SAR | 87.035
Alya | 2 | 2.031 | Kingdom of Saudi Arabia | Amaala | Infrastructure | Triple Bay | North Interchange | RSG |  | Tender | 2021 |  | Pipework - Manholes And Pipework Ancillaries | K542.1 | Pipe Work - Manholes And Pipe Ancillaries;Supply Lay & Joint 110Mm Dia Upvc Cable Ducts In Trench Beneath Carriageways Including End Caps, Duct Markers And Draw Ropes;4 Way Ducts | 30 | m | SAR | 174.0699
Alya | 2 | 2.031 | Kingdom of Saudi Arabia | Amaala | Infrastructure | Triple Bay | North Interchange | RSG |  | Tender | 2021 |  | Pipework - Supports And Protection | L511.1 | Pipe Work - Supports And Protection Ancillaries To Laying And Excavation;Beds & Surrounds Including Warning Tape As Applicable;1 Way Ducts | 86 | m | SAR | 25.3085
Alya | 2 | 2.031 | Kingdom of Saudi Arabia | Amaala | Infrastructure | Triple Bay | North Interchange | RSG |  | Tender | 2021 |  | Pipework - Supports And Protection | L511.2 | Pipe Work - Supports And Protection Ancillaries To Laying And Excavation;Beds & Surrounds Including Warning Tape As Applicable;2 Way Ducts | 73 | m | SAR | 39.1436
Alya | 2 | 2.031 | Kingdom of Saudi Arabia | Amaala | Infrastructure | Triple Bay | North Interchange | RSG |  | Tender | 2021 |  | Pipework - Supports And Protection | L541.1 | Mass Src Concrete Grade C25/20 Bed & Surround To Ducts Including Formwork, Polythene Sheet And Bituminous Paints;2 Way Ducts | 62 | m | SAR | 166.9711
Alya | 2 | 2.031 | Kingdom of Saudi Arabia | Amaala | Infrastructure | Triple Bay | North Interchange | RSG |  | Tender | 2021 |  | Pipework - Supports And Protection | L541.2 | Mass Src Concrete Grade C25/20 Bed & Surround To Ducts Including Formwork, Polythene Sheet And Bituminous Paints;4 Way Ducts | 30 | m | SAR | 242.7462
Alya | 2 | 2.031 | Kingdom of Saudi Arabia | Amaala | Infrastructure | Triple Bay | North Interchange | RSG |  | Tender | 2021 |  | Miscellaneous Work | X900.1 | Miscellaneous Works;4Cx95Mm² Cu/Xlpe/Sw/-Pvc, 1Cx50Mm2 Cu/Pvc Ecc;1 Way Cable | 672 | m | SAR | 285.4747
Alya | 2 | 2.0311 | Kingdom of Saudi Arabia | Amaala | Infrastructure | Triple Bay | North Interchange | RSG |  | Tender | 2021 |  | Miscellaneous Work | X900.2 | Miscellaneous Works;4Cx70Mm² Cu/Xlpe/Sw/-Pvc, 1Cx35Mm2 Cu/Pvc Ecc;1 Way Cable | 511 | m | SAR | 222.5068
Alya | 2 | 2.0311 | Kingdom of Saudi Arabia | Amaala | Infrastructure | Triple Bay | North Interchange | RSG |  | Tender | 2021 |  | Miscellaneous Work | X900.3 | Miscellaneous Works;4Cx70Mm² Cu/Xlpe/Sw/-Pvc, 1Cx35Mm2 Cu/Pvc Ecc;2 Way Cable | 684 | m | SAR | 407.1722
Alya | 2 | 2.0311 | Kingdom of Saudi Arabia | Amaala | Infrastructure | Triple Bay | North Interchange | RSG |  | Tender | 2021 |  | Miscellaneous Work | X900.4 | Cable Trenches;Excavation Of Trenches For Cables; Including Backfilling And Removal Of Surplus Materials To Tip Rsv-Wsp-Sw-Zz-Dr-Cuy-5701;Depth 1M, Minimum Width 0.40M (1 Cable) | 614 | m | SAR | 34.6626
Alya | 2 | 2.0311 | Kingdom of Saudi Arabia | Amaala | Infrastructure | Triple Bay | North Interchange | RSG |  | Tender | 2021 |  | Miscellaneous Work | X900.5 | Cable Trenches;Excavation Of Trenches For Cables; Including Backfilling And Removal Of Surplus Materials To Tip Rsv-Wsp-Sw-Zz-Dr-Cuy-5701;Depth 1M, Minimum Width 0.40M (1 Cable) | 423 | m | SAR | 34.6626
Alya | 2 | 2.0311 | Kingdom of Saudi Arabia | Amaala | Infrastructure | Triple Bay | North Interchange | RSG |  | Tender | 2021 |  | Miscellaneous Work | X900.6 | Cable Trenches;Excavation Of Trenches For Cables; Including Backfilling And Removal Of Surplus Materials To Tip Rsv-Wsp-Sw-Zz-Dr-Cuy-5701;Depth 1M, Minimum Width 0.50M (2 Cable In 1 Layer) | 602 | m | SAR | 53.5076
Alya | 2 | 2.0311 | Kingdom of Saudi Arabia | Amaala | Infrastructure | Triple Bay | North Interchange | RSG |  | Tender | 2021 |  | Miscellaneous Work | X900.7 | Miscellaneous Works;Installation Of Feeder Pillar;Supply And Install Feeder Pillar With Accessories Including Termination Of Cables And Commissioning Etc. Complete | 3 | Nr | SAR | 43895.8923
Alya | 2 | 2.0311 | Kingdom of Saudi Arabia | Amaala | Infrastructure | Triple Bay | North Interchange | RSG |  | Tender | 2021 |  | Miscellaneous Work | X900.8 | Foundation Works Including Excavation, Backfill, Concrete Work, Water Proofing, Reinforcement, Formwork, Chequered Plates, Steel Angles, Etc. Complete As Per Drawings And Specification;Electrical Feeder Pillar | 3 | Nr | SAR | 2975.9569
Alya | 2 | 2.0311 | Kingdom of Saudi Arabia | Amaala | Infrastructure | Triple Bay | North Interchange | RSG |  | Tender | 2021 |  | Miscellaneous Work | X900.9 | Earthing System;Supply And Install Complete Earthing System Including Excavation, Backfilling, Compaction And Handling As Shown In Drawings;Electrical Feeder Pillar | 3 | Nr | SAR | 3859.8112
Alya | 2 | 2.0311 | Kingdom of Saudi Arabia | Amaala | Infrastructure | Triple Bay | North Interchange | RSG |  | Tender | 2021 |  | Demolition And Site Clearance | D900.1 | Diversion Works;Carefully Disconnect, Remove And Deliver To Sec Stores For The Existing Over Head Transmission Line & Existing Electrical Poles (According To Sec Requirement And Specification) ;Existing Over Head Transmission Lines To Be Removed | 807 | m | SAR | 416.2542
Alya | 2 | 2.0311 | Kingdom of Saudi Arabia | Amaala | Infrastructure | Triple Bay | North Interchange | RSG |  | Tender | 2021 |  | Demolition And Site Clearance | D900.2 | Diversion Works;Carefully Disconnect, Remove And Deliver To Sec Stores For The Existing Over Head Transmission Line & Existing Electrical Poles (According To Sec Requirement And Specification) ;Existing Electrical Pole To Be Removed | 7 | Nr | SAR | 5297.7801
Alya | 2 | 2.0311 | Kingdom of Saudi Arabia | Amaala | Infrastructure | Triple Bay | North Interchange | RSG |  | Tender | 2021 |  | Pipework - Manholes And Pipework Ancillaries | K512.3 | Pipe Work Ancillaries;Supply Lay & Joint Cable Ducts Including End Caps, Duct Markers And Draw Ropes;1 Way Duct (Proposed Road Crossing Duct) | 20 | m | SAR | 448.792
Alya | 2 | 2.0312 | Kingdom of Saudi Arabia | Amaala | Infrastructure | Triple Bay | North Interchange | RSG |  | Tender | 2021 |  | Miscellaneous Work | X900.11 | Mv Cable;Supply, And Lay (According To Sec Requirement And Specification) Power Cable In Trench Including All Protection And Support Works, Providing Surrounds, Route Markers, Warning Tapes Etc. As Directed By The Engineer (Trench Excavation And Fillings Measured Separately);3C X 400 Mm² Al/Ar/Xlpe | 971 | m | SAR | 348.1398
Alya | 2 | 2.0312 | Kingdom of Saudi Arabia | Amaala | Infrastructure | Triple Bay | North Interchange | RSG |  | Tender | 2021 |  | Miscellaneous Work | X900.1 | Cable Trenches;Excavation Of Trenches For Cables; Including Backfilling And Removal Of Surplus Materials To Tip As Per The Drawings And Specifications;Depth 1M, Minimum Width 0.40M | 971 | m | SAR | 34.7383
Alya | 2 | 2.0312 | Kingdom of Saudi Arabia | Amaala | Infrastructure | Triple Bay | North Interchange | RSG |  | Tender | 2021 |  | Miscellaneous Work | X900.2 | Cable Trenches;Beds & Surrounds To Power Cables; Including Cable Tiles And Warning Tape;Imported Sand; Width Of Trench 0.40 M | 971 | m | SAR | 48.4368
Alya | 2 | 2.0312 | Kingdom of Saudi Arabia | Amaala | Infrastructure | Triple Bay | North Interchange | RSG |  | Tender | 2021 |  | Miscellaneous Work | X900.3 | Cable Trenches;Connections To Existing Network;Provision For Cable Joints, Where Shut Down Is Required | 1 | Nr | SAR | 74471.6517
Alya | 2 | 2.0312 | Kingdom of Saudi Arabia | Amaala | Infrastructure | Triple Bay | North Interchange | RSG |  | Tender | 2021 |  | Miscellaneous Work | X900.4 | Cable Trenches;Substation Works;Supply And Install 33/0.4Kv Unit Substation, Rmu, 1X300Kva Onan Transformer, 400V Ldb Complete As Per The Drawings And Specifications | 1 | Nr | SAR | 230302.0692
Alya | 2 | 2.0312 | Kingdom of Saudi Arabia | Amaala | Infrastructure | Triple Bay | North Interchange | RSG |  | Tender | 2021 |  | Miscellaneous Work | X900.5 | Cable; Trenches;Earthing System;Supply And Install Complete Earthing System Including Excavation, Backfilling, Compaction And Handling As Shown In Drawings;Substation | 2 | Nr | SAR | 10096.0552
Alya | 2 | 2.0312 | Kingdom of Saudi Arabia | Amaala | Infrastructure | Triple Bay | North Interchange | RSG |  | Tender | 2021 |  | Pipework - Pipes | I522 | Class I - Pipework - Pipes;Supply, Installation, Jointing Of Pvc-C Pipes Pipes Including Excavation & Backfilling Of Trenches Complete In Accordance To Drawings And Specification;250Mm Diameter Pvc-C Pipes, Depth Not Exceeding 1.5M | 36.77 | m | SAR | 478.5685
Alya | 2 | 2.0312 | Kingdom of Saudi Arabia | Amaala | Infrastructure | Triple Bay | North Interchange | RSG |  | Tender | 2021 |  | Miscellaneous Work | X900.1 | Swale, 500Mm Wide At Bottom, H=200 To 500Mm, 30Mm Thick Loose Earth, 300Mm Thick 40Mm Pebble Gravel, 500Mm Thick 300Mm Rock And Non Woven Geotextile Including Excavation & Backfilling Of Trenches Complete In Accordance To Detail Drawing Number Sa085Trd-Jcb-Sw-Sd-00104And Specification (30Mm Thick Loose Earth, 300Mm Thick 40Mm Pebble Gravel, 500Mm Thick 300Mm Rock And Non Woven Geotextile Measured In Miscellaneous Bill ) | 1676.344 | m | SAR | 265.8729
Alya | 2 | 2.0312 | Kingdom of Saudi Arabia | Amaala | Infrastructure | Triple Bay | North Interchange | RSG |  | Tender | 2021 |  | Miscellaneous Work | X900.2 | Diversion Channel, 2000Mm Wide At Bottom, Including Excavation & Backfilling Of Trenches Complete In Accordance To Drawing Sa085Trd-Jcb-Sw-Sd-00114 And Specification | 405.36 | m | SAR | 1029.3284
Alya | 2 | 2.0312 | Kingdom of Saudi Arabia | Amaala | Infrastructure | Triple Bay | North Interchange | RSG |  | Tender | 2021 |  | Miscellaneous Work | X900.3 | Kerb Entry Channel, 1500Mm Wide, 100X200Mm Precast Flush Edging Kerb/ Depressed Kerb Including Excavation & Backfilling Of Trenches Complete In Accordance To Drawing Sa085Trd-Jcb-Sw-Sd-00102 And Specification | 224.96 | m | SAR | 195.1854
Alya | 2 | 2.0313 | Kingdom of Saudi Arabia | Amaala | Infrastructure | Triple Bay | North Interchange | RSG |  | Tender | 2021 |  | Miscellaneous Work | X900.4 | Chute, 500Mm Wide At Bottom, 150Mm Thickness With Wire Mess 150X150X10Mm Including Excavation & Backfilling Of Trenches Complete In Accordance To Drawing Sa085Trd-Jcb-Sw-Sd-00101 And Specification | 968.68 | m | SAR | 146.0522
Alya | 2 | 2.0313 | Kingdom of Saudi Arabia | Amaala | Infrastructure | Triple Bay | North Interchange | RSG |  | Tender | 2021 |  | Miscellaneous Work | X900.5 | Drainage Check Dam, 500Mm Wide X 400Mm Depth Complete In Accordance To Drawing Sa085Trd-Jcb-Sw-Sd-00104 And Specification | 12 | Nr | SAR | 6214.9167
Alya | 2 | 2.0313 | Kingdom of Saudi Arabia | Amaala | Infrastructure | Triple Bay | North Interchange | RSG |  | Tender | 2021 |  | Miscellaneous Work | X900.6 | Rectangular Open Channel, Connect To Box Culvert 1000Mm X 1500Mm Including Excavation & Backfilling Of Trenches Complete In Accordance To Drawing Sa085Trd-Jcb-Sw-Sd-00113 And Specification | 62.55 | m | SAR | 4781.5129
Alya | 2 | 2.0313 | Kingdom of Saudi Arabia | Amaala | Infrastructure | Triple Bay | North Interchange | RSG |  | Tender | 2021 |  | Miscellaneous Work | X900.7 | Rectangular Open Channel, Connect To Box Culvert 1000Mm X 2500Mm Including Excavation & Backfilling Of Trenches Complete In Accordance To Drawing Sa085Trd-Jcb-Sw-Sd-00113 And Specification | 54.45 | m | SAR | 5652.9614
Alya | 2 | 2.0313 | Kingdom of Saudi Arabia | Amaala | Infrastructure | Triple Bay | North Interchange | RSG |  | Tender | 2021 |  | Miscellaneous Work | X900.8 | Rectangular Open Channel Connect With Pipe Culvert 1000Mm Diameter Including Excavation & Backfilling Of Trenches Complete In Accordance To Drawing Sa085Trd-Jcb-Sw-Sd-00113 And Specification | 25 | m | SAR | 5092.2117
Alya | 2 | 2.0313 | Kingdom of Saudi Arabia | Amaala | Infrastructure | Triple Bay | North Interchange | RSG |  | Tender | 2021 |  | Miscellaneous Work | X900.9 | Rectangular Open Channel, Connect To Box Culvert 1000Mm X 1000Mm Including Excavation & Backfilling Of Trenches Complete In Accordance To Drawing Sa085Trd-Jcb-Sw-Sd-00113 And Specification | 10 | m | SAR | 4345.7887
Alya | 2 | 2.0313 | Kingdom of Saudi Arabia | Amaala | Infrastructure | Triple Bay | North Interchange | RSG |  | Tender | 2021 |  | Miscellaneous Work | X900.10 | Proposed Culvert;Tb-Cu-Pr-1, Box Culvert 1500Mm X 3000Mm, 2 Cells, 500Mm Rc With 100Mm Blinding Concrete In The Bottom With Apron Slab & Headwall Including Excavation & Backfilling Of Trenches Complete In Accordance To Drawing Sa085Trd-Jcb-Sw-Sd-00112, Sa085Trd-Jcb-Sw-Sd-00107, Sa085Trd-Jcb-Sw-Sd-00108, Sa085Trd-Jcb-Sw-Sd-00122 And Specification (Concrete, Formwork & Reinforcement Measured In Miscellaneous Bill) | 58.8 | m | SAR | 1042.7722
Alya | 2 | 2.0313 | Kingdom of Saudi Arabia | Amaala | Infrastructure | Triple Bay | North Interchange | RSG |  | Tender | 2021 |  | Miscellaneous Work | X900.11 | Pipe Culvert;Tb-Ex-Cu-3, Pipe Culvert (1.0 Dia M), 1 Cell, 300Mm Rc With 100Mm Blinding Concrete In The Bottom, With Apron Slab & Headwall Including Excavation & Backfilling Of Trenches Complete In Accordance To Drawing Sa085Trd-Jcb-Sw-Sd-00111, Sa085Trd-Jcb-Sw-Sd-00121, Sa085Trd-Jcb-Sw-Sd-00125 And Specification (Concrete, Formwork & Reinforcement Measured In Miscellaneous Bill) | 142.56 | m | SAR | 573.8221
Alya | 2 | 2.0313 | Kingdom of Saudi Arabia | Amaala | Infrastructure | Triple Bay | North Interchange | RSG |  | Tender | 2021 |  | Miscellaneous Work | X900.12 | Box Culvert;Tb-Ex-Cu-1, Box Culvert 1000Mm X 1500Mm, 1 Cell, 350Mm Rc With 100Mm Blinding Concrete In The Bottom With Apron Slab & Headwall Including Excavation & Backfilling Of Trenches Complete In Accordance To Drawing Sa085Trd-Jcb-Sw-Sd-00112, Sa085Trd-Jcb-Sw-Sd-00107, Sa085Trd-Jcb-Sw-Sd-00108, Sa085Trd-Jcb-Sw-Sd-00122, Sa085Trd-Jcb-Sw-Sd-00124 And Specification (Concrete, Formwork & Reinforcement Measured In Miscellaneous Bill) | 129.68 | m | SAR | 769.5033
Alya | 2 | 2.0314 | Kingdom of Saudi Arabia | Amaala | Infrastructure | Triple Bay | North Interchange | RSG |  | Tender | 2021 |  | Miscellaneous Work | X900.13 | Box Culvert;Tb-Ex-Cu-2, Box Culvert 1000Mm X 2500Mm, 2 Cells, 500Mm Rc With 100Mm Blinding Concrete In The Bottom With Apron Slab & Headwall Including Excavation & Backfilling Of Trenches Complete In Accordance To Drawing Sa085Trd-Jcb-Sw-Sd-00112, Sa085Trd-Jcb-Sw-Sd-00107, Sa085Trd-Jcb-Sw-Sd-00108, Sa085Trd-Jcb-Sw-Sd-00122, Sa085Trd-Jcb-Sw-Sd-00124 And Specification (Concrete, Formwork & Reinforcement Measured In Miscellaneous Bill) | 159.52 | m | SAR | 1370.3056
Alya | 2 | 2.0314 | Kingdom of Saudi Arabia | Amaala | Infrastructure | Triple Bay | North Interchange | RSG |  | Tender | 2021 |  | Miscellaneous Work | X900.14 | Box Culvert;Tb-Ex-Cu-4, Box Culvert 1000Mmx 1000Mm, 1 Cell, 350Mm Rc With 100Mm Blinding Concrete In The Bottom With Apron Slab & Headwall Including Excavation & Backfilling Of Trenches Complete In Accordance To Drawing Sa085Trd-Jcb-Sw-Sd-00112, Sa085Trd-Jcb-Sw-Sd-00107, Sa085Trd-Jcb-Sw-Sd-00108, Sa085Trd-Jcb-Sw-Sd-00122, Sa085Trd-Jcb-Sw-Sd-00124 And Specification (Concrete, Formwork & Reinforcement Measured In Miscellaneous Bill) | 112.73 | m | SAR | 620.6505
Alya | 2 | 2.0314 | Kingdom of Saudi Arabia | Amaala | Infrastructure | Triple Bay | North Interchange | RSG |  | Tender | 2021 |  | Miscellaneous Work | X900.15 | Box Culvert;Tb-Ex-Cu-5, Box Culvert 1000Mmx 1500Mm, 1 Cell, 350Mm Rc With 100Mm Blinding Concrete In The Bottom With Apron Slab & Headwall Including Excavation & Backfilling Of Trenches Complete In Accordance To Drawing Sa085Trd-Jcb-Sw-Sd-00112, Sa085Trd-Jcb-Sw-Sd-00107, Sa085Trd-Jcb-Sw-Sd-00108 Sa085Trd-Jcb-Sw-Sd-00122 And Specification (Concrete, Formwork & Reinforcement Measured In Miscellaneous Bill) | 50.95 | m | SAR | 454.8556
Alya | 2 | 2.0314 | Kingdom of Saudi Arabia | Amaala | Infrastructure | Triple Bay | North Interchange | RSG |  | Tender | 2021 |  | Miscellaneous Work | X900.16 | Tb-Ex-Cu-6, Box Culvert 1000Mmx 1000Mm, 1 Cell, 350Mm Rc With 100Mm Blinding Concrete In The Bottom With Apron Slab & Headwall Including Excavation & Backfilling Of Trenches Complete In Accordance To Drawing Sa085Trd-Jcb-Sw-Sd-00112,Sa085Trd-Jcb-Sw-Sd-00107, Sa085Trd-Jcb-Sw-Sd-00108, Sa085Trd-Jcb-Sw-Sd-00122, Sa085Trd-Jcb-Sw-Sd-00124 And Specification (Concrete, Formwork & Reinforcement Measured In Miscellaneous Bill) | 14.28 | m | SAR | 482.4075
Alya | 2 | 2.0314 | Kingdom of Saudi Arabia | Amaala | Infrastructure | Triple Bay | North Interchange | RSG |  | Tender | 2021 |  | Miscellaneous Work | X900.17 | Tb-Ex-Cu-7, Box Culvert 1000Mmx 3000Mm, 2 Cells , 500Mm Rc With 100Mm Blinding Concrete In The Bottom With Apron Slab & Headwall Including Excavation & Backfilling Of Trenches Complete In Accordance To Drawing Sa085Trd-Jcb-Sw-Sd-00112, Sa085Trd-Jcb-Sw-Sd-00107, Sa085Trd-Jcb-Sw-Sd-00108, Sa085Trd-Jcb-Sw-Sd-00122, Sa085Trd-Jcb-Sw-Sd-00124 And Specification (Concrete, Formwork & Reinforcement Measured In Miscellaneous Bill) | 3.201 | m | SAR | 767.2404
Alya | 2 | 2.0314 | Kingdom of Saudi Arabia | Amaala | Infrastructure | Triple Bay | North Interchange | RSG |  | Tender | 2021 |  | Pipework - Pipes | I712 | Class I- Pipework - Pipes;Pipe In Trench;Nominal Dia 160Mm Pipe;Depth Not Exceeding 2.0M | 249.57 | m | SAR | 188.3225
Alya | 2 | 2.0314 | Kingdom of Saudi Arabia | Amaala | Infrastructure | Triple Bay | North Interchange | RSG |  | Tender | 2021 |  | Pipework - Fittings And Valves | J621 | Class J - Pipework - Fittings And Valves;Hdpe Fittings;Tee For Connection With Main Network Dia160Mm | 1 | Nr | SAR | 207.3702
Alya | 2 | 2.0314 | Kingdom of Saudi Arabia | Amaala | Infrastructure | Triple Bay | North Interchange | RSG |  | Tender | 2021 |  | Pipework - Fittings And Valves | J651 | Class J - Pipework - Fittings And Valves;Hdpe Fittings;Flange Adaptor - 160Mm Dia | 3 | Nr | SAR | 276.9982
Alya | 2 | 2.0314 | Kingdom of Saudi Arabia | Amaala | Infrastructure | Triple Bay | North Interchange | RSG |  | Tender | 2021 |  | Pipework - Fittings And Valves | J691 | Class J - Pipework - Fittings And Valves;Hdpe Fittings;Puddle Flange - 160Mm Dia | 4 | Nr | SAR | 2043.4295
Alya | 2 | 2.0314 | Kingdom of Saudi Arabia | Amaala | Infrastructure | Triple Bay | North Interchange | RSG |  | Tender | 2021 |  | Pipework - Fittings And Valves | J811 | Gate Valves;160Mm Dia Gate Valve - Hand Operated In Valve Chamber | 2 | Nr | SAR | 6140.884
Alya | 2 | 2.0314 | Kingdom of Saudi Arabia | Amaala | Infrastructure | Triple Bay | North Interchange | RSG |  | Tender | 2021 |  | Pipework - Fittings And Valves | J819 | Gate Valves;Gate Valve - Hand Operated - Unknown Size In Valve Chamber | 1 | Nr | SAR | 10595.5602
Alya | 2 | 2.0315 | Kingdom of Saudi Arabia | Amaala | Infrastructure | Triple Bay | North Interchange | RSG |  | Tender | 2021 |  | Pipework - Fittings And Valves | J869 | Air Valves;Supply And Install Air Valve Including All Necessary Fittings, Extended Spindle, Wrapping Complete As Detailed On Drawings And Specifications;For 160Mm Dia Pipes | 1 | Nr | SAR | 8173.7179
Alya | 2 | 2.0315 | Kingdom of Saudi Arabia | Amaala | Infrastructure | Triple Bay | North Interchange | RSG |  | Tender | 2021 |  | Pipework - Fittings And Valves | J899 | Washout Valves;Supply And Install Washout Valve Including All Necessary Fittings, Extended Spindle, Wrapping Complete As Detailed On Drawings And Specifications;For 160Mm Dia Pipes | 1 | Nr | SAR | 5449.1452
Alya | 2 | 2.0315 | Kingdom of Saudi Arabia | Amaala | Infrastructure | Triple Bay | North Interchange | RSG |  | Tender | 2021 |  | Pipework - Manholes And Pipework Ancillaries | K231.1 | Gate Valve Chambers;1500 X 1500Mm Valve Chamber, Depth Not Exceeding 2.0M | 1 | Nr | SAR | 23673.2515
Alya | 2 | 2.0315 | Kingdom of Saudi Arabia | Amaala | Infrastructure | Triple Bay | North Interchange | RSG |  | Tender | 2021 |  | Pipework - Manholes And Pipework Ancillaries | K231.2 | Air Valve Chamber;For 160Mm Dia Pipes; Depth Not Exceeding 1.5M | 1 | Nr | SAR | 26918.6564
Alya | 2 | 2.0315 | Kingdom of Saudi Arabia | Amaala | Infrastructure | Triple Bay | North Interchange | RSG |  | Tender | 2021 |  | Pipework - Manholes And Pipework Ancillaries | K231.3 | Washout Valve Chamber;For 160Mm Dia Pipes; Depth Not Exceeding 1.5M | 1 | Nr | SAR | 23515.8317
Alya | 2 | 2.0315 | Kingdom of Saudi Arabia | Amaala | Infrastructure | Triple Bay | North Interchange | RSG |  | Tender | 2021 |  | Pipework - Manholes And Pipework Ancillaries | K231.4 | Valve Chamber For Double Valves;For 2Nr Of Gate Valve For 160Mm Dia. Hdpe Pipe; Depth Not Exceeding 1.5M | 1 | Nr | SAR | 34141.4076
Alya | 2 | 2.0315 | Kingdom of Saudi Arabia | Amaala | Infrastructure | Triple Bay | North Interchange | RSG |  | Tender | 2021 |  | Pipework - Manholes And Pipework Ancillaries | K512 | Supply And Install Road Crossing 225Mm Ducts In Trenches, Including Excavation In All Materials Backfilling, Disposal Of Excavated Material As Directed By Engineer, Dewatering, Complete As Detailed As Per Dwgs And Specification ;For 160Mm Dia. Hdpe Pipes; Depth Not Exceeding 1.5M | 268.33 | m | SAR | 634.943
Alya | 2 | 2.0315 | Kingdom of Saudi Arabia | Amaala | Infrastructure | Triple Bay | North Interchange | RSG |  | Tender | 2021 |  | Pipework - Supports And Protection | L531 | Beds And Surrounds;Imported Granular Material For Beds And Surround To Pipe Including Marker Tape.;For 160Mm Diameter Hdpe Irrigation Pipe, Depth 1.5M To 2M | 250 | m | SAR | 50.9528
Alya | 2 | 2.0315 | Kingdom of Saudi Arabia | Amaala | Infrastructure | Triple Bay | North Interchange | RSG |  | Tender | 2021 |  | Pipework - Supports And Protection | L532 | Beds And Surrounds;Imported Granular Material For Beds And Surround To Pipe Including Marker Tape.;For 225Mm Dia Irrigation Duct, Depth 1.5M To 2M | 268 | m | SAR | 57.8934
Alya | 2 | 2.0316 | Kingdom of Saudi Arabia | Amaala | Infrastructure | Triple Bay | North Interchange | RSG |  | Tender | 2021 |  | Pipework - Manholes And Pipework Ancillaries | K522.1 | Ducts;Cable Ducts To Be Laid And Jointed In Trench Beneath Carriage Ways Including End Caps, 8 Mm Dia Draw Cords, Studs And Concrete Duct Markers As Specified And Complete All As Detailed On Drawings And Specifications;2-Way; 110Mm Dia Depth Not Exceeding 1.5M | 158 | m | SAR | 129.8727
Alya | 2 | 2.0316 | Kingdom of Saudi Arabia | Amaala | Infrastructure | Triple Bay | North Interchange | RSG |  | Tender | 2021 |  | Pipework - Manholes And Pipework Ancillaries | K542.1 | Ducts;Cable Ducts To Be Laid And Jointed In Trench Beneath Carriage Ways Including End Caps, 8 Mm Dia Draw Cords, Studs And Concrete Duct Markers As Specified And Complete All As Detailed On Drawings And Specifications;4-Way; 110Mm Dia Depth Not Exceeding 1.5M | 21 | m | SAR | 212.8539
Alya | 2 | 2.0316 | Kingdom of Saudi Arabia | Amaala | Infrastructure | Triple Bay | North Interchange | RSG |  | Tender | 2021 |  | Pipework - Supports And Protection | L511.1 | Sand Bed And Surround To Street Lighting Crossing Duct;2 Way; 110Mm Dia. Upvc Duct | 26 | m | SAR | 11.7902
Alya | 2 | 2.0316 | Kingdom of Saudi Arabia | Amaala | Infrastructure | Triple Bay | North Interchange | RSG |  | Tender | 2021 |  | Pipework - Supports And Protection | L511.2 | Sand Bed And Surround To Street Lighting Crossing Duct;4-Way; 110Mm Dia. Upvc Duct | 10 | m | SAR | 19.2574
Alya | 2 | 2.0316 | Kingdom of Saudi Arabia | Amaala | Infrastructure | Triple Bay | North Interchange | RSG |  | Tender | 2021 |  | Pipework - Supports And Protection | L541.1 | Mass Concrete Bed And Surround To Street Lighting Crossing Duct;2 Way; 110Mm Dia. Upvc Duct | 132 | m | SAR | 191.5144
Alya | 2 | 2.0316 | Kingdom of Saudi Arabia | Amaala | Infrastructure | Triple Bay | North Interchange | RSG |  | Tender | 2021 |  | Pipework - Supports And Protection | L541.2 | Mass Concrete Bed And Surround To Street Lighting Crossing Duct;4-Way; 110Mm Dia. Upvc Duct | 11 | m | SAR | 295.8813
Alya | 2 | 2.0316 | Kingdom of Saudi Arabia | Amaala | Infrastructure | Triple Bay | North Interchange | RSG |  | Tender | 2021 |  | Miscellaneous Work | X900.1 | Miscellaneous Works;Foundation For 8M Lighting Column | 6 | Nr | SAR | 2161.5397
Alya | 2 | 2.0316 | Kingdom of Saudi Arabia | Amaala | Infrastructure | Triple Bay | North Interchange | RSG |  | Tender | 2021 |  | Miscellaneous Work | X900.2 | Miscellaneous Works;Foundation For 8M Lighting Column (3000K) | 9 | Nr | SAR | 2161.5397
Alya | 2 | 2.0316 | Kingdom of Saudi Arabia | Amaala | Infrastructure | Triple Bay | North Interchange | RSG |  | Tender | 2021 |  | Miscellaneous Work | X900.3 | Miscellaneous Works;Foundation For 10M Lighting Column | 77 | Nr | SAR | 2161.5397
Alya | 2 | 2.0316 | Kingdom of Saudi Arabia | Amaala | Infrastructure | Triple Bay | North Interchange | RSG |  | Tender | 2021 |  | Miscellaneous Work | X900.4 | Miscellaneous Works;Foundation For 14M Lighting Column | 57 | Nr | SAR | 5426.3042
Alya | 2 | 2.0316 | Kingdom of Saudi Arabia | Amaala | Infrastructure | Triple Bay | North Interchange | RSG |  | Tender | 2021 |  | Miscellaneous Work | X900.5 | Miscellaneous Works;Street Lighting Chamber | 3 | Nr | SAR | 3977.649
Alya | 2 | 2.0317 | Kingdom of Saudi Arabia | Amaala | Infrastructure | Triple Bay | North Interchange | RSG |  | Tender | 2021 |  | Miscellaneous Work | X900.6 | Miscellaneous Works;8M High Lighting Column With 1X 128W Led Luminaire | 6 | Nr | SAR | 5812.4216
Alya | 2 | 2.0317 | Kingdom of Saudi Arabia | Amaala | Infrastructure | Triple Bay | North Interchange | RSG |  | Tender | 2021 |  | Miscellaneous Work | X900.7 | Miscellaneous Works;8M High Lighting Column With 1X 58W Led Luminaire | 9 | Nr | SAR | 5123.7102
Alya | 2 | 2.0317 | Kingdom of Saudi Arabia | Amaala | Infrastructure | Triple Bay | North Interchange | RSG |  | Tender | 2021 |  | Miscellaneous Work | X900.8 | Miscellaneous Works;10M High Lighting Column With 1X 95W Led Luminaire | 77 | Nr | SAR | 6660.0664
Alya | 2 | 2.0317 | Kingdom of Saudi Arabia | Amaala | Infrastructure | Triple Bay | North Interchange | RSG |  | Tender | 2021 |  | Miscellaneous Work | X900.9 | Miscellaneous Works;14M High Lighting Column With 1X 189W Led Luminaire | 8 | Nr | SAR | 8355.356
Alya | 2 | 2.0317 | Kingdom of Saudi Arabia | Amaala | Infrastructure | Triple Bay | North Interchange | RSG |  | Tender | 2021 |  | Miscellaneous Work | X900.10 | Miscellaneous Works;14M High Lighting Column With 2X 189W Led Luminaire | 29 | Nr | SAR | 11488.6146
Alya | 2 | 2.0317 | Kingdom of Saudi Arabia | Amaala | Infrastructure | Triple Bay | North Interchange | RSG |  | Tender | 2021 |  | Miscellaneous Work | X900.11 | Miscellaneous Works;14M High Lighting Column With 4X 189W Led Luminaire | 20 | Nr | SAR | 15318.1527
Alya | 2 | 2.0317 | Kingdom of Saudi Arabia | Amaala | Infrastructure | Triple Bay | North Interchange | RSG |  | Tender | 2021 |  | Miscellaneous Work | X900.12 | Miscellaneous Works;Supply And Install The Following Power Supply Cabling In Trench As Detailed On Drawings And Specifications; 4Cx25Mm² Cu/Xlpe/Swa/Pvc, 1Cx16Mm2 Cu/Pvc Ecc;1 Way | 2200 | m | SAR | 107.4693
Alya | 2 | 2.0317 | Kingdom of Saudi Arabia | Amaala | Infrastructure | Triple Bay | North Interchange | RSG |  | Tender | 2021 |  | Miscellaneous Work | X900.13 | Miscellaneous Works;Supply And Install The Following Power Supply Cabling In Trench As Detailed On Drawings And Specifications; 4Cx25Mm² Cu/Xlpe/Swa/Pvc, 1Cx16Mm2 Cu/Pvc Ecc;2 Way | 36 | m | SAR | 214.9385
Alya | 2 | 2.0317 | Kingdom of Saudi Arabia | Amaala | Infrastructure | Triple Bay | North Interchange | RSG |  | Tender | 2021 |  | Miscellaneous Work | X900.14 | Miscellaneous Works;Supply And Install The Following Power Supply Cabling In Trench As Detailed On Drawings And Specifications; 4Cx25Mm² Cu/Xlpe/Swa/Pvc, 1Cx16Mm2 Cu/Pvc Ecc;3 Way | 39 | m | SAR | 322.4078
Alya | 2 | 2.0318 | Kingdom of Saudi Arabia | Amaala | Infrastructure | Triple Bay | North Interchange | RSG |  | Tender | 2021 |  | Miscellaneous Work | X900.15 | Miscellaneous Works;Supply And Install The Following Power Supply Cabling In Trench As Detailed On Drawings And Specifications;4Cx16Mm² Cu/Xlpe/Swa/Pvc, 1Cx16Mm2 Cu/Pvc Ecc;1 Way | 2559 | m | SAR | 84.7645
Alya | 2 | 2.0318 | Kingdom of Saudi Arabia | Amaala | Infrastructure | Triple Bay | North Interchange | RSG |  | Tender | 2021 |  | Miscellaneous Work | X900.16 | Miscellaneous Works;Supply And Install The Following Power Supply Cabling In Trench As Detailed On Drawings And Specifications;4Cx16Mm² Cu/Xlpe/Swa/Pvc, 1Cx16Mm2 Cu/Pvc Ecc;2 Way | 128 | m | SAR | 169.529
Alya | 2 | 2.0318 | Kingdom of Saudi Arabia | Amaala | Infrastructure | Triple Bay | North Interchange | RSG |  | Tender | 2021 |  | Miscellaneous Work | X900.17 | Miscellaneous Works;Supply And Install The Following Power Supply Cabling In Trench As Detailed On Drawings And Specifications;4Cx10Mm² Cu/Xlpe/Swa/Pvc, 1Cx10Mm2 Cu/Pvc Ecc;1 Way | 1899 | m | SAR | 72.6553
Alya | 2 | 2.0318 | Kingdom of Saudi Arabia | Amaala | Infrastructure | Triple Bay | North Interchange | RSG |  | Tender | 2021 |  | Miscellaneous Work | X900.18 | Miscellaneous Works;Supply And Install The Following Power Supply Cabling In Trench As Detailed On Drawings And Specifications;4Cx10Mm² Cu/Xlpe/Swa/Pvc, 1Cx10Mm2 Cu/Pvc Ecc;2 Way | 260 | m | SAR | 145.3105
Alya | 2 | 2.0318 | Kingdom of Saudi Arabia | Amaala | Infrastructure | Triple Bay | North Interchange | RSG |  | Tender | 2021 |  | Miscellaneous Work | X900.19 | Miscellaneous Works;Cable Termination; 4Cx25Mm² Cu/Xlpe/Swa/Pvc, 1Cx16Mm2 Cu/Pvc Ecc | 4 | Nr | SAR | 1589.334
Alya | 2 | 2.0318 | Kingdom of Saudi Arabia | Amaala | Infrastructure | Triple Bay | North Interchange | RSG |  | Tender | 2021 |  | Miscellaneous Work | X900.20 | Miscellaneous Works;Cable Termination;4Cx16Mm² Cu/Xlpe/Swa/Pvc, 1Cx16Mm2 Cu/Pvc Ecc | 10 | Nr | SAR | 1513.6515
Alya | 2 | 2.0318 | Kingdom of Saudi Arabia | Amaala | Infrastructure | Triple Bay | North Interchange | RSG |  | Tender | 2021 |  | Miscellaneous Work | X900.21 | Miscellaneous Works;Cable Termination;4Cx10Mm² Cu/Xlpe/Swa/Pvc, 1Cx10Mm2 Cu/Pvc Ecc | 7 | Nr | SAR | 1324.445
Alya | 2 | 2.0318 | Kingdom of Saudi Arabia | Amaala | Infrastructure | Triple Bay | North Interchange | RSG |  | Tender | 2021 |  | Miscellaneous Work | X900.22 | Miscellaneous Works;Supply And Install Pipe ; Nominal Bore Not Exceeding 200Mm (For 2 Number Of Street Lighting Cables 200Mm Bore Assumed) | 45 | m | SAR | 3798.4349
Alya | 2 | 2.0318 | Kingdom of Saudi Arabia | Amaala | Infrastructure | Triple Bay | North Interchange | RSG |  | Tender | 2021 |  | Miscellaneous Work | X900.23 | Miscellaneous Works;Supply And Install Pipe ; Nominal Bore Not Exceeding 200Mm (For 4 Number Of Street Lighting Cables 200Mm Bore Assumed) | 31 | m | SAR | 7306.7002
Alya | 2 | 2.0318 | Kingdom of Saudi Arabia | Amaala | Infrastructure | Triple Bay | North Interchange | RSG |  | Tender | 2021 |  | Miscellaneous Work | X900.24 | Miscellaneous Works;Excavate For Cable Trenches;Supply And Install The Following Power Supply Cabling In Trench As Detailed On Drawings And Specifications; 4Cx25Mm² Cu/Xlpe/Swa/Pvc, 1Cx16Mm2 Cu/Pvc Ecc;1 Way | 2051 | m | SAR | 61.8478
Alya | 2 | 2.0318 | Kingdom of Saudi Arabia | Amaala | Infrastructure | Triple Bay | North Interchange | RSG |  | Tender | 2021 |  | Miscellaneous Work | X900.25 | Miscellaneous Works;Excavate For Cable Trenches;Supply And Install The Following Power Supply Cabling In Trench As Detailed On Drawings And Specifications; 4Cx25Mm² Cu/Xlpe/Swa/Pvc, 1Cx16Mm2 Cu/Pvc Ecc;2 Way | 6 | m | SAR | 113.206
Alya | 2 | 2.0319 | Kingdom of Saudi Arabia | Amaala | Infrastructure | Triple Bay | North Interchange | RSG |  | Tender | 2021 |  | Miscellaneous Work | X900.26 | Miscellaneous Works;Excavate For Cable Trenches;Supply And Install The Following Power Supply Cabling In Trench As Detailed On Drawings And Specifications; 4Cx25Mm² Cu/Xlpe/Swa/Pvc, 1Cx16Mm2 Cu/Pvc Ecc;3 Way | 12 | m | SAR | 169.809
Alya | 2 | 2.0319 | Kingdom of Saudi Arabia | Amaala | Infrastructure | Triple Bay | North Interchange | RSG |  | Tender | 2021 |  | Miscellaneous Work | X900.27 | Miscellaneous Works;Excavate For Cable Trenches;Supply And Install The Following Power Supply Cabling In Trench As Detailed On Drawings And Specifications; 4Cx16Mm² Cu/Xlpe/Swa/Pvc, 1Cx16Mm2 Cu/Pvc Ecc;1 Way | 2345 | m | SAR | 61.8478
Alya | 2 | 2.0319 | Kingdom of Saudi Arabia | Amaala | Infrastructure | Triple Bay | North Interchange | RSG |  | Tender | 2021 |  | Miscellaneous Work | X900.28 | Miscellaneous Works;Excavate For Cable Trenches;Supply And Install The Following Power Supply Cabling In Trench As Detailed On Drawings And Specifications; 4Cx16Mm² Cu/Xlpe/Swa/Pvc, 1Cx16Mm2 Cu/Pvc Ecc;2 Way | 104 | m | SAR | 113.206
Alya | 2 | 2.0319 | Kingdom of Saudi Arabia | Amaala | Infrastructure | Triple Bay | North Interchange | RSG |  | Tender | 2021 |  | Miscellaneous Work | X900.29 | Miscellaneous Works;Excavate For Cable Trenches;Supply And Install The Following Power Supply Cabling In Trench As Detailed On Drawings And Specifications; 4Cx10Mm² Cu/Xlpe/Swa/Pvc, 1Cx10Mm2 Cu/Pvc Ecc;1 Way | 1693 | m | SAR | 61.8478
Alya | 2 | 2.0319 | Kingdom of Saudi Arabia | Amaala | Infrastructure | Triple Bay | North Interchange | RSG |  | Tender | 2021 |  | Miscellaneous Work | X900.30 | Miscellaneous Works;Excavate For Cable Trenches;Supply And Install The Following Power Supply Cabling In Trench As Detailed On Drawings And Specifications; 4Cx10Mm² Cu/Xlpe/Swa/Pvc, 1Cx10Mm2 Cu/Pvc Ecc;2 Way | 236 | m | SAR | 113.206
Alya | 2 | 2.0319 | Kingdom of Saudi Arabia | Amaala | Infrastructure | Triple Bay | North Interchange | RSG |  | Tender | 2021 |  | Miscellaneous Work | X900.31 | Miscellaneous Works;Earthing System;Supply And Install Complete Earthing System Including Excavation, Backfilling, Compaction And Handling As Detailed On Drawings And Specifications | 14 | Nr | SAR | 4768.0021
Alya | 2 | 2.0319 | Kingdom of Saudi Arabia | Amaala | Infrastructure | Triple Bay | North Interchange | RSG |  | Tender | 2021 |  | Pipework - Manholes And Pipework Ancillaries | K231.1 | Other Chambers;Reinforced Concrete Joint Boxes Complete All As Detailed On Drawings And Specifications;Triple Bay Ic;Security Camera Lockable Manhole | 17 | Nr | SAR | 3532.2116
Alya | 2 | 2.0319 | Kingdom of Saudi Arabia | Amaala | Infrastructure | Triple Bay | North Interchange | RSG |  | Tender | 2021 |  | Pipework - Manholes And Pipework Ancillaries | K522.1 | Ducts In Trench;Supply, Lay & Joint Di Telecom Ducts In Trench Including Excavation, Backfilling, Endcap And All Related Work Complete All As Detailed On Drawings And Specifications;Triple Bay Ic;2 Way 110Mm Dia Ducts | 33 | m | SAR | 123.8181
Alya | 2 | 2.0319 | Kingdom of Saudi Arabia | Amaala | Infrastructure | Triple Bay | North Interchange | RSG |  | Tender | 2021 |  | Pipework - Manholes And Pipework Ancillaries | K542.1 | Ducts In Trench;Supply, Lay & Joint Di Telecom Ducts In Trench Including Excavation, Backfilling, Endcap And All Related Work Complete All As Detailed On Drawings And Specifications;Triple Bay Ic;4 Way 110Mm Dia Ducts | 2070 | m | SAR | 200.7447
Alya | 2 | 2.032 | Kingdom of Saudi Arabia | Amaala | Infrastructure | Triple Bay | North Interchange | RSG |  | Tender | 2021 |  | Pipework - Manholes And Pipework Ancillaries | K562.1 | Ducts In Trench;Supply, Lay & Joint Di Telecom Ducts In Trench Including Excavation, Backfilling, Endcap And All Related Work Complete All As Detailed On Drawings And Specifications;Triple Bay Ic;6 Way 110Mm Dia Ducts | 2037.4 | m | SAR | 304.4056
Alya | 2 | 2.032 | Kingdom of Saudi Arabia | Amaala | Infrastructure | Triple Bay | North Interchange | RSG |  | Tender | 2021 |  | Pipework - Supports And Protection | L511.1 | Excavation For Ducts;Sand Bed And Surround To Di Telecom Ducts;Triple Bay Ic;2 Way 110Mm Dia Ducts | 33 | m | SAR | 87.4727
Alya | 2 | 2.032 | Kingdom of Saudi Arabia | Amaala | Infrastructure | Triple Bay | North Interchange | RSG |  | Tender | 2021 |  | Pipework - Supports And Protection | L511.2 | Excavation For Ducts;Sand Bed And Surround To Di Telecom Ducts;Triple Bay Ic;4 Way 110Mm Dia Ducts | 2070 | m | SAR | 94.9399
Alya | 2 | 2.032 | Kingdom of Saudi Arabia | Amaala | Infrastructure | Triple Bay | North Interchange | RSG |  | Tender | 2021 |  | Pipework - Supports And Protection | L511.3 | Excavation For Ducts;Sand Bed And Surround To Di Telecom Ducts;Triple Bay Ic;6 Way 110Mm Dia Ducts | 2037.4 | m | SAR | 144.3934
Alya | 2 | 2.032 | Kingdom of Saudi Arabia | Amaala | Infrastructure | Triple Bay | North Interchange | RSG |  | Tender | 2021 |  | Precast Concrete | H511.1 | To Laying And Excavation; Protection Of Existing Di Telecom Ducts;Triple Bay Ic;2 Way Ducts For Fiber Mobily Duct | 224.08 | m | SAR | 140.9223
Alya | 2 | 2.032 | Kingdom of Saudi Arabia | Amaala | Infrastructure | Triple Bay | North Interchange | RSG |  | Tender | 2021 |  | Precast Concrete | H511.2 | To Laying And Excavation; Protection Of Existing Di Telecom Ducts;Triple Bay Ic;2 Way Ducts For Fiber Stc Duct | 347.94 | m | SAR | 140.9223
Alya | 2 | 2.032 | Kingdom of Saudi Arabia | Amaala | Infrastructure | Triple Bay | North Interchange | RSG |  | Tender | 2021 |  | Pipework - Supports And Protection | L511.1 | Excavation For Ducts;Mass Concrete Surround To 110Mm Diameter Pvc Pipe Including Formwork, Polythene Sheet And Bituminous Paint.;Triple Bay Ic;2 Way Ducts For Fiber Mobily Duct | 224.08 | m | SAR | 200.9581
Alya | 2 | 2.032 | Kingdom of Saudi Arabia | Amaala | Infrastructure | Triple Bay | North Interchange | RSG |  | Tender | 2021 |  | Pipework - Supports And Protection | L511.2 | Excavation For Ducts;Mass Concrete Surround To 110Mm Diameter Pvc Pipe Including Formwork, Polythene Sheet And Bituminous Paint.;Triple Bay Ic;2 Way Ducts For Fiber Stc Duct | 347.94 | m | SAR | 200.9581
Alya | 2 | 2.032 | Kingdom of Saudi Arabia | Amaala | Infrastructure | Triple Bay | North Interchange | RSG |  | Tender | 2021 |  | Pipework - Supports And Protection | L221.1 | Triple Bay Ic;Supply And Install Pipe ; Nominal Bore Not Exceeding 200Mm (For 2 Number Of Ducts 200Mm Bore Assumed) | 88 | m | SAR | 3535.0955
Alya | 2 | 2.032 | Kingdom of Saudi Arabia | Amaala | Infrastructure | Triple Bay | North Interchange | RSG |  | Tender | 2021 |  | Pipework - Supports And Protection | L221.2 | Triple Bay Ic;Supply And Install Pipe ; Nominal Bore Not Exceeding 200Mm (For 4 Number Of Ducts 200Mm Bore Assumed) | 25 | m | SAR | 7495.7445
Jay | 3 | 3 | Kingdom of Saudi Arabia | Riyadh | Infrastructure | Red Sea Village | Rough Grading | RSG | CCC | Tender | 2019 |  | Demolition And Site Clearance | D110 | General Site Clearance In Accordance With Drawings And Specifications. | 2400000 | m² | SAR | 0.3003
Jay | 3 | 3 | Kingdom of Saudi Arabia | Riyadh | Infrastructure | Red Sea Village | Rough Grading | RSG | CCC | Tender | 2019 |  | Ground Investigation | B111 | Trial Pits And Trenches To Ascertain/ Verify/ Locate Existing Services; Maximum Length 3M, Excavation By Hand; Maximum Depth Not Exceeding 1.0M; Number In Material Other Than Rock | 5 | Nr | SAR | 182.6975
Jay | 3 | 3 | Kingdom of Saudi Arabia | Riyadh | Infrastructure | Red Sea Village | Rough Grading | RSG | CCC | Tender | 2019 |  | Ground Investigation | B130.1 | Trial Pits And Trenches To Ascertain/ Verify/ Locate Existing Services; Maximum Length 3M, Excavation By Hand; Maximum Depth Not Exceeding 1.0M; Depth In Material Other Than Rock | 5 | m | SAR | 121.7983
Jay | 3 | 3 | Kingdom of Saudi Arabia | Riyadh | Infrastructure | Red Sea Village | Rough Grading | RSG | CCC | Tender | 2019 |  | Ground Investigation | B150.1 | Trial Pits And Trenches To Ascertain/ Verify/ Locate Existing Services; Maximum Length 3M, Excavation By Hand; Maximum Depth Not Exceeding 1.0M; Depth Supported | 5 | m | SAR | 121.7983
Jay | 3 | 3 | Kingdom of Saudi Arabia | Riyadh | Infrastructure | Red Sea Village | Rough Grading | RSG | CCC | Tender | 2019 |  | Ground Investigation | B160.1 | Trial Pits And Trenches To Ascertain/ Verify/ Locate Existing Services; Maximum Length 3M, Excavation By Hand; Maximum Depth Not Exceeding 1.0M; Depth Backfilled | 5 | m | SAR | 121.7983
Jay | 3 | 3.0001 | Kingdom of Saudi Arabia | Riyadh | Infrastructure | Red Sea Village | Rough Grading | RSG | CCC | Tender | 2019 |  | Ground Investigation | B112 | Trial Pits And Trenches To Ascertain/ Verify/ Locate Existing Services; Maximum Length 3M, Excavation By Hand; Maximum Depth 1-2M; Number In Material Other Than Rock | 3 | Nr | SAR | 182.6975
Jay | 3 | 3.0001 | Kingdom of Saudi Arabia | Riyadh | Infrastructure | Red Sea Village | Rough Grading | RSG | CCC | Tender | 2019 |  | Ground Investigation | B130.2 | Trial Pits And Trenches To Ascertain/ Verify/ Locate Existing Services; Maximum Length 3M, Excavation By Hand; Maximum Depth 1-2M; Depth In Material Other Than Rock | 6 | m | SAR | 121.7983
Jay | 3 | 3.0001 | Kingdom of Saudi Arabia | Riyadh | Infrastructure | Red Sea Village | Rough Grading | RSG | CCC | Tender | 2019 |  | Ground Investigation | B150.2 | Trial Pits And Trenches To Ascertain/ Verify/ Locate Existing Services; Maximum Length 3M, Excavation By Hand; Maximum Depth 1-2M; Depth Supported | 6 | m | SAR | 243.5966
Jay | 3 | 3.0001 | Kingdom of Saudi Arabia | Riyadh | Infrastructure | Red Sea Village | Rough Grading | RSG | CCC | Tender | 2019 |  | Ground Investigation | B160.2 | Trial Pits And Trenches To Ascertain/ Verify/ Locate Existing Services; Maximum Length 3M, Excavation By Hand; Maximum Depth 1-2M; Depth Backfilled | 6 | m | SAR | 121.7983
Jay | 3 | 3.0001 | Kingdom of Saudi Arabia | Riyadh | Infrastructure | Red Sea Village | Rough Grading | RSG | CCC | Tender | 2019 |  | Ground Investigation | B113 | Trial Pits And Trenches To Ascertain/ Verify/ Locate Existing Services; Maximum Length 3M, Excavation By Hand; Maximum Depth 2-3M; Number In Material Other Than Rock | 2 | Nr | SAR | 182.6975
Jay | 3 | 3.0001 | Kingdom of Saudi Arabia | Riyadh | Infrastructure | Red Sea Village | Rough Grading | RSG | CCC | Tender | 2019 |  | Ground Investigation | B130.3 | Trial Pits And Trenches To Ascertain/ Verify/ Locate Existing Services; Maximum Length 3M, Excavation By Hand; Maximum Depth 2-3M; Depth In Material Other Than Rock | 6 | m | SAR | 121.7983
Jay | 3 | 3.0001 | Kingdom of Saudi Arabia | Riyadh | Infrastructure | Red Sea Village | Rough Grading | RSG | CCC | Tender | 2019 |  | Ground Investigation | B150.3 | Trial Pits And Trenches To Ascertain/ Verify/ Locate Existing Services; Maximum Length 3M, Excavation By Hand; Maximum Depth 2-3M; Depth Supported | 6 | m | SAR | 243.5966
Jay | 3 | 3.0001 | Kingdom of Saudi Arabia | Riyadh | Infrastructure | Red Sea Village | Rough Grading | RSG | CCC | Tender | 2019 |  | Ground Investigation | B160.3 | Trial Pits And Trenches To Ascertain/ Verify/ Locate Existing Services; Maximum Length 3M, Excavation By Hand; Maximum Depth 2-3M; Depth Backfilled | 6 | m | SAR | 121.7983
Jay | 3 | 3.0001 | Kingdom of Saudi Arabia | Riyadh | Infrastructure | Red Sea Village | Rough Grading | RSG | CCC | Tender | 2019 |  | Ground Investigation | B210.1 | Mobilisation Of Drilling Plant And Relevant Equipment To The Site Of Each Exploratory Hole And Set Up | 89 | Nr | SAR | 602.149
Jay | 3 | 3.0002 | Kingdom of Saudi Arabia | Riyadh | Infrastructure | Red Sea Village | Rough Grading | RSG | CCC | Tender | 2019 |  | Ground Investigation | B290.1 | Break Out Surface Obstruction (Including Hard Standing) Where Present At Exploratory Hole Location | 89 | Nr | SAR | 595.3064
Jay | 3 | 3.0002 | Kingdom of Saudi Arabia | Riyadh | Infrastructure | Red Sea Village | Rough Grading | RSG | CCC | Tender | 2019 |  | Ground Investigation | B232 | Cable Percussion With Rotary Follow On From 0M And 10M Depth | 215 | m | SAR | 231.4168
Jay | 3 | 3.0002 | Kingdom of Saudi Arabia | Riyadh | Infrastructure | Red Sea Village | Rough Grading | RSG | CCC | Tender | 2019 |  | Ground Investigation | B360 | Backfill Rotary Drill Hole With Cement/ Bentonite Grout | 285 | m | SAR | 365.395
Jay | 3 | 3.0002 | Kingdom of Saudi Arabia | Riyadh | Infrastructure | Red Sea Village | Rough Grading | RSG | CCC | Tender | 2019 |  | Ground Investigation | B590.1 | Installation Of Groundwater Standpipe (7X10M) | 7 | Nr | SAR | 1217.9832
Jay | 3 | 3.0002 | Kingdom of Saudi Arabia | Riyadh | Infrastructure | Red Sea Village | Rough Grading | RSG | CCC | Tender | 2019 |  | Ground Investigation | B590.2 | Provision Of Groundwater Standpipe Materials | 70 | m | SAR | 243.5966
Jay | 3 | 3.0002 | Kingdom of Saudi Arabia | Riyadh | Infrastructure | Red Sea Village | Rough Grading | RSG | CCC | Tender | 2019 |  | Ground Investigation | B512 | Long Term Groundwater Monitoring - Return Visit To Site Following Completion Of Fieldwork To Take Readings. Weekly For 1 Month) | 4 | Nr | SAR | 2435.9665
Jay | 3 | 3.0002 | Kingdom of Saudi Arabia | Riyadh | Infrastructure | Red Sea Village | Rough Grading | RSG | CCC | Tender | 2019 |  | Ground Investigation | B900.2 | Trial Pit To Maximum 3Mgl. Machine Excavation | 36 | Nr | SAR | 608.9916
Jay | 3 | 3.0002 | Kingdom of Saudi Arabia | Riyadh | Infrastructure | Red Sea Village | Rough Grading | RSG | CCC | Tender | 2019 |  | Ground Investigation | B513 | Insitu Testing; Cone Penetration Testing To Refusal | 30 | Nr | SAR | 2435.9665
Jay | 3 | 3.0002 | Kingdom of Saudi Arabia | Riyadh | Infrastructure | Red Sea Village | Rough Grading | RSG | CCC | Tender | 2019 |  | Ground Investigation | B519 | Insitu Testing; Permeability Test In Boreholes - Falling Head | 10 | Nr | SAR | 3044.9581
Jay | 3 | 3.0002 | Kingdom of Saudi Arabia | Riyadh | Infrastructure | Red Sea Village | Rough Grading | RSG | CCC | Tender | 2019 |  | Ground Investigation | B590.2 | Insitu Testing; Downhole Seismic | 10 | Nr | SAR | 14615.7988
Jay | 3 | 3.0002 | Kingdom of Saudi Arabia | Riyadh | Infrastructure | Red Sea Village | Rough Grading | RSG | CCC | Tender | 2019 |  | Ground Investigation | B590.2 | Insitu Testing; Masw | 600 | m | SAR | 58.8692
Jay | 3 | 3.0003 | Kingdom of Saudi Arabia | Riyadh | Infrastructure | Red Sea Village | Rough Grading | RSG | CCC | Tender | 2019 |  | Ground Investigation | B711 | Laboratory Testing ; Classification; Moisture Content | 55 | Nr | SAR | 30.4496
Jay | 3 | 3.0003 | Kingdom of Saudi Arabia | Riyadh | Infrastructure | Red Sea Village | Rough Grading | RSG | CCC | Tender | 2019 |  | Ground Investigation | B712 | Laboratory Testing ; Classification; Liquid Limit, Plastic Limit And Plasticity Index | 55 | Nr | SAR | 133.9782
Jay | 3 | 3.0003 | Kingdom of Saudi Arabia | Riyadh | Infrastructure | Red Sea Village | Rough Grading | RSG | CCC | Tender | 2019 |  | Ground Investigation | B714 | Laboratory Testing ; Classification; Particle Size Distribution By Wet Sieving | 55 | Nr | SAR | 109.6185
Jay | 3 | 3.0003 | Kingdom of Saudi Arabia | Riyadh | Infrastructure | Red Sea Village | Rough Grading | RSG | CCC | Tender | 2019 |  | Ground Investigation | B715 | Laboratory Testing ; Classification; Sedimentation By Hydrometer | 55 | Nr | SAR | 109.6185
Jay | 3 | 3.0003 | Kingdom of Saudi Arabia | Riyadh | Infrastructure | Red Sea Village | Rough Grading | RSG | CCC | Tender | 2019 |  | Ground Investigation | B719.1 | Laboratory Testing ; Classification; Density By Linear Measurement | 55 | Nr | SAR | 60.8992
Jay | 3 | 3.0003 | Kingdom of Saudi Arabia | Riyadh | Infrastructure | Red Sea Village | Rough Grading | RSG | CCC | Tender | 2019 |  | Ground Investigation | B719.2 | Laboratory Testing ; Classification; Organic Matter | 55 | Nr | SAR | 243.5966
Jay | 3 | 3.0003 | Kingdom of Saudi Arabia | Riyadh | Infrastructure | Red Sea Village | Rough Grading | RSG | CCC | Tender | 2019 |  | Ground Investigation | B722.1 | Laboratory Testing ; Chemical And Electrochemical; Sulphate Content Of Water Extract From Soil | 7 | Nr | SAR | 182.6975
Jay | 3 | 3.0003 | Kingdom of Saudi Arabia | Riyadh | Infrastructure | Red Sea Village | Rough Grading | RSG | CCC | Tender | 2019 |  | Ground Investigation | B722.2 | Laboratory Testing ; Chemical And Electrochemical; Sulphate Content Of Groundwater | 7 | Nr | SAR | 182.6975
Jay | 3 | 3.0003 | Kingdom of Saudi Arabia | Riyadh | Infrastructure | Red Sea Village | Rough Grading | RSG | CCC | Tender | 2019 |  | Ground Investigation | B723 | Laboratory Testing ; Chemical And Electrochemical; Ph Value (Soil And Water) | 7 | Nr | SAR | 194.8773
Jay | 3 | 3.0004 | Kingdom of Saudi Arabia | Riyadh | Infrastructure | Red Sea Village | Rough Grading | RSG | CCC | Tender | 2019 |  | Ground Investigation | B729.1 | Laboratory Testing ; Chemical And Electrochemical; Carbonate Content By Gravimetric Method | 7 | Nr | SAR | 243.5966
Jay | 3 | 3.0004 | Kingdom of Saudi Arabia | Riyadh | Infrastructure | Red Sea Village | Rough Grading | RSG | CCC | Tender | 2019 |  | Ground Investigation | B729.2 | Laboratory Testing ; Chemical And Electrochemical; Chloride Content Soil (Cl Mg/L) | 7 | Nr | SAR | 182.6975
Jay | 3 | 3.0004 | Kingdom of Saudi Arabia | Riyadh | Infrastructure | Red Sea Village | Rough Grading | RSG | CCC | Tender | 2019 |  | Ground Investigation | B729.3 | Laboratory Testing ; Chemical And Electrochemical; Chloride Content Water (Cl Mg/L) | 7 | Nr | SAR | 182.6975
Jay | 3 | 3.0004 | Kingdom of Saudi Arabia | Riyadh | Infrastructure | Red Sea Village | Rough Grading | RSG | CCC | Tender | 2019 |  | Ground Investigation | B739.1 | Laboratory Testing ; Compaction Related; Dry Density/Moisture Content Relationship Using 4.5 Kg Rammer | 50 | Nr | SAR | 304.4958
Jay | 3 | 3.0004 | Kingdom of Saudi Arabia | Riyadh | Infrastructure | Red Sea Village | Rough Grading | RSG | CCC | Tender | 2019 |  | Ground Investigation | B739.2 | Laboratory Testing ; Compaction Related; California Bearing Ratio On Re-Compacted Disturbed Sample | 50 | Nr | SAR | 426.2941
Jay | 3 | 3.0004 | Kingdom of Saudi Arabia | Riyadh | Infrastructure | Red Sea Village | Rough Grading | RSG | CCC | Tender | 2019 |  | Ground Investigation | B7690 | Laboratory Testing ; Shear Strength (Total Stress); Shear Strength Of A Set Of Three 60Mm × 60Mm Square Specimens By Direct Shear, Test Duration Not Exceeding 1 Day Per Specimen | 50 | Nr | SAR | 791.6891
Jay | 3 | 3.0004 | Kingdom of Saudi Arabia | Riyadh | Infrastructure | Red Sea Village | Rough Grading | RSG | CCC | Tender | 2019 |  | Ground Investigation | B771 | Laboratory Testing ; Rock Testing; Uniaxial Compressive Strength | 85 | Nr | SAR | 182.6975
Jay | 3 | 3.0004 | Kingdom of Saudi Arabia | Riyadh | Infrastructure | Red Sea Village | Rough Grading | RSG | CCC | Tender | 2019 |  | Ground Investigation | B779.1 | Laboratory Testing ; Rock Testing; Ucs + Youngs Modulus Determination | 30 | Nr | SAR | 426.2941
Jay | 3 | 3.0004 | Kingdom of Saudi Arabia | Riyadh | Infrastructure | Red Sea Village | Rough Grading | RSG | CCC | Tender | 2019 |  | Ground Investigation | B779.2 | Laboratory Testing ; Rock Testing; Single Measurement Of Point Load Strength On Irregular Rock Lump Or Core Sample (Either Axial Or Diametral Test) | 30 | Nr | SAR | 146.158
Jay | 3 | 3.0004 | Kingdom of Saudi Arabia | Riyadh | Infrastructure | Red Sea Village | Rough Grading | RSG | CCC | Tender | 2019 |  | Ground Investigation | B900.1 | Contamination Testing ; Soil; Heavy Metals Suite: Arsenic, Cadmium, Chromium, Lead, Mercury, Boron, Copper, Nickel, Cyanide | 7 | Nr | SAR | 548.0925
Jay | 3 | 3.0004 | Kingdom of Saudi Arabia | Riyadh | Infrastructure | Red Sea Village | Rough Grading | RSG | CCC | Tender | 2019 |  | Ground Investigation | B900.2 | Contamination Testing ; Soil; Pah | 7 | Nr | SAR | 426.2941
Jay | 3 | 3.0005 | Kingdom of Saudi Arabia | Riyadh | Infrastructure | Red Sea Village | Rough Grading | RSG | CCC | Tender | 2019 |  | Ground Investigation | B900.3 | Contamination Testing ; Soil; Tph | 7 | Nr | SAR | 426.2941
Jay | 3 | 3.0005 | Kingdom of Saudi Arabia | Riyadh | Infrastructure | Red Sea Village | Rough Grading | RSG | CCC | Tender | 2019 |  | Ground Investigation | B900.4 | Contamination Testing ; Water; Heavy Metals Suite: Arsenic, Cadmium, Chromium, Lead, Mercury, Boron, Copper, Nickel, Cyanide | 7 | Nr | SAR | 548.0925
Jay | 3 | 3.0005 | Kingdom of Saudi Arabia | Riyadh | Infrastructure | Red Sea Village | Rough Grading | RSG | CCC | Tender | 2019 |  | Ground Investigation | B900.5 | Contamination Testing ; Water; Pah | 7 | Nr | SAR | 426.2941
Jay | 3 | 3.0005 | Kingdom of Saudi Arabia | Riyadh | Infrastructure | Red Sea Village | Rough Grading | RSG | CCC | Tender | 2019 |  | Ground Investigation | B900.6 | Contamination Testing ; Water; Tph | 7 | Nr | SAR | 426.2941
Jay | 3 | 3.0005 | Kingdom of Saudi Arabia | Riyadh | Infrastructure | Red Sea Village | Rough Grading | RSG | CCC | Tender | 2019 |  | Earthworks | E420 | West Side Grading Works; General Excavation; General Excavation To Proposed Grade As Shown On The Drawings | 1049988 | m³ | SAR | 3.5967
Jay | 3 | 3.0005 | Kingdom of Saudi Arabia | Riyadh | Infrastructure | Red Sea Village | Rough Grading | RSG | CCC | Tender | 2019 |  | Earthworks | E539 | West Side Grading Works; Excavation Ancillaries ; Disposal Of Surplus Excavated Materials (Suitable/Unsuitable) To The East Area Including Loading /Unloading, Site Handling And Transportation Etc. | 346456 | m³ | SAR | 3.2159
Jay | 3 | 3.0005 | Kingdom of Saudi Arabia | Riyadh | Infrastructure | Red Sea Village | Rough Grading | RSG | CCC | Tender | 2019 |  | Earthworks | E634 | West Side Grading Works; Filling ; General Grading And Levelling With Selected Excavated Materials Other Than Top Soil Or Rock Or Artificial Hard Materials | 703532 | m³ | SAR | 5.4248
Jay | 3 | 3.0005 | Kingdom of Saudi Arabia | Riyadh | Infrastructure | Red Sea Village | Rough Grading | RSG | CCC | Tender | 2019 |  | Earthworks | E420 | West Side Grading Works - Marina Area; General Excavation; General Excavation To Proposed Grade As Shown On The Drawings | 5233 | m³ | SAR | 2.92
Jay | 3 | 3.0005 | Kingdom of Saudi Arabia | Riyadh | Infrastructure | Red Sea Village | Rough Grading | RSG | CCC | Tender | 2019 |  | Earthworks | E539 | West Side Grading Works - Marina Area; Excavation Ancillaries ; Disposal Of Surplus Excavated Materials (Suitable/Unsuitable) To The East Area Including Loading /Unloading, Site Handling And Transportation Etc. | 5233 | m³ | SAR | 3.0243
Jay | 3 | 3.0006 | Kingdom of Saudi Arabia | Riyadh | Infrastructure | Red Sea Village | Rough Grading | RSG | CCC | Tender | 2019 |  | Earthworks | E634 | West Side Grading Works - Marina Area; Filling ; General Grading And Levelling With Selected Excavated Materials Other Than Top Soil Or Rock Or Artificial Hard Materials | 117363 | m³ | SAR | 5.4248
Jay | 3 | 3.0006 | Kingdom of Saudi Arabia | Riyadh | Infrastructure | Red Sea Village | Rough Grading | RSG | CCC | Tender | 2019 |  | Earthworks | E420 | East Side Grading Works; Option 1 - Dynamic Compaction; General Excavation ; General Excavation (Sabkha Or Any Unsuitable Materials) To Proposed Grade As Shown On The Drawings | 101840 | m³ | SAR | 2.6072
Jay | 3 | 3.0006 | Kingdom of Saudi Arabia | Riyadh | Infrastructure | Red Sea Village | Rough Grading | RSG | CCC | Tender | 2019 |  | Earthworks | E539.1 | East Side Grading Works; Option 1 - Dynamic Compaction; Excavation Ancillaries ; Disposal Of Surplus Excavated Materials (Suitable/Unsuitable) Within The Site Including Loading /Unloading, Site Handling And Transportation Etc. | 95839 | m³ | SAR | 3.2159
Jay | 3 | 3.0006 | Kingdom of Saudi Arabia | Riyadh | Infrastructure | Red Sea Village | Rough Grading | RSG | CCC | Tender | 2019 |  | Earthworks | E611 | East Side Grading Works; Option 1 - Dynamic Compaction; Filling; Filling With Suitable Selected Excavated Materials (Quantities Taken From Canal And West Side Grading Works) Other Than Top Soil Or Rock Or Artificial Hard Materials | 6001 | m³ | SAR | 5.4248
Jay | 3 | 3.0006 | Kingdom of Saudi Arabia | Riyadh | Infrastructure | Red Sea Village | Rough Grading | RSG | CCC | Tender | 2019 |  | Earthworks | E639 | East Side Grading Works; Option 1 - Dynamic Compaction; Filling; Earthwork Filling By Selected Excavated Materials (Dynamic Compaction) As Specified In Drawings And Specifications (Quantities Taken From Tp1 And West Side Grading Works) | 101840 | m³ | SAR | 6.5286
Jay | 3 | 3.0006 | Kingdom of Saudi Arabia | Riyadh | Infrastructure | Red Sea Village | Rough Grading | RSG | CCC | Tender | 2019 |  | Earthworks | E613 | East Side Grading Works; Option 1 - Dynamic Compaction; Dynamic Compaction; Ground Improvement Works By Dynamic Compaction Method As Specified In Drawings And Specifications | 25463 | m³ | SAR | 18.3229
Jay | 3 | 3.0006 | Kingdom of Saudi Arabia | Riyadh | Infrastructure | Red Sea Village | Rough Grading | RSG | CCC | Tender | 2019 |  | Earthworks | E634 | East Side Grading Works; Option 2 - Dynamic Replacement; Filling; Filling With Suitable Selected Excavated Materials (Quantities Taken From Tp1 And West Side Grading Works) Other Than Top Soil Or Rock Or Artificial Hard Materials | 209404 | m³ | SAR | 5.2477
Jay | 3 | 3.0006 | Kingdom of Saudi Arabia | Riyadh | Infrastructure | Red Sea Village | Rough Grading | RSG | CCC | Tender | 2019 |  | Earthworks | E639 | East Side Grading Works; Option 2 - Dynamic Replacement; Filling; Earthwork Filling By Imported Gravel (Dynamic Replacement) As Specified In Drawings And Specifications | 266738 | m³ | SAR | 58.3299
Jay | 3 | 3.0006 | Kingdom of Saudi Arabia | Riyadh | Infrastructure | Red Sea Village | Rough Grading | RSG | CCC | Tender | 2019 |  | Earthworks | E613 | East Side Grading Works; Option 2 - Dynamic Replacement; Dynamic Replacement ; Ground Improvement Works By Dynamic Replacement Method As Specified In Drawings And Specifications | 244225 | m² | SAR | 26.2962
Jay | 3 | 3.0006 | Kingdom of Saudi Arabia | Riyadh | Infrastructure | Red Sea Village | Rough Grading | RSG | CCC | Tender | 2019 |  | Earthworks | E730 | East Side Grading Works; Option 2 - Dynamic Replacement; Filling; Supply And Installation Of Geotextiles As Per The Specification | 244225 | m² | SAR | 7.5549
Jay | 3 | 3.0006 | Kingdom of Saudi Arabia | Riyadh | Infrastructure | Red Sea Village | Rough Grading | RSG | CCC | Tender | 2019 |  | Earthworks | E634 | East Side Grading Works; Option 3 - Dynamic Replacement And Rapid Impact Compaction; Filling ; Filling With Suitable Selected Excavated Materials (Quantities Taken From Tp1 And West Side Grading Works) Other Than Top Soil Or Rock Or Artificial Hard Materials | 942112 | m³ | SAR | 5.219
Jay | 3 | 3.0007 | Kingdom of Saudi Arabia | Riyadh | Infrastructure | Red Sea Village | Rough Grading | RSG | CCC | Tender | 2019 |  | Earthworks | E639 | East Side Grading Works; Option 3 - Dynamic Replacement And Rapid Impact Compaction; Filling ; Earthwork Filling By Imported Gravel (Dynamic Replacement And Rapid Impact Compaction) As Specified In Drawings And Specifications | 139117 | m³ | SAR | 58.2256
Jay | 3 | 3.0007 | Kingdom of Saudi Arabia | Riyadh | Infrastructure | Red Sea Village | Rough Grading | RSG | CCC | Tender | 2019 |  | Earthworks | E613 | East Side Grading Works; Option 3 - Dynamic Replacement And Rapid Impact Compaction; Dynamic Replacement And Rapid Impact Compaction ; Ground Improvement Works By Dynamic Replacement And Rapid Impact Compaction Method As Specified In Drawings And Specifications | 336531 | m² | SAR | 34.713
Jay | 3 | 3.0007 | Kingdom of Saudi Arabia | Riyadh | Infrastructure | Red Sea Village | Rough Grading | RSG | CCC | Tender | 2019 |  | Earthworks | E730 | East Side Grading Works; Option 3 - Dynamic Replacement And Rapid Impact Compaction; Dynamic Replacement And Rapid Impact Compaction ; Supply And Installation Of Geotextiles As Per The Specification | 336531 | m² | SAR | 7.5815
Jay | 3 | 3.0007 | Kingdom of Saudi Arabia | Riyadh | Infrastructure | Red Sea Village | Rough Grading | RSG | CCC | Tender | 2019 |  | Earthworks | E420 | East Side Grading Works; General Excavation; General Excavation To Proposed Grade As Shown On The Drawings | 171962 | m³ | SAR | 3.5967
Jay | 3 | 3.0007 | Kingdom of Saudi Arabia | Riyadh | Infrastructure | Red Sea Village | Rough Grading | RSG | CCC | Tender | 2019 |  | Earthworks | E539 | East Side Grading Works; Excavation Ancillaries ; Disposal Of Surplus Excavated Materials (Suitable/Unsuitable) To The East Area Including Loading /Unloading, Site Handling And Transportation Etc. | 139050 | m³ | SAR | 3.2159
Jay | 3 | 3.0007 | Kingdom of Saudi Arabia | Riyadh | Infrastructure | Red Sea Village | Rough Grading | RSG | CCC | Tender | 2019 |  | Earthworks | E634 | East Side Grading Works; Filling ; Filling With Suitable Selected Excavated Materials (Quantities Taken From Tp1 And West Side Grading Works) Other Than Top Soil Or Rock Or Artificial Hard Materials | 692898 | m³ | SAR | 5.4248
Jay | 3 | 3.0007 | Kingdom of Saudi Arabia | Riyadh | Infrastructure | Red Sea Village | Rough Grading | RSG | HUTA | Tender | 2019 |  | Demolition And Site Clearance | D110 | General Site Clearance In Accordance With Drawings And Specifications. | 2400000 | m² | SAR | 0.9
Jay | 3 | 3.0007 | Kingdom of Saudi Arabia | Riyadh | Infrastructure | Red Sea Village | Rough Grading | RSG | HUTA | Tender | 2019 |  | Ground Investigation | B111 | Trial Pits And Trenches To Ascertain/ Verify/ Locate Existing Services; Maximum Length 3M, Excavation By Hand; Maximum Depth Not Exceeding 1.0M; Number In Material Other Than Rock | 5 | Nr | SAR | 924
Jay | 3 | 3.0007 | Kingdom of Saudi Arabia | Riyadh | Infrastructure | Red Sea Village | Rough Grading | RSG | HUTA | Tender | 2019 |  | Ground Investigation | B130.1 | Trial Pits And Trenches To Ascertain/ Verify/ Locate Existing Services; Maximum Length 3M, Excavation By Hand; Maximum Depth Not Exceeding 1.0M; Depth In Material Other Than Rock | 5 | m | SAR | 924
Jay | 3 | 3.0008 | Kingdom of Saudi Arabia | Riyadh | Infrastructure | Red Sea Village | Rough Grading | RSG | HUTA | Tender | 2019 |  | Ground Investigation | B150.1 | Trial Pits And Trenches To Ascertain/ Verify/ Locate Existing Services; Maximum Length 3M, Excavation By Hand; Maximum Depth Not Exceeding 1.0M; Depth Supported | 5 | m | SAR | 1232
Jay | 3 | 3.0008 | Kingdom of Saudi Arabia | Riyadh | Infrastructure | Red Sea Village | Rough Grading | RSG | HUTA | Tender | 2019 |  | Ground Investigation | B160.1 | Trial Pits And Trenches To Ascertain/ Verify/ Locate Existing Services; Maximum Length 3M, Excavation By Hand; Maximum Depth Not Exceeding 1.0M; Depth Backfilled With Excavated Material | 5 | m | SAR | 185
Jay | 3 | 3.0008 | Kingdom of Saudi Arabia | Riyadh | Infrastructure | Red Sea Village | Rough Grading | RSG | HUTA | Tender | 2019 |  | Ground Investigation | B112 | Trial Pits And Trenches To Ascertain/ Verify/ Locate Existing Services; Maximum Length 3M, Excavation By Hand; Maximum Depth 1 - 2M; Number In Material Other Than Rock | 3 | Nr | SAR | 1232
Jay | 3 | 3.0008 | Kingdom of Saudi Arabia | Riyadh | Infrastructure | Red Sea Village | Rough Grading | RSG | HUTA | Tender | 2019 |  | Ground Investigation | B130.2 | Trial Pits And Trenches To Ascertain/ Verify/ Locate Existing Services; Maximum Length 3M, Excavation By Hand; Maximum Depth 1 - 2M; Depth In Material Other Than Rock | 6 | m | SAR | 616
Jay | 3 | 3.0008 | Kingdom of Saudi Arabia | Riyadh | Infrastructure | Red Sea Village | Rough Grading | RSG | HUTA | Tender | 2019 |  | Ground Investigation | B150.2 | Trial Pits And Trenches To Ascertain/ Verify/ Locate Existing Services; Maximum Length 3M, Excavation By Hand; Maximum Depth 1 - 2M; Depth Supported | 6 | m | SAR | 1478
Jay | 3 | 3.0008 | Kingdom of Saudi Arabia | Riyadh | Infrastructure | Red Sea Village | Rough Grading | RSG | HUTA | Tender | 2019 |  | Ground Investigation | B160.2 | Trial Pits And Trenches To Ascertain/ Verify/ Locate Existing Services; Maximum Length 3M, Excavation By Hand; Maximum Depth 1 - 2M; Depth Backfilled With Excavated Material | 6 | m | SAR | 308
Jay | 3 | 3.0008 | Kingdom of Saudi Arabia | Riyadh | Infrastructure | Red Sea Village | Rough Grading | RSG | HUTA | Tender | 2019 |  | Ground Investigation | B113 | Trial Pits And Trenches To Ascertain/ Verify/ Locate Existing Services; Maximum Length 3M, Excavation By Hand; Maximum Depth 2 - 3M; Number In Material Other Than Rock | 2 | Nr | SAR | 1848
Jay | 3 | 3.0008 | Kingdom of Saudi Arabia | Riyadh | Infrastructure | Red Sea Village | Rough Grading | RSG | HUTA | Tender | 2019 |  | Ground Investigation | B130.3 | Trial Pits And Trenches To Ascertain/ Verify/ Locate Existing Services; Maximum Length 3M, Excavation By Hand; Maximum Depth 2 - 3M; Depth In Material Other Than Rock | 6 | m | SAR | 616
Jay | 3 | 3.0008 | Kingdom of Saudi Arabia | Riyadh | Infrastructure | Red Sea Village | Rough Grading | RSG | HUTA | Tender | 2019 |  | Ground Investigation | B150.3 | Trial Pits And Trenches To Ascertain/ Verify/ Locate Existing Services; Maximum Length 3M, Excavation By Hand; Maximum Depth 2 - 3M; Depth Supported | 6 | m | SAR | 1848
Jay | 3 | 3.0008 | Kingdom of Saudi Arabia | Riyadh | Infrastructure | Red Sea Village | Rough Grading | RSG | HUTA | Tender | 2019 |  | Ground Investigation | B160.3 | Trial Pits And Trenches To Ascertain/ Verify/ Locate Existing Services; Maximum Length 3M, Excavation By Hand; Maximum Depth 2 - 3M; Depth Backfilled With Excavated Material | 6 | m | SAR | 431
Jay | 3 | 3.0008 | Kingdom of Saudi Arabia | Riyadh | Infrastructure | Red Sea Village | Rough Grading | RSG | HUTA | Tender | 2019 |  | Ground Investigation | B210.1 | Trial Pits And Trenches To Ascertain/ Verify/ Locate Existing Services; Maximum Length 3M, Excavation By Hand; Maximum Depth 2 - 3M; Mobilisation Of Drilling Plant And Relevant Equipment To The Site Of Each Exploratory Hole And Set Up | 89 | Nr | SAR | 308
Jay | 3 | 3.0009 | Kingdom of Saudi Arabia | Riyadh | Infrastructure | Red Sea Village | Rough Grading | RSG | HUTA | Tender | 2019 |  | Ground Investigation | B290.1 | Trial Pits And Trenches To Ascertain/ Verify/ Locate Existing Services; Maximum Length 3M, Excavation By Hand; Maximum Depth 2 - 3M; Break Out Surface Obstruction (Including Hard Standing) Where Present At Exploratory Hole Location | 89 | Nr | SAR | 62
Jay | 3 | 3.0009 | Kingdom of Saudi Arabia | Riyadh | Infrastructure | Red Sea Village | Rough Grading | RSG | HUTA | Tender | 2019 |  | Ground Investigation | B232 | Trial Pits And Trenches To Ascertain/ Verify/ Locate Existing Services; Maximum Length 3M, Excavation By Hand; Maximum Depth 2 - 3M; Cable Percussion With Rotary Follow On From 0M And 10M Depth | 215 | m | SAR | 185
Jay | 3 | 3.0009 | Kingdom of Saudi Arabia | Riyadh | Infrastructure | Red Sea Village | Rough Grading | RSG | HUTA | Tender | 2019 |  | Ground Investigation | B233 | Trial Pits And Trenches To Ascertain/ Verify/ Locate Existing Services; Maximum Length 3M, Excavation By Hand; Maximum Depth 2 - 3M; As Item C But Between 10 And 20M Depth | 140 | m | SAR | 222
Jay | 3 | 3.0009 | Kingdom of Saudi Arabia | Riyadh | Infrastructure | Red Sea Village | Rough Grading | RSG | HUTA | Tender | 2019 |  | Ground Investigation | B234 | Trial Pits And Trenches To Ascertain/ Verify/ Locate Existing Services; Maximum Length 3M, Excavation By Hand; Maximum Depth 2 - 3M; As Item C But Between 20 And 30M Depth | 25 | m | SAR | 246
Jay | 3 | 3.0009 | Kingdom of Saudi Arabia | Riyadh | Infrastructure | Red Sea Village | Rough Grading | RSG | HUTA | Tender | 2019 |  | Ground Investigation | B360 | Trial Pits And Trenches To Ascertain/ Verify/ Locate Existing Services; Maximum Length 3M, Excavation By Hand; Maximum Depth 2 - 3M; Backfill Rotary Drill Hole With Cement/ Bentonite Grout | 285 | m | SAR | 25
Jay | 3 | 3.0009 | Kingdom of Saudi Arabia | Riyadh | Infrastructure | Red Sea Village | Rough Grading | RSG | HUTA | Tender | 2019 |  | Ground Investigation | B590.1 | Trial Pits And Trenches To Ascertain/ Verify/ Locate Existing Services; Maximum Length 3M, Excavation By Hand; Maximum Depth 2 - 3M; Installation Of Groundwater Standpipe (7X10M) | 7 | Nr | SAR | 616
Jay | 3 | 3.0009 | Kingdom of Saudi Arabia | Riyadh | Infrastructure | Red Sea Village | Rough Grading | RSG | HUTA | Tender | 2019 |  | Ground Investigation | B590.2 | Trial Pits And Trenches To Ascertain/ Verify/ Locate Existing Services; Maximum Length 3M, Excavation By Hand; Maximum Depth 2 - 3M; Provision Of Groundwater Standpipe Materials | 70 | m | SAR | 25
Jay | 3 | 3.0009 | Kingdom of Saudi Arabia | Riyadh | Infrastructure | Red Sea Village | Rough Grading | RSG | HUTA | Tender | 2019 |  | Ground Investigation | B512 | Trial Pits And Trenches To Ascertain/ Verify/ Locate Existing Services; Maximum Length 3M, Excavation By Hand; Maximum Depth 2 - 3M; Long Term Groundwater Monitoring - Return Visit To Site Following Completion Of Fieldwork To Take Readings. Weekly For 1 Month) | 4 | Nr | SAR | 616
Jay | 3 | 3.0009 | Kingdom of Saudi Arabia | Riyadh | Infrastructure | Red Sea Village | Rough Grading | RSG | HUTA | Tender | 2019 |  | Ground Investigation | B900.2 | Trial Pits And Trenches To Ascertain/ Verify/ Locate Existing Services; Maximum Length 3M, Excavation By Hand; Maximum Depth 2 - 3M; Trial Pit To Maximum 3Mgl. Machine Excavation | 36 | Nr | SAR | 1848
Jay | 3 | 3.001 | Kingdom of Saudi Arabia | Riyadh | Infrastructure | Red Sea Village | Rough Grading | RSG | HUTA | Tender | 2019 |  | Ground Investigation | B513 | Insitu Testing; Cone Penetration Testing To Refusal | 30 | Nr | SAR | 3696
Jay | 3 | 3.001 | Kingdom of Saudi Arabia | Riyadh | Infrastructure | Red Sea Village | Rough Grading | RSG | HUTA | Tender | 2019 |  | Ground Investigation | B519 | Insitu Testing; Permeability Test In Boreholes - Falling Head | 10 | Nr | SAR | 924
Jay | 3 | 3.001 | Kingdom of Saudi Arabia | Riyadh | Infrastructure | Red Sea Village | Rough Grading | RSG | HUTA | Tender | 2019 |  | Ground Investigation | B523 | Insitu Testing; In-Situ Cbr Testing | 1 | Nr | SAR | 1478
Jay | 3 | 3.001 | Kingdom of Saudi Arabia | Riyadh | Infrastructure | Red Sea Village | Rough Grading | RSG | HUTA | Tender | 2019 |  | Ground Investigation | B590.1 | Insitu Testing; Dissapation Testing | 1 | Nr | SAR | 2464
Jay | 3 | 3.001 | Kingdom of Saudi Arabia | Riyadh | Infrastructure | Red Sea Village | Rough Grading | RSG | HUTA | Tender | 2019 |  | Ground Investigation | B590.2 | Insitu Testing; Downhole Seismic | 10 | Nr | SAR | 9856
Jay | 3 | 3.001 | Kingdom of Saudi Arabia | Riyadh | Infrastructure | Red Sea Village | Rough Grading | RSG | HUTA | Tender | 2019 |  | Ground Investigation | B590.2 | Insitu Testing; Masw | 600 | m | SAR | 92
Jay | 3 | 3.001 | Kingdom of Saudi Arabia | Riyadh | Infrastructure | Red Sea Village | Rough Grading | RSG | HUTA | Tender | 2019 |  | Ground Investigation | B711 | Laboratory Testing; Moisture Content | 55 | Nr | SAR | 12
Jay | 3 | 3.001 | Kingdom of Saudi Arabia | Riyadh | Infrastructure | Red Sea Village | Rough Grading | RSG | HUTA | Tender | 2019 |  | Ground Investigation | B712 | Laboratory Testing; Classification : Liquid Limit, Plastic Limit And Plasticity Index | 55 | Nr | SAR | 80
Jay | 3 | 3.001 | Kingdom of Saudi Arabia | Riyadh | Infrastructure | Red Sea Village | Rough Grading | RSG | HUTA | Tender | 2019 |  | Ground Investigation | B714 | Laboratory Testing; Classification : Particle Size Distribution By Wet Sieving | 55 | Nr | SAR | 92
Jay | 3 | 3.001 | Kingdom of Saudi Arabia | Riyadh | Infrastructure | Red Sea Village | Rough Grading | RSG | HUTA | Tender | 2019 |  | Ground Investigation | B715 | Laboratory Testing; Classification : Sedimentation By Hydrometer | 55 | Nr | SAR | 185
Jay | 3 | 3.0011 | Kingdom of Saudi Arabia | Riyadh | Infrastructure | Red Sea Village | Rough Grading | RSG | HUTA | Tender | 2019 |  | Ground Investigation | B719.1 | Laboratory Testing; Classification : Density By Linear Measurement | 55 | Nr | SAR | 62
Jay | 3 | 3.0011 | Kingdom of Saudi Arabia | Riyadh | Infrastructure | Red Sea Village | Rough Grading | RSG | HUTA | Tender | 2019 |  | Ground Investigation | B719.2 | Laboratory Testing; Classification : Organic Matter | 55 | Nr | SAR | 123
Jay | 3 | 3.0011 | Kingdom of Saudi Arabia | Riyadh | Infrastructure | Red Sea Village | Rough Grading | RSG | HUTA | Tender | 2019 |  | Ground Investigation | B722.1 | Laboratory Testing; Chemical And Electrochemical : Sulphate Content Of Water Extract From Soil | 7 | Nr | SAR | 99
Jay | 3 | 3.0011 | Kingdom of Saudi Arabia | Riyadh | Infrastructure | Red Sea Village | Rough Grading | RSG | HUTA | Tender | 2019 |  | Ground Investigation | B722.2 | Laboratory Testing; Chemical And Electrochemical : Sulphate Content Of Groundwater | 7 | Nr | SAR | 99
Jay | 3 | 3.0011 | Kingdom of Saudi Arabia | Riyadh | Infrastructure | Red Sea Village | Rough Grading | RSG | HUTA | Tender | 2019 |  | Ground Investigation | B723 | Laboratory Testing; Chemical And Electrochemical : Ph Value (Soil And Water) | 7 | Nr | SAR | 92
Jay | 3 | 3.0011 | Kingdom of Saudi Arabia | Riyadh | Infrastructure | Red Sea Village | Rough Grading | RSG | HUTA | Tender | 2019 |  | Ground Investigation | B729.1 | Laboratory Testing; Chemical And Electrochemical : Carbonate Content By Gravimetric Method | 7 | Nr | SAR | 123
Jay | 3 | 3.0011 | Kingdom of Saudi Arabia | Riyadh | Infrastructure | Red Sea Village | Rough Grading | RSG | HUTA | Tender | 2019 |  | Ground Investigation | B729.2 | Laboratory Testing; Chemical And Electrochemical : Chloride Content Soil (Cl Mg/L) | 7 | Nr | SAR | 99
Jay | 3 | 3.0011 | Kingdom of Saudi Arabia | Riyadh | Infrastructure | Red Sea Village | Rough Grading | RSG | HUTA | Tender | 2019 |  | Ground Investigation | B729.3 | Laboratory Testing; Chemical And Electrochemical : Chloride Content Water (Cl Mg/L) | 7 | Nr | SAR | 99
Jay | 3 | 3.0011 | Kingdom of Saudi Arabia | Riyadh | Infrastructure | Red Sea Village | Rough Grading | RSG | HUTA | Tender | 2019 |  | Ground Investigation | B739.1 | Laboratory Testing; Compaction Related: Dry Density/Moisture Content Relationship Using 4.5 Kg Rammer | 50 | Nr | SAR | 197
Jay | 3 | 3.0011 | Kingdom of Saudi Arabia | Riyadh | Infrastructure | Red Sea Village | Rough Grading | RSG | HUTA | Tender | 2019 |  | Ground Investigation | B739.2 | Laboratory Testing; Compaction Related: California Bearing Ratio On Re-Compacted Disturbed Sample | 50 | Nr | SAR | 431
Jay | 3 | 3.0011 | Kingdom of Saudi Arabia | Riyadh | Infrastructure | Red Sea Village | Rough Grading | RSG | HUTA | Tender | 2019 |  | Ground Investigation | B7690 | Laboratory Testing; Shear Strength (Total Stress): Shear Strength Of A Set Of Three 60Mm × 60Mm Square Specimens By Direct Shear, Test Duration Not Exceeding 1 Day Per Specimen | 50 | Nr | SAR | 739
Jay | 3 | 3.0012 | Kingdom of Saudi Arabia | Riyadh | Infrastructure | Red Sea Village | Rough Grading | RSG | HUTA | Tender | 2019 |  | Ground Investigation | B771 | Laboratory Testing; Rock Testing: Uniaxial Compressive Strength | 85 | Nr | SAR | 185
Jay | 3 | 3.0012 | Kingdom of Saudi Arabia | Riyadh | Infrastructure | Red Sea Village | Rough Grading | RSG | HUTA | Tender | 2019 |  | Ground Investigation | B779.1 | Laboratory Testing; Rock Testing: Ucs + Youngs Modulus Determination | 30 | Nr | SAR | 370
Jay | 3 | 3.0012 | Kingdom of Saudi Arabia | Riyadh | Infrastructure | Red Sea Village | Rough Grading | RSG | HUTA | Tender | 2019 |  | Ground Investigation | B779.2 | Laboratory Testing; Rock Testing: Single Measurement Of Point Load Strength On Irregular Rock Lump Or Core Sample (Either Axial Or Diametral Test) | 30 | Nr | SAR | 62
Jay | 3 | 3.0012 | Kingdom of Saudi Arabia | Riyadh | Infrastructure | Red Sea Village | Rough Grading | RSG | HUTA | Tender | 2019 |  | Ground Investigation | B900.1 | Contamination Testing; Soil: Heavy Metals Suite: Arsenic, Cadmium, Chromium, Lead, Mercury, Boron, Copper, Nickel, Cyanide | 7 | Nr | SAR | 1232
Jay | 3 | 3.0012 | Kingdom of Saudi Arabia | Riyadh | Infrastructure | Red Sea Village | Rough Grading | RSG | HUTA | Tender | 2019 |  | Ground Investigation | B900.2 | Contamination Testing; Soil: Pah | 7 | Nr | SAR | 986
Jay | 3 | 3.0012 | Kingdom of Saudi Arabia | Riyadh | Infrastructure | Red Sea Village | Rough Grading | RSG | HUTA | Tender | 2019 |  | Ground Investigation | B900.3 | Contamination Testing; Soil: Tph | 7 | Nr | SAR | 616
Jay | 3 | 3.0012 | Kingdom of Saudi Arabia | Riyadh | Infrastructure | Red Sea Village | Rough Grading | RSG | HUTA | Tender | 2019 |  | Ground Investigation | B900.4 | Contamination Testing; Water: Heavy Metals Suite: Arsenic, Cadmium, Chromium, Lead, Mercury, Boron, Copper, Nickel, Cyanide | 7 | Nr | SAR | 1232
Jay | 3 | 3.0012 | Kingdom of Saudi Arabia | Riyadh | Infrastructure | Red Sea Village | Rough Grading | RSG | HUTA | Tender | 2019 |  | Ground Investigation | B900.5 | Contamination Testing; Water: Pah | 7 | Nr | SAR | 986
Jay | 3 | 3.0012 | Kingdom of Saudi Arabia | Riyadh | Infrastructure | Red Sea Village | Rough Grading | RSG | HUTA | Tender | 2019 |  | Ground Investigation | B900.6 | Contamination Testing; Water: Tph | 7 | Nr | SAR | 986
Jay | 3 | 3.0013 | Kingdom of Saudi Arabia | Riyadh | Infrastructure | Red Sea Village | Rough Grading | RSG | HUTA | Tender | 2019 |  | Ground Investigation | B900.2 | Contamination Testing; Reporting: Additional Copies Of The Ground Investigation Report (Or Specified Part Thereof) | 2 | Nr | SAR | 616
Jay | 3 | 3.0013 | Kingdom of Saudi Arabia | Riyadh | Infrastructure | Red Sea Village | Rough Grading | RSG | HUTA | Tender | 2019 |  | Earthworks | E420 | West Side Grading Works; General Excavation: General Excavation To Proposed Grade As Shown On The Drawings Excavation Ancillaries | 1049988 | m³ | SAR | 9
Jay | 3 | 3.0013 | Kingdom of Saudi Arabia | Riyadh | Infrastructure | Red Sea Village | Rough Grading | RSG | HUTA | Tender | 2019 |  | Earthworks | E539 | West Side Grading Works; Excavation Ancillaries: Disposal Of Surplus Excavated Materials (Suitable/Unsuitable) To The East Area Including Loading /Unloading, Site Handling And Transportation Etc. | 346456 | m³ | SAR | 5
Jay | 3 | 3.0013 | Kingdom of Saudi Arabia | Riyadh | Infrastructure | Red Sea Village | Rough Grading | RSG | HUTA | Tender | 2019 |  | Earthworks | E634 | West Side Grading Works; Filling: General Grading And Levelling With Selected Excavated Materials Other Than Top Soil Or Rock Or Artificial Hard Materials | 703532 | m³ | SAR | 9
Jay | 3 | 3.0013 | Kingdom of Saudi Arabia | Riyadh | Infrastructure | Red Sea Village | Rough Grading | RSG | HUTA | Tender | 2019 |  | Earthworks | E420 | West Side Grading Works - Marina Area; General Excavation: General Excavation To Proposed Grade As Shown On The Drawings | 5233 | m³ | SAR | 10
Jay | 3 | 3.0013 | Kingdom of Saudi Arabia | Riyadh | Infrastructure | Red Sea Village | Rough Grading | RSG | HUTA | Tender | 2019 |  | Earthworks | E539 | West Side Grading Works - Marina Area; Excavation Ancillaries: Disposal Of Surplus Excavated Materials (Suitable/Unsuitable) To The East Area Including Loading /Unloading, Site Handling And Transportation Etc. | 5233 | m³ | SAR | 6
Jay | 3 | 3.0013 | Kingdom of Saudi Arabia | Riyadh | Infrastructure | Red Sea Village | Rough Grading | RSG | HUTA | Tender | 2019 |  | Earthworks | E634 | West Side Grading Works - Marina Area; Filling: General Grading And Levelling With Selected Excavated Materials Other Than Top Soil Or Rock Or Artificial Hard Materials | 117363 | m³ | SAR | 9
Jay | 3 | 3.0013 | Kingdom of Saudi Arabia | Riyadh | Infrastructure | Red Sea Village | Rough Grading | RSG | HUTA | Tender | 2019 |  | Earthworks | E420 | East Side Grading Works - Option 1 - Dynamic Compaction; General Excavation: General Excavation (Sabkha Or Any Unsuitable Materials) To Proposed Grade As Shown On The Drawings | 101840 | m³ | SAR | 24
Jay | 3 | 3.0013 | Kingdom of Saudi Arabia | Riyadh | Infrastructure | Red Sea Village | Rough Grading | RSG | HUTA | Tender | 2019 |  | Earthworks | E539.1 | East Side Grading Works - Option 1 - Dynamic Compaction; Excavation Ancillaries: Disposal Of Surplus Excavated Materials (Suitable/Unsuitable) Within The Site Including Loading /Unloading, Site Handling And Transportation Etc | 95839 | m³ | SAR | 5
Jay | 3 | 3.0013 | Kingdom of Saudi Arabia | Riyadh | Infrastructure | Red Sea Village | Rough Grading | RSG | HUTA | Tender | 2019 |  | Earthworks | E611 | East Side Grading Works - Option 1 - Dynamic Compaction; Filling: Filling With Suitable Selected Excavated Materials (Quantities Taken From Tp1 And West Side Grading Works) Other Than Top Soil Or Rock Or Artificial Hard Materials | 6001 | m³ | SAR | 12
Jay | 3 | 3.0013 | Kingdom of Saudi Arabia | Riyadh | Infrastructure | Red Sea Village | Rough Grading | RSG | HUTA | Tender | 2019 |  | Earthworks | E639 | East Side Grading Works - Option 1 - Dynamic Compaction; Filling: Earthwork Filling By Selected Excavated Materials (Dynamic Compaction) As Specified In Drawings And Specifications (Quantities Taken From Tp1 And West Side Grading Works) | 101840 | m³ | SAR | 18
Jay | 3 | 3.0014 | Kingdom of Saudi Arabia | Riyadh | Infrastructure | Red Sea Village | Rough Grading | RSG | HUTA | Tender | 2019 |  | Earthworks | E634 | East Side Grading Works - Option 2 - Dynamic Replacement; Filling: Filling With Suitable Selected Excavated Materials (Quantities Taken From Tp1 And West Side Grading Works) Other Than Top Soil Or Rock Or Artificial Hard Materials | 209404 | m³ | SAR | 9
Jay | 3 | 3.0014 | Kingdom of Saudi Arabia | Riyadh | Infrastructure | Red Sea Village | Rough Grading | RSG | HUTA | Tender | 2019 |  | Earthworks | E639 | East Side Grading Works - Option 2 - Dynamic Replacement; Filling: Earthwork Filling By Imported Gravel (Dynamic Replacement) As Specified In Drawings And Specifications | 266738 | m³ | SAR | 60
Jay | 3 | 3.0014 | Kingdom of Saudi Arabia | Riyadh | Infrastructure | Red Sea Village | Rough Grading | RSG | HUTA | Tender | 2019 |  | Earthworks | E613 | East Side Grading Works - Option 2 - Dynamic Replacement; Dynamic Replacement: Ground Improvement Works By Dynamic Replacement Method As Specified In Drawings And Specifications | 244225 | m² | SAR | 33
Jay | 3 | 3.0014 | Kingdom of Saudi Arabia | Riyadh | Infrastructure | Red Sea Village | Rough Grading | RSG | HUTA | Tender | 2019 |  | Earthworks | E730 | East Side Grading Works - Option 2 - Dynamic Replacement: Supply And Installation Of Geotectile | 244225 | m² | SAR | 15
Jay | 3 | 3.0014 | Kingdom of Saudi Arabia | Riyadh | Infrastructure | Red Sea Village | Rough Grading | RSG | HUTA | Tender | 2019 |  | Earthworks | E634 | East Side Grading Works - Option 3 - Dynamic Replacement And Rapid Impact Compaction; Filling: Filling With Suitable Selected Excavated Materials (Quantities Taken From Tp1 And West Side Grading Works) Other Than Top Soil Or Rock Or Artificial Hard Materials | 942112 | m³ | SAR | 9
Jay | 3 | 3.0014 | Kingdom of Saudi Arabia | Riyadh | Infrastructure | Red Sea Village | Rough Grading | RSG | HUTA | Tender | 2019 |  | Earthworks | E639 | East Side Grading Works - Option 3 - Dynamic Replacement And Rapid Impact Compaction; Filling: Earthwork Filling By Imported Gravel (Dynamic Replacement And Rapid Impact Compaction) As Specified In Drawings And Specifications | 139117 | m³ | SAR | 60
Jay | 3 | 3.0014 | Kingdom of Saudi Arabia | Riyadh | Infrastructure | Red Sea Village | Rough Grading | RSG | HUTA | Tender | 2019 |  | Earthworks | E613 | East Side Grading Works - Option 3 - Dynamic Replacement And Rapid Impact Compaction; Dynamic Replacement And Rapid Impact Compaction: Ground Improvement Works By Dynamic Replacement And Rapid Impact Compaction Method As Specified In Drawings And Specifications | 336531 | m² | SAR | 37
Jay | 3 | 3.0014 | Kingdom of Saudi Arabia | Riyadh | Infrastructure | Red Sea Village | Rough Grading | RSG | HUTA | Tender | 2019 |  | Earthworks | E730 | East Side Grading Works - Option 3 - Dynamic Replacement And Rapid Impact Compaction: Supply And Installation Of Geotectile | 336531 | m² | SAR | 15
Jay | 3 | 3.0014 | Kingdom of Saudi Arabia | Riyadh | Infrastructure | Red Sea Village | Rough Grading | RSG | HUTA | Tender | 2019 |  | Earthworks | E420 | East Side Grading Works - Option 3 - Dynamic Replacement And Rapid Impact Compaction; General Excavation: General Excavation To Proposed Grade As Shown On The Drawings | 171962 | m³ | SAR | 9
Jay | 3 | 3.0015 | Kingdom of Saudi Arabia | Riyadh | Infrastructure | Red Sea Village | Rough Grading | RSG | HUTA | Tender | 2019 |  | Earthworks | E539 | East Side Grading Works - Option 3 - Dynamic Replacement And Rapid Impact Compaction; Excavation Ancillaries: Disposal Of Surplus Excavated Materials (Suitable/Unsuitable) To The East Area Including Loading /Unloading, Site Handling And Transportation Etc | 139050 | m³ | SAR | 5
Jay | 3 | 3.0015 | Kingdom of Saudi Arabia | Riyadh | Infrastructure | Red Sea Village | Rough Grading | RSG | HUTA | Tender | 2019 |  | Earthworks | E634 | East Side Grading Works - Option 3 - Dynamic Replacement And Rapid Impact Compaction; Filling: Filling With Suitable Selected Excavated Materials (Quantities Taken From Tp1 And West Side Grading Works) Other Than Top Soil Or Rock Or Artificial Hard Materials | 692898 | m³ | SAR | 9
Jay | 3 | 3.0015 | Kingdom of Saudi Arabia | Riyadh | Infrastructure | Sports Boulevard | BP5 - Arts District | SBF | Freyssinet | Award | 2021 | Remeasure | Demolition And Site Clearance | CSI | Demolition And Structure Moving; Removal And Disposal Of Structures; Breakout And Remove Existing Kerbs Including Concrete Slab, Backing And Hauling To Approved Dump Site. | 1321 | m | SAR | 3.7436
Jay | 3 | 3.0015 | Kingdom of Saudi Arabia | Riyadh | Infrastructure | Sports Boulevard | BP5 - Arts District | SBF | Freyssinet | Award | 2021 | Remeasure | Demolition And Site Clearance | CSI | Demolition And Structure Moving; Removal And Disposal Of Structures; Demolition Of Existing Road Pavement (Thickness Range Between 200Mm To 400Mm) Including Obstruction Which Are Required To Be Cleared Including Disposal. | 41417 | m² | SAR | 18.718
Jay | 3 | 3.0015 | Kingdom of Saudi Arabia | Riyadh | Infrastructure | Sports Boulevard | BP5 - Arts District | SBF | Freyssinet | Award | 2021 | Remeasure | Demolition And Site Clearance | CSI | Demolition And Structure Moving; Removal And Disposal Of Structures; Demolition Of Existing Sidewalk Pavement (Thickness Range Between 150Mm To 350Mm) Or Similar And Other Obstruction Which Are Required To Be Cleared Including Disposal. | 4488 | m² | SAR | 18.718
Jay | 3 | 3.0015 | Kingdom of Saudi Arabia | Riyadh | Infrastructure | Sports Boulevard | BP5 - Arts District | SBF | Freyssinet | Award | 2021 | Remeasure | Demolition And Site Clearance | CSI | Demolition And Structure Moving; Removal And Disposal Of Structures; Breakout And Remove Existing Concrete Barrier, Backing And Hauling To Approved Dump Site. | 1714 | m | SAR | 24.3334
Jay | 3 | 3.0015 | Kingdom of Saudi Arabia | Riyadh | Infrastructure | Sports Boulevard | BP5 - Arts District | SBF | Freyssinet | Award | 2021 | Remeasure | Demolition And Site Clearance | CSI | Demolition And Structure Moving; Removal And Disposal Of Structures; Removal And Shifting Of The Bus Stop On Highway | 1 | Nr | SAR | 121667
Jay | 3 | 3.0015 | Kingdom of Saudi Arabia | Riyadh | Infrastructure | Sports Boulevard | BP5 - Arts District | SBF | Freyssinet | Award | 2021 | Remeasure | Miscellaneous Metalwork | CSI | Decorative Metal Railings; Supply And Install Handrail Including Framework Supports, Fixings, Fittings, And All Necessary Accessories, Consumables, To Complete; Stainless Steel Handrail 40Mm Diameter | 12 | m | SAR | 821.7202
Jay | 3 | 3.0015 | Kingdom of Saudi Arabia | Riyadh | Infrastructure | Sports Boulevard | BP5 - Arts District | SBF | Freyssinet | Award | 2021 | Remeasure | Miscellaneous Metalwork | CSI | Decorative Metal Railings; Supply And Install Handrail Including Framework Supports, Fixings, Fittings, And All Necessary Accessories, Consumables, To Complete; Stainless Steel Handrail; Xl1 100Mm Diameter | 12 | m | SAR | 1095.003
Jay | 3 | 3.0015 | Kingdom of Saudi Arabia | Riyadh | Infrastructure | Sports Boulevard | BP5 - Arts District | SBF | Freyssinet | Award | 2021 | Remeasure | Miscellaneous Metalwork | CSI | Metal Fabrications; Supply And Install Metal Canopy With Tube Steel Columns And Steel Plate Rafters, Including Colour Finish, Mist Nozzle, Modular Shade Panels Including Framework Supports, Fixings, Fittings, And All Necessary Accessories, Consumables, To Complete; Water Grove | 1960 | m² | SAR | 1460.004
Jay | 3 | 3.0015 | Kingdom of Saudi Arabia | Riyadh | Infrastructure | Sports Boulevard | BP5 - Arts District | SBF | Freyssinet | Award | 2021 | Remeasure | Miscellaneous Metalwork | CSI | Metal Fabrications; Supply And Install Metal Canopy With Bronze Colour Finish With Screen Wall, Mist Nozzles And Lighting Including Framework Supports, Fixings, Fittings, And All Necessary Accessories, Consumables, To Complete; Public Spine Canopy (Water Grove Block) | 1915 | m² | SAR | 1460.004
Jay | 3 | 3.0016 | Kingdom of Saudi Arabia | Riyadh | Infrastructure | Sports Boulevard | BP5 - Arts District | SBF | Freyssinet | Award | 2021 | Remeasure | Glazing | CSI | Supply And Application Of Clear Glazing Glass Wall Including Frames, Gaskets, Ironmongery, Fire Stop, All Necessary Fixings And Fittings. | 347 | m² | SAR | 1338.337
Jay | 3 | 3.0016 | Kingdom of Saudi Arabia | Riyadh | Infrastructure | Sports Boulevard | BP5 - Arts District | SBF | Freyssinet | Award | 2021 | Remeasure | Glazing | CSI | Supply And Application Of Picket Wall Including All Necessary Fixings And Fittings | 112 | m² | SAR | 1825.005
Jay | 3 | 3.0016 | Kingdom of Saudi Arabia | Riyadh | Infrastructure | Sports Boulevard | BP5 - Arts District | SBF | Freyssinet | Award | 2021 | Remeasure | Finishes | CSI | Plaster And Gypsum Board; Supply And Application Of Approved Ceiling Finishes, Including All Necessary Fixings, Fixtures, Accessories And Consumables To Complete The Work; To Stair Ceilings | 28 | m² | SAR | 196.539
Jay | 3 | 3.0016 | Kingdom of Saudi Arabia | Riyadh | Infrastructure | Sports Boulevard | BP5 - Arts District | SBF | Freyssinet | Award | 2021 | Remeasure | Fire Suppression | CSI | Facility Fire-Suppression Water-Service Piping; Supply And Installation Of Hdpe Pipes Including Fittings, Connections, Cover Over Piping, Concrete Encasement (For Road Crossing), Warning Tape, Excavation, Backfilling, Bedding, Filling Material, Thrust Blocks, Supports, Joints And All Required Accessories To Complete With; 200Mm Diameter | 220 | m | SAR | 477.309
Jay | 3 | 3.0016 | Kingdom of Saudi Arabia | Riyadh | Infrastructure | Sports Boulevard | BP5 - Arts District | SBF | Freyssinet | Award | 2021 | Remeasure | Fire Suppression | CSI | Facility Fire-Suppression Water-Service Piping; Supply And Installation Of Hdpe Pipes Including Fittings, Connections, Cover Over Piping, Concrete Encasement (For Road Crossing), Warning Tape, Excavation, Backfilling, Bedding, Filling Material, Thrust Blocks, Supports, Joints And All Required Accessories To Complete With; 280Mm Diameter | 1520 | m | SAR | 759.0149
Jay | 3 | 3.0016 | Kingdom of Saudi Arabia | Riyadh | Infrastructure | Sports Boulevard | BP5 - Arts District | SBF | Freyssinet | Award | 2021 | Remeasure | Fire Suppression | CSI | Facility Fire-Suppression Water-Service Piping; Supply And Installation Of Valve With Chamber Including Supports, Fittings, Concrete Works, Excavation, Backfilling And All Required Accessories To Complete With; 200Mm Diameter, Connection Gate Valve Chamber | 9 | Nr | SAR | 27758.794
Jay | 3 | 3.0016 | Kingdom of Saudi Arabia | Riyadh | Infrastructure | Sports Boulevard | BP5 - Arts District | SBF | Freyssinet | Award | 2021 | Remeasure | Fire Suppression | CSI | Facility Fire-Suppression Water-Service Piping; Supply And Installation Of Valve With Chamber Including Supports, Fittings, Concrete Works, Excavation, Backfilling And All Required Accessories To Complete With; 280Mm Diameter, 1 Gate Valve Chamber | 2 | Nr | SAR | 32323.1783
Jay | 3 | 3.0016 | Kingdom of Saudi Arabia | Riyadh | Infrastructure | Sports Boulevard | BP5 - Arts District | SBF | Freyssinet | Award | 2021 | Remeasure | Fire Suppression | CSI | Facility Fire-Suppression Water-Service Piping; Supply And Installation Of Valve With Chamber Including Supports, Fittings, Concrete Works, Excavation, Backfilling And All Required Accessories To Complete With; 280Mm Diameter, 2 Gate Valves Chamber | 2 | Nr | SAR | 44139.8517
Jay | 3 | 3.0016 | Kingdom of Saudi Arabia | Riyadh | Infrastructure | Sports Boulevard | BP5 - Arts District | SBF | Freyssinet | Award | 2021 | Remeasure | Fire Suppression | CSI | Facility Fire-Suppression Water-Service Piping; Supply And Installation Of Valve With Chamber Including Supports, Fittings, Concrete Works, Excavation, Backfilling And All Required Accessories To Complete With; 280Mm Diameter, 3 Gate Valves Chamber | 2 | Nr | SAR | 53011.2478
Jay | 3 | 3.0017 | Kingdom of Saudi Arabia | Riyadh | Infrastructure | Sports Boulevard | BP5 - Arts District | SBF | Freyssinet | Award | 2021 | Remeasure | Fire Suppression | CSI | Facility Fire-Suppression Water-Service Piping; Supply And Installation Of Valve With Chamber Including Supports, Fittings, Concrete Works, Excavation, Backfilling And All Required Accessories To Complete With; 280Mm Diameter, Air Valve Chamber | 3 | Nr | SAR | 25748.4808
Jay | 3 | 3.0017 | Kingdom of Saudi Arabia | Riyadh | Infrastructure | Sports Boulevard | BP5 - Arts District | SBF | Freyssinet | Award | 2021 | Remeasure | Fire Suppression | CSI | Facility Fire-Suppression Water-Service Piping; Supply And Installation Of Valve With Chamber Including Supports, Fittings, Concrete Works, Excavation, Backfilling And All Required Accessories To Complete With; Wet Barrel Hydrant | 11 | Nr | SAR | 17780.2282
Jay | 3 | 3.0017 | Kingdom of Saudi Arabia | Riyadh | Infrastructure | Sports Boulevard | BP5 - Arts District | SBF | Freyssinet | Award | 2021 | Remeasure | Fire Suppression | CSI | Facility Fire-Suppression Water-Service Piping; Supply And Installation Of Valve With Chamber Including Supports, Fittings, Concrete Works, Excavation, Backfilling And All Required Accessories To Complete With; Blind Flange Chamber Dn 280 | 4 | Nr | SAR | 14916.3742
Jay | 3 | 3.0017 | Kingdom of Saudi Arabia | Riyadh | Infrastructure | Sports Boulevard | BP5 - Arts District | SBF | Freyssinet | Award | 2021 | Remeasure | Electrical | CSI | Medium-Voltage Cables; Supply And Installation Of Cables 3 Core 15 Kv Mv Cable (3X1X300 Mm² Al) Armoured 15 Kv Or Same Section As Existent, As Per Sec Specifications, Laid In Ducts, Or Direct Buried, Including Fixing, Accessories, Splices And Connections | 440 | m | SAR | 798.3227
Jay | 3 | 3.0017 | Kingdom of Saudi Arabia | Riyadh | Infrastructure | Sports Boulevard | BP5 - Arts District | SBF | Freyssinet | Award | 2021 | Remeasure | Electrical | CSI | Low-Voltage Electrical Power Conductors And Cables; Supply And Installation Of; 2Cx2.5Mm² Cu/Xlpe/Pvc/Swa +1Cx2.5Mm² Cu/Pvc (E) | 1573 | m | SAR | 23.3975
Jay | 3 | 3.0017 | Kingdom of Saudi Arabia | Riyadh | Infrastructure | Sports Boulevard | BP5 - Arts District | SBF | Freyssinet | Award | 2021 | Remeasure | Electrical | CSI | Low-Voltage Electrical Power Conductors And Cables; Supply And Installation Of; 2Cx4Mm² Cu/Xlpe/Pvc/Swa +1Cx4Mm² Cu/Pvc ( E ) | 567 | m | SAR | 25.2693
Jay | 3 | 3.0017 | Kingdom of Saudi Arabia | Riyadh | Infrastructure | Sports Boulevard | BP5 - Arts District | SBF | Freyssinet | Award | 2021 | Remeasure | Electrical | CSI | Low-Voltage Electrical Power Conductors And Cables; Supply And Installation Of; 2Cx6Mm² Cu/Xlpe/Pvc/Swa +1Cx6Mm² Cu/Pvc ( E ) | 1381 | m | SAR | 32.7565
Jay | 3 | 3.0017 | Kingdom of Saudi Arabia | Riyadh | Infrastructure | Sports Boulevard | BP5 - Arts District | SBF | Freyssinet | Award | 2021 | Remeasure | Electrical | CSI | Low-Voltage Electrical Power Conductors And Cables; Supply And Installation Of; 2Cx6Mm² Cu/Xlpe/Pvc/Swa +1Cx16Mm² Cu/Pvc ( E ) | 4784 | m | SAR | 57.0899
Jay | 3 | 3.0017 | Kingdom of Saudi Arabia | Riyadh | Infrastructure | Sports Boulevard | BP5 - Arts District | SBF | Freyssinet | Award | 2021 | Remeasure | Electrical | CSI | Low-Voltage Electrical Power Conductors And Cables; Supply And Installation Of; 2Cx10Mm² Cu/Xlpe/Pvc/Swa +1Cx10Mm² Cu/Pvc ( E ) | 4642 | m | SAR | 51.4745
Jay | 3 | 3.0017 | Kingdom of Saudi Arabia | Riyadh | Infrastructure | Sports Boulevard | BP5 - Arts District | SBF | Freyssinet | Award | 2021 | Remeasure | Electrical | CSI | Low-Voltage Electrical Power Conductors And Cables; Supply And Installation Of; 2Cx10Mm² Cu/Xlpe/Pvc/Swa +1Cx16Mm² Cu/Pvc ( E ) | 594 | m | SAR | 58.0258
Jay | 3 | 3.0017 | Kingdom of Saudi Arabia | Riyadh | Infrastructure | Sports Boulevard | BP5 - Arts District | SBF | Freyssinet | Award | 2021 | Remeasure | Electrical | CSI | Low-Voltage Electrical Power Conductors And Cables; Supply And Installation Of; 4Cx4Mm² Cu/Xlpe/Pvc/Swa +1Cx4Mm² Cu/Pvc ( E ) | 242 | m | SAR | 36.5001
Jay | 3 | 3.0018 | Kingdom of Saudi Arabia | Riyadh | Infrastructure | Sports Boulevard | BP5 - Arts District | SBF | Freyssinet | Award | 2021 | Remeasure | Electrical | CSI | Low-Voltage Electrical Power Conductors And Cables; Supply And Installation Of; 4Cx6Mm² Cu/Xlpe/Pvc/Swa +1Cx6Mm² Cu/Pvc ( E ) | 214 | m | SAR | 45.8591
Jay | 3 | 3.0018 | Kingdom of Saudi Arabia | Riyadh | Infrastructure | Sports Boulevard | BP5 - Arts District | SBF | Freyssinet | Award | 2021 | Remeasure | Electrical | CSI | Low-Voltage Electrical Power Conductors And Cables; Supply And Installation Of; 4Cx6Mm² Cu/Xlpe/Pvc/Swa +1Cx16Mm² Cu/Pvc ( E ) | 10315 | m | SAR | 55.2181
Jay | 3 | 3.0018 | Kingdom of Saudi Arabia | Riyadh | Infrastructure | Sports Boulevard | BP5 - Arts District | SBF | Freyssinet | Award | 2021 | Remeasure | Electrical | CSI | Low-Voltage Electrical Power Conductors And Cables; Supply And Installation Of; 4Cx10Mm² Cu/Xlpe/Pvc/Swa +1Cx16Mm² Cu/Pvc (E) | 286 | m | SAR | 57.0899
Jay | 3 | 3.0018 | Kingdom of Saudi Arabia | Riyadh | Infrastructure | Sports Boulevard | BP5 - Arts District | SBF | Freyssinet | Award | 2021 | Remeasure | Electrical | CSI | Low-Voltage Electrical Power Conductors And Cables; Supply And Installation Of; 4Cx25Mm² Cu/Xlpe/Pvc/Swa +1Cx16Mm² Cu/Pvc (E) | 490 | m | SAR | 89.8464
Jay | 3 | 3.0018 | Kingdom of Saudi Arabia | Riyadh | Infrastructure | Sports Boulevard | BP5 - Arts District | SBF | Freyssinet | Award | 2021 | Remeasure | Electrical | CSI | Low-Voltage Electrical Power Conductors And Cables; Supply And Installation Of; 4Cx35Mm² Cu/Xlpe/Pvc/Swa +1Cx16Mm² Cu/Pvc (E) | 688 | m | SAR | 117.9234
Jay | 3 | 3.0018 | Kingdom of Saudi Arabia | Riyadh | Infrastructure | Sports Boulevard | BP5 - Arts District | SBF | Freyssinet | Award | 2021 | Remeasure | Electrical | CSI | Low-Voltage Electrical Power Conductors And Cables; Supply And Installation Of; 4Cx50Mm² Cu/Xlpe/Pvc/Swa +1Cx25Mm² Cu/Pvc (E) | 242 | m | SAR | 140.385
Jay | 3 | 3.0018 | Kingdom of Saudi Arabia | Riyadh | Infrastructure | Sports Boulevard | BP5 - Arts District | SBF | Freyssinet | Award | 2021 | Remeasure | Electrical | CSI | Low-Voltage Electrical Power Conductors And Cables; Supply And Installation Of; 4Cx95Mm² Cu/Xlpe/Pvc/Swa +1Cx50Mm² Cu/Pvc (E) | 551 | m | SAR | 298.5521
Jay | 3 | 3.0018 | Kingdom of Saudi Arabia | Riyadh | Infrastructure | Sports Boulevard | BP5 - Arts District | SBF | Freyssinet | Award | 2021 | Remeasure | Electrical | CSI | Low-Voltage Electrical Power Conductors And Cables; Supply And Installation Of; 4Cx150Mm² Cu/Xlpe/Pvc/Swa +1Cx95Mm² Cu/Pvc (E) | 617 | m | SAR | 430.514
Jay | 3 | 3.0018 | Kingdom of Saudi Arabia | Riyadh | Infrastructure | Sports Boulevard | BP5 - Arts District | SBF | Freyssinet | Award | 2021 | Remeasure | Electrical | CSI | Low-Voltage Electrical Power Conductors And Cables; Supply And Installation Of; 4Cx185Mm² Cu/Xlpe/Pvc/Swa +1Cx95Mm² Cu/Pvc (E) | 2953 | m | SAR | 495.0911
Jay | 3 | 3.0019 | Kingdom of Saudi Arabia | Riyadh | Infrastructure | Sports Boulevard | BP5 - Arts District | SBF | Freyssinet | Award | 2021 | Remeasure | Electrical | CSI | Low-Voltage Electrical Power Conductors And Cables; Supply And Installation Of; 2Cx16Mm² Cu/Xlpe/Pvc/Swa +1Cx16Mm² Cu/Pvc (E) | 450 | m | SAR | 73.0002
Jay | 3 | 3.0019 | Kingdom of Saudi Arabia | Riyadh | Infrastructure | Sports Boulevard | BP5 - Arts District | SBF | Freyssinet | Award | 2021 | Remeasure | Electrical | CSI | Low-Voltage Electrical Power Conductors And Cables; Supply And Installation Of; 4Cx300Mm² Al/Xlpe/Pvc/Swa | 33 | m | SAR | 320.0778
Jay | 3 | 3.0019 | Kingdom of Saudi Arabia | Riyadh | Infrastructure | Sports Boulevard | BP5 - Arts District | SBF | Freyssinet | Award | 2021 | Remeasure | Electrical | CSI | Grounding And Bonding For Electrical Systems; Supply And Installation Of Earthing And Bonding Including All Required Accessories And Fittings; 70Mm2 Insulated Copper Cable | 5 | m | SAR | 57.0899
Jay | 3 | 3.0019 | Kingdom of Saudi Arabia | Riyadh | Infrastructure | Sports Boulevard | BP5 - Arts District | SBF | Freyssinet | Award | 2021 | Remeasure | Electrical | CSI | Grounding And Bonding For Electrical Systems; Supply And Installation Of Earthing And Bonding Including All Required Accessories And Fittings; 70Mm2 Bare Copper Cable | 20 | m | SAR | 165.6543
Jay | 3 | 3.0019 | Kingdom of Saudi Arabia | Riyadh | Infrastructure | Sports Boulevard | BP5 - Arts District | SBF | Freyssinet | Award | 2021 | Remeasure | Electrical | CSI | Grounding And Bonding For Electrical Systems; Supply And Installation Of Earthing And Bonding Including All Required Accessories And Fittings; 16Mm Diameter, Ground Rod With 3M Vertical Length, Copper Weld | 4 | Nr | SAR | 725.3225
Jay | 3 | 3.0019 | Kingdom of Saudi Arabia | Riyadh | Infrastructure | Sports Boulevard | BP5 - Arts District | SBF | Freyssinet | Award | 2021 | Remeasure | Electrical | CSI | Medium-Voltage Transformer; Supply And Installation Of; Medium Voltage Three Phase Oil Transformer 13.8Kv/400V Dyn11 500Kva As Per Sec Specifications | 1 | Nr | SAR | 84704.5654
Jay | 3 | 3.0019 | Kingdom of Saudi Arabia | Riyadh | Infrastructure | Sports Boulevard | BP5 - Arts District | SBF | Freyssinet | Award | 2021 | Remeasure | Electrical | CSI | Medium-Voltage Switchgear; Supply And Installation Of; Medium Voltage Switchgear Sf6 Insulated, Non-Extensible Ring Main Unit (Rmu) 17,5Kv (To Be Used In 13.8Kv) As Per Sec Specifications | 1 | Nr | SAR | 72860.7509
Jay | 3 | 3.0019 | Kingdom of Saudi Arabia | Riyadh | Infrastructure | Sports Boulevard | BP5 - Arts District | SBF | Freyssinet | Award | 2021 | Remeasure | Electrical | CSI | Low-Voltage Distribution Equipment; Electrical Metering; Landscape; Supply And Installation Of Lv Power Meter Panel Including All Required Accessories And Fittings | 1 | Nr | SAR | 35891.765
Jay | 3 | 3.0019 | Kingdom of Saudi Arabia | Riyadh | Infrastructure | Sports Boulevard | BP5 - Arts District | SBF | Freyssinet | Award | 2021 | Remeasure | Electrical | CSI | Low-Voltage Distribution Equipment; Electrical Metering; Buildings; Supply And Installation Of Lv Power Meter Panel Including All Required Accessories And Fittings | 5 | Nr | SAR | 143567.06
Jay | 3 | 3.0019 | Kingdom of Saudi Arabia | Riyadh | Infrastructure | Sports Boulevard | BP5 - Arts District | SBF | Freyssinet | Award | 2021 | Remeasure | Electrical | CSI | Low-Voltage Distribution Equipment; Wiring Devices; Inground Power Unit; Type E1; Ip 67 With Rcbo; Comprising 1Nr Socket 3P+N+G 32A, Including Circuit Br, 400V, And 1Nr Socket 2P+G+ 16A, 230V; Including All Necessary Accessories To Complete; Inground Power Unit; Type E1 | 6 | Nr | SAR | 13258.8953
Jay | 3 | 3.0019 | Kingdom of Saudi Arabia | Riyadh | Infrastructure | Sports Boulevard | BP5 - Arts District | SBF | Freyssinet | Award | 2021 | Remeasure | Electrical | CSI | Low-Voltage Distribution Equipment; Wiring Devices; Supply And Installation Of Cctv Cabinet; Including Foundations, Concrete, Excavation, Filing, Disposal, Protection, Posts, Finishes, Wirings, Conduits And All Necessary Fixing Accessories; Cctv Cabinet | 8 | Nr | SAR | 28210.8337
Jay | 3 | 3.002 | Kingdom of Saudi Arabia | Riyadh | Infrastructure | Sports Boulevard | BP5 - Arts District | SBF | Freyssinet | Award | 2021 | Remeasure | Communications Utilities | CSI | Structured Cabling; Supply And Installation Of Singlemode Fiber Optic Outside Plan And S/Stp Cat6A Cabling For Cctv With All Civil Works, Accessories And Fittings; Outside Plant Fiber Optic Cable, 6-Fiber, Sm, Os2, Loose Tube, Gel-Filled, Non Armoured Nec Ofnr | 3200 | m | SAR | 93.59
Jay | 3 | 3.002 | Kingdom of Saudi Arabia | Riyadh | Infrastructure | Sports Boulevard | BP5 - Arts District | SBF | Freyssinet | Award | 2021 | Remeasure | Communications Utilities | CSI | Structured Cabling; Fiber Patchs; Fiber Optic Interconnecting Devices, Patch Panel With 12 Sc Connectors | 7 | Nr | SAR | 7566.7515
Jay | 3 | 3.002 | Kingdom of Saudi Arabia | Riyadh | Infrastructure | Sports Boulevard | BP5 - Arts District | SBF | Freyssinet | Award | 2021 | Remeasure | Communications Utilities | CSI | Structured Cabling; Copper Patchs; 24X Rj45 S/Stp Cat6A Patch Panel | 7 | Nr | SAR | 4895.6929
Jay | 3 | 3.002 | Kingdom of Saudi Arabia | Riyadh | Infrastructure | Sports Boulevard | BP5 - Arts District | SBF | Freyssinet | Award | 2021 | Remeasure | Communications Utilities | CSI | Communications Cabinets, Racks, Frames, And Enclosures; Supply And Installation Of Telecom Outdoor Closets For Cctv, 600X400X800 Mm With Perforated Backside, Including All Required Fittings, Accessories And Supports; Outdoor Rack Cabinet | 7 | Nr | SAR | 17945.8825
Jay | 3 | 3.002 | Kingdom of Saudi Arabia | Riyadh | Infrastructure | Sports Boulevard | BP5 - Arts District | SBF | Freyssinet | Award | 2021 | Remeasure | Communications Utilities | CSI | Data Communications Network Equipment; Supply And Installation Of Telecom Industrial Switch For Cctv Cameras, Including All Required Fittings, Accessories And Supports; Managed Industrial Ethernet Switch 10-Port Poe (100W) Gigabit Switch | 7 | Nr | SAR | 25346.0438
Jay | 3 | 3.002 | Kingdom of Saudi Arabia | Riyadh | Infrastructure | Sports Boulevard | BP5 - Arts District | SBF | Freyssinet | Award | 2021 | Remeasure | Video Surveillance | CSI | Video Surveillance Remote Devices And Sensors; Supply And Installation Of; Ptz Camera With Outdoor Housing | 4 | Nr | SAR | 33020.4238
Jay | 3 | 3.002 | Kingdom of Saudi Arabia | Riyadh | Infrastructure | Sports Boulevard | BP5 - Arts District | SBF | Freyssinet | Award | 2021 | Remeasure | Video Surveillance | CSI | Video Surveillance Remote Devices And Sensors; Supply And Installation Of; Outdoor Bullet Camera | 6 | Nr | SAR | 15361.8626
Jay | 3 | 3.002 | Kingdom of Saudi Arabia | Riyadh | Infrastructure | Sports Boulevard | BP5 - Arts District | SBF | Freyssinet | Award | 2021 | Remeasure | Video Surveillance | CSI | Video Surveillance Remote Devices And Sensors; Supply And Installation Of; Panoramic 180º Outdoor Camera | 16 | Nr | SAR | 24334.3359
Jay | 3 | 3.002 | Kingdom of Saudi Arabia | Riyadh | Infrastructure | Sports Boulevard | BP5 - Arts District | SBF | Freyssinet | Award | 2021 | Remeasure | Video Surveillance | CSI | Video Surveillance Remote Devices And Sensors; Supply And Installation Of; Camera Connection Point | 26 | Nr | SAR | 7035.1603
Jay | 3 | 3.0021 | Kingdom of Saudi Arabia | Riyadh | Infrastructure | Sports Boulevard | BP5 - Arts District | SBF | Freyssinet | Award | 2021 | Remeasure | Video Surveillance | CSI | Storage Management Application Servers; Supply And Installation Of; Storage System 72.76 Tb | 1 | Nr | SAR | 188292.7851
Jay | 3 | 3.0021 | Kingdom of Saudi Arabia | Riyadh | Infrastructure | Sports Boulevard | BP5 - Arts District | SBF | Freyssinet | Award | 2021 | Remeasure | Utilities | CSI | Potable Water; Supply And Installation Of Hdpe Pipes Including Fittings, Connections, Cover Over Piping, Concrete Encasement (For Road Crossing), Warning Tape, Excavation, Backfilling, Bedding, Filling Material, Thrust Blocks, Supports, Joints And All Required Accessories Complete; 32Mm Diameter | 10 | m | SAR | 392.1421
Jay | 3 | 3.0021 | Kingdom of Saudi Arabia | Riyadh | Infrastructure | Sports Boulevard | BP5 - Arts District | SBF | Freyssinet | Award | 2021 | Remeasure | Utilities | CSI | Potable Water; Supply And Installation Of Hdpe Pipes Including Fittings, Connections, Cover Over Piping, Concrete Encasement (For Road Crossing), Warning Tape, Excavation, Backfilling, Bedding, Filling Material, Thrust Blocks, Supports, Joints And All Required Accessories Complete; 40Mm Diameter | 90 | m | SAR | 444.5525
Jay | 3 | 3.0021 | Kingdom of Saudi Arabia | Riyadh | Infrastructure | Sports Boulevard | BP5 - Arts District | SBF | Freyssinet | Award | 2021 | Remeasure | Utilities | CSI | Potable Water; Supply And Installation Of Hdpe Pipes Including Fittings, Connections, Cover Over Piping, Concrete Encasement (For Road Crossing), Warning Tape, Excavation, Backfilling, Bedding, Filling Material, Thrust Blocks, Supports, Joints And All Required Accessories Complete; 110Mm Diameter | 15 | m | SAR | 655.13
Jay | 3 | 3.0021 | Kingdom of Saudi Arabia | Riyadh | Infrastructure | Sports Boulevard | BP5 - Arts District | SBF | Freyssinet | Award | 2021 | Remeasure | Utilities | CSI | Potable Water; Nwc Potable Water Pipeline; 110Mm Diameter | 100 | m | SAR | 690.6942
Jay | 3 | 3.0021 | Kingdom of Saudi Arabia | Riyadh | Infrastructure | Sports Boulevard | BP5 - Arts District | SBF | Freyssinet | Award | 2021 | Remeasure | Utilities | CSI | Potable Water; Nwc Potable Water Pipeline; 600Mm Diameter | 1159 | m | SAR | 2690.7125
Jay | 3 | 3.0021 | Kingdom of Saudi Arabia | Riyadh | Infrastructure | Sports Boulevard | BP5 - Arts District | SBF | Freyssinet | Award | 2021 | Remeasure | Utilities | CSI | Potable Water; Nwc Potable Water Pipeline; Air Valve; 600Mm Diameter | 2 | Nr | SAR | 63173.25
Jay | 3 | 3.0021 | Kingdom of Saudi Arabia | Riyadh | Infrastructure | Sports Boulevard | BP5 - Arts District | SBF | Freyssinet | Award | 2021 | Remeasure | Utilities | CSI | Potable Water; Supply And Installation Of Valve With Chamber Including Supports, Fittings, Concrete Works, Excavation, Backfilling And All Required Accessories Complete; 32Mm Diameter, Water Meter Chamber | 1 | Nr | SAR | 4679.5
Jay | 3 | 3.0021 | Kingdom of Saudi Arabia | Riyadh | Infrastructure | Sports Boulevard | BP5 - Arts District | SBF | Freyssinet | Award | 2021 | Remeasure | Utilities | CSI | Potable Water; Supply And Installation Of Valve With Chamber Including Supports, Fittings, Concrete Works, Excavation, Backfilling And All Required Accessories Complete; Connection To Art Block; 110Mm Diameter | 1 | Nr | SAR | 26322.1875
Jay | 3 | 3.0021 | Kingdom of Saudi Arabia | Riyadh | Infrastructure | Sports Boulevard | BP5 - Arts District | SBF | Freyssinet | Award | 2021 | Remeasure | Utilities | CSI | Potable Water; Supply And Installation Of Valve With Chamber Including Supports, Fittings, Concrete Works, Excavation, Backfilling And All Required Accessories Complete; Connection To Mosque; 32Mm Diameter | 1 | Nr | SAR | 12634.65
Jay | 3 | 3.0021 | Kingdom of Saudi Arabia | Riyadh | Infrastructure | Sports Boulevard | BP5 - Arts District | SBF | Freyssinet | Award | 2021 | Remeasure | Utilities | CSI | Potable Water; Supply And Installation Of Valve With Chamber Including Supports, Fittings, Concrete Works, Excavation, Backfilling And All Required Accessories Complete; Connection To Nwc Network; 600Mm Diameter | 1 | Nr | SAR | 57908.8125
Jay | 3 | 3.0022 | Kingdom of Saudi Arabia | Riyadh | Infrastructure | Sports Boulevard | BP5 - Arts District | SBF | Freyssinet | Award | 2021 | Remeasure | Utilities | CSI | Potable Water; Supply And Installation Of Valve With Chamber Including Supports, Fittings, Concrete Works, Excavation, Backfilling And All Required Accessories Complete; Connection To Drinking Fountain; Dn20 | 5 | Nr | SAR | 36851.0625
Jay | 3 | 3.0022 | Kingdom of Saudi Arabia | Riyadh | Infrastructure | Sports Boulevard | BP5 - Arts District | SBF | Freyssinet | Award | 2021 | Remeasure | Utilities | CSI | Potable Water; Supply And Installation Of Valve With Chamber Including Supports, Fittings, Concrete Works, Excavation, Backfilling And All Required Accessories Complete; Connection To Nwc Network; 110Mm Diameter | 1 | Nr | SAR | 46795
Jay | 3 | 3.0022 | Kingdom of Saudi Arabia | Riyadh | Infrastructure | Sports Boulevard | BP5 - Arts District | SBF | Freyssinet | Award | 2021 | Remeasure | Utilities | CSI | Potable Water; Supply And Installation Of Valve With Chamber Including Supports, Fittings, Concrete Works, Excavation, Backfilling And All Required Accessories Complete; Connection To Nwc Network; 40Mm Diameter | 1 | Nr | SAR | 40945.625
Jay | 3 | 3.0022 | Kingdom of Saudi Arabia | Riyadh | Infrastructure | Sports Boulevard | BP5 - Arts District | SBF | Freyssinet | Award | 2021 | Remeasure | Utilities | CSI | Potable Water; Supply And Installation Of Valve With Chamber Including Supports, Fittings, Concrete Works, Excavation, Backfilling And All Required Accessories Complete; Connection To Nwc Network; 32Mm Diameter | 1 | Nr | SAR | 37436
Jay | 3 | 3.0022 | Kingdom of Saudi Arabia | Riyadh | Infrastructure | Sports Boulevard | BP5 - Arts District | SBF | Freyssinet | Award | 2021 | Remeasure | Utilities | CSI | Water Utility Transmission And Distribution; Potable Water; Diversion; Removed Existing Pw Pipes; 600Mm Diameter; Asp | 658 | m | SAR | 116.9875
Jay | 3 | 3.0022 | Kingdom of Saudi Arabia | Riyadh | Infrastructure | Sports Boulevard | BP5 - Arts District | SBF | Freyssinet | Award | 2021 | Remeasure | Utilities | CSI | Water Utility Transmission And Distribution; Potable Water; Diversion; Supply And Installation Of Automatic Air Vent 100 Mm Diameter Over 600 Mm Diameter Pipe, With Fittings; Fixings, Supports And All Required Accessories Complete | 2 | Nr | SAR | 42115.5
Jay | 3 | 3.0022 | Kingdom of Saudi Arabia | Riyadh | Infrastructure | Sports Boulevard | BP5 - Arts District | SBF | Freyssinet | Award | 2021 | Remeasure | Utilities | CSI | Water Utility Transmission And Distribution; Potable Water; Diversion; Supply And Installation Of Washout For 600 Mm Diameter Pipe, With Fittings; Fixings, Supports And All Required Accessories Complete | 2 | Nr | SAR | 94759.875
Jay | 3 | 3.0022 | Kingdom of Saudi Arabia | Riyadh | Infrastructure | Sports Boulevard | BP5 - Arts District | SBF | Freyssinet | Award | 2021 | Remeasure | Utilities | CSI | Water Utility Transmission And Distribution; Potable Water; Diversion; Supply And Installation Of Butterfly Valve 600 Mm Diameter With Fittings, Fixings, Supports And All Required Accessories Complete | 1 | Nr | SAR | 63173.25
Jay | 3 | 3.0022 | Kingdom of Saudi Arabia | Riyadh | Infrastructure | Sports Boulevard | BP5 - Arts District | SBF | Freyssinet | Award | 2021 | Remeasure | Utilities | CSI | Water Utility Transmission And Distribution; Potable Water; Diversion; Connection Points With Existing Network; 600Mm Diameter Connection | 2 | Nr | SAR | 84231
Jay | 3 | 3.0023 | Kingdom of Saudi Arabia | Riyadh | Infrastructure | Sports Boulevard | BP5 - Arts District | SBF | Freyssinet | Award | 2021 | Remeasure | Utilities | CSI | Water Utility Transmission And Distribution; Potable Water; Diversion; Connection Points With Existing Network; Supply And Installation Of Hdpe Pn 16 Osmotized Water Complete Pipework; 90Mm Diameter; Under Walkway | 10 | m | SAR | 526.9117
Jay | 3 | 3.0023 | Kingdom of Saudi Arabia | Riyadh | Infrastructure | Sports Boulevard | BP5 - Arts District | SBF | Freyssinet | Award | 2021 | Remeasure | Utilities | CSI | Water Utility Transmission And Distribution; Potable Water; Diversion; Connection Points With Existing Network; Supply And Installation Of Hdpe Pn 16 Osmotized Water Complete Pipework; 90Mm Diameter; Under Roadway | 15 | m | SAR | 631.7325
Jay | 3 | 3.0023 | Kingdom of Saudi Arabia | Riyadh | Infrastructure | Sports Boulevard | BP5 - Arts District | SBF | Freyssinet | Award | 2021 | Remeasure | Utilities | CSI | Water Utility Transmission And Distribution; Potable Water; Diversion; Connection Points With Existing Network; Supply And Installation Of Hdpe Pn 16 Osmotized Water Complete Pipework; 25Mm Diameter; Under Roadway | 155 | m | SAR | 421.155
Jay | 3 | 3.0023 | Kingdom of Saudi Arabia | Riyadh | Infrastructure | Sports Boulevard | BP5 - Arts District | SBF | Freyssinet | Award | 2021 | Remeasure | Utilities | CSI | Water Utility Transmission And Distribution; Potable Water; Diversion; Connection Points With Existing Network; Supply And Installation Of Hdpe Pn 16 Osmotized Water Complete Pipework; 25Mm Diameter; Under Walkway | 55 | m | SAR | 421.155
Jay | 3 | 3.0023 | Kingdom of Saudi Arabia | Riyadh | Infrastructure | Sports Boulevard | BP5 - Arts District | SBF | Freyssinet | Award | 2021 | Remeasure | Utilities | CSI | Water Utility Transmission And Distribution; Potable Water; Diversion; Connection Points With Existing Network; Supply And Installation Of Hdpe Pn 16 Osmotized Water Complete Pipework; 75Mm Diameter; Under Roadway | 115 | m | SAR | 526.9117
Jay | 3 | 3.0023 | Kingdom of Saudi Arabia | Riyadh | Infrastructure | Sports Boulevard | BP5 - Arts District | SBF | Freyssinet | Award | 2021 | Remeasure | Utilities | CSI | Water Utility Transmission And Distribution; Potable Water; Diversion; Connection Points With Existing Network; Supply And Installation Of Hdpe Pn 16 Osmotized Water Complete Pipework; 125Mm Diameter; Under Roadway | 420 | m | SAR | 631.7325
Jay | 3 | 3.0023 | Kingdom of Saudi Arabia | Riyadh | Infrastructure | Sports Boulevard | BP5 - Arts District | SBF | Freyssinet | Award | 2021 | Remeasure | Utilities | CSI | Sanitary Sewerage; Manhole; Supply And Installation Of Sewerage Manhole Including Fittings, Manhole Cover, Fixings, Civil Works, Excavation, Backfilling, Cover, Steps And All Required Accessories Complete; Manhole H<3M | 4 | Nr | SAR | 5557.3742
Jay | 3 | 3.0023 | Kingdom of Saudi Arabia | Riyadh | Infrastructure | Sports Boulevard | BP5 - Arts District | SBF | Freyssinet | Award | 2021 | Remeasure | Utilities | CSI | Sanitary Sewerage; Manhole; Supply And Installation Of Sewerage Manhole Including Fittings, Manhole Cover, Fixings, Civil Works, Excavation, Backfilling, Cover, Steps And All Required Accessories Complete; Manhole 3M<H<6M | 55 | Nr | SAR | 8189.125
Jay | 3 | 3.0023 | Kingdom of Saudi Arabia | Riyadh | Infrastructure | Sports Boulevard | BP5 - Arts District | SBF | Freyssinet | Award | 2021 | Remeasure | Utilities | CSI | Sanitary Sewerage; Manhole; Supply And Installation Of Sewerage Manhole Including Fittings, Manhole Cover, Fixings, Civil Works, Excavation, Backfilling, Cover, Steps And All Required Accessories Complete; Manhole H>6M | 8 | Nr | SAR | 9943.9375
Jay | 3 | 3.0023 | Kingdom of Saudi Arabia | Riyadh | Infrastructure | Sports Boulevard | BP5 - Arts District | SBF | Freyssinet | Award | 2021 | Remeasure | Utilities | CSI | Sanitary Sewerage; Connection Point With Existing Network Shall Include All Materials, Labour, Equipment Required To Connect The New System With The Existing System To Make The New System Fully Functional Complete; 250Mm Diameter Pipe Connection | 1 | Nr | SAR | 68437.6875
Jay | 3 | 3.0023 | Kingdom of Saudi Arabia | Riyadh | Infrastructure | Sports Boulevard | BP5 - Arts District | SBF | Freyssinet | Award | 2021 | Remeasure | Utilities | CSI | Sanitary Sewerage; Connection Point With Existing Network Shall Include All Materials, Labour, Equipment Required To Connect The New System With The Existing System To Make The New System Fully Functional Complete; 350Mm Diameter Pipe Connection | 1 | Nr | SAR | 73702.125
Jay | 3 | 3.0024 | Kingdom of Saudi Arabia | Riyadh | Infrastructure | Sports Boulevard | BP5 - Arts District | SBF | Freyssinet | Award | 2021 | Remeasure | Utilities | CSI | Sanitary Sewerage; Supply And Installation Of Sewerage Pipes Including Fittings, Connections, Cover Over Piping, Concrete Encasement (For Road Crossing), Warning Tape, Excavation, Backfilling, Bedding, Filling Material, Thrust Blocks, Supports, Joints And All Required Accessories Complete; 200Mm Diameter | 1835 | m | SAR | 643.8992
Jay | 3 | 3.0024 | Kingdom of Saudi Arabia | Riyadh | Infrastructure | Sports Boulevard | BP5 - Arts District | SBF | Freyssinet | Award | 2021 | Remeasure | Utilities | CSI | Sanitary Sewerage; Supply And Installation Of Sewerage Pipes Including Fittings, Connections, Cover Over Piping, Concrete Encasement (For Road Crossing), Warning Tape, Excavation, Backfilling, Bedding, Filling Material, Thrust Blocks, Supports, Joints And All Required Accessories Complete; 250Mm Diameter | 850 | m | SAR | 854.4767
Jay | 3 | 3.0024 | Kingdom of Saudi Arabia | Riyadh | Infrastructure | Sports Boulevard | BP5 - Arts District | SBF | Freyssinet | Award | 2021 | Remeasure | Utilities | CSI | Sanitary Sewerage; Supply And Installation Of Sewerage Pipes Including Fittings, Connections, Cover Over Piping, Concrete Encasement (For Road Crossing), Warning Tape, Excavation, Backfilling, Bedding, Filling Material, Thrust Blocks, Supports, Joints And All Required Accessories Complete; 300Mm Diameter | 596 | m | SAR | 1011.7079
Jay | 3 | 3.0024 | Kingdom of Saudi Arabia | Riyadh | Infrastructure | Sports Boulevard | BP5 - Arts District | SBF | Freyssinet | Award | 2021 | Remeasure | Utilities | CSI | Sanitary Sewerage; Supply And Installation Of Sewerage Pipes Including Fittings, Connections, Cover Over Piping, Concrete Encasement (For Road Crossing), Warning Tape, Excavation, Backfilling, Bedding, Filling Material, Thrust Blocks, Supports, Joints And All Required Accessories Complete; 350Mm Diameter | 23 | m | SAR | 854.4767
Jay | 3 | 3.0024 | Kingdom of Saudi Arabia | Riyadh | Infrastructure | Sports Boulevard | BP5 - Arts District | SBF | Freyssinet | Award | 2021 | Remeasure | Utilities | CSI | Sanitary Sewerage; Sewerage; Diversion; Removal Of Existing Utility Pipework. Vc 200 Mm Diameter | 660 | m | SAR | 58.9617
Jay | 3 | 3.0024 | Kingdom of Saudi Arabia | Riyadh | Infrastructure | Sports Boulevard | BP5 - Arts District | SBF | Freyssinet | Award | 2021 | Remeasure | Utilities | CSI | Sanitary Sewerage; Manhole; Conditioning Of Manhole To New Ground Level And Replacement Of Cover, Including New Connections | 1 | Nr | SAR | 2339.75
Jay | 3 | 3.0024 | Kingdom of Saudi Arabia | Riyadh | Infrastructure | Sports Boulevard | BP5 - Arts District | SBF | Freyssinet | Award | 2021 | Remeasure | Utilities | CSI | Sanitary Sewerage; Manhole; Removal Of Existing Manhole, Including Removal Of Connections And Transport To Landfill | 8 | Nr | SAR | 584.9375
Jay | 3 | 3.0024 | Kingdom of Saudi Arabia | Riyadh | Infrastructure | Sports Boulevard | BP5 - Arts District | SBF | Freyssinet | Award | 2021 | Remeasure | Utilities | CSI | Site Tse Utility Distribution Piping; Supply And Installation Of Treated Sewerage Hdpe Pipes Including Fittings, Connections, Cover Over Piping, Concrete Encasement (For Road Crossing), Warning Tape, Excavation, Backfilling, Bedding, Filling Material, Thrust Blocks, Supports, Joints And All Required Accessories Complete; 25Mm Diameter | 76 | m | SAR | 286.3854
Jay | 3 | 3.0024 | Kingdom of Saudi Arabia | Riyadh | Infrastructure | Sports Boulevard | BP5 - Arts District | SBF | Freyssinet | Award | 2021 | Remeasure | Utilities | CSI | Site Tse Utility Distribution Piping; Supply And Installation Of Treated Sewerage Hdpe Pipes Including Fittings, Connections, Cover Over Piping, Concrete Encasement (For Road Crossing), Warning Tape, Excavation, Backfilling, Bedding, Filling Material, Thrust Blocks, Supports, Joints And All Required Accessories Complete; 40Mm Diameter | 92 | m | SAR | 339.7317
Jay | 3 | 3.0025 | Kingdom of Saudi Arabia | Riyadh | Infrastructure | Sports Boulevard | BP5 - Arts District | SBF | Freyssinet | Award | 2021 | Remeasure | Utilities | CSI | Site Tse Utility Distribution Piping; Supply And Installation Of Treated Sewerage Hdpe Pipes Including Fittings, Connections, Cover Over Piping, Concrete Encasement (For Road Crossing), Warning Tape, Excavation, Backfilling, Bedding, Filling Material, Thrust Blocks, Supports, Joints And All Required Accessories Complete; 50Mm Diameter | 73 | m | SAR | 339.7317
Jay | 3 | 3.0025 | Kingdom of Saudi Arabia | Riyadh | Infrastructure | Sports Boulevard | BP5 - Arts District | SBF | Freyssinet | Award | 2021 | Remeasure | Utilities | CSI | Site Tse Utility Distribution Piping; Supply And Installation Of Treated Sewerage Hdpe Pipes Including Fittings, Connections, Cover Over Piping, Concrete Encasement (For Road Crossing), Warning Tape, Excavation, Backfilling, Bedding, Filling Material, Thrust Blocks, Supports, Joints And All Required Accessories Complete; 90Mm Diameter | 635 | m | SAR | 496.9629
Jay | 3 | 3.0025 | Kingdom of Saudi Arabia | Riyadh | Infrastructure | Sports Boulevard | BP5 - Arts District | SBF | Freyssinet | Award | 2021 | Remeasure | Utilities | CSI | Site Tse Utility Distribution Piping; Supply And Installation Of Treated Sewerage Hdpe Pipes Including Fittings, Connections, Cover Over Piping, Concrete Encasement (For Road Crossing), Warning Tape, Excavation, Backfilling, Bedding, Filling Material, Thrust Blocks, Supports, Joints And All Required Accessories Complete; 140Mm Diameter | 186 | m | SAR | 655.13
Jay | 3 | 3.0025 | Kingdom of Saudi Arabia | Riyadh | Infrastructure | Sports Boulevard | BP5 - Arts District | SBF | Freyssinet | Award | 2021 | Remeasure | Utilities | CSI | Site Tse Utility Distribution Piping; Supply And Installation Of Treated Sewerage Hdpe Pipes Including Fittings, Connections, Cover Over Piping, Concrete Encasement (For Road Crossing), Warning Tape, Excavation, Backfilling, Bedding, Filling Material, Thrust Blocks, Supports, Joints And All Required Accessories Complete; 180Mm Diameter | 447 | m | SAR | 760.8867
Jay | 3 | 3.0025 | Kingdom of Saudi Arabia | Riyadh | Infrastructure | Sports Boulevard | BP5 - Arts District | SBF | Freyssinet | Award | 2021 | Remeasure | Utilities | CSI | Site Tse Utility Distribution Piping; Supply And Installation Of Treated Sewerage Hdpe Pipes Including Fittings, Connections, Cover Over Piping, Concrete Encasement (For Road Crossing), Warning Tape, Excavation, Backfilling, Bedding, Filling Material, Thrust Blocks, Supports, Joints And All Required Accessories Complete; 450Mm Diameter | 314 | m | SAR | 1427.2475
Jay | 3 | 3.0025 | Kingdom of Saudi Arabia | Riyadh | Infrastructure | Sports Boulevard | BP5 - Arts District | SBF | Freyssinet | Award | 2021 | Remeasure | Utilities | CSI | Site Tse Utility Distribution Piping; Supply And Installation Of Treated Sewerage Ductile Iron Pipes Including Fittings, Connections, Cover Over Piping, Concrete Encasement (For Road Crossing), Warning Tape, Excavation, Backfilling, Bedding, Filling Material, Thrust Blocks, Supports, Joints And All Required Accessories Complete; 900Mm Diameter | 927 | m | SAR | 3919.5492
Jay | 3 | 3.0025 | Kingdom of Saudi Arabia | Riyadh | Infrastructure | Sports Boulevard | BP5 - Arts District | SBF | Freyssinet | Award | 2021 | Remeasure | Utilities | CSI | Site Tse Utility Distribution Piping; Supply And Installation Of Valve With Chamber Including Supports, Fittings, Concrete Works, Excavation, Backfilling And All Required Accessories Complete; Water Meter Chamber | 3 | Nr | SAR | 4679.5
Jay | 3 | 3.0025 | Kingdom of Saudi Arabia | Riyadh | Infrastructure | Sports Boulevard | BP5 - Arts District | SBF | Freyssinet | Award | 2021 | Remeasure | Utilities | CSI | Site Tse Utility Distribution Piping; Supply And Installation Of Valve With Chamber Including Supports, Fittings, Concrete Works, Excavation, Backfilling And All Required Accessories Complete; Gate Valve | 1 | Nr | SAR | 4679.5
Jay | 3 | 3.0025 | Kingdom of Saudi Arabia | Riyadh | Infrastructure | Sports Boulevard | BP5 - Arts District | SBF | Freyssinet | Award | 2021 | Remeasure | Utilities | CSI | Site Tse Utility Distribution Piping; Supply And Installation Of Valve With Chamber Including Supports, Fittings, Concrete Works, Excavation, Backfilling And All Required Accessories Complete; Air Release Valve Chamber | 2 | Nr | SAR | 4679.5
Jay | 3 | 3.0025 | Kingdom of Saudi Arabia | Riyadh | Infrastructure | Sports Boulevard | BP5 - Arts District | SBF | Freyssinet | Award | 2021 | Remeasure | Utilities | CSI | Site Tse Utility Distribution Piping; Supply And Installation Of Valve With Chamber Including Supports, Fittings, Concrete Works, Excavation, Backfilling And All Required Accessories Complete; Blind Flange Chamber Dn 900 | 1 | Nr | SAR | 4679.5
Jay | 3 | 3.0025 | Kingdom of Saudi Arabia | Riyadh | Infrastructure | Sports Boulevard | BP5 - Arts District | SBF | Freyssinet | Award | 2021 | Remeasure | Utilities | CSI | Site Tse Utility Distribution Piping; Supply And Installation Of Valve With Chamber Including Supports, Fittings, Concrete Works, Excavation, Backfilling And All Required Accessories Complete; Blind Flange Chamber Dn 90 | 2 | Nr | SAR | 4679.5
Jay | 3 | 3.0026 | Kingdom of Saudi Arabia | Riyadh | Infrastructure | Sports Boulevard | BP5 - Arts District | SBF | Freyssinet | Award | 2021 | Remeasure | Utilities | CSI | Site Tse Utility Distribution Piping; Supply And Installation Of Valve With Chamber Including Supports, Fittings, Concrete Works, Excavation, Backfilling And All Required Accessories Complete; Blind Flange Chamber Dn 140 | 1 | Nr | SAR | 4679.5
Jay | 3 | 3.0026 | Kingdom of Saudi Arabia | Riyadh | Infrastructure | Sports Boulevard | BP5 - Arts District | SBF | Freyssinet | Award | 2021 | Remeasure | Utilities | CSI | Site Tse Utility Distribution Piping; Supply And Installation Of Valve With Chamber Including Supports, Fittings, Concrete Works, Excavation, Backfilling And All Required Accessories Complete; Blind Flange Chamber Dn 180 | 1 | Nr | SAR | 4679.5
Jay | 3 | 3.0026 | Kingdom of Saudi Arabia | Riyadh | Infrastructure | Sports Boulevard | BP5 - Arts District | SBF | Freyssinet | Award | 2021 | Remeasure | Utilities | CSI | Site Tse Utility Distribution Piping; Removal Of Existing Tse Pipelines; 600Mm Diameter Pipe; Ductile Cast Iron | 663 | m | SAR | 58.9617
Jay | 3 | 3.0026 | Kingdom of Saudi Arabia | Riyadh | Infrastructure | Sports Boulevard | BP5 - Arts District | SBF | Freyssinet | Award | 2021 | Remeasure | Utilities | CSI | Site Tse Utility Distribution Piping; Supply And Installation Ductile Iron Pipe 600 Mm Diameter Including Fittings, Connections, Cover Over Piping, Concrete Encasement (For Road Crossing), Warning Tape, Excavation, Backfilling, Bedding, Filling Material, Thrust Blocks, Supports, Joints And All Required Accessories Complete | 675 | m | SAR | 2222.7625
Jay | 3 | 3.0026 | Kingdom of Saudi Arabia | Riyadh | Infrastructure | Sports Boulevard | BP5 - Arts District | SBF | Freyssinet | Award | 2021 | Remeasure | Utilities | CSI | Site Tse Utility Distribution Piping; Supply And Installation Of Butterfly Valve 600 Mm Diameter With Fittings, Fixings, Supports And All Required Accessories Complete | 4 | Nr | SAR | 52644.375
Jay | 3 | 3.0026 | Kingdom of Saudi Arabia | Riyadh | Infrastructure | Sports Boulevard | BP5 - Arts District | SBF | Freyssinet | Award | 2021 | Remeasure | Utilities | CSI | Site Tse Utility Distribution Piping; Supply And Installation Of Automatic Air Vent 100 Mm Diameter Over Ø 600 Mm Diameter Pipe, With Fittings; Fixings, Supports And All Required Accessories Complete | 1 | Nr | SAR | 52644.375
Jay | 3 | 3.0026 | Kingdom of Saudi Arabia | Riyadh | Infrastructure | Sports Boulevard | BP5 - Arts District | SBF | Freyssinet | Award | 2021 | Remeasure | Utilities | CSI | Site Tse Utility Distribution Piping; Supply And Installation Of Washout For 600 Mm Diameter Pipe, With Fittings; Fixings, Supports And All Required Accessories Complete | 2 | Nr | SAR | 52644.375
Jay | 3 | 3.0026 | Kingdom of Saudi Arabia | Riyadh | Infrastructure | Sports Boulevard | BP5 - Arts District | SBF | Freyssinet | Award | 2021 | Remeasure | Utilities | CSI | Site Tse Utility Distribution Piping; Connection Point With Existing Network Shall Include All Materials, Labour, Equipment Required To Connect The New System With The Existing System To Make The New System Fully Functional Complete; 600Mm Diameter Connection | 2 | Nr | SAR | 73702.125
Jay | 3 | 3.0026 | Kingdom of Saudi Arabia | Riyadh | Infrastructure | Sports Boulevard | BP5 - Arts District | SBF | Freyssinet | Award | 2021 | Remeasure | Stormwater | CSI | Stormwater Conveyance; Supply And Installation Of Linear Drain Including Civil Works, Concrete Works, Mortar, Cover, Fittings, Fixings, Outfall And All Required Accessories Complete; Granite Finished Linear Drain | 1072 | m | SAR | 409.9242
Jay | 3 | 3.0027 | Kingdom of Saudi Arabia | Riyadh | Infrastructure | Sports Boulevard | BP5 - Arts District | SBF | Freyssinet | Award | 2021 | Remeasure | Stormwater | CSI | Stormwater Conveyance; Supply And Installation Of Linear Drain Including Civil Works, Concrete Works, Mortar, Cover, Fittings, Fixings, Outfall And All Required Accessories Complete; Steel Finished Linear Drain | 49 | m | SAR | 409.9242
Jay | 3 | 3.0027 | Kingdom of Saudi Arabia | Riyadh | Infrastructure | Sports Boulevard | BP5 - Arts District | SBF | Freyssinet | Award | 2021 | Remeasure | Stormwater | CSI | Stormwater Conveyance; Supply And Installation Of Linear Drain Including Civil Works, Concrete Works, Mortar, Cover, Fittings, Fixings, Outfall And All Required Accessories Complete; Linear Drain Precast Concrete Outlet | 107 | Nr | SAR | 1403.85
Jay | 3 | 3.0027 | Kingdom of Saudi Arabia | Riyadh | Infrastructure | Sports Boulevard | BP5 - Arts District | SBF | Freyssinet | Award | 2021 | Remeasure | Stormwater | CSI | Stormwater Conveyance; Supply And Installation Of Stormwater Drainage Pipes Including Fittings, Connections, Cover Over Piping, Geotextile, Concrete Encasement (If Required), Warning Tape, Excavation, Backfilling, Bedding, Filling Material, Thrust Blocks, Supports, Joints And All Required Accessories Complete; 225Mm Pvc Class 4 Pipe | 196 | m | SAR | 1813.7742
Jay | 3 | 3.0027 | Kingdom of Saudi Arabia | Riyadh | Infrastructure | Sports Boulevard | BP5 - Arts District | SBF | Freyssinet | Award | 2021 | Remeasure | Stormwater | CSI | Stormwater Conveyance; Supply And Installation Of Stormwater Drainage Pipes Including Fittings, Connections, Cover Over Piping, Geotextile, Concrete Encasement (If Required), Warning Tape, Excavation, Backfilling, Bedding, Filling Material, Thrust Blocks, Supports, Joints And All Required Accessories Complete; 300Mm Reinforced Concrete Pipe | 1966 | m | SAR | 1918.595
Jay | 3 | 3.0027 | Kingdom of Saudi Arabia | Riyadh | Infrastructure | Sports Boulevard | BP5 - Arts District | SBF | Freyssinet | Award | 2021 | Remeasure | Stormwater | CSI | Stormwater Conveyance; Supply And Installation Of Stormwater Drainage Pipes Including Fittings, Connections, Cover Over Piping, Geotextile, Concrete Encasement (If Required), Warning Tape, Excavation, Backfilling, Bedding, Filling Material, Thrust Blocks, Supports, Joints And All Required Accessories Complete; 400Mm Reinforced Concrete Pipe | 1512 | m | SAR | 2866.6617
Jay | 3 | 3.0027 | Kingdom of Saudi Arabia | Riyadh | Infrastructure | Sports Boulevard | BP5 - Arts District | SBF | Freyssinet | Award | 2021 | Remeasure | Stormwater | CSI | Stormwater Conveyance; Supply And Installation Of Stormwater Drainage Pipes Including Fittings, Connections, Cover Over Piping, Geotextile, Concrete Encasement (If Required), Warning Tape, Excavation, Backfilling, Bedding, Filling Material, Thrust Blocks, Supports, Joints And All Required Accessories Complete; 500Mm Reinforced Concrete Pipe | 83 | m | SAR | 2866.6617
Jay | 3 | 3.0027 | Kingdom of Saudi Arabia | Riyadh | Infrastructure | Sports Boulevard | BP5 - Arts District | SBF | Freyssinet | Award | 2021 | Remeasure | Stormwater | CSI | Stormwater Conveyance; Supply And Installation Of Stormwater Drainage Pipes Including Fittings, Connections, Cover Over Piping, Geotextile, Concrete Encasement (If Required), Warning Tape, Excavation, Backfilling, Bedding, Filling Material, Thrust Blocks, Supports, Joints And All Required Accessories Complete; 600Mm Reinforced Concrete Pipe | 102 | m | SAR | 4036.5367
Jay | 3 | 3.0027 | Kingdom of Saudi Arabia | Riyadh | Infrastructure | Sports Boulevard | BP5 - Arts District | SBF | Freyssinet | Award | 2021 | Remeasure | Stormwater | CSI | Stormwater Conveyance; Supply And Installation Of Stormwater Drainage Pipes Including Fittings, Connections, Cover Over Piping, Geotextile, Concrete Encasement (If Required), Warning Tape, Excavation, Backfilling, Bedding, Filling Material, Thrust Blocks, Supports, Joints And All Required Accessories Complete; 1000Mm Reinforced Concrete Pipe | 639 | m | SAR | 4036.5367
Jay | 3 | 3.0027 | Kingdom of Saudi Arabia | Riyadh | Infrastructure | Sports Boulevard | BP5 - Arts District | SBF | Freyssinet | Award | 2021 | Remeasure | Stormwater | CSI | Stormwater Conveyance; Supply And Installation Of Stormwater Drainage Pipes Including Fittings, Connections, Cover Over Piping, Geotextile, Concrete Encasement (If Required), Warning Tape, Excavation, Backfilling, Bedding, Filling Material, Thrust Blocks, Supports, Joints And All Required Accessories Complete; 1500X1500Mm Reinforced Concrete Box Culvert | 697 | m | SAR | 3993.4853
Jay | 3 | 3.0027 | Kingdom of Saudi Arabia | Riyadh | Infrastructure | Sports Boulevard | BP5 - Arts District | SBF | Freyssinet | Award | 2021 | Remeasure | Stormwater | CSI | Stormwater Conveyance; Supply And Installation Of Stormwater Drainage Perforated Pipes Including Fittings, Connections, Cover Over Piping, Encasement, Warning Tape, Excavation, Backfilling, Bedding, Gravel Drainage Layer, Thrust Blocks, Supports, Joints And All Required Accessories Complete; 225Mm Pvc Class 4 Perforated Pipe | 5074 | m | SAR | 1380.4525
Jay | 3 | 3.0027 | Kingdom of Saudi Arabia | Riyadh | Infrastructure | Sports Boulevard | BP5 - Arts District | SBF | Freyssinet | Award | 2021 | Remeasure | Stormwater | CSI | Stormwater Conveyance; Supply And Installation Of Stormwater Drainage Perforated Pipes Including Fittings, Connections, Cover Over Piping, Encasement, Warning Tape, Excavation, Backfilling, Bedding, Gravel Drainage Layer, Thrust Blocks, Supports, Joints And All Required Accessories Complete; Gravel Drainage Layer | 5710 | m³ | SAR | 70.1925
Jay | 3 | 3.0028 | Kingdom of Saudi Arabia | Riyadh | Infrastructure | Sports Boulevard | BP5 - Arts District | SBF | Freyssinet | Award | 2021 | Remeasure | Stormwater | CSI | Stormwater Conveyance; Supply And Installation Of Connection To Other Drainage Assets Such As Tanks Or Existing Networks; Including Fittings, Fixings, Civil Works, Excavation, Backfilling, Cover, Steps And All Required Accessories; All In Accordance With Drawings And Specifications; Connection To Existing Box Culvert | 1 | Nr | SAR | 88910.5
Jay | 3 | 3.0028 | Kingdom of Saudi Arabia | Riyadh | Infrastructure | Sports Boulevard | BP5 - Arts District | SBF | Freyssinet | Award | 2021 | Remeasure | Stormwater | CSI | Stormwater Conveyance; Supply And Installation Of Connection To Other Drainage Assets Such As Tanks Or Existing Networks; Including Fittings, Fixings, Civil Works, Excavation, Backfilling, Cover, Steps And All Required Accessories; All In Accordance With Drawings And Specifications; Future Connection To Bp6 Stormwater Network | 1 | Nr | SAR | 46795
Jay | 3 | 3.0028 | Kingdom of Saudi Arabia | Riyadh | Infrastructure | Sports Boulevard | BP5 - Arts District | SBF | Freyssinet | Award | 2021 | Remeasure | Stormwater | CSI | Stormwater Conveyance; Supply And Installation Of Connection To Other Drainage Assets Such As Tanks Or Existing Networks; Including Fittings, Fixings, Civil Works, Excavation, Backfilling, Cover, Steps And All Required Accessories; All In Accordance With Drawings And Specifications; Connection From Bp5A | 2 | Nr | SAR | 46795
Jay | 3 | 3.0028 | Kingdom of Saudi Arabia | Riyadh | Infrastructure | Sports Boulevard | BP5 - Arts District | SBF | Freyssinet | Award | 2021 | Remeasure | Stormwater | CSI | Stormwater Conveyance; Supply And Installation Of Storm Water Manhole Including Fittings, Manhole Cover, Fixings, Civil Works, Excavation, Backfilling, Cover, Steps And All Required Accessories Complete; Type M1 (Pipe Diameter < 600Mm; Depth < 3M) | 100 | Nr | SAR | 5557.3742
Jay | 3 | 3.0028 | Kingdom of Saudi Arabia | Riyadh | Infrastructure | Sports Boulevard | BP5 - Arts District | SBF | Freyssinet | Award | 2021 | Remeasure | Stormwater | CSI | Stormwater Conveyance; Supply And Installation Of Storm Water Manhole Including Fittings, Manhole Cover, Fixings, Civil Works, Excavation, Backfilling, Cover, Steps And All Required Accessories Complete; Type M2 (Pipe Diameter < 600Mm; Depth > 3M) | 8 | Nr | SAR | 5557.3742
Jay | 3 | 3.0028 | Kingdom of Saudi Arabia | Riyadh | Infrastructure | Sports Boulevard | BP5 - Arts District | SBF | Freyssinet | Award | 2021 | Remeasure | Stormwater | CSI | Stormwater Conveyance; Supply And Installation Of Storm Water Manhole Including Fittings, Manhole Cover, Fixings, Civil Works, Excavation, Backfilling, Cover, Steps And All Required Accessories Complete; Type M4 (Pipe Diameter > 600Mm; Depth > 3M) | 22 | Nr | SAR | 7019.25
Jay | 3 | 3.0028 | Kingdom of Saudi Arabia | Riyadh | Infrastructure | Sports Boulevard | BP5 - Arts District | SBF | Freyssinet | Award | 2021 | Remeasure | Stormwater | CSI | Stormwater Conveyance; Supply And Installation Of Storm Water Manhole Including Fittings, Manhole Cover, Fixings, Civil Works, Excavation, Backfilling, Cover, Steps And All Required Accessories Complete; Type Cp Catch Pit | 51 | Nr | SAR | 2924.6875
Jay | 3 | 3.0028 | Kingdom of Saudi Arabia | Riyadh | Infrastructure | Sports Boulevard | BP5 - Arts District | SBF | Freyssinet | Award | 2021 | Remeasure | Stormwater | CSI | Stormwater Conveyance; Supply And Installation Of Storm Water Manhole Including Fittings, Manhole Cover, Fixings, Civil Works, Excavation, Backfilling, Cover, Steps And All Required Accessories Complete; Type Cp Catch Pit With Grated Cover | 24 | Nr | SAR | 3217.6242
Jay | 3 | 3.0028 | Kingdom of Saudi Arabia | Riyadh | Infrastructure | Sports Boulevard | BP5 - Arts District | SBF | Freyssinet | Award | 2021 | Remeasure | Stormwater | CSI | Stormwater Conveyance; Supply And Installation Of Storm Water Manhole Including Fittings, Manhole Cover, Fixings, Civil Works, Excavation, Backfilling, Cover, Steps And All Required Accessories Complete; Reinforced Concrete Box Culvert Manhole | 10 | Nr | SAR | 4679.5
Jay | 3 | 3.0029 | Kingdom of Saudi Arabia | Riyadh | Infrastructure | Sports Boulevard | BP5 - Arts District | SBF | Freyssinet | Award | 2021 | Remeasure | Stormwater | CSI | Stormwater Conveyance; Supply And Installation Of Overflow Chambers Including Fittings, Covers, Fixings, Civil Works, Excavation, Backfilling, Cover, Steps And All Required Accessories Complete; 600X600Mm Precast Concrete Overflow Catch Basin | 13 | Nr | SAR | 3217.6242
Jay | 3 | 3.0029 | Kingdom of Saudi Arabia | Riyadh | Infrastructure | Sports Boulevard | BP5 - Arts District | SBF | Freyssinet | Award | 2021 | Remeasure | Stormwater | CSI | Stormwater Conveyance; Supply And Installation Of Inspection Chambers Including Fittings, Fixings, Civil Works, Excavation, Backfilling, Cover, Steps And All Required Accessories Complete; Hdpe Inspection Chambers | 135 | Nr | SAR | 3217.6242
Jay | 3 | 3.0029 | Kingdom of Saudi Arabia | Riyadh | Infrastructure | Sports Boulevard | BP5 - Arts District | SBF | Freyssinet | Award | 2021 | Remeasure | Stormwater | CSI | Stormwater Conveyance; Supply And Installation Of Inspection Chambers Including Fittings, Fixings, Civil Works, Excavation, Backfilling, Cover, Steps And All Required Accessories Complete; Pipe Junctions | 17 | Nr | SAR | 3217.6242
Jay | 3 | 3.0029 | Kingdom of Saudi Arabia | Riyadh | Infrastructure | Sports Boulevard | BP5 - Arts District | SBF | Freyssinet | Award | 2021 | Remeasure | Stormwater | CSI | Stormwater Conveyance; Supply And Installation Of Kerb Inlets And Catch Basins Including Fittings, Fixings, Civil Works, Excavation, Backfilling, Cover, Steps And All Required Accessories Complete; Precast Concrete Kerb Inlet | 154 | Nr | SAR | 87.9746
Jay | 3 | 3.0029 | Kingdom of Saudi Arabia | Riyadh | Infrastructure | Sports Boulevard | BP5 - Arts District | SBF | Freyssinet | Award | 2021 | Remeasure | Stormwater | CSI | Stormwater Conveyance; Supply And Installation Of Kerb Inlets And Catch Basins Including Fittings, Fixings, Civil Works, Excavation, Backfilling, Cover, Steps And All Required Accessories Complete; 1200X600Mm Precast Concrete Catch Basin | 63 | Nr | SAR | 3802.5617
Jay | 3 | 3.0029 | Kingdom of Saudi Arabia | Riyadh | Infrastructure | Sports Boulevard | BP5 - Arts District | SBF | Freyssinet | Award | 2021 | Remeasure | Stormwater | CSI | Stormwater Conveyance; Supply And Installation Of Kerb Inlets And Catch Basins Including Fittings, Fixings, Civil Works, Excavation, Backfilling, Cover, Steps And All Required Accessories Complete; 600X600Mm Precast Concrete Catch Basin | 51 | Nr | SAR | 3217.6242
Jay | 3 | 3.0029 | Kingdom of Saudi Arabia | Riyadh | Infrastructure | Sports Boulevard | BP5 - Arts District | SBF | Freyssinet | Award | 2021 | Remeasure | Stormwater | CSI | Storm Drainage Utilities; Removal Of Existing Manhole, Including Removal Of Connections And Transport To Landfill | 1 | Nr | SAR | 584.9375
Jay | 3 | 3.0029 | Kingdom of Saudi Arabia | Riyadh | Infrastructure | Sports Boulevard | BP5 - Arts District | SBF | Freyssinet | Award | 2021 | Remeasure | Stormwater | CSI | Storm Drainage Utilities; Conditioning Of Manhole To New Ground Level And Replacement Of Cover, Including New Connections | 2 | Nr | SAR | 1754.8125
Jay | 3 | 3.0029 | Kingdom of Saudi Arabia | Riyadh | Infrastructure | Sports Boulevard | BP5 - Arts District | SBF | Freyssinet | Award | 2021 | Remeasure | Stormwater | CSI | Stormwater Management; Supply And Installation Of Suds Check Dams Including Civil Works, Concrete Works, Mortar, Cover, Fittings, Fixings, And All Required Accessories Complete; Check Dam | 63 | Nr | SAR | 27726.0375
Jay | 3 | 3.0029 | Kingdom of Saudi Arabia | Riyadh | Infrastructure | Sports Boulevard | BP5 - Arts District | SBF | Freyssinet | Award | 2021 | Remeasure | Stormwater | CSI | Stormwater Management; Supply And Installation Of Suds Bio Retention Strip Including 0.15M Depression And 1.5M Of A Well-Graded Sand Based Filter Medium; Civil Works, Excavation, Backfilling, Soil Cells (If Required), Geonet, Root Barrier, Anchor System, Plastic Reinforcing Mesh, Fittings, Supports And All Required Accessories Complete; Bioretention Strip. Width: 5.4M | 334 | m | SAR | 4632.705
Jay | 3 | 3.0029 | Kingdom of Saudi Arabia | Riyadh | Infrastructure | Sports Boulevard | BP5 - Arts District | SBF | Freyssinet | Award | 2021 | Remeasure | Stormwater | CSI | Stormwater Management; Supply And Installation Of Suds Bio Retention Strip Including 0.15M Depression And 1.5M Of A Well-Graded Sand Based Filter Medium; Civil Works, Excavation, Backfilling, Soil Cells (If Required), Geonet, Root Barrier, Anchor System, Plastic Reinforcing Mesh, Fittings, Supports And All Required Accessories Complete; Bioretention Strip. Width: 5.0M | 113 | m | SAR | 4504.4867
Jay | 3 | 3.003 | Kingdom of Saudi Arabia | Riyadh | Infrastructure | Sports Boulevard | BP5 - Arts District | SBF | Freyssinet | Award | 2021 | Remeasure | Stormwater | CSI | Stormwater Management; Supply And Installation Of Suds Bio Retention Strip Including 0.15M Depression And 1.5M Of A Well-Graded Sand Based Filter Medium; Civil Works, Excavation, Backfilling, Soil Cells (If Required), Geonet, Root Barrier, Anchor System, Plastic Reinforcing Mesh, Fittings, Supports And All Required Accessories Complete; Bioretention Strip. Width: 2.5M | 227 | m | SAR | 2807.7
Jay | 3 | 3.003 | Kingdom of Saudi Arabia | Riyadh | Infrastructure | Sports Boulevard | BP5 - Arts District | SBF | Freyssinet | Award | 2021 | Remeasure | Stormwater | CSI | Storm Drainage Piping; Supply And Installation Of Suds Rain Garden Including 0.15M Depression And 1.5M Of A Well-Graded Sand Based Filter Medium; Civil Works, Excavation, Backfilling, Soil Cells (If Required), Geonet, Root Barrier, Anchor System, Plastic Reinforcing Mesh, Fittings, Supports And All Required Accessories Complete; Rain Garden. Width: 3.7M | 81 | m | SAR | 4188.1525
Jay | 3 | 3.003 | Kingdom of Saudi Arabia | Riyadh | Infrastructure | Sports Boulevard | BP5 - Arts District | SBF | Freyssinet | Award | 2021 | Remeasure | Stormwater | CSI | Storm Drainage Piping; Supply And Installation Of Suds Rain Garden Including 0.15M Depression And 1.5M Of A Well-Graded Sand Based Filter Medium; Civil Works, Excavation, Backfilling, Soil Cells (If Required), Geonet, Root Barrier, Anchor System, Plastic Reinforcing Mesh, Fittings, Supports And All Required Accessories Complete; Rain Garden. Width: 2.5M | 216 | m | SAR | 4387.4992
Jay | 3 | 3.003 | Kingdom of Saudi Arabia | Riyadh | Infrastructure | Sports Boulevard | BP5 - Arts District | SBF | Freyssinet | Award | 2021 | Remeasure | Stormwater | CSI | Storm Drainage Piping; Supply And Installation Of Suds Rain Garden Including 0.15M Depression And 1.5M Of A Well-Graded Sand Based Filter Medium; Civil Works, Excavation, Backfilling, Soil Cells (If Required), Geonet, Root Barrier, Anchor System, Plastic Reinforcing Mesh, Fittings, Supports And All Required Accessories Complete; Rain Garden. Width: 2.2M | 22 | m | SAR | 4130.1267
Jay | 3 | 3.003 | Kingdom of Saudi Arabia | Riyadh | Infrastructure | Sports Boulevard | BP5 - Arts District | SBF | Freyssinet | Award | 2021 | Remeasure | Stormwater | CSI | Storm Drainage Piping; Supply And Installation Suds Tree Pit Geo-Cellular Storage Tanks Above Soil Cells, Including 1.5M Of A Well-Graded Sand Based Filter Medium; Civil Works, Excavation, Backfilling, Soil Cells, Geonet, Root Barrier, Anchor System, Plastic Reinforcing Mesh, Fittings, Supports And All Required Accessories Complete; 1.6X2.4X0.15 Geocellular Tank Above Soil Cells | 6 | Nr | SAR | 14038.5
Jay | 3 | 3.003 | Kingdom of Saudi Arabia | Riyadh | Infrastructure | Sports Boulevard | BP5 - Arts District | SBF | Freyssinet | Award | 2021 | Remeasure | Stormwater | CSI | Storm Drainage Piping; Supply And Installation Suds Tree Pit Geo-Cellular Storage Tanks Above Soil Cells, Including 1.5M Of A Well-Graded Sand Based Filter Medium; Civil Works, Excavation, Backfilling, Soil Cells, Geonet, Root Barrier, Anchor System, Plastic Reinforcing Mesh, Fittings, Supports And All Required Accessories Complete; 1.6X2.4X0.3 Geocellular Tank Above Soil Cells | 44 | Nr | SAR | 15091.3875
Jay | 3 | 3.003 | Kingdom of Saudi Arabia | Riyadh | Infrastructure | Sports Boulevard | BP5 - Arts District | SBF | Freyssinet | Award | 2021 | Remeasure | Stormwater | CSI | Storm Drainage Piping; Supply And Installation Suds Tree Pit Geo-Cellular Storage Tanks Above Soil Cells, Including 1.5M Of A Well-Graded Sand Based Filter Medium; Civil Works, Excavation, Backfilling, Soil Cells, Geonet, Root Barrier, Anchor System, Plastic Reinforcing Mesh, Fittings, Supports And All Required Accessories Complete; 1.6X3.2X0.3 Geocellular Tank Above Soil Cells | 43 | Nr | SAR | 19887.875
Jay | 3 | 3.003 | Kingdom of Saudi Arabia | Riyadh | Infrastructure | Sports Boulevard | BP5 - Arts District | SBF | Freyssinet | Award | 2021 | Remeasure | Stormwater | CSI | Storm Drainage Piping; Supply And Installation Suds Tree Pit Geo-Cellular Storage Tanks Above Soil Cells, Including 1.5M Of A Well-Graded Sand Based Filter Medium; Civil Works, Excavation, Backfilling, Soil Cells, Geonet, Root Barrier, Anchor System, Plastic Reinforcing Mesh, Fittings, Supports And All Required Accessories Complete; 1.6X4.0X0.3 Geocellular Tank Above Soil Cells | 28 | Nr | SAR | 26322.1875
Jay | 3 | 3.003 | Kingdom of Saudi Arabia | Riyadh | Infrastructure | Sports Boulevard | BP5 - Arts District | SBF | Freyssinet | Award | 2021 | Remeasure | Stormwater | CSI | Storm Drainage Piping; Supply And Installation Of Geo-Cellular Storage Tanks; Civil Works, Excavation, Backfilling, Geotextiles And Liners, Downstream Control Chamber With Weir And Orifice Plate, Supports And All Required Accessories Complete; 16X8X0.8 Geo-Cellular Attenuation Tank | 1 | Nr | SAR | 333414.375
Jay | 3 | 3.003 | Kingdom of Saudi Arabia | Riyadh | Infrastructure | Sports Boulevard | BP5 - Arts District | SBF | Freyssinet | Award | 2021 | Remeasure | Stormwater | CSI | Storm Drainage Piping; Supply And Installation Of Geo-Cellular Storage Tanks; Civil Works, Excavation, Backfilling, Geotextiles And Liners, Downstream Control Chamber With Weir And Orifice Plate, Supports And All Required Accessories Complete; 16X10X0.4 Geo-Cellular Infiltration Tank | 1 | Nr | SAR | 438703.125
Jay | 3 | 3.0031 | Kingdom of Saudi Arabia | Riyadh | Infrastructure | Sports Boulevard | BP5 - Arts District | SBF | Freyssinet | Award | 2021 | Remeasure | Stormwater | CSI | Storm Drainage Piping; Supply And Installation Of Geo-Cellular Storage Tanks; Civil Works, Excavation, Backfilling, Geotextiles And Liners, Downstream Control Chamber With Weir And Orifice Plate, Supports And All Required Accessories Complete; 18X12X0.8 Geo-Cellular Infiltration Tank | 1 | Nr | SAR | 491347.5
Jay | 3 | 3.0031 | Kingdom of Saudi Arabia | Riyadh | Infrastructure | Sports Boulevard | BP5 - Arts District | SBF | Freyssinet | Award | 2021 | Remeasure | Electrical | CSI | Street Lighting; Supply And Installation Of Street Lighting Manholes; Including Manhole Covers, Finishes And All Necessary Fixing Accessories; Manhole 600 X 600 X 1200 Mm With Earthing Rod 2 M Length And Diameter 18 Mm, Ref. Type 1 | 384 | Nr | SAR | 3217.6242
Jay | 3 | 3.0031 | Kingdom of Saudi Arabia | Riyadh | Infrastructure | Sports Boulevard | BP5 - Arts District | SBF | Freyssinet | Award | 2021 | Remeasure | Electrical | CSI | Street Lighting; Supply And Installation Of Street Lighting Manholes; Including Manhole Covers, Finishes And All Necessary Fixing Accessories; Manhole 600 X 600 X 1200 Mm, Ref. Type 1 | 100 | Nr | SAR | 3217.6242
Jay | 3 | 3.0031 | Kingdom of Saudi Arabia | Riyadh | Infrastructure | Sports Boulevard | BP5 - Arts District | SBF | Freyssinet | Award | 2021 | Remeasure | Electrical | CSI | Street Lighting; Supply And Installation Of Street Lighting Manholes; Including Manhole Covers, Finishes And All Necessary Fixing Accessories; Manhole 800 X 800 X 2100 Mm With Earthing Rod 2M Length And 18Mm Diameter, Ref. Type 2 | 46 | Nr | SAR | 5089.4242
Jay | 3 | 3.0031 | Kingdom of Saudi Arabia | Riyadh | Infrastructure | Sports Boulevard | BP5 - Arts District | SBF | Freyssinet | Award | 2021 | Remeasure | Electrical | CSI | Street Lighting; Supply And Installation Of Street Lighting Manholes; Including Manhole Covers, Finishes And All Necessary Fixing Accessories; Manhole 800 X 800 X 2100 Mm, Ref. Type 2 | 11 | Nr | SAR | 4972.4367
Jay | 3 | 3.0031 | Kingdom of Saudi Arabia | Riyadh | Infrastructure | Sports Boulevard | BP5 - Arts District | SBF | Freyssinet | Award | 2021 | Remeasure | Electrical | CSI | Street Lighting; Trenches; Buried Electrical Canalization With Pvc Ducts; To Street Lighting Network; 3 Pipes X 110 Diameter, Ref. Type 1 | 4100 | m | SAR | 58.9617
Jay | 3 | 3.0031 | Kingdom of Saudi Arabia | Riyadh | Infrastructure | Sports Boulevard | BP5 - Arts District | SBF | Freyssinet | Award | 2021 | Remeasure | Electrical | CSI | Street Lighting; Trenches; Buried Electrical Canalization With Pvc Ducts; To Street Lighting Network; 4 Pipes X 110 Diameter, Ref. Type 2 | 255 | m | SAR | 82.3592
Jay | 3 | 3.0031 | Kingdom of Saudi Arabia | Riyadh | Infrastructure | Sports Boulevard | BP5 - Arts District | SBF | Freyssinet | Award | 2021 | Remeasure | Electrical | CSI | Street Lighting; Trenches; Buried Electrical Canalization With Pvc Ducts; To Street Lighting Network; 6 Pipes X 110 Diameter, Ref. Type 3 | 712 | m | SAR | 116.9875
Jay | 3 | 3.0031 | Kingdom of Saudi Arabia | Riyadh | Infrastructure | Sports Boulevard | BP5 - Arts District | SBF | Freyssinet | Award | 2021 | Remeasure | Electrical | CSI | Street Lighting; Trenches; Buried Electrical Canalization With Pvc Ducts; To Street Lighting Network; 2 Pipes X 50 Diameter; To Canopies Lighting | 46 | m | SAR | 46.795
Jay | 3 | 3.0032 | Kingdom of Saudi Arabia | Riyadh | Infrastructure | Sports Boulevard | BP5 - Arts District | SBF | Freyssinet | Award | 2021 | Remeasure | Electrical | CSI | Street Lighting; Diversion Street Lighting; Removal Of Existing Utilities | 1416 | m | SAR | 58.9617
Jay | 3 | 3.0032 | Kingdom of Saudi Arabia | Riyadh | Infrastructure | Sports Boulevard | BP5 - Arts District | SBF | Freyssinet | Award | 2021 | Remeasure | Electrical | CSI | Street Lighting; Diversion Street Lighting; Disassembly Of Lighting Column And Luminaire And Transport To Landfill Or Warehouse | 97 | Nr | SAR | 292.9367
Jay | 3 | 3.0032 | Kingdom of Saudi Arabia | Riyadh | Infrastructure | Sports Boulevard | BP5 - Arts District | SBF | Freyssinet | Award | 2021 | Remeasure | Electrical | CSI | Street Lighting; Manhole; Removal Of Existing Manhole, Including Removal Of Connections And Transport To Landfill | 7 | Nr | SAR | 584.9375
Jay | 3 | 3.0032 | Kingdom of Saudi Arabia | Riyadh | Infrastructure | Sports Boulevard | BP5 - Arts District | SBF | Freyssinet | Award | 2021 | Remeasure | Electrical | CSI | Electrical Network; Supply And Installation Of Electrical Network Manholes; Including Manhole Covers, Finishes And All Necessary Fixing Accessories; Manhole 300 X 300 X 300 Mm | 49 | Nr | SAR | 2105.775
Jay | 3 | 3.0032 | Kingdom of Saudi Arabia | Riyadh | Infrastructure | Sports Boulevard | BP5 - Arts District | SBF | Freyssinet | Award | 2021 | Remeasure | Electrical | CSI | Electrical Network; Supply And Installation Of Electrical Network Manholes; Including Manhole Covers, Finishes And All Necessary Fixing Accessories; Manhole 800 X 800 X 2100 Mm With Disconnector Switch, Ip55, Ref. Type 2 | 7 | Nr | SAR | 5089.4242
Jay | 3 | 3.0032 | Kingdom of Saudi Arabia | Riyadh | Infrastructure | Sports Boulevard | BP5 - Arts District | SBF | Freyssinet | Award | 2021 | Remeasure | Electrical | CSI | Electrical Network; Supply And Installation Of Electrical Network Manholes; Including Manhole Covers, Finishes And All Necessary Fixing Accessories; Manhole 800 X 800 X 2100 Mm, Ref. Type 2 | 62 | Nr | SAR | 4972.4367
Jay | 3 | 3.0032 | Kingdom of Saudi Arabia | Riyadh | Infrastructure | Sports Boulevard | BP5 - Arts District | SBF | Freyssinet | Award | 2021 | Remeasure | Electrical | CSI | Electrical Network; Supply And Installation Of Electrical Network Manholes; Including Manhole Covers, Finishes And All Necessary Fixing Accessories; Manhole 3000 X 3000 X 3500 Mm For Medium Voltage | 37 | Nr | SAR | 28810.7456
Jay | 3 | 3.0032 | Kingdom of Saudi Arabia | Riyadh | Infrastructure | Sports Boulevard | BP5 - Arts District | SBF | Freyssinet | Award | 2021 | Remeasure | Electrical | CSI | Electrical Network; Supply And Installation Of Substations, Including Civil And Mep Requirements; Primary Substation; Ps-Ad-02 | 1 | Nr | SAR | 175481.25
Jay | 3 | 3.0032 | Kingdom of Saudi Arabia | Riyadh | Infrastructure | Sports Boulevard | BP5 - Arts District | SBF | Freyssinet | Award | 2021 | Remeasure | Electrical | CSI | Electrical Network; Supply And Installation Of Substations, Including Civil And Mep Requirements; Distribution Substation; Ds-Ad-02 | 1 | Nr | SAR | 175481.25
Jay | 3 | 3.0032 | Kingdom of Saudi Arabia | Riyadh | Infrastructure | Sports Boulevard | BP5 - Arts District | SBF | Freyssinet | Award | 2021 | Remeasure | Electrical | CSI | Electrical Network; Trenches; Buried Electrical Canalization With Pvc Ducts; To Electrical Network; 3 Pipes X 110 Diameter, Ref. Type 1 | 423 | m | SAR | 269.5392
Jay | 3 | 3.0032 | Kingdom of Saudi Arabia | Riyadh | Infrastructure | Sports Boulevard | BP5 - Arts District | SBF | Freyssinet | Award | 2021 | Remeasure | Electrical | CSI | Electrical Network; Trenches; Buried Electrical Canalization With Pvc Ducts; To Electrical Network; 4 Pipes X 110 Diameter, Ref. Type 2 | 40 | m | SAR | 597.1042
Jay | 3 | 3.0033 | Kingdom of Saudi Arabia | Riyadh | Infrastructure | Sports Boulevard | BP5 - Arts District | SBF | Freyssinet | Award | 2021 | Remeasure | Electrical | CSI | Electrical Network; Trenches; Buried Electrical Canalization With Pvc Ducts; To Electrical Network; 3 Pipes X 150 Diameter, For Lv Supply, Ref. Type 4 | 407 | m | SAR | 597.1042
Jay | 3 | 3.0033 | Kingdom of Saudi Arabia | Riyadh | Infrastructure | Sports Boulevard | BP5 - Arts District | SBF | Freyssinet | Award | 2021 | Remeasure | Electrical | CSI | Electrical Network; Trenches; Buried Electrical Canalization With Pvc Ducts; To Electrical Network; 6 Pipes X 150 Diameter, For Lv Supply, Ref. Type 5 | 683 | m | SAR | 327.565
Jay | 3 | 3.0033 | Kingdom of Saudi Arabia | Riyadh | Infrastructure | Sports Boulevard | BP5 - Arts District | SBF | Freyssinet | Award | 2021 | Remeasure | Electrical | CSI | Electrical Network; Trenches; Buried Electrical Canalization With Pvc Ducts; To Electrical Network; 8 Pipes X 150 Diameter, For Lv Supply, Ref. Type 6 | 150 | m | SAR | 1193.2725
Jay | 3 | 3.0033 | Kingdom of Saudi Arabia | Riyadh | Infrastructure | Sports Boulevard | BP5 - Arts District | SBF | Freyssinet | Award | 2021 | Remeasure | Electrical | CSI | Electrical Network; Trenches; Buried Electrical Canalization With Pvc Ducts; To Electrical Network; 300 X 100 Mm; Galvanised Steel Cable Tray With Cover, For Mv Supply; To Art Block | 49 | m | SAR | 210.5775
Jay | 3 | 3.0033 | Kingdom of Saudi Arabia | Riyadh | Infrastructure | Sports Boulevard | BP5 - Arts District | SBF | Freyssinet | Award | 2021 | Remeasure | Electrical | CSI | Electrical Network; Trenches; Buried Electrical Canalization With Pvc Ducts; To Electrical Network; 3 Pipes X 160 Diameter, For Mv Supply, Ref. Type 7 | 60 | m | SAR | 584.9375
Jay | 3 | 3.0033 | Kingdom of Saudi Arabia | Riyadh | Infrastructure | Sports Boulevard | BP5 - Arts District | SBF | Freyssinet | Award | 2021 | Remeasure | Electrical | CSI | Electrical Network; Trenches; Buried Electrical Canalization With Pvc Ducts; To Electrical Network; 6 Pipes X 160 Diameter, For Mv Supply, Ref. Type 8 | 1358 | m | SAR | 1193.2725
Jay | 3 | 3.0033 | Kingdom of Saudi Arabia | Riyadh | Infrastructure | Sports Boulevard | BP5 - Arts District | SBF | Freyssinet | Award | 2021 | Remeasure | Electrical | CSI | Electrical Network; Supply And Installation Of Kiosk Energy Meter; Ip 55, Sec, Including Circuit Breakers And All Necessary Accessories To Complete; To Sec Connection | 6 | Nr | SAR | 116987.5
Jay | 3 | 3.0033 | Kingdom of Saudi Arabia | Riyadh | Infrastructure | Sports Boulevard | BP5 - Arts District | SBF | Freyssinet | Award | 2021 | Remeasure | Electrical | CSI | Hv 132 Kv; Buried Electrical Canalization, Direct Buried, Under Walkway, 1 Line Laid Direct Buried And 1 Pipe 110 Mm Pvc Duct With 4X32 Mm Hdpe Subducts For Of Cable (Spare Subducts With Pulling Rope), Lay In Fine Sand, With Concrete Tiles For Protection, Special Back Filling And Steel Wire Mesh Pvc Coated And Warning Tapes. 132 Kv | 110 | m | SAR | 58.9617
Jay | 3 | 3.0033 | Kingdom of Saudi Arabia | Riyadh | Infrastructure | Sports Boulevard | BP5 - Arts District | SBF | Freyssinet | Award | 2021 | Remeasure | Electrical | CSI | Hv 132 Kv; Supply And Installation Of Precast Junction Chamber For 132 Kv Underground Electric Lines, For One Or Two Circuits , Including Normal Joints, Insulated Joints Or Transitions Joints, Cross Bonding Link Boxes, Two Earthing Link Boxes That Shall Be Located Under Sidewalk Or Green Area, Optical Fiber Link Boxes, Bare Earthing Conductor 1X240 Mm2,4 Nr. Earthing Cooper Rods 3M Long 19 Mm Diam (R<20 Ohm), Insulated Earthing Cable 1X240 Mm2, Single Core Bonding Cable 1X280 Mm2, Coaxial Bonding Cable 1X280 Mm2/280 Mm2, Ventilation, Drainage And Registration Elements According To The Specifications Of The Electric Company. Fully Installed, Including Excavation, Cleaning Concrete And Gravel Filling. According Details. | 4 | Nr | SAR | 6434.3125
Jay | 3 | 3.0034 | Kingdom of Saudi Arabia | Riyadh | Infrastructure | Sports Boulevard | BP5 - Arts District | SBF | Freyssinet | Award | 2021 | Remeasure | Electrical | CSI | Hv 132 Kv; Connections; Supply And Installation Of Single Core Cable 145 Kv Hv, 1 Circuit Of Segmental Compacted Copper Conductor, Xlpe Insulated And Hdpe Sheath. Cross Section 1200 Mm2 As Per Sec Specifications, Laid In Ducts, Or Direct Buried , Including Fixing, Accessories, Splices And Connections; Complete; | 1932 | m | SAR | 2105.775
Jay | 3 | 3.0034 | Kingdom of Saudi Arabia | Riyadh | Infrastructure | Sports Boulevard | BP5 - Arts District | SBF | Freyssinet | Award | 2021 | Remeasure | Electrical | CSI | Hv 132 Kv; Supply And Installation Of 1 Pilot Cables. 1C Optical Fibre Cable, Single Mode, 12 Strands, As Per Sec Specifications | 1932 | m | SAR | 368.7446
Jay | 3 | 3.0034 | Kingdom of Saudi Arabia | Riyadh | Infrastructure | Sports Boulevard | BP5 - Arts District | SBF | Freyssinet | Award | 2021 | Remeasure | Electrical | CSI | Hv 132 Kv; Remove Existent Utilities Including Protection | 2773 | m | SAR | 175.9492
Jay | 3 | 3.0034 | Kingdom of Saudi Arabia | Riyadh | Infrastructure | Sports Boulevard | BP5 - Arts District | SBF | Freyssinet | Award | 2021 | Remeasure | Electrical | CSI | Hv 132 Kv; Supply And Installation Of Electrical Manholes Interior Dimensions 4X4 And Adequate Depth, Including Fittings, Fixings, Civil Works, Concrete Encasement, Excavation, Backfilling, Cover, Steps And All Required Accessories Complete | 2 | Nr | SAR | 46046.28
Jay | 3 | 3.0034 | Kingdom of Saudi Arabia | Riyadh | Infrastructure | Sports Boulevard | BP5 - Arts District | SBF | Freyssinet | Award | 2021 | Remeasure | Electrical | CSI | Hv 132 Kv; Supply And Installation Of Electrical Manholes Interior Dimensions 3X3 And Adequate Depth, Including Fittings, Fixings, Civil Works, Concrete Encasement, Excavation, Backfilling, Cover, Steps And All Required Accessories Complete | 3 | Nr | SAR | 28810.7456
Jay | 3 | 3.0034 | Kingdom of Saudi Arabia | Riyadh | Infrastructure | Sports Boulevard | BP5 - Arts District | SBF | Freyssinet | Award | 2021 | Remeasure | Electrical | CSI | Hv 132 Kv; Buried Electrical Canalization With Pvc Ducts, Under Asphalt Road, 1 Line Lay In Ducts, With 5 Pipes X 160 Mm Diameter (2 Spare) And 1 Pipe 110 Mm Pvc Duct With 4X32 Mm Hdpe Subducts For Of Cable (Spare Subducts With Pulling Rope), Embedded In Mass Concrete, Special Back Filling, Steel Wire Mesh Pvc Coated And Warning Tapes. 132 Kv | 1945 | m | SAR | 175.9492
Jay | 3 | 3.0034 | Kingdom of Saudi Arabia | Riyadh | Infrastructure | Sports Boulevard | BP5 - Arts District | SBF | Freyssinet | Award | 2021 | Remeasure | Electrical | CSI | Mv 13.8 Kv; Remove Existent Utilities Including Protection | 887 | m | SAR | 175.9492
Jay | 3 | 3.0034 | Kingdom of Saudi Arabia | Riyadh | Infrastructure | Sports Boulevard | BP5 - Arts District | SBF | Freyssinet | Award | 2021 | Remeasure | Electrical | CSI | Mv 13.8 Kv; Buried Electrical Canalization With Pvc Ducts, Under Asphalt Road, 2 Lines Lay In Ducts, With 3 Pipes X 200 Mm Diameter (1 Spare), Embedded In Mass Concrete, Back Filling And Warning Tapes. 13,8 Kv. | 90 | m | SAR | 175.9492
Jay | 3 | 3.0034 | Kingdom of Saudi Arabia | Riyadh | Infrastructure | Sports Boulevard | BP5 - Arts District | SBF | Freyssinet | Award | 2021 | Remeasure | Electrical | CSI | Mv 13.8 Kv; Buried Electrical Canalization, Direct Buried, Under Walkway, 2 Lines Direct Buried, Lay In Fine Sand, With Concrete Tile For Protection, Back Filling And Warning Tapes. 13,8 Kv. | 710 | m | SAR | 116.9875
Jay | 3 | 3.0034 | Kingdom of Saudi Arabia | Riyadh | Infrastructure | Sports Boulevard | BP5 - Arts District | SBF | Freyssinet | Award | 2021 | Remeasure | Electrical | CSI | Mv 13.8 Kv; Buried Electrical Canalization With Pvc Ducts, Under Asphalt Road, 1 Line Lay In Duct, With 2 Pipes X 200 Mm Diameter (1 Spare), Embedded In Mass Concrete, Back Filling And Warning Tapes. 13,8 Kv. | 20 | m | SAR | 116.9875
Jay | 3 | 3.0034 | Kingdom of Saudi Arabia | Riyadh | Infrastructure | Sports Boulevard | BP5 - Arts District | SBF | Freyssinet | Award | 2021 | Remeasure | Electrical | CSI | Mv 13.8 Kv; Buried Electrical Canalization, Direct Buried, Under Walkway, 1 Line Direct Buried, Lay In Fine Sand, With Concrete Tile For Protection, Back Filling And Warning Tapes. 13,8 Kv. | 50 | m | SAR | 116.9875
Jay | 3 | 3.0035 | Kingdom of Saudi Arabia | Riyadh | Infrastructure | Sports Boulevard | BP5 - Arts District | SBF | Freyssinet | Award | 2021 | Remeasure | Electrical | CSI | Mv 13.8 Kv; Supply And Installation Of Multicore Cable 17.5 Kv Mv, 2 Circuits Of Three Core Cables, With Stranded Circular Copper Conductor, Xlpe Insulated And Pvc Sheath. Cross Section 300 Mm2, As Per Sec Specifications, Laid In Ducts Or Direct Buried, Including Fixing, Accessories, Splices And Connections; Complete; | 710 | m | SAR | 2105.775
Jay | 3 | 3.0035 | Kingdom of Saudi Arabia | Riyadh | Infrastructure | Sports Boulevard | BP5 - Arts District | SBF | Freyssinet | Award | 2021 | Remeasure | Electrical | CSI | Mv 13.8 Kv; Supply And Installation Of Multicore Cable 17.5 Kv Mv, 2 Circuits Of Three Core Cables, With Stranded Circular Copper Conductor, Xlpe Insulated And Pvc Sheath. Cross Section 500 Mm2, As Per Sec Specifications, Laid In Ducts Or Direct Buried, Including Fixing, Accessories, Splices And Connections; Complete; | 158 | m | SAR | 2105.775
Jay | 3 | 3.0035 | Kingdom of Saudi Arabia | Riyadh | Infrastructure | Sports Boulevard | BP5 - Arts District | SBF | Freyssinet | Award | 2021 | Remeasure | Electrical | CSI | Mv 13.8 Kv; Supply And Installation Of Multicore Cable 17.5 Kv Mv, 1 Circuit Of Three Core Cables, With Stranded Circular Copper Conductor, Xlpe Insulated And Pvc Sheath. Cross Section 500 Mm2, As Per Sec Specifications, Laid In Ducts Or Direct Buried, Including Fixing, Accessories, Splices And Connections; Complete; | 70 | m | SAR | 5264.4375
Jay | 3 | 3.0035 | Kingdom of Saudi Arabia | Riyadh | Infrastructure | Sports Boulevard | BP5 - Arts District | SBF | Freyssinet | Award | 2021 | Remeasure | Electrical | CSI | Mv 13.8 Kv; Supply And Installation Of Electrical Manholes Interior Dimensions 3X3 And Adequate Depth, Including Fittings, Fixings, Civil Works, Concrete Encasement, Excavation, Backfilling, Cover, Steps And All Required Accessories Complete | 8 | Nr | SAR | 28810.7456
Jay | 3 | 3.0035 | Kingdom of Saudi Arabia | Riyadh | Infrastructure | Sports Boulevard | BP5 - Arts District | SBF | Freyssinet | Award | 2021 | Remeasure | Electrical | CSI | Mv 13.8 Kv; Removal Of Medium Voltage Power Supply At Bus Stop, 13.8 Kv | 1 | Nr | SAR | 17548.125
Jay | 3 | 3.0035 | Kingdom of Saudi Arabia | Riyadh | Infrastructure | Sports Boulevard | BP5 - Arts District | SBF | Freyssinet | Award | 2021 | Remeasure | Electrical | CSI | Mv 13.8 Kv; Reposition Of Power Supply At Bus Stop Mv 13.8 Kv, Including Connection Conditioning From Previous Location | 2 | Nr | SAR | 40945.625
Jay | 3 | 3.0035 | Kingdom of Saudi Arabia | Riyadh | Infrastructure | Sports Boulevard | BP5 - Arts District | SBF | Freyssinet | Award | 2021 | Remeasure | Electrical | CSI | Mv 13.8 Kv; Provisional Jointing Mv Cables For 5 & 5A Connection | 1 | Nr | SAR | 116987.5
Jay | 3 | 3.0035 | Kingdom of Saudi Arabia | Riyadh | Infrastructure | Sports Boulevard | BP5 - Arts District | SBF | Freyssinet | Award | 2021 | Remeasure | Electrical | CSI | Lv 0.4 Kv; Remove Existent Utilities Including Protection | 502 | m | SAR | 175.9492
Jay | 3 | 3.0035 | Kingdom of Saudi Arabia | Riyadh | Infrastructure | Sports Boulevard | BP5 - Arts District | SBF | Freyssinet | Award | 2021 | Remeasure | Electrical | CSI | Lv 0.4 Kv; Buried Electrical Canalization With Pvc Ducts, Under Asphalt Road, 1 Line Lay In Duct, With 2 Pipes X160 Mm Diameter (1 Spare), Embedded In Mass Concrete, Back Filling And Warning Tapes. 0,4 Kv. | 23 | m | SAR | 175.9492
Jay | 3 | 3.0036 | Kingdom of Saudi Arabia | Riyadh | Infrastructure | Sports Boulevard | BP5 - Arts District | SBF | Freyssinet | Award | 2021 | Remeasure | Electrical | CSI | Lv 0.4 Kv; Buried Electrical Canalization, Direct Buried, Under Walkway, 1 Line Direct Buried, Lay In Fine Sand, With Concrete Tile For Protection, Back Filling And Warning Tapes. 0.4 Kv | 185 | m | SAR | 116.9875
Jay | 3 | 3.0036 | Kingdom of Saudi Arabia | Riyadh | Infrastructure | Sports Boulevard | BP5 - Arts District | SBF | Freyssinet | Award | 2021 | Remeasure | Electrical | CSI | Lv 0.4 Kv; Buried Electrical Canalization, Direct Buried, Under Walkway, 2 Lines Direct Buried, Lay In Fine Sand, With Concrete Tile For Protection, Back Filling And Warning Tapes. 0.4 Kv | 112 | m | SAR | 116.9875
Jay | 3 | 3.0036 | Kingdom of Saudi Arabia | Riyadh | Infrastructure | Sports Boulevard | BP5 - Arts District | SBF | Freyssinet | Award | 2021 | Remeasure | Electrical | CSI | Lv 0.4 Kv; Buried Electrical Canalization, Direct Buried, Under Walkway, 3 Lines Direct Buried, Lay In Fine Sand, With Concrete Tile For Protection, Back Filling And Warning Tapes. 0.4 Kv | 40 | m | SAR | 116.9875
Jay | 3 | 3.0036 | Kingdom of Saudi Arabia | Riyadh | Infrastructure | Sports Boulevard | BP5 - Arts District | SBF | Freyssinet | Award | 2021 | Remeasure | Electrical | CSI | Lv 0.4 Kv; Buried Electrical Canalization, Direct Buried, Under Walkway, 4 Lines Direct Buried, Lay In Fine Sand, With Concrete Tile For Protection, Back Filling And Warning Tapes. 0.4 Kv | 75 | m | SAR | 116.9875
Jay | 3 | 3.0036 | Kingdom of Saudi Arabia | Riyadh | Infrastructure | Sports Boulevard | BP5 - Arts District | SBF | Freyssinet | Award | 2021 | Remeasure | Electrical | CSI | Lv 0.4 Kv; Supply And Installation Of Electrical Manholes Interior Dimensions 3X3 And Adequate Depth, Including Fittings, Fixings, Civil Works, Concrete Encasement, Excavation, Backfilling, Cover, Steps And All Required Accessories Complete | 16 | Nr | SAR | 28810.7456
Jay | 3 | 3.0036 | Kingdom of Saudi Arabia | Riyadh | Infrastructure | Sports Boulevard | BP5 - Arts District | SBF | Freyssinet | Award | 2021 | Remeasure | Electrical | CSI | Lv 0.4 Kv; Removal Of Existing Distribution Box, Including Connections And Transport To Landfill | 4 | Nr | SAR | 4094.5625
Jay | 3 | 3.0036 | Kingdom of Saudi Arabia | Riyadh | Infrastructure | Sports Boulevard | BP5 - Arts District | SBF | Freyssinet | Award | 2021 | Remeasure | Electrical | CSI | Lv 0.4 Kv; Supply And Installation Of Distribution Box Including Supports, All Required Accessories Complete | 4 | Nr | SAR | 103182.975
Jay | 3 | 3.0036 | Kingdom of Saudi Arabia | Riyadh | Infrastructure | Sports Boulevard | BP5 - Arts District | SBF | Freyssinet | Award | 2021 | Remeasure | Electrical | CSI | Lv 0.4 Kv; Supply And Installation Of Multicore Cables 0.6/1 Kv, 1 Circuit Of Four Core Cables, With Stranded Circular Copper Conductor, Xlpe Insulated And Pvc Seat. Cross Section 500 Mm2, As Per Sec Specifications, Laid In Ducts Or Direct Buried, Including Fixing, Accessories, Splices And Connections; Complete; | 151 | m | SAR | 3685.5742
Jay | 3 | 3.0036 | Kingdom of Saudi Arabia | Riyadh | Infrastructure | Sports Boulevard | BP5 - Arts District | SBF | Freyssinet | Award | 2021 | Remeasure | Electrical | CSI | Lv 0.4 Kv; Supply And Installation Of Multicore Cables 0.6/1 Kv, 1 Circuit Of Four Core Cables, With Stranded Circular Copper Conductor, Xlpe Insulated And Pvc Sheath. Cross Section 300 Mm2, As Per Sec Specifications, Laid In Ducts Or Direct Buried, Including Fixing, Accessories, Splices And Connections; Complete; | 86 | m | SAR | 4211.55
Jay | 3 | 3.0036 | Kingdom of Saudi Arabia | Riyadh | Infrastructure | Sports Boulevard | BP5 - Arts District | SBF | Freyssinet | Award | 2021 | Remeasure | Electrical | CSI | Lv 0.4 Kv; Supply And Installation Of Multicore Cables 0.6/1 Kv, 2 Circuits Of Four Core Cables, With Stranded Circular Copper Conductor, Xlpe Insulated And Pvc Sheath. Cross Section 300 Mm2, As Per Sec Specifications, Laid In Ducts Or Direct Buried, Including Fixing, Accessories, Splices And Connections; Complete; | 31 | m | SAR | 7897.1242
Jay | 3 | 3.0036 | Kingdom of Saudi Arabia | Riyadh | Infrastructure | Sports Boulevard | BP5 - Arts District | SBF | Freyssinet | Award | 2021 | Remeasure | Electrical | CSI | Lv 0.4 Kv; Supply And Installation Of Multicore Cables 0.6/1 Kv, 3 Circuits Of Four Core Cables, With Stranded Circular Copper Conductor, Xlpe Insulated And Pvc Sheath. Cross Section 300 Mm2, As Per Sec Specifications, Laid In Ducts Or Direct Buried, Including Fixing, Accessories, Splices And Connections; Complete; | 85 | m | SAR | 8423.1
Jay | 3 | 3.0037 | Kingdom of Saudi Arabia | Riyadh | Infrastructure | Sports Boulevard | BP5 - Arts District | SBF | Freyssinet | Award | 2021 | Remeasure | Electrical | CSI | Lv 0.4 Kv; Supply And Installation Of Multicore Cables 0.6/1 Kv, 4 Circuits Of Four Core Cables, With Stranded Circular Copper Conductor, Xlpe Insulated And Pvc Sheath. Cross Section 300 Mm2, As Per Sec Specifications, Laid In Ducts Or Direct Buried, Including Fixing, Accessories, Splices And Connections; Complete; | 17 | m | SAR | 11581.7625
Jay | 3 | 3.0037 | Kingdom of Saudi Arabia | Riyadh | Infrastructure | Sports Boulevard | BP5 - Arts District | SBF | Freyssinet | Award | 2021 | Remeasure | Electrical | CSI | Lv 0.4 Kv; Supply And Installation Of Multicore Cables 0.6/1 Kv, 2 Circuits Of Four Core Cables, With Stranded Circular Copper Conductor, Xlpe Insulated And Pvc Sheath. Cross Section 1X95 Mm2 + 1X300 Mm2, As Per Sec Specifications, Laid In Ducts Or Direct Buried, Including Fixing, Accessories, Splices And Connections; | 42 | m | SAR | 5264.4375
Jay | 3 | 3.0037 | Kingdom of Saudi Arabia | Riyadh | Infrastructure | Sports Boulevard | BP5 - Arts District | SBF | Freyssinet | Award | 2021 | Remeasure | Electrical | CSI | Lv 0.4 Kv; Supply And Installation Of Multicore Cables 0.6/1 Kv, 2 Circuits Of Four Core Cables, With Stranded Circular Copper Conductor, Xlpe Insulated And Pvc Sheath. Cross Section 1X185 Mm2 + 1X300 Mm2, As Per Sec Specifications, Laid In Ducts Or Direct Buried, Including Fixing, Accessories, Splices And Connections; Complete; | 28 | m | SAR | 5264.4375
Jay | 3 | 3.0037 | Kingdom of Saudi Arabia | Riyadh | Infrastructure | Sports Boulevard | BP5 - Arts District | SBF | Freyssinet | Award | 2021 | Remeasure | Electrical | CSI | Lv 0.4 Kv; Supply And Installation Of Multicore Cables 0.6/1 Kv, 2 Circuits Of Four Core Cables, With Stranded Circular Copper Conductor, Xlpe Insulated And Pvc Sheath. Cross Section 1X185 Mm2 + 1X70 Mm2, As Per Sec Specifications, Laid In Ducts Or Direct Buried, Including Fixing, Accessories, Splices And Connections; Complete; | 12 | m | SAR | 7370.2125
Jay | 3 | 3.0037 | Kingdom of Saudi Arabia | Riyadh | Infrastructure | Sports Boulevard | BP5 - Arts District | SBF | Freyssinet | Award | 2021 | Remeasure | Electrical | CSI | Lv 0.4 Kv; Supply And Installation Of Multicore Cables 0.6/1 Kv, 3 Circuits Of Four Core Cables, With Stranded Circular Copper Conductor, Xlpe Insulated And Pvc Sheath. Cross Section 1X185 Mm2 + 1X70 Mm2 + 1X300 Mm2, As Per Sec Specifications, Laid In Ducts Or Direct Buried, Including Fixing, Accessories, Splices And Connections; | 20 | m | SAR | 5264.4375
Jay | 3 | 3.0037 | Kingdom of Saudi Arabia | Riyadh | Infrastructure | Sports Boulevard | BP5 - Arts District | SBF | Freyssinet | Award | 2021 | Remeasure | Electrical | CSI | Lv 0.4 Kv; Supply And Installation Of Multicore Cables 0.6/1 Kv, 5 Circuits Of Four Core Cables, With Stranded Circular Copper Conductor, Xlpe Insulated And Pvc Sheath. Cross Section 3X185 Mm2 + 1X70 Mm2 + 1X300 Mm2, As Per Sec Specifications, Laid In Ducts Or Direct Buried, Including Fixing, Accessories, Splices And Connections; | 8 | m | SAR | 4211.55
Jay | 3 | 3.0037 | Kingdom of Saudi Arabia | Riyadh | Infrastructure | Sports Boulevard | BP5 - Arts District | SBF | Freyssinet | Award | 2021 | Remeasure | Electrical | CSI | Lv 0.4 Kv; Supply And Installation Of Multicore Cables 0.6/1 Kv, 5 Circuits Of Four Core Cables, With Stranded Circular Copper Conductor, Xlpe Insulated And Pvc Sheath. Cross Section 1X95 Mm2 + 4X300 Mm2, As Per Sec Specifications, Laid In Ducts Or Direct Buried, Including Fixing, Accessories, Splices And Connections; Complete; | 12 | m | SAR | 5264.4375
Jay | 3 | 3.0037 | Kingdom of Saudi Arabia | Riyadh | Infrastructure | Sports Boulevard | BP5 - Arts District | SBF | Freyssinet | Award | 2021 | Remeasure | Communications Utilities | CSI | Communication Distribution; Stc; Buried Trench For Distribution Network With Hdpe Ducts. 4 Pipes X 110 Mm Diameter. | 191 | m | SAR | 116.9875
Jay | 3 | 3.0037 | Kingdom of Saudi Arabia | Riyadh | Infrastructure | Sports Boulevard | BP5 - Arts District | SBF | Freyssinet | Award | 2021 | Remeasure | Communications Utilities | CSI | Communication Distribution; Stc; Extra Over For Buildings Telecom; To Mosque Buried Trench For Distribution Network With Hdpe Ducts. 4 Pipes X 110 Mm Diameter. | 99 | m | SAR | 1369.2217
Jay | 3 | 3.0038 | Kingdom of Saudi Arabia | Riyadh | Infrastructure | Sports Boulevard | BP5 - Arts District | SBF | Freyssinet | Award | 2021 | Remeasure | Communications Utilities | CSI | Communication Distribution; Stc; One Cover Handhole 80X80X95 Cm | 12 | Nr | SAR | 3217.6242
Jay | 3 | 3.0038 | Kingdom of Saudi Arabia | Riyadh | Infrastructure | Sports Boulevard | BP5 - Arts District | SBF | Freyssinet | Award | 2021 | Remeasure | Communications Utilities | CSI | Communication Distribution; Stc; One Cover Handhole 80X80X150 Cm | 6 | Nr | SAR | 4679.5
Jay | 3 | 3.0038 | Kingdom of Saudi Arabia | Riyadh | Infrastructure | Sports Boulevard | BP5 - Arts District | SBF | Freyssinet | Award | 2021 | Remeasure | Communications Utilities | CSI | Communication Distribution; Supply And Installation Of Cctv Infrastructure Composed Of Manholes And Duct Banks. Complete Installation With All Civil Works, Accessories And Fittings.; Buried Trench For Cctv Canalization With Hdpe Ducts. 2 Pipes X 110 Mm Diameter. | 1600 | m | SAR | 116.9875
Jay | 3 | 3.0038 | Kingdom of Saudi Arabia | Riyadh | Infrastructure | Sports Boulevard | BP5 - Arts District | SBF | Freyssinet | Award | 2021 | Remeasure | Communications Utilities | CSI | Communication Distribution; Supply And Installation Of Cctv Infrastructure Composed Of Manholes And Duct Banks. Complete Installation With All Civil Works, Accessories And Fittings.; Manhole 60X60X80 Cm | 48 | Nr | SAR | 3217.6242
Jay | 3 | 3.0038 | Kingdom of Saudi Arabia | Riyadh | Infrastructure | Sports Boulevard | BP5 - Arts District | SBF | Freyssinet | Award | 2021 | Remeasure | Communications Utilities | CSI | Diversion Telecommunications; Stc; Duct Bank With 20 Hdpe Ducts 32 Mm Diameter And 24 Hdpe Ducts 20 Mm Diameter Above Them. Supply And Installation Of Duct Bank Complete With All Civil Works, Accessories And Fittings In Accordance With The Drawings And Stc Specifications. | 2125 | m | SAR | 350.9625
Jay | 3 | 3.0038 | Kingdom of Saudi Arabia | Riyadh | Infrastructure | Sports Boulevard | BP5 - Arts District | SBF | Freyssinet | Award | 2021 | Remeasure | Communications Utilities | CSI | Diversion Telecommunications; Stc; Supply And Installation Of Two-Cover Handhole (Dimensions 125 Cm Length X 60 Cm Width X 80 Cm Height) Complete With All Civil Works, Accessories And Fittings In Accordance With The Drawings And Stc Specifications. | 11 | Nr | SAR | 4972.4367
Jay | 3 | 3.0038 | Kingdom of Saudi Arabia | Riyadh | Infrastructure | Sports Boulevard | BP5 - Arts District | SBF | Freyssinet | Award | 2021 | Remeasure | Communications Utilities | CSI | Diversion Telecommunications; Stc; Supply And Installation Of Telecommunications Cables, Optical Fibre Cable, Single Mode, 12 Strands, Hdpe Innerduct Or Same Section As Existent, As Per Stc Specifications, Laid In Ducts, Including Fixing, Labelling, Accessories And Connections; Complete; | 5300 | m | SAR | 631.7325
Jay | 3 | 3.0038 | Kingdom of Saudi Arabia | Riyadh | Infrastructure | Sports Boulevard | BP5 - Arts District | SBF | Freyssinet | Award | 2021 | Remeasure | Communications Utilities | CSI | Diversion Telecommunications; Stc; Supply And Installation Of Telecommunications Cables, Shielded Cooper Pairs Conductor, As Per Stc Specifications, Laid In Ducts, Including Fixing, Labelling, Accessories And Connections; Complete; | 2500 | m | SAR | 842.31
Jay | 3 | 3.0038 | Kingdom of Saudi Arabia | Riyadh | Infrastructure | Sports Boulevard | BP5 - Arts District | SBF | Freyssinet | Award | 2021 | Remeasure | Communications Utilities | CSI | Diversion Telecommunications; Stc; Remove Existent Utilities Including Protection | 2260 | m | SAR | 175.9492
Jay | 3 | 3.0038 | Kingdom of Saudi Arabia | Riyadh | Infrastructure | Sports Boulevard | BP5 - Arts District | SBF | Freyssinet | Award | 2021 | Remeasure | Communications Utilities | CSI | Diversion Telecommunications; Stc; Remove Existent Chambers, Including Removal Of Connections And Transport To Landfill | 3 | Nr | SAR | 584.9375
Jay | 3 | 3.0038 | Kingdom of Saudi Arabia | Riyadh | Infrastructure | Sports Boulevard | BP5 - Arts District | SBF | Freyssinet | Award | 2021 | Remeasure | Communications Utilities | CSI | Diversion Telecommunications; Ngc ; Duct Bank Type C-6 (6 Pvc Conduits 110 Mm Diameter). Supply And Installation Of Duct Bank Complete With All Civil Works, Accessories And Fittings. | 725 | m | SAR | 350.9625
Jay | 3 | 3.0039 | Kingdom of Saudi Arabia | Riyadh | Infrastructure | Sports Boulevard | BP5 - Arts District | SBF | Freyssinet | Award | 2021 | Remeasure | Communications Utilities | CSI | Diversion Telecommunications; Ngc ; Supply And Installation Of M2 Type Manholes Complete With All Civil Works, Accessories And Fittings Including Optical Fiber Junction Box. | 12 | Nr | SAR | 4972.4367
Jay | 3 | 3.0039 | Kingdom of Saudi Arabia | Riyadh | Infrastructure | Sports Boulevard | BP5 - Arts District | SBF | Freyssinet | Award | 2021 | Remeasure | Communications Utilities | CSI | Diversion Telecommunications; Ngc ; Supply And Installation Of Telecommunications Cables, Optical Fibre Cable, Single Mode, 48 Strands, Hdpe Innerduct Or Same Section As Existent, As Per Ngc Specifications, Laid In Ducts, Including Fixing, Labelling, Accessories And Connections. | 3568 | m | SAR | 579.3221
Jay | 3 | 3.0039 | Kingdom of Saudi Arabia | Riyadh | Infrastructure | Sports Boulevard | BP5 - Arts District | SBF | Freyssinet | Award | 2021 | Remeasure | Communications Utilities | CSI | Diversion Telecommunications; Ngc ; Remove Existing Utilities Including Protection | 3070 | m | SAR | 175.9492
Jay | 3 | 3.0039 | Kingdom of Saudi Arabia | Riyadh | Infrastructure | Sports Boulevard | BP5 - Arts District | SBF | Freyssinet | Award | 2021 | Remeasure | Earthworks | CSI | Excavation; Excavation In Any Type Of Soil And Rock, Irrespective Of The Means Required For This Operation, To The Required Levels And Grades Indicated In Drawings, Including Temporary Support System, Dewatering And Disposition Offsite For Later Reuse, Recycle Or Disposal; To Road/Sidewalk Generally. | 24300 | m³ | SAR | 29.0129
Jay | 3 | 3.0039 | Kingdom of Saudi Arabia | Riyadh | Infrastructure | Sports Boulevard | BP5 - Arts District | SBF | Freyssinet | Award | 2021 | Remeasure | Earthworks | CSI | Excavation; Excavation In Any Type Of Soil And Rock, Irrespective Of The Means Required For This Operation, To The Required Levels And Grades Indicated In Drawings, Including Temporary Support System, Dewatering And Disposition Offsite For Later Reuse, Recycle Or Disposal; To General Excavation Slots Public Realm. | 104006 | m³ | SAR | 29.0129
Jay | 3 | 3.0039 | Kingdom of Saudi Arabia | Riyadh | Infrastructure | Sports Boulevard | BP5 - Arts District | SBF | Freyssinet | Award | 2021 | Remeasure | Earthworks | CSI | Excavation; Excavation In Any Type Of Soil And Rock, Irrespective Of The Means Required For This Operation, To The Required Levels And Grades Indicated In Drawings, Including Temporary Support System, Dewatering And Disposition Offsite For Later Reuse, Recycle Or Disposal; To Structures Excavations. | 2200 | m³ | SAR | 29.0129
Jay | 3 | 3.0039 | Kingdom of Saudi Arabia | Riyadh | Infrastructure | Sports Boulevard | BP5 - Arts District | SBF | Freyssinet | Award | 2021 | Remeasure | Earthworks | CSI | Filling With Compaction: Supply Of Imported Backfilling Materials, Backfill And Compaction To The Required Grades, Including Transportation Of Material, Spreading In Layers, Compaction To The Finished Levels; To Road/Sidewalk General | 939 | m³ | SAR | 41.1796
Jay | 3 | 3.0039 | Kingdom of Saudi Arabia | Riyadh | Infrastructure | Sports Boulevard | BP5 - Arts District | SBF | Freyssinet | Award | 2021 | Remeasure | Earthworks | CSI | Filling With Compaction: Supply Of Imported Backfilling Materials, Backfill And Compaction To The Required Grades, Including Transportation Of Material, Spreading In Layers, Compaction To The Finished Levels; To General Fill Slots Public Realm | 7678 | m³ | SAR | 41.1796
Jay | 3 | 3.0039 | Kingdom of Saudi Arabia | Riyadh | Infrastructure | Sports Boulevard | BP5 - Arts District | SBF | Freyssinet | Award | 2021 | Remeasure | Earthworks | CSI | Filling With Compaction: Supply Of Imported Backfilling Materials, Backfill And Compaction To The Required Grades, Including Transportation Of Material, Spreading In Layers, Compaction To The Finished Levels; To Structures Fill | 29000 | m³ | SAR | 41.1796
Jay | 3 | 3.004 | Kingdom of Saudi Arabia | Riyadh | Infrastructure | Sports Boulevard | BP5 - Arts District | SBF | Freyssinet | Award | 2021 | Remeasure | Earthworks | CSI | Excavation Support And Protection; Triple Torsion Wire Mesh For Slopes Protection. Characteristics In Accordance With Drawings And Specifications. Supply And All Necessary Materials, Machinery And Labour For The Installation For; Drainage Culvert | 16330 | m² | SAR | 40.2437
Jay | 3 | 3.004 | Kingdom of Saudi Arabia | Riyadh | Infrastructure | Sports Boulevard | BP5 - Arts District | SBF | Freyssinet | Award | 2021 | Remeasure | Roads And Pavings | CSI | Base Courses; Aggregate Base Course Including All Necessary Screed, Bedding Materials, Supports, Grouts, Spacers, Trims And Fixing Accessories; Depth:100-150 Mm | 2651 | m² | SAR | 15.9103
Jay | 3 | 3.004 | Kingdom of Saudi Arabia | Riyadh | Infrastructure | Sports Boulevard | BP5 - Arts District | SBF | Freyssinet | Award | 2021 | Remeasure | Roads And Pavings | CSI | Base Courses; Aggregate Base Course Including All Necessary Screed, Bedding Materials, Supports, Grouts, Spacers, Trims And Fixing Accessories; Depth:200-250 Mm | 10473 | m² | SAR | 25.2693
Jay | 3 | 3.004 | Kingdom of Saudi Arabia | Riyadh | Infrastructure | Sports Boulevard | BP5 - Arts District | SBF | Freyssinet | Award | 2021 | Remeasure | Roads And Pavings | CSI | Base Courses; Aggregate Base Course Including All Necessary Screed, Bedding Materials, Supports, Grouts, Spacers, Trims And Fixing Accessories; Depth:250-300 Mm | 12758 | m² | SAR | 30.8847
Jay | 3 | 3.004 | Kingdom of Saudi Arabia | Riyadh | Infrastructure | Sports Boulevard | BP5 - Arts District | SBF | Freyssinet | Award | 2021 | Remeasure | Roads And Pavings | CSI | Base Courses; Aggregate Base Course Including All Necessary Screed, Bedding Materials, Supports, Grouts, Spacers, Trims And Fixing Accessories; Depth:150-200 Mm | 5408 | m² | SAR | 13.1026
Jay | 3 | 3.004 | Kingdom of Saudi Arabia | Riyadh | Infrastructure | Sports Boulevard | BP5 - Arts District | SBF | Freyssinet | Award | 2021 | Remeasure | Roads And Pavings | CSI | Base Courses; Compacted Subgrade Including All Necessary Screed, Bedding Materials, Supports, Grouts, Spacers, Trims And Fixing Accessories; Depth:250-300 Mm | 20816 | m² | SAR | 18.718
Jay | 3 | 3.004 | Kingdom of Saudi Arabia | Riyadh | Infrastructure | Sports Boulevard | BP5 - Arts District | SBF | Freyssinet | Award | 2021 | Remeasure | Roads And Pavings | CSI | Base Courses; Unreinforced Concrete Base Course Including All Necessary Bedding Materials, Supports, Grouts, Spacers, Trims And Fixing Accessories; Depth:150-200 Mm | 5408 | m² | SAR | 72.0643
Jay | 3 | 3.004 | Kingdom of Saudi Arabia | Riyadh | Infrastructure | Sports Boulevard | BP5 - Arts District | SBF | Freyssinet | Award | 2021 | Remeasure | Roads And Pavings | CSI | Asphalt Paving; Asphalt Rubber Gap Graded Wearing Course, Including All Necessary Screed, Bedding Materials, Supports, Grouts, Spacers, Trims And Fixing Accessories; Depth 30-60 Mm | 12758 | m² | SAR | 35.5642
Jay | 3 | 3.004 | Kingdom of Saudi Arabia | Riyadh | Infrastructure | Sports Boulevard | BP5 - Arts District | SBF | Freyssinet | Award | 2021 | Remeasure | Roads And Pavings | CSI | Asphalt Paving; Asphalt Concrete With Polymer Modified Bitumen (Ac-Pmb) Wearing Course Including All Necessary Screed, Bedding Materials, Supports, Grouts, Spacers, Trims And Fixing Accessories; Depth 30-60 Mm | 2651 | m² | SAR | 27.1411
Jay | 3 | 3.004 | Kingdom of Saudi Arabia | Riyadh | Infrastructure | Sports Boulevard | BP5 - Arts District | SBF | Freyssinet | Award | 2021 | Remeasure | Roads And Pavings | CSI | Asphalt Paving; Asphaltic Base Course With Polymer Modified Bitumen (Abc-P), Including All Necessary Screed, Bedding Materials, Supports, Grouts, Spacers, Trims And Fixing Accessories; Depth 60-100 Mm | 15408 | m² | SAR | 44.9232
Jay | 3 | 3.004 | Kingdom of Saudi Arabia | Riyadh | Infrastructure | Sports Boulevard | BP5 - Arts District | SBF | Freyssinet | Award | 2021 | Remeasure | Roads And Pavings | CSI | Asphalt Paving; Asphaltic Base Course Including All Necessary Screed, Bedding Materials, Supports, Grouts, Spacers, Trims And Fixing Accessories (Composed Of Bitumen Pg 76-10); Depth 60-100 Mm | 8741 | m² | SAR | 44.9232
Jay | 3 | 3.0041 | Kingdom of Saudi Arabia | Riyadh | Infrastructure | Sports Boulevard | BP5 - Arts District | SBF | Freyssinet | Award | 2021 | Remeasure | Roads And Pavings | CSI | Prime Coat | 15408 | m² | SAR | 1.8718
Jay | 3 | 3.0041 | Kingdom of Saudi Arabia | Riyadh | Infrastructure | Sports Boulevard | BP5 - Arts District | SBF | Freyssinet | Award | 2021 | Remeasure | Roads And Pavings | CSI | Tack Coat | 24150 | m² | SAR | 1.8718
Jay | 3 | 3.0041 | Kingdom of Saudi Arabia | Riyadh | Infrastructure | Sports Boulevard | BP5 - Arts District | SBF | Freyssinet | Award | 2021 | Remeasure | Roads And Pavings | CSI | Decorative Concrete Paving; Colored Concrete Paving; Integral Colored Concrete, Custom Aggregate, With Ground Smooth Finished Then Light Sandblast Finish; Laid Over 200 Mm Thick Compacted Aggregate; Including 6 Mm Wide X 40 Mm Thick Sawcut Control Joints Warning Strip (Where Required), Expansion Joints And All Necessary Fixing Accessories As Shown On Drawing Nr.Rsb-P1-B02-Z07A-Drw-Lan-Det-050115; All In Accordance With The Specifications | 2486 | m² | SAR | 254.5648
Jay | 3 | 3.0041 | Kingdom of Saudi Arabia | Riyadh | Infrastructure | Sports Boulevard | BP5 - Arts District | SBF | Freyssinet | Award | 2021 | Remeasure | Roads And Pavings | CSI | Curbs; Supply And Installation Of Kerbs Including Screed, Bedding Materials, Supports, Grouts, Spacers, Trims And Fixing Accessories; Raised Kerb | 5470 | m | SAR | 83.2951
Jay | 3 | 3.0041 | Kingdom of Saudi Arabia | Riyadh | Infrastructure | Sports Boulevard | BP5 - Arts District | SBF | Freyssinet | Award | 2021 | Remeasure | Roads And Pavings | CSI | Curbs; Supply And Installation Of Kerbs Including Screed, Bedding Materials, Supports, Grouts, Spacers, Trims And Fixing Accessories; Dropped Kerb | 142 | m | SAR | 83.2951
Jay | 3 | 3.0041 | Kingdom of Saudi Arabia | Riyadh | Infrastructure | Sports Boulevard | BP5 - Arts District | SBF | Freyssinet | Award | 2021 | Remeasure | Roads And Pavings | CSI | Curbs; Supply And Installation Of Kerbs Including Screed, Bedding Materials, Supports, Grouts, Spacers, Trims And Fixing Accessories; Flush Kerb | 1317 | m | SAR | 83.2951
Jay | 3 | 3.0041 | Kingdom of Saudi Arabia | Riyadh | Infrastructure | Sports Boulevard | BP5 - Arts District | SBF | Freyssinet | Award | 2021 | Remeasure | Roads And Pavings | CSI | Curbs; Supply And Installation Of Kerbs Including Screed, Bedding Materials, Supports, Grouts, Spacers, Trims And Fixing Accessories; Raised Transition Kerb | 70 | m | SAR | 272.3469
Jay | 3 | 3.0041 | Kingdom of Saudi Arabia | Riyadh | Infrastructure | Sports Boulevard | BP5 - Arts District | SBF | Freyssinet | Award | 2021 | Remeasure | Roads And Pavings | CSI | Traffic Markings; Ancillaries Surface Marking; Thermoplastic Marking As Per Drawings And Specifications; Pedestrian Crossing Marking | 80 | m | SAR | 14.0385
Jay | 3 | 3.0041 | Kingdom of Saudi Arabia | Riyadh | Infrastructure | Sports Boulevard | BP5 - Arts District | SBF | Freyssinet | Award | 2021 | Remeasure | Roads And Pavings | CSI | Traffic Markings; Ancillaries Surface Marking; Thermoplastic Marking As Per Drawings And Specifications; Stop Line | 45 | m | SAR | 14.0385
Jay | 3 | 3.0042 | Kingdom of Saudi Arabia | Riyadh | Infrastructure | Sports Boulevard | BP5 - Arts District | SBF | Freyssinet | Award | 2021 | Remeasure | Roads And Pavings | CSI | Traffic Markings; Ancillaries Surface Marking; Thermoplastic Marking As Per Drawings And Specifications; Edge Line (White) | 343 | m | SAR | 14.0385
Jay | 3 | 3.0042 | Kingdom of Saudi Arabia | Riyadh | Infrastructure | Sports Boulevard | BP5 - Arts District | SBF | Freyssinet | Award | 2021 | Remeasure | Roads And Pavings | CSI | Traffic Markings; Ancillaries Surface Marking; Thermoplastic Marking As Per Drawings And Specifications; Edge Line (Yellow) | 817 | m | SAR | 14.0385
Jay | 3 | 3.0042 | Kingdom of Saudi Arabia | Riyadh | Infrastructure | Sports Boulevard | BP5 - Arts District | SBF | Freyssinet | Award | 2021 | Remeasure | Roads And Pavings | CSI | Traffic Markings; Ancillaries Surface Marking; Thermoplastic Marking As Per Drawings And Specifications; Traffic Lane Line (White Solid); Broken | 1410 | m | SAR | 14.0385
Jay | 3 | 3.0042 | Kingdom of Saudi Arabia | Riyadh | Infrastructure | Sports Boulevard | BP5 - Arts District | SBF | Freyssinet | Award | 2021 | Remeasure | Roads And Pavings | CSI | Traffic Markings; Ancillaries Surface Marking; Thermoplastic Marking As Per Drawings And Specifications; Parking Line (White Solid); Broken | 410 | m | SAR | 14.0385
Jay | 3 | 3.0042 | Kingdom of Saudi Arabia | Riyadh | Infrastructure | Sports Boulevard | BP5 - Arts District | SBF | Freyssinet | Award | 2021 | Remeasure | Roads And Pavings | CSI | Traffic Markings; Ancillaries Surface Marking; Thermoplastic Marking As Per Drawings And Specifications; Traffic Flow Direction | 91 | Nr | SAR | 350.9625
Jay | 3 | 3.0042 | Kingdom of Saudi Arabia | Riyadh | Infrastructure | Sports Boulevard | BP5 - Arts District | SBF | Freyssinet | Award | 2021 | Remeasure | Roads And Pavings | CSI | Traffic Markings; Ancillaries Surface Marking; Thermoplastic Marking As Per Drawings And Specifications; Acceleration / Deceleration Lane; Broken Line | 85 | m | SAR | 14.0385
Jay | 3 | 3.0042 | Kingdom of Saudi Arabia | Riyadh | Infrastructure | Sports Boulevard | BP5 - Arts District | SBF | Freyssinet | Award | 2021 | Remeasure | Roads And Pavings | CSI | Traffic Markings; Ancillaries Surface Marking; Thermoplastic Marking As Per Drawings And Specifications; Give Way And Stop | 4 | Nr | SAR | 350.9625
Jay | 3 | 3.0042 | Kingdom of Saudi Arabia | Riyadh | Infrastructure | Sports Boulevard | BP5 - Arts District | SBF | Freyssinet | Award | 2021 | Remeasure | Roads And Pavings | CSI | Traffic Markings; Ancillaries Surface Marking; Thermoplastic Marking As Per Drawings And Specifications; Raise Pedestrian Crossing | 210 | m | SAR | 14.0385
Jay | 3 | 3.0042 | Kingdom of Saudi Arabia | Riyadh | Infrastructure | Sports Boulevard | BP5 - Arts District | SBF | Freyssinet | Award | 2021 | Remeasure | Exterior Improvements | CSI | Irrigation; Supply And Installation Of Hdpe Irrigation Main Pipes, Pe100, Pn10, Including Fittings, Connections, Warning Tape, Excavation, Backfilling, Bedding, Filling Material, Thrust Blocks, Supports, Joints, Sleeve Pipe Under Road Crossing With Traffic Loads And All Required Accessories Complete; In Accordance With Drawings And Specifications.; 32Mm Diameter | 20 | m | SAR | 25.2693
Jay | 3 | 3.0042 | Kingdom of Saudi Arabia | Riyadh | Infrastructure | Sports Boulevard | BP5 - Arts District | SBF | Freyssinet | Award | 2021 | Remeasure | Exterior Improvements | CSI | Irrigation; Supply And Installation Of Hdpe Irrigation Main Pipes, Pe100, Pn10, Including Fittings, Connections, Warning Tape, Excavation, Backfilling, Bedding, Filling Material, Thrust Blocks, Supports, Joints, Sleeve Pipe Under Road Crossing With Traffic Loads And All Required Accessories Complete; In Accordance With Drawings And Specifications.; 50Mm Diameter | 15 | m | SAR | 32.7565
Jay | 3 | 3.0042 | Kingdom of Saudi Arabia | Riyadh | Infrastructure | Sports Boulevard | BP5 - Arts District | SBF | Freyssinet | Award | 2021 | Remeasure | Exterior Improvements | CSI | Irrigation; Supply And Installation Of Hdpe Irrigation Main Pipes, Pe100, Pn10, Including Fittings, Connections, Warning Tape, Excavation, Backfilling, Bedding, Filling Material, Thrust Blocks, Supports, Joints, Sleeve Pipe Under Road Crossing With Traffic Loads And All Required Accessories Complete; In Accordance With Drawings And Specifications.; 63Mm Diameter | 1258 | m | SAR | 46.795
Jay | 3 | 3.0043 | Kingdom of Saudi Arabia | Riyadh | Infrastructure | Sports Boulevard | BP5 - Arts District | SBF | Freyssinet | Award | 2021 | Remeasure | Exterior Improvements | CSI | Irrigation; Supply And Installation Of Hdpe Irrigation Main Pipes, Pe100, Pn10, Including Fittings, Connections, Warning Tape, Excavation, Backfilling, Bedding, Filling Material, Thrust Blocks, Supports, Joints, Sleeve Pipe Under Road Crossing With Traffic Loads And All Required Accessories Complete; In Accordance With Drawings And Specifications.; 75Mm Diameter | 5 | m | SAR | 63.6412
Jay | 3 | 3.0043 | Kingdom of Saudi Arabia | Riyadh | Infrastructure | Sports Boulevard | BP5 - Arts District | SBF | Freyssinet | Award | 2021 | Remeasure | Exterior Improvements | CSI | Irrigation; Supply And Installation Of Hdpe Irrigation Main Pipes, Pe100, Pn10, Including Fittings, Connections, Warning Tape, Excavation, Backfilling, Bedding, Filling Material, Thrust Blocks, Supports, Joints, Sleeve Pipe Under Road Crossing With Traffic Loads And All Required Accessories Complete; In Accordance With Drawings And Specifications.; 110Mm Diameter | 1470 | m | SAR | 95.4618
Jay | 3 | 3.0043 | Kingdom of Saudi Arabia | Riyadh | Infrastructure | Sports Boulevard | BP5 - Arts District | SBF | Freyssinet | Award | 2021 | Remeasure | Exterior Improvements | CSI | Irrigation; Supply And Installation Of Ldpe Irrigation Lateral Pipes, Pe40, Pn6, Including Fittings, Connections, Excavation, Backfilling, Bedding, Filling Material, Thrust Blocks, Supports, Joints, Sleeve Pipe Under Road Crossing With Traffic Loads And All Required Accessories Complete; In Accordance With Drawings And Specifications.; 20Mm Diameter | 212 | m | SAR | 13.1026
Jay | 3 | 3.0043 | Kingdom of Saudi Arabia | Riyadh | Infrastructure | Sports Boulevard | BP5 - Arts District | SBF | Freyssinet | Award | 2021 | Remeasure | Exterior Improvements | CSI | Irrigation; Supply And Installation Of Ldpe Irrigation Lateral Pipes, Pe40, Pn6, Including Fittings, Connections, Excavation, Backfilling, Bedding, Filling Material, Thrust Blocks, Supports, Joints, Sleeve Pipe Under Road Crossing With Traffic Loads And All Required Accessories Complete; In Accordance With Drawings And Specifications.; 25Mm Diameter | 1023 | m | SAR | 15.9103
Jay | 3 | 3.0043 | Kingdom of Saudi Arabia | Riyadh | Infrastructure | Sports Boulevard | BP5 - Arts District | SBF | Freyssinet | Award | 2021 | Remeasure | Exterior Improvements | CSI | Irrigation; Supply And Installation Of Ldpe Irrigation Lateral Pipes, Pe40, Pn6, Including Fittings, Connections, Excavation, Backfilling, Bedding, Filling Material, Thrust Blocks, Supports, Joints, Sleeve Pipe Under Road Crossing With Traffic Loads And All Required Accessories Complete; In Accordance With Drawings And Specifications.; 32Mm Diameter | 5280 | m | SAR | 19.6539
Jay | 3 | 3.0043 | Kingdom of Saudi Arabia | Riyadh | Infrastructure | Sports Boulevard | BP5 - Arts District | SBF | Freyssinet | Award | 2021 | Remeasure | Exterior Improvements | CSI | Irrigation; Supply And Installation Of Ldpe Irrigation Lateral Pipes, Pe40, Pn6, Including Fittings, Connections, Excavation, Backfilling, Bedding, Filling Material, Thrust Blocks, Supports, Joints, Sleeve Pipe Under Road Crossing With Traffic Loads And All Required Accessories Complete; In Accordance With Drawings And Specifications.; 40Mm Diameter | 1452 | m | SAR | 25.2693
Jay | 3 | 3.0043 | Kingdom of Saudi Arabia | Riyadh | Infrastructure | Sports Boulevard | BP5 - Arts District | SBF | Freyssinet | Award | 2021 | Remeasure | Exterior Improvements | CSI | Irrigation; Supply And Installation Of Ldpe Irrigation Lateral Pipes, Pe40, Pn6, Including Fittings, Connections, Excavation, Backfilling, Bedding, Filling Material, Thrust Blocks, Supports, Joints, Sleeve Pipe Under Road Crossing With Traffic Loads And All Required Accessories Complete; In Accordance With Drawings And Specifications.; 50Mm Diameter | 782 | m | SAR | 38.3719
Jay | 3 | 3.0043 | Kingdom of Saudi Arabia | Riyadh | Infrastructure | Sports Boulevard | BP5 - Arts District | SBF | Freyssinet | Award | 2021 | Remeasure | Exterior Improvements | CSI | Irrigation; Supply And Installation Of Ldpe Irrigation Lateral Pipes, Pe40, Pn6, Including Fittings, Connections, Excavation, Backfilling, Bedding, Filling Material, Thrust Blocks, Supports, Joints, Sleeve Pipe Under Road Crossing With Traffic Loads And All Required Accessories Complete; In Accordance With Drawings And Specifications.; 63Mm Diameter | 17 | m | SAR | 41.1796
Jay | 3 | 3.0043 | Kingdom of Saudi Arabia | Riyadh | Infrastructure | Sports Boulevard | BP5 - Arts District | SBF | Freyssinet | Award | 2021 | Remeasure | Exterior Improvements | CSI | Irrigation; Supply And Installation Of 2X2.5Mm2 Control Wires, Installed Into Sleeve Pvc 63Mm Next Main Pipe, Including Water Proof Connectors, Boxes Wire, Warning Tape, Joints, Builder'S Work In Connection And All Other Required Necessary Accessories To Complete The System; All In Accordance With The Required Scope Of Work, Drawings And Specifications.; 63Mm Diameter | 1545 | m | SAR | 46.795
Jay | 3 | 3.0044 | Kingdom of Saudi Arabia | Riyadh | Infrastructure | Sports Boulevard | BP5 - Arts District | SBF | Freyssinet | Award | 2021 | Remeasure | Exterior Improvements | CSI | Irrigation; Air Release Valve; Supply And Installation Of Air Release Valves 32 Mm Diameter Complete Set Including Isolation Valve, Chamber, Fittings; Fixings, Supports And All Required Accessories Complete; In Accordance With Drawings & Specifications. | 2 | Nr | SAR | 176.8851
Jay | 3 | 3.0044 | Kingdom of Saudi Arabia | Riyadh | Infrastructure | Sports Boulevard | BP5 - Arts District | SBF | Freyssinet | Award | 2021 | Remeasure | Exterior Improvements | CSI | Irrigation; Air Relief Valve (Dripline Zone); Supply And Installation Of 1/2" Air Relief Valves Complete Set, Including, Fittings, Fixing And All Other Required Necessary Accessories To Complete The System; All In Accordance With The Required Scope Of Work, Drawings, And Specifications. | 6 | Nr | SAR | 75.8079
Jay | 3 | 3.0044 | Kingdom of Saudi Arabia | Riyadh | Infrastructure | Sports Boulevard | BP5 - Arts District | SBF | Freyssinet | Award | 2021 | Remeasure | Exterior Improvements | CSI | Irrigation; Isolation Valve; Supply And Installation Of Isolation Valves 100Mm Diameter Complete Set, Including Chamber, Fittings, Fixing And All Other Required Necessary Accessories To Complete The System; All In Accordance With The Required Scope Of Work, Drawings, And Specifications. | 7 | Nr | SAR | 14529.8475
Jay | 3 | 3.0044 | Kingdom of Saudi Arabia | Riyadh | Infrastructure | Sports Boulevard | BP5 - Arts District | SBF | Freyssinet | Award | 2021 | Remeasure | Exterior Improvements | CSI | Irrigation; Washout Valve; Supply And Installation Of Washout Valve 50 Mm Diameter, Including Gate Valve, Chamber, Fittings, Fixings, Supports And All Required Accessories Complete; In Accordance With Drawings And Specifications. | 4 | Nr | SAR | 12002.9175
Jay | 3 | 3.0044 | Kingdom of Saudi Arabia | Riyadh | Infrastructure | Sports Boulevard | BP5 - Arts District | SBF | Freyssinet | Award | 2021 | Remeasure | Exterior Improvements | CSI | Irrigation; Ball Valve (Hose Irrigation); Supply And Installation Of Ball Valves Complete Set, Including Standard Valve Box With Cover, Connection, Fittings, Fixing And All Other Required Necessary Accessories To Complete The System; All In Accordance With The Required Scope Of Work, Drawings, And Specifications; 63Mm Diameter | 7 | Nr | SAR | 442.6807
Jay | 3 | 3.0044 | Kingdom of Saudi Arabia | Riyadh | Infrastructure | Sports Boulevard | BP5 - Arts District | SBF | Freyssinet | Award | 2021 | Remeasure | Exterior Improvements | CSI | Irrigation; Supply And Installation Of Control Hydrozone Valves Complete Set, Including Solenoid Valve, Control Wires, Water Proof Connectors, Pressure Reducing Module, Standard Valve Box With Cover, Ball Valve, Filter, Decoder, Fittings, Fixing, Builder Work In Connection And All Other Required Necessary Accessories To Complete The System; All In Accordance With The Required Scope Of Work, Drawings, And Specifications.; Type 1 - 1 Inch Diameter | 6 | Nr | SAR | 1895.1975
Jay | 3 | 3.0044 | Kingdom of Saudi Arabia | Riyadh | Infrastructure | Sports Boulevard | BP5 - Arts District | SBF | Freyssinet | Award | 2021 | Remeasure | Exterior Improvements | CSI | Irrigation; Supply And Installation Of Control Hydrozone Valves Complete Set, Including Solenoid Valve, Control Wires, Water Proof Connectors, Pressure Reducing Module, Standard Valve Box With Cover, Ball Valve, Filter, Decoder, Fittings, Fixing, Builder Work In Connection And All Other Required Necessary Accessories To Complete The System; All In Accordance With The Required Scope Of Work, Drawings, And Specifications.; Type 2 - 1,5 Inch Diameter | 20 | Nr | SAR | 2337.8782
Jay | 3 | 3.0044 | Kingdom of Saudi Arabia | Riyadh | Infrastructure | Sports Boulevard | BP5 - Arts District | SBF | Freyssinet | Award | 2021 | Remeasure | Exterior Improvements | CSI | Irrigation; Supply And Installation Of Control Hydrozone Valves Complete Set, Including Solenoid Valve, Control Wires, Water Proof Connectors, Pressure Reducing Module, Standard Valve Box With Cover, Ball Valve, Filter, Decoder, Fittings, Fixing, Builder Work In Connection And All Other Required Necessary Accessories To Complete The System; All In Accordance With The Required Scope Of Work, Drawings, And Specifications.; Type 3 - 2 Inch Diameter | 6 | Nr | SAR | 3537.702
Jay | 3 | 3.0044 | Kingdom of Saudi Arabia | Riyadh | Infrastructure | Sports Boulevard | BP5 - Arts District | SBF | Freyssinet | Award | 2021 | Remeasure | Exterior Improvements | CSI | Irrigation; Quick-Coupling Valve ; Supply And Installation Of Quick-Coupling And Valve Complete Set, Including Connections, Standard Valve Box With Cover, Fittings, Fixing And All Other Required Necessary Accessories To Complete The System; All In Accordance With The Required Scope Of Work, Drawings, And Specifications.; 1 Inch Dia | 33 | Nr | SAR | 1010.772
Jay | 3 | 3.0044 | Kingdom of Saudi Arabia | Riyadh | Infrastructure | Sports Boulevard | BP5 - Arts District | SBF | Freyssinet | Award | 2021 | Remeasure | Exterior Improvements | CSI | Irrigation; Wire Box; Supply And Installation Of Wire Box Complete Set, Including Connection, Cover, Lockable (If Any), Fittings, Fixing And All Other Required Necessary Accessories To Complete The System; All In Accordance With The Required Scope Of Work, Drawings, And Specifications.; To Paved Areas | 14 | Nr | SAR | 758.079
Jay | 3 | 3.0044 | Kingdom of Saudi Arabia | Riyadh | Infrastructure | Sports Boulevard | BP5 - Arts District | SBF | Freyssinet | Award | 2021 | Remeasure | Exterior Improvements | CSI | Irrigation; Drip Ring For Trees; Supply And Installation Of Drip Ring For Trees/Shrubs Complete Pipelines, Including Lhpe Pipes, Single Outlet Pressure Compensating Emitters With Diffuser Cap 7 Gph (26,5L/H), Relief Valve, Flush Points, Tie Down Stakes, Socket Joints, Fittings, Fixing And All Other Required Necessary Accessories To Complete The System; All In Accordance With The Required Scope Of Work, Drawings, And Specifications.; Drip Ring, 3 Emitters | 863 | Nr | SAR | 25.2693
Jay | 3 | 3.0045 | Kingdom of Saudi Arabia | Riyadh | Infrastructure | Sports Boulevard | BP5 - Arts District | SBF | Freyssinet | Award | 2021 | Remeasure | Exterior Improvements | CSI | Irrigation; Drip Ring For Trees; Supply And Installation Of Drip Ring For Trees/Shrubs Complete Pipelines, Including Lhpe Pipes, Single Outlet Pressure Compensating Emitters With Diffuser Cap 7 Gph (26,5L/H), Relief Valve, Flush Points, Tie Down Stakes, Socket Joints, Fittings, Fixing And All Other Required Necessary Accessories To Complete The System; All In Accordance With The Required Scope Of Work, Drawings, And Specifications.; Drip Ring, 4 Emitters | 5 | Nr | SAR | 36.5001
Jay | 3 | 3.0045 | Kingdom of Saudi Arabia | Riyadh | Infrastructure | Sports Boulevard | BP5 - Arts District | SBF | Freyssinet | Award | 2021 | Remeasure | Exterior Improvements | CSI | Irrigation; Drip Ring For Trees; Supply And Installation Of Drip Ring For Trees/Shrubs Complete Pipelines, Including Lhpe Pipes, Single Outlet Pressure Compensating Emitters With Diffuser Cap 7 Gph (26,5L/H), Relief Valve, Flush Points, Tie Down Stakes, Socket Joints, Fittings, Fixing And All Other Required Necessary Accessories To Complete The System; All In Accordance With The Required Scope Of Work, Drawings, And Specifications.; Drip Ring, 1 Emitter | 48 | Nr | SAR | 13.1026
Jay | 3 | 3.0045 | Kingdom of Saudi Arabia | Riyadh | Infrastructure | Sports Boulevard | BP5 - Arts District | SBF | Freyssinet | Award | 2021 | Remeasure | Exterior Improvements | CSI | Irrigation; Dripline; Supply And Installation Of Driplines, Including Lhpe Pipes (16Mm Diameter, 0.6Gph, 2.3L/H, Emitter Spacing 12" (30.5Cm), Relief Valve, Flush Points, Tie Down Stakes, Socket Joints, Fittings, Fixing And All Other Required Necessary Accessories To Complete The System; All In Accordance With The Required Scope Of Work, Drawings, And Specifications.; Sub-Surface Dripline, Spaced 35Cm | 1359 | m² | SAR | 39.3078
Jay | 3 | 3.0045 | Kingdom of Saudi Arabia | Riyadh | Infrastructure | Sports Boulevard | BP5 - Arts District | SBF | Freyssinet | Award | 2021 | Remeasure | Exterior Improvements | CSI | Irrigation; Dripline; Supply And Installation Of Driplines, Including Lhpe Pipes (16Mm Diameter, 0.6Gph, 2.3L/H, Emitter Spacing 12" (30.5Cm), Relief Valve, Flush Points, Tie Down Stakes, Socket Joints, Fittings, Fixing And All Other Required Necessary Accessories To Complete The System; All In Accordance With The Required Scope Of Work, Drawings, And Specifications.; On-Surface Dripline, Spaced 50Cm | 9683 | m² | SAR | 30.8847
Jay | 3 | 3.0045 | Kingdom of Saudi Arabia | Riyadh | Infrastructure | Sports Boulevard | BP5 - Arts District | SBF | Freyssinet | Award | 2021 | Remeasure | Exterior Improvements | CSI | Planting; Supply, Installation And Maintenance Of Trees, Shrubs, Ground Covers And Grass, And Planting Pits/Beds For Trees, Shrubs, Ground Covers And Grass Including Excavation, Filling, Disposal Of Surplus Materials, Planting Bed/ Soil, Water Proofing Membrane, Gravel Bed, Soil Separator Membrane/Geotextile Membrane, Compost, Supports, Fertilizers And The Like All In Accordance With The Drawings And Specifications.; Albizia Lebbeck | 175 | Nr | SAR | 1895.1975
Jay | 3 | 3.0045 | Kingdom of Saudi Arabia | Riyadh | Infrastructure | Sports Boulevard | BP5 - Arts District | SBF | Freyssinet | Award | 2021 | Remeasure | Exterior Improvements | CSI | Planting; Supply, Installation And Maintenance Of Trees, Shrubs, Ground Covers And Grass, And Planting Pits/Beds For Trees, Shrubs, Ground Covers And Grass Including Excavation, Filling, Disposal Of Surplus Materials, Planting Bed/ Soil, Water Proofing Membrane, Gravel Bed, Soil Separator Membrane/Geotextile Membrane, Compost, Supports, Fertilizers And The Like All In Accordance With The Drawings And Specifications.; Aloe Vera | 9 | Nr | SAR | 1895.1975
Jay | 3 | 3.0045 | Kingdom of Saudi Arabia | Riyadh | Infrastructure | Sports Boulevard | BP5 - Arts District | SBF | Freyssinet | Award | 2021 | Remeasure | Exterior Improvements | CSI | Planting; Supply, Installation And Maintenance Of Trees, Shrubs, Ground Covers And Grass, And Planting Pits/Beds For Trees, Shrubs, Ground Covers And Grass Including Excavation, Filling, Disposal Of Surplus Materials, Planting Bed/ Soil, Water Proofing Membrane, Gravel Bed, Soil Separator Membrane/Geotextile Membrane, Compost, Supports, Fertilizers And The Like All In Accordance With The Drawings And Specifications.; Boswellia Sacra | 2 | Nr | SAR | 1895.1975
Jay | 3 | 3.0045 | Kingdom of Saudi Arabia | Riyadh | Infrastructure | Sports Boulevard | BP5 - Arts District | SBF | Freyssinet | Award | 2021 | Remeasure | Exterior Improvements | CSI | Planting; Supply, Installation And Maintenance Of Trees, Shrubs, Ground Covers And Grass, And Planting Pits/Beds For Trees, Shrubs, Ground Covers And Grass Including Excavation, Filling, Disposal Of Surplus Materials, Planting Bed/ Soil, Water Proofing Membrane, Gravel Bed, Soil Separator Membrane/Geotextile Membrane, Compost, Supports, Fertilizers And The Like All In Accordance With The Drawings And Specifications.; Indigo Tinctoria | 19 | Nr | SAR | 1895.1975
Jay | 3 | 3.0045 | Kingdom of Saudi Arabia | Riyadh | Infrastructure | Sports Boulevard | BP5 - Arts District | SBF | Freyssinet | Award | 2021 | Remeasure | Exterior Improvements | CSI | Planting; Supply, Installation And Maintenance Of Trees, Shrubs, Ground Covers And Grass, And Planting Pits/Beds For Trees, Shrubs, Ground Covers And Grass Including Excavation, Filling, Disposal Of Surplus Materials, Planting Bed/ Soil, Water Proofing Membrane, Gravel Bed, Soil Separator Membrane/Geotextile Membrane, Compost, Supports, Fertilizers And The Like All In Accordance With The Drawings And Specifications.; Lawsonia Inermis | 15 | Nr | SAR | 1895.1975
Jay | 3 | 3.0046 | Kingdom of Saudi Arabia | Riyadh | Infrastructure | Sports Boulevard | BP5 - Arts District | SBF | Freyssinet | Award | 2021 | Remeasure | Exterior Improvements | CSI | Planting; Supply, Installation And Maintenance Of Trees, Shrubs, Ground Covers And Grass, And Planting Pits/Beds For Trees, Shrubs, Ground Covers And Grass Including Excavation, Filling, Disposal Of Surplus Materials, Planting Bed/ Soil, Water Proofing Membrane, Gravel Bed, Soil Separator Membrane/Geotextile Membrane, Compost, Supports, Fertilizers And The Like All In Accordance With The Drawings And Specifications.; Lagerstroemia Speciosa | 92 | Nr | SAR | 1895.1975
Jay | 3 | 3.0046 | Kingdom of Saudi Arabia | Riyadh | Infrastructure | Sports Boulevard | BP5 - Arts District | SBF | Freyssinet | Award | 2021 | Remeasure | Exterior Improvements | CSI | Planting; Supply, Installation And Maintenance Of Trees, Shrubs, Ground Covers And Grass, And Planting Pits/Beds For Trees, Shrubs, Ground Covers And Grass Including Excavation, Filling, Disposal Of Surplus Materials, Planting Bed/ Soil, Water Proofing Membrane, Gravel Bed, Soil Separator Membrane/Geotextile Membrane, Compost, Supports, Fertilizers And The Like All In Accordance With The Drawings And Specifications.; Olea Europaea | 122 | Nr | SAR | 6317.325
Jay | 3 | 3.0046 | Kingdom of Saudi Arabia | Riyadh | Infrastructure | Sports Boulevard | BP5 - Arts District | SBF | Freyssinet | Award | 2021 | Remeasure | Exterior Improvements | CSI | Planting; Supply, Installation And Maintenance Of Trees, Shrubs, Ground Covers And Grass, And Planting Pits/Beds For Trees, Shrubs, Ground Covers And Grass Including Excavation, Filling, Disposal Of Surplus Materials, Planting Bed/ Soil, Water Proofing Membrane, Gravel Bed, Soil Separator Membrane/Geotextile Membrane, Compost, Supports, Fertilizers And The Like All In Accordance With The Drawings And Specifications.; Parkinsonia Florida | 67 | Nr | SAR | 1895.1975
Jay | 3 | 3.0046 | Kingdom of Saudi Arabia | Riyadh | Infrastructure | Sports Boulevard | BP5 - Arts District | SBF | Freyssinet | Award | 2021 | Remeasure | Exterior Improvements | CSI | Planting; Supply, Installation And Maintenance Of Trees, Shrubs, Ground Covers And Grass, And Planting Pits/Beds For Trees, Shrubs, Ground Covers And Grass Including Excavation, Filling, Disposal Of Surplus Materials, Planting Bed/ Soil, Water Proofing Membrane, Gravel Bed, Soil Separator Membrane/Geotextile Membrane, Compost, Supports, Fertilizers And The Like All In Accordance With The Drawings And Specifications.; Vachellia Gerrardii | 337 | Nr | SAR | 1895.1975
Jay | 3 | 3.0046 | Kingdom of Saudi Arabia | Riyadh | Infrastructure | Sports Boulevard | BP5 - Arts District | SBF | Freyssinet | Award | 2021 | Remeasure | Exterior Improvements | CSI | Planting; Supply, Installation And Maintenance Of Trees, Shrubs, Ground Covers And Grass, And Planting Pits/Beds For Trees, Shrubs, Ground Covers And Grass Including Excavation, Filling, Disposal Of Surplus Materials, Planting Bed/ Soil, Water Proofing Membrane, Gravel Bed, Soil Separator Membrane/Geotextile Membrane, Compost, Supports, Fertilizers And The Like All In Accordance With The Drawings And Specifications.; Vachellia Nilotica | 185 | Nr | SAR | 1895.1975
Jay | 3 | 3.0046 | Kingdom of Saudi Arabia | Riyadh | Infrastructure | Sports Boulevard | BP5 - Arts District | SBF | Freyssinet | Award | 2021 | Remeasure | Exterior Improvements | CSI | Planting; Supply, Installation And Maintenance Of Trees, Shrubs, Ground Covers And Grass, And Planting Pits/Beds For Trees, Shrubs, Ground Covers And Grass Including Excavation, Filling, Disposal Of Surplus Materials, Planting Bed/ Soil, Water Proofing Membrane, Gravel Bed, Soil Separator Membrane/Geotextile Membrane, Compost, Supports, Fertilizers And The Like All In Accordance With The Drawings And Specifications.; Ziziphus Spina-Christi | 5 | Nr | SAR | 1895.1975
Jay | 3 | 3.0046 | Kingdom of Saudi Arabia | Riyadh | Infrastructure | Sports Boulevard | BP5 - Arts District | SBF | Freyssinet | Award | 2021 | Remeasure | Exterior Improvements | CSI | Planting; Groundcover Planting; Supply, Installation And Maintenance Of Trees, Shrubs, Ground Covers And Grass, And Planting Pits/Beds For Trees, Shrubs, Ground Covers And Grass Including Excavation, Filling, Disposal Of Surplus Materials, Planting Bed/ Soil, Water Proofing Membrane, Gravel Bed, Soil Separator Membrane/Geotextile Membrane, Compost, Supports, Fertilizers And The Like All In Accordance With The Drawings And Specifications.; Pl1 | 17426 | m² | SAR | 210.5775
Jay | 3 | 3.0046 | Kingdom of Saudi Arabia | Riyadh | Infrastructure | Sports Boulevard | BP5 - Arts District | SBF | Freyssinet | Award | 2021 | Remeasure | Exterior Improvements | CSI | Planting; Groundcover Planting; Supply, Installation And Maintenance Of Trees, Shrubs, Ground Covers And Grass, And Planting Pits/Beds For Trees, Shrubs, Ground Covers And Grass Including Excavation, Filling, Disposal Of Surplus Materials, Planting Bed/ Soil, Water Proofing Membrane, Gravel Bed, Soil Separator Membrane/Geotextile Membrane, Compost, Supports, Fertilizers And The Like All In Accordance With The Drawings And Specifications.; Tree Grates | 313 | Nr | SAR | 2807.7
Jay | 3 | 3.0046 | Kingdom of Saudi Arabia | Riyadh | Infrastructure | Sports Boulevard | BP5 - Arts District | SBF | Freyssinet | Award | 2021 | Remeasure | Exterior Improvements | CSI | Planting; Structural Soil Cell System To Be Supplied And Installed To Areas On Planting Plan Drawings. Soil Cell System To Include All Specified Twinwall Geonets And Reinforced Geogrids And 2 No. 150Mm X 150Mm Cast Aeration Inlets Per Tree, With Associated Pipework And Manifold For Connection To Soil Cell Aeration Lid. High Strength, Open Latice Geocellular Units To Interconnect Mechanically Both Horizontally And, In Multiple Layers, Vertically. Side Infill Panels To Be Installed To The Perimeter Of All Soil Cell Areas. Soil Cells To Be Manufactured From 100% Recycled Polypropylene. Soil Cell System To Satisfy Aashto H-20/Hs-20 Loading Requirements With Approved Sub-Base And Pavement Layer Profiles. Soil Cells To Incorporate A Lid, Providing A Minimum Of 75Mm Deep, Interconnected, Laterally-Vented Area Across The Entire Upper Surface Of The Planting Medium. Aeration Lids To Be Mechanically Connected To The Vertical Units, Ensuring Lateral Stability. Soil Cells To Provide A Minimum Void Ratio Of 96% Of Volume Available For Soil Placement. ; Soil Cells, 3 Unit Tall | 18450 | m² | SAR | 70.1925
Jay | 3 | 3.0046 | Kingdom of Saudi Arabia | Riyadh | Infrastructure | Sports Boulevard | BP5 - Arts District | SBF | Freyssinet | Award | 2021 | Remeasure | Transportation | CSI | Highways Signing; Supply And Install Of Traffic Signage Including All Necessary Installation Of Mounting, Foundation And Accessories To Complete The Work; All In Accordance With Drawings And Specification; Standard Mutcd (Manual Of Uniform Traffic Control Devices – Ksa), Report: Rsb-P1-B05-Z07B-Rpt-Civ-Hwy-100001 – Section 8; Type; I 9-2 | 4 | Nr | SAR | 905.0153
Jay | 3 | 3.0046 | Kingdom of Saudi Arabia | Riyadh | Infrastructure | Sports Boulevard | BP5 - Arts District | SBF | Freyssinet | Award | 2021 | Remeasure | Transportation | CSI | Highways Signing; Supply And Install Of Traffic Signage Including All Necessary Installation Of Mounting, Foundation And Accessories To Complete The Work; All In Accordance With Drawings And Specification; Standard Mutcd (Manual Of Uniform Traffic Control Devices – Ksa), Report: Rsb-P1-B05-Z07B-Rpt-Civ-Hwy-100001 – Section 8; Type; I 9-3 | 4 | Nr | SAR | 905.0153
Jay | 3 | 3.0047 | Kingdom of Saudi Arabia | Riyadh | Infrastructure | Sports Boulevard | BP5 - Arts District | SBF | Freyssinet | Award | 2021 | Remeasure | Transportation | CSI | Highways Signing; Supply And Install Of Traffic Signage Including All Necessary Installation Of Mounting, Foundation And Accessories To Complete The Work; All In Accordance With Drawings And Specification; Standard Mutcd (Manual Of Uniform Traffic Control Devices – Ksa), Report: Rsb-P1-B05-Z07B-Rpt-Civ-Hwy-100001 – Section 8; Type; R 1-1 | 4 | Nr | SAR | 978.9514
Jay | 3 | 3.0047 | Kingdom of Saudi Arabia | Riyadh | Infrastructure | Sports Boulevard | BP5 - Arts District | SBF | Freyssinet | Award | 2021 | Remeasure | Transportation | CSI | Highways Signing; Supply And Install Of Traffic Signage Including All Necessary Installation Of Mounting, Foundation And Accessories To Complete The Work; All In Accordance With Drawings And Specification; Standard Mutcd (Manual Of Uniform Traffic Control Devices – Ksa), Report: Rsb-P1-B05-Z07B-Rpt-Civ-Hwy-100001 – Section 8; Type; R 2-1 | 4 | Nr | SAR | 801.1304
Jay | 3 | 3.0047 | Kingdom of Saudi Arabia | Riyadh | Infrastructure | Sports Boulevard | BP5 - Arts District | SBF | Freyssinet | Award | 2021 | Remeasure | Transportation | CSI | Highways Signing; Supply And Install Of Traffic Signage Including All Necessary Installation Of Mounting, Foundation And Accessories To Complete The Work; All In Accordance With Drawings And Specification; Standard Mutcd (Manual Of Uniform Traffic Control Devices – Ksa), Report: Rsb-P1-B05-Z07B-Rpt-Civ-Hwy-100001 – Section 8; Type; R3-1 | 22 | Nr | SAR | 957.4257
Jay | 3 | 3.0047 | Kingdom of Saudi Arabia | Riyadh | Infrastructure | Sports Boulevard | BP5 - Arts District | SBF | Freyssinet | Award | 2021 | Remeasure | Transportation | CSI | Highways Signing; Supply And Install Of Traffic Signage Including All Necessary Installation Of Mounting, Foundation And Accessories To Complete The Work; All In Accordance With Drawings And Specification; Standard Mutcd (Manual Of Uniform Traffic Control Devices – Ksa), Report: Rsb-P1-B05-Z07B-Rpt-Civ-Hwy-100001 – Section 8; Type; R 5-1 | 6 | Nr | SAR | 957.4257
Jay | 3 | 3.0047 | Kingdom of Saudi Arabia | Riyadh | Infrastructure | Sports Boulevard | BP5 - Arts District | SBF | Freyssinet | Award | 2021 | Remeasure | Transportation | CSI | Highways Signing; Supply And Install Of Traffic Signage Including All Necessary Installation Of Mounting, Foundation And Accessories To Complete The Work; All In Accordance With Drawings And Specification; Standard Mutcd (Manual Of Uniform Traffic Control Devices – Ksa), Report: Rsb-P1-B05-Z07B-Rpt-Civ-Hwy-100001 – Section 8; Type; R 8-1 | 4 | Nr | SAR | 957.4257
Jay | 3 | 3.0047 | Kingdom of Saudi Arabia | Riyadh | Infrastructure | Sports Boulevard | BP5 - Arts District | SBF | Freyssinet | Award | 2021 | Remeasure | Transportation | CSI | Highways Signing; Supply And Install Of Traffic Signage Including All Necessary Installation Of Mounting, Foundation And Accessories To Complete The Work; All In Accordance With Drawings And Specification; Standard Mutcd (Manual Of Uniform Traffic Control Devices – Ksa), Report: Rsb-P1-B05-Z07B-Rpt-Civ-Hwy-100001 – Section 8; Type; R 8-2 | 3 | Nr | SAR | 957.4257
Jay | 3 | 3.0047 | Kingdom of Saudi Arabia | Riyadh | Infrastructure | Sports Boulevard | BP5 - Arts District | SBF | Freyssinet | Award | 2021 | Remeasure | Transportation | CSI | Highways Signing; Supply And Install Of Traffic Signage Including All Necessary Installation Of Mounting, Foundation And Accessories To Complete The Work; All In Accordance With Drawings And Specification; Standard Mutcd (Manual Of Uniform Traffic Control Devices – Ksa), Report: Rsb-P1-B05-Z07B-Rpt-Civ-Hwy-100001 – Section 8; Type; R 16-1L | 5 | Nr | SAR | 957.4257
Jay | 3 | 3.0047 | Kingdom of Saudi Arabia | Riyadh | Infrastructure | Sports Boulevard | BP5 - Arts District | SBF | Freyssinet | Award | 2021 | Remeasure | Transportation | CSI | Highways Signing; Supply And Install Of Traffic Signage Including All Necessary Installation Of Mounting, Foundation And Accessories To Complete The Work; All In Accordance With Drawings And Specification; Standard Mutcd (Manual Of Uniform Traffic Control Devices – Ksa), Report: Rsb-P1-B05-Z07B-Rpt-Civ-Hwy-100001 – Section 8; Type; R 16-1R | 4 | Nr | SAR | 957.4257
Jay | 3 | 3.0047 | Kingdom of Saudi Arabia | Riyadh | Infrastructure | Sports Boulevard | BP5 - Arts District | SBF | Freyssinet | Award | 2021 | Remeasure | Transportation | CSI | Highways Signing; Supply And Install Of Traffic Signage Including All Necessary Installation Of Mounting, Foundation And Accessories To Complete The Work; All In Accordance With Drawings And Specification; Standard Mutcd (Manual Of Uniform Traffic Control Devices – Ksa), Report: Rsb-P1-B05-Z07B-Rpt-Civ-Hwy-100001 – Section 8; Type; R 17-2 | 5 | Nr | SAR | 957.4257
Jay | 3 | 3.0048 | Kingdom of Saudi Arabia | Riyadh | Infrastructure | Sports Boulevard | BP5 - Arts District | SBF | Freyssinet | Award | 2021 | Remeasure | Transportation | CSI | Highways Signing; Supply And Install Of Traffic Signage Including All Necessary Installation Of Mounting, Foundation And Accessories To Complete The Work; All In Accordance With Drawings And Specification; Standard Mutcd (Manual Of Uniform Traffic Control Devices – Ksa), Report: Rsb-P1-B05-Z07B-Rpt-Civ-Hwy-100001 – Section 8; Type; R 17-6L | 3 | Nr | SAR | 957.4257
Jay | 3 | 3.0048 | Kingdom of Saudi Arabia | Riyadh | Infrastructure | Sports Boulevard | BP5 - Arts District | SBF | Freyssinet | Award | 2021 | Remeasure | Transportation | CSI | Highways Signing; Supply And Install Of Traffic Signage Including All Necessary Installation Of Mounting, Foundation And Accessories To Complete The Work; All In Accordance With Drawings And Specification; Standard Mutcd (Manual Of Uniform Traffic Control Devices – Ksa), Report: Rsb-P1-B05-Z07B-Rpt-Civ-Hwy-100001 – Section 8; Type; R 17-6R | 4 | Nr | SAR | 957.4257
Jay | 3 | 3.0048 | Kingdom of Saudi Arabia | Riyadh | Infrastructure | Sports Boulevard | BP5 - Arts District | SBF | Freyssinet | Award | 2021 | Remeasure | Transportation | CSI | Highways Signing; Supply And Install Of Traffic Signage Including All Necessary Installation Of Mounting, Foundation And Accessories To Complete The Work; All In Accordance With Drawings And Specification; Standard Mutcd (Manual Of Uniform Traffic Control Devices – Ksa), Report: Rsb-P1-B05-Z07B-Rpt-Civ-Hwy-100001 – Section 8; Type; R 17-7L | 4 | Nr | SAR | 957.4257
Jay | 3 | 3.0048 | Kingdom of Saudi Arabia | Riyadh | Infrastructure | Sports Boulevard | BP5 - Arts District | SBF | Freyssinet | Award | 2021 | Remeasure | Transportation | CSI | Highways Signing; Supply And Install Of Traffic Signage Including All Necessary Installation Of Mounting, Foundation And Accessories To Complete The Work; All In Accordance With Drawings And Specification; Standard Mutcd (Manual Of Uniform Traffic Control Devices – Ksa), Report: Rsb-P1-B05-Z07B-Rpt-Civ-Hwy-100001 – Section 8; Type; R 19-1 | 16 | Nr | SAR | 957.4257
Jay | 3 | 3.0048 | Kingdom of Saudi Arabia | Riyadh | Infrastructure | Sports Boulevard | BP5 - Arts District | SBF | Freyssinet | Award | 2021 | Remeasure | Transportation | CSI | Highways Signing; Supply And Install Of Traffic Signage Including All Necessary Installation Of Mounting, Foundation And Accessories To Complete The Work; All In Accordance With Drawings And Specification; Standard Mutcd (Manual Of Uniform Traffic Control Devices – Ksa), Report: Rsb-P1-B05-Z07B-Rpt-Civ-Hwy-100001 – Section 8; Type; W 6-1 | 15 | Nr | SAR | 801.1304
Jay | 3 | 3.0048 | Kingdom of Saudi Arabia | Riyadh | Infrastructure | Sports Boulevard | BP5 - Arts District | SBF | Freyssinet | Award | 2021 | Remeasure | Transportation | CSI | Highways Signing; Supply And Install Of Traffic Signage Including All Necessary Installation Of Mounting, Foundation And Accessories To Complete The Work; All In Accordance With Drawings And Specification; Standard Mutcd (Manual Of Uniform Traffic Control Devices – Ksa), Report: Rsb-P1-B05-Z07B-Rpt-Civ-Hwy-100001 – Section 8; Type; W 11-1 | 30 | Nr | SAR | 801.1304
Jay | 3 | 3.0048 | Kingdom of Saudi Arabia | Riyadh | Infrastructure | Sports Boulevard | BP5 - Arts District | SBF | Freyssinet | Award | 2021 | Remeasure | Transportation | CSI | Highways Signing; Supply And Install Of Traffic Signage Including All Necessary Installation Of Mounting, Foundation And Accessories To Complete The Work; All In Accordance With Drawings And Specification; Standard Mutcd (Manual Of Uniform Traffic Control Devices – Ksa), Report: Rsb-P1-B05-Z07B-Rpt-Civ-Hwy-100001 – Section 8; Type; Taxi Stop | 2 | Nr | SAR | 727.1943
Jay | 3 | 3.0048 | Kingdom of Saudi Arabia | Riyadh | Infrastructure | Sports Boulevard | BP5 - Arts District | SBF | Freyssinet | Award | 2021 | Remeasure | Transportation | CSI | Highways Signing; Supply And Install Of Traffic Signage Including All Necessary Installation Of Mounting, Foundation And Accessories To Complete The Work; All In Accordance With Drawings And Specification; Standard Mutcd (Manual Of Uniform Traffic Control Devices – Ksa), Report: Rsb-P1-B05-Z07B-Rpt-Civ-Hwy-100001 – Section 8; Type; Bus Stop | 2 | Nr | SAR | 727.1943
Jay | 3 | 3.0048 | Kingdom of Saudi Arabia | Riyadh | Infrastructure | Sports Boulevard | BP5 - Arts District | SBF | Freyssinet | Award | 2021 | Remeasure | Transportation | CSI | Highways Signing; Supply And Install Of Traffic Signage Including All Necessary Installation Of Mounting, Foundation And Accessories To Complete The Work; All In Accordance With Drawings And Specification; Standard Mutcd (Manual Of Uniform Traffic Control Devices – Ksa), Report: Rsb-P1-B05-Z07B-Rpt-Civ-Hwy-100001 – Section 8; Type; W 13-1 | 9 | Nr | SAR | 795.515
Jay | 3 | 3.0048 | Kingdom of Saudi Arabia | Riyadh | Infrastructure | Sports Boulevard | BP5 - Arts District | SBF | Freyssinet | Award | 2021 | Remeasure | Transportation | CSI | Highways Signing; Supply And Install Of Traffic Signage Including All Necessary Installation Of Mounting, Foundation And Accessories To Complete The Work; All In Accordance With Drawings And Specification; Standard Mutcd (Manual Of Uniform Traffic Control Devices – Ksa), Report: Rsb-P1-B05-Z07B-Rpt-Civ-Hwy-100001 – Section 8; Type; I 25 | 20 | Nr | SAR | 1053.8234
Jay | 3 | 3.0048 | Kingdom of Saudi Arabia | Riyadh | Infrastructure | Sports Boulevard | BP5 - Arts District | SBF | Freyssinet | Award | 2021 | Remeasure | Transportation | CSI | Highways Signing; Supply And Install Of Traffic Signage Including All Necessary Installation Of Mounting, Foundation And Accessories To Complete The Work; All In Accordance With Drawings And Specification; Standard Mutcd (Manual Of Uniform Traffic Control Devices – Ksa), Report: Rsb-P1-B05-Z07B-Rpt-Civ-Hwy-100001 – Section 8; Type; I 7-1 | 16 | Nr | SAR | 905.0153
Jay | 3 | 3.0049 | Kingdom of Saudi Arabia | Riyadh | Infrastructure | Sports Boulevard | BP5 - Arts District | SBF | Freyssinet | Award | 2021 | Remeasure | Transportation | CSI | Highways Signing; Supply And Install Of Traffic Signage Including All Necessary Installation Of Mounting, Foundation And Accessories To Complete The Work; All In Accordance With Drawings And Specification; Standard Mutcd (Manual Of Uniform Traffic Control Devices – Ksa), Report: Rsb-P1-B05-Z07B-Rpt-Civ-Hwy-100001 – Section 8; Type; R 17-5 | 3 | Nr | SAR | 957.4257
Jay | 3 | 3.0049 | Kingdom of Saudi Arabia | Riyadh | Infrastructure | Sports Boulevard | BP5 - Arts District | SBF | Freyssinet | Award | 2021 | Remeasure | Transportation | CSI | Highways Signing; Supply And Install Of Traffic Signage Including All Necessary Installation Of Mounting, Foundation And Accessories To Complete The Work; All In Accordance With Drawings And Specification; Standard Mutcd (Manual Of Uniform Traffic Control Devices – Ksa), Report: Rsb-P1-B05-Z07B-Rpt-Civ-Hwy-100001 – Section 8; Type; R 17-7R | 5 | Nr | SAR | 957.4257
Jay | 3 | 3.0049 | Kingdom of Saudi Arabia | Riyadh | Infrastructure | Sports Boulevard | BP5 - Arts District | SBF | Freyssinet | Award | 2021 | Remeasure | Transportation | CSI | Roadway Signalling And Control Equipment; Provide And Install Traffic Management System; One Set Of Three Traffic Lights For Vehicles Each One On An Elevated Pole For A Road Of Two Lanes Or More. Including A Traffic Light Signals For Pedestrians On The Same Pole, Including All Necessary Works | 12 | Nr | SAR | 13383.37
Jay | 3 | 3.0049 | Kingdom of Saudi Arabia | Riyadh | Infrastructure | Sports Boulevard | BP5 - Arts District | SBF | Freyssinet | Award | 2021 | Remeasure | Transportation | CSI | Roadway Signalling And Control Equipment; Provide And Install Traffic Management System; One Pole With A Set Of Three Traffic Lights For Vehicles On The Top With A Set Of Traffic Light Signals For Pedestrians On The Same Pole | 65 | Nr | SAR | 12166.7
Jay | 3 | 3.0049 | Kingdom of Saudi Arabia | Riyadh | Infrastructure | Sports Boulevard | BP5 - Arts District | SBF | Freyssinet | Award | 2021 | Remeasure | Transportation | CSI | Roadway Signalling And Control Equipment; Traffic Light System Control Cabinet; Including Wirings, Conduit, Civil Works; Complete All In Accordance With The Drawings And Specification; To Engineers Approval; To Main Control Cabinet | 1 | Nr | SAR | 48666.8
Jay | 3 | 3.0049 | Kingdom of Saudi Arabia | Riyadh | Infrastructure | Sports Boulevard | BP5 - Arts District | SBF | Freyssinet | Award | 2021 | Remeasure | Transportation | CSI | Roadway Signalling And Control Equipment; Traffic Light System Control Cabinet; Including Wirings, Conduit, Civil Works; Complete All In Accordance With The Drawings And Specification; To Engineers Approval; To Secondary Control Cabinet | 123 | Nr | SAR | 6083.35
Jay | 3 | 3.0049 | Kingdom of Saudi Arabia | Riyadh | Infrastructure | Sports Boulevard | BP5 - Arts District | SBF | Freyssinet | Award | 2021 | Remeasure | Transportation | CSI | Roadway Signalling And Control Equipment; Traffic Lighting Control Wirings; Complete All In Accordance With The Drawings And Specification; To Engineers Approval; Street Light | 78 | Nr | SAR | 12166.7
Jay | 3 | 3.0049 | Kingdom of Saudi Arabia | Riyadh | Infrastructure | Sports Boulevard | BP5 - Arts District | SBF | Freyssinet | Award | 2021 | Remeasure | Transportation | CSI | Roadway Signalling And Control Equipment; Cable Containment And Manholes; Supply And Installation Of Buried Electrical Canalization According To Layouts Of Ducts And All Necessary Accessories To Complete The Works In Accordance With Drawings And Specifications.; 3 X Pvc - 50 Mm Diameter | 802 | m | SAR | 231.1673
Jay | 3 | 3.0049 | Kingdom of Saudi Arabia | Riyadh | Infrastructure | Sports Boulevard | BP5 - Arts District | SBF | Freyssinet | Award | 2021 | Remeasure | Transportation | CSI | Roadway Signalling And Control Equipment; Cable Containment And Manholes; Reinforced Concrete Manhole Including Excavation, Backfilling, Concrete, Reinforcement, Formwork, Polythene Sheet, Bitumen Paint, Waterproofing, And All Other Works To Complete As Per Drawings And Specifications.; 60X60X120 Cm Manhole With Earthing Rod 2M Length And 18Mm Diameter | 56 | Nr | SAR | 4866.68
Jay | 3 | 3.005 | Kingdom of Saudi Arabia | Riyadh | Infrastructure | Sports Boulevard | BP5 - Arts District | SBF | Freyssinet | Award | 2021 | Remeasure | Transportation | CSI | Vehicle Barriers; Vehicle Traffic Barriers: Supply And Install Of Vehicular Concrete Barrier Including All Necessary Installation Of Mounting, Foundation And Accessories To Complete The Work; All In Accordance With Drawings And Specification; Vehicle Traffic Barriers; Concrete Barrier 850Mm Single Face | 65 | m | SAR | 585.8734
Jay | 3 | 3.005 | Kingdom of Saudi Arabia | Riyadh | Infrastructure | Sports Boulevard | BP5 - Arts District | SBF | Freyssinet | Award | 2021 | Remeasure | Transportation | CSI | Vehicle Barriers; Vehicle Traffic Barriers: Supply And Install Of Vehicular Concrete Barrier Including All Necessary Installation Of Mounting, Foundation And Accessories To Complete The Work; All In Accordance With Drawings And Specification; Vehicle Traffic Barriers; Transition Barrier | 4 | m | SAR | 585.8734
2018-01 | 4 | 4 | United Arab Emirates | Dubai | Infrastructure | Downtown Dubai | Tunnel & UGCP Modifications | EMAAR | Kadri | Award | 2018 |  | Ground Investigation | B112 | Trial Trenches To Ascertain/Verifv/Locate Existing Services: Maximum Depth: 1 - 2M | 3 | Nr | AED | 85878.77 | 257636.3
2018-01 | 4 | 4 | United Arab Emirates | Dubai | Infrastructure | Downtown Dubai | Tunnel & UGCP Modifications | EMAAR | Kadri | Award | 2018 |  | Geotechnical And Other Specialist Processes | C900 | Anti-Termite Treatment; As Code Of Practice Is: 6313 (Part-Il) 1981; Anti-Termite Treatment To Tunnel | 396 | m² | AED | 34.35 | 13603.2
2018-01 | 4 | 4 | United Arab Emirates | Dubai | Infrastructure | Downtown Dubai | Tunnel & UGCP Modifications | EMAAR | Kadri | Award | 2018 |  | Demolition And Site Clearance | D900 | Site Clearance; Removal Of Street Furniture And Transport Off Site And Transfer To Employer'S Stores At Bawadi Including Demolition And Disposal Of Any Foundations; Location: Smbr Boulevard: Road & Footpath; Small Plant Pots | 6 | Nr | AED | 1145.05 | 6870.3
2018-01 | 4 | 4 | United Arab Emirates | Dubai | Infrastructure | Downtown Dubai | Tunnel & UGCP Modifications | EMAAR | Kadri | Award | 2018 |  | Demolition And Site Clearance | D900.1 | Site Clearance; Removal Of Street Furniture And Transport Off Site And Transfer To Employer'S Stores At Bawadi Including Demolition And Disposal Of Any Foundations; Location: Smbr Boulevard: Road & Footpath; Street Light Pole | 1 | Nr | AED | 8015.35 | 8015.35
2018-01 | 4 | 4 | United Arab Emirates | Dubai | Infrastructure | Downtown Dubai | Tunnel & UGCP Modifications | EMAAR | Kadri | Award | 2018 |  | Demolition And Site Clearance | D900.2 | Site Clearance; Removal Of Street Furniture And Transport Off Site And Transfer To Employer'S Stores At Bawadi Including Demolition And Disposal Of Any Foundations; Location: Smbr Boulevard: Road & Footpath; Street Sign Mounted On A Single Post | 1 | Nr | AED | 3435.15 | 3435.15
2018-01 | 4 | 4.0001 | United Arab Emirates | Dubai | Infrastructure | Downtown Dubai | Tunnel & UGCP Modifications | EMAAR | Kadri | Award | 2018 |  | Demolition And Site Clearance | D900.3 | Site Clearance; Removal Of Street Furniture And Transport Off Site And Transfer To Employer'S Stores At Bawadi Including Demolition And Disposal Of Any Foundations; Location: Smbr Boulevard: Road & Footpath; Street Lights Precast Foundation | 1 | Nr | AED | 1145.05 | 1145.05
2018-01 | 4 | 4.0001 | United Arab Emirates | Dubai | Infrastructure | Downtown Dubai | Tunnel & UGCP Modifications | EMAAR | Kadri | Award | 2018 |  | Demolition And Site Clearance | D900.4 | Location: Smbr Boulevard Underground Carpark; Concrete Wheel Stoppers; Location: Underground Carpark | 12 | Nr | AED | 229.01 | 2748.12
2018-01 | 4 | 4.0001 | United Arab Emirates | Dubai | Infrastructure | Downtown Dubai | Tunnel & UGCP Modifications | EMAAR | Kadri | Award | 2018 |  | Demolition And Site Clearance | D900.5 | Removal Of Granite Paving, Block Paving And Any Other Material And Transfer To Employer'S Stores At Bawadi; Location: Smbr Boulevard: Road & Footpath; Drop Concrete Kerbs | 36 | m | AED | 343.52 | 12366.54
2018-01 | 4 | 4.0001 | United Arab Emirates | Dubai | Infrastructure | Downtown Dubai | Tunnel & UGCP Modifications | EMAAR | Kadri | Award | 2018 |  | Demolition And Site Clearance | D900.6 | Removal Of Granite Paving, Block Paving And Any Other Material And Transfer To Employer'S Stores At Bawadi; Location: Smbr Boulevard: Road & Footpath; Upstand Concrete Kerbs | 10 | m | AED | 229.01 | 2290.1
2018-01 | 4 | 4.0001 | United Arab Emirates | Dubai | Infrastructure | Downtown Dubai | Tunnel & UGCP Modifications | EMAAR | Kadri | Award | 2018 |  | Demolition And Site Clearance | D900.7 | Removal Of Granite Paving, Block Paving And Any Other Material And Transfer To Employer'S Stores At Bawadi; Location: Smbr Boulevard: Road & Footpath; Drop Granite Kerbs | 46 | m | AED | 458.02 | 21068.92
2018-01 | 4 | 4.0001 | United Arab Emirates | Dubai | Infrastructure | Downtown Dubai | Tunnel & UGCP Modifications | EMAAR | Kadri | Award | 2018 |  | Demolition And Site Clearance | D900.8 | Removal Of Granite Paving, Block Paving And Any Other Material And Transfer To Employer'S Stores At Bawadi; Location: Smbr Boulevard: Road & Footpath; Tactile Concrete Pavier | 40 | m | AED | 229.01 | 9160.4
2018-01 | 4 | 4.0001 | United Arab Emirates | Dubai | Infrastructure | Downtown Dubai | Tunnel & UGCP Modifications | EMAAR | Kadri | Award | 2018 |  | Demolition And Site Clearance | D900.9 | Removal Of Granite Paving, Block Paving And Any Other Material And Transfer To Employer'S Stores At Bawadi; Location: Smbr Boulevard: Road & Footpath; Granite Paving; Thickness: 100Mm | 75 | m² | AED | 286.26 | 21469.69
2018-01 | 4 | 4.0001 | United Arab Emirates | Dubai | Infrastructure | Downtown Dubai | Tunnel & UGCP Modifications | EMAAR | Kadri | Award | 2018 |  | Demolition And Site Clearance | D900.10 | Site Clearance; Removal Of Granite Paving, Block Paving And Any Other Material And Transfer To Employer'S Stores At Bawadi; Location: Smbr Boulevard: Traffic Island; | 22 | m | AED | 229.01 | 5038.22
2018-01 | 4 | 4.0001 | United Arab Emirates | Dubai | Infrastructure | Downtown Dubai | Tunnel & UGCP Modifications | EMAAR | Kadri | Award | 2018 |  | Demolition And Site Clearance | D900.11 | Site Clearance; Removal Of Granite Paving, Block Paving And Any Other Material And Transfer To Employer'S Stores At Bawadi; Location: Smbr Boulevard: Traffic Island; | 9 | m | AED | 458.02 | 4122.18
2018-01 | 4 | 4.0001 | United Arab Emirates | Dubai | Infrastructure | Downtown Dubai | Tunnel & UGCP Modifications | EMAAR | Kadri | Award | 2018 |  | Demolition And Site Clearance | D900.12 | Site Clearance; Removal Of Granite Paving, Block Paving And Any Other Material And Transfer To Employer'S Stores At Bawadi; Location: Smbr Boulevard: Traffic Island; | 5 | m² | AED | 229.01 | 1145.05
2018-01 | 4 | 4.0002 | United Arab Emirates | Dubai | Infrastructure | Downtown Dubai | Tunnel & UGCP Modifications | EMAAR | Kadri | Award | 2018 |  | Demolition And Site Clearance | D900.1 | Street Light Pole | 3 | Nr | AED | 8015.35 | 24046.05
2018-01 | 4 | 4.0002 | United Arab Emirates | Dubai | Infrastructure | Downtown Dubai | Tunnel & UGCP Modifications | EMAAR | Kadri | Award | 2018 |  | Earthworks | E451 | Excavation Of Asphalt And Any Other Artificial Material; General Excavation; Excavate Existing Ac Wearing Course; Thickness: 50Mm | 15 | m³ | AED | 389.32 | 5839.76
2018-01 | 4 | 4.0002 | United Arab Emirates | Dubai | Infrastructure | Downtown Dubai | Tunnel & UGCP Modifications | EMAAR | Kadri | Award | 2018 |  | Earthworks | E451.1 | Excavation Of Asphalt And Any Other Artificial Material; General Excavation; Excavate Existing Ac Base Course; Thickness: 60Mm | 18 | m³ | AED | 389.32 | 7007.71
2018-01 | 4 | 4.0002 | United Arab Emirates | Dubai | Infrastructure | Downtown Dubai | Tunnel & UGCP Modifications | EMAAR | Kadri | Award | 2018 |  | Earthworks | E451.2 | Excavation Of Asphalt And Any Other Artificial Material; General Excavation; Excavate Existing Aggregate Road Base; Cbr > 80; Thickness: 150Mm | 45 | m³ | AED | 389.32 | 17519.27
2018-01 | 4 | 4.0002 | United Arab Emirates | Dubai | Infrastructure | Downtown Dubai | Tunnel & UGCP Modifications | EMAAR | Kadri | Award | 2018 |  | Earthworks | E451.3 | Excavation Of Asphalt And Any Other Artificial Material; General Excavation; Excavate Existing Aggregate Subbase; Cbr > 30; Thickness: 150Mm | 45 | m³ | AED | 389.32 | 17519.27
2018-01 | 4 | 4.0002 | United Arab Emirates | Dubai | Infrastructure | Downtown Dubai | Tunnel & UGCP Modifications | EMAAR | Kadri | Award | 2018 |  | Earthworks | E451.4 | Excavation Of Asphalt And Any Other Artificial Material; General Excavation; Excavate Existing Mortar Bedding; Thickness: 25Mm | 3 | m³ | AED | 389.32 | 1167.95
2018-01 | 4 | 4.0002 | United Arab Emirates | Dubai | Infrastructure | Downtown Dubai | Tunnel & UGCP Modifications | EMAAR | Kadri | Award | 2018 |  | Earthworks | E451.5 | Excavation Of Asphalt And Any Other Artificial Material; General Excavation; Excavate Existing Concrete Bedding; Thickness: 100Mm | 1 | m³ | AED | 389.32 | 389.32
2018-01 | 4 | 4.0002 | United Arab Emirates | Dubai | Infrastructure | Downtown Dubai | Tunnel & UGCP Modifications | EMAAR | Kadri | Award | 2018 |  | Earthworks | E222 | Excavation For Cuttings; Location: Smbr Boulevard; Excavate Material Other Than Topsoil, Rock Or Artificial Material | 2251 | m³ | AED | 389.32 | 876352.74
2018-01 | 4 | 4.0002 | United Arab Emirates | Dubai | Infrastructure | Downtown Dubai | Tunnel & UGCP Modifications | EMAAR | Kadri | Award | 2018 |  | Earthworks | E451.6 | Location: Al' Saada Road; Excavate Material Other Than Topsoil, Rock Or Artificial Material | 4 | m³ | AED | 389.32 | 1557.27
2018-01 | 4 | 4.0003 | United Arab Emirates | Dubai | Infrastructure | Downtown Dubai | Tunnel & UGCP Modifications | EMAAR | Kadri | Award | 2018 |  | Earthworks | E522 | Excavation Ancillaries; Location: Smbr Boulevard; Preparation Of Excavated Surfaces To Receive Permanent Works | 117 | m² | AED | 74.43 | 8708.11
2018-01 | 4 | 4.0003 | United Arab Emirates | Dubai | Infrastructure | Downtown Dubai | Tunnel & UGCP Modifications | EMAAR | Kadri | Award | 2018 |  | Earthworks | E532 | Excavation Ancillaries; Location: Smbr Boulevard; Disposal Of Excavated Off Site | 475 | m³ | AED | 74.43 | 35353.43
2018-01 | 4 | 4.0003 | United Arab Emirates | Dubai | Infrastructure | Downtown Dubai | Tunnel & UGCP Modifications | EMAAR | Kadri | Award | 2018 |  | Earthworks | E532.1 | Excavation Ancillaries; Location: Smbr Boulevard; Disposal Of Excavated Material To Stockpile Located Off Site Ready For Reinstatement | 1780 | m³ | AED | 74.43 | 132482.31
2018-01 | 4 | 4.0003 | United Arab Emirates | Dubai | Infrastructure | Downtown Dubai | Tunnel & UGCP Modifications | EMAAR | Kadri | Award | 2018 |  | Earthworks | E534 | Excavation Ancillaries; Location: Smbr Boulevard; Disposal Of Asphalt Off Site | 33 | m³ | AED | 74.43 | 2456.13
2018-01 | 4 | 4.0003 | United Arab Emirates | Dubai | Infrastructure | Downtown Dubai | Tunnel & UGCP Modifications | EMAAR | Kadri | Award | 2018 |  | Earthworks | E534.1 | Excavation Ancillaries; Location: Smbr Boulevard; Disposal Of Aggregate Off Site | 90 | m³ | AED | 74.43 | 6698.54
2018-01 | 4 | 4.0003 | United Arab Emirates | Dubai | Infrastructure | Downtown Dubai | Tunnel & UGCP Modifications | EMAAR | Kadri | Award | 2018 |  | Earthworks | E534.2 | Excavation Ancillaries; Location: Smbr Boulevard; Disposal Of Mortar And Concrete Off Site | 4 | m³ | AED | 74.43 | 297.71
2018-01 | 4 | 4.0003 | United Arab Emirates | Dubai | Infrastructure | Downtown Dubai | Tunnel & UGCP Modifications | EMAAR | Kadri | Award | 2018 |  | Earthworks | E542 | Excavation Ancillaries; Location: Smbr Boulevard; Double Handling Of Excavated Material | 1780 | m³ | AED | 74.43 | 132482.31
2018-01 | 4 | 4.0003 | United Arab Emirates | Dubai | Infrastructure | Downtown Dubai | Tunnel & UGCP Modifications | EMAAR | Kadri | Award | 2018 |  | Earthworks | E634 | Filling; Location: Smbr Boulevard; Filling; General; Excavated Material Other | 1780 | m³ | AED | 137.41 | 244582.73
2018-01 | 4 | 4.0003 | United Arab Emirates | Dubai | Infrastructure | Downtown Dubai | Tunnel & UGCP Modifications | EMAAR | Kadri | Award | 2018 |  | Earthworks | E722S | Filling Ancillaries; Location: Smbr Boulevard; Preparation Of Filled Surfaces To Receive Permanent Works | 180 | m² | AED | 74.43 | 13397.09
2018-01 | 4 | 4.0003 | United Arab Emirates | Dubai | Infrastructure | Downtown Dubai | Tunnel & UGCP Modifications | EMAAR | Kadri | Award | 2018 |  | In situ concrete | F145 | Provision Of Concrete; Location: The Lofts Tunnel; Design Mix; Grade C30/20 Of Specified Aggregate: Blinding | 27 | m³ | AED | 458.02 | 12366.54
2018-01 | 4 | 4.0004 | United Arab Emirates | Dubai | Infrastructure | Downtown Dubai | Tunnel & UGCP Modifications | EMAAR | Kadri | Award | 2018 |  | In situ concrete | F254 | Provision Of Concrete; Location: The Lofts Tunnel; Design Mix; Grade Rc40/32 Of Specified Aggregate | 187 | m³ | AED | 916.04 | 171299.51
2018-01 | 4 | 4.0004 | United Arab Emirates | Dubai | Infrastructure | Downtown Dubai | Tunnel & UGCP Modifications | EMAAR | Kadri | Award | 2018 |  | In situ concrete | F254.1 | Location: Smbr Boulevard Underground Carpark; Design Mix; Grade Rc40/32 Of Specified Aggregate | 33 | m³ | AED | 916.04 | 30229.33
2018-01 | 4 | 4.0004 | United Arab Emirates | Dubai | Infrastructure | Downtown Dubai | Tunnel & UGCP Modifications | EMAAR | Kadri | Award | 2018 |  | In situ concrete | F254.2 | Location: Smbr Boulevard Underground Carpark; Design Mix; Grade C40/32 Of Specified Aggregate | 16 | m³ | AED | 916.04 | 14656.64
2018-01 | 4 | 4.0004 | United Arab Emirates | Dubai | Infrastructure | Downtown Dubai | Tunnel & UGCP Modifications | EMAAR | Kadri | Award | 2018 |  | In situ concrete | F254.3 | Location: Smbr Boulevard Underground Carpark: A Plot Openings; Design Mix; Grade C40/32 Of Specified Aggregate | 38 | m³ | AED | 916.04 | 34809.53
2018-01 | 4 | 4.0004 | United Arab Emirates | Dubai | Infrastructure | Downtown Dubai | Tunnel & UGCP Modifications | EMAAR | Kadri | Award | 2018 |  | In situ concrete | F611 | Placing Of Concrete; Plain Concrete; Class C30/20; Location: The Lofts Tunnel; Lean; Thickness: 75Mm; As Detailed On Drawing 60306175-A022-Dg-Str-1100: Section A | 9 | m³ | AED | 114.51 | 1030.55
2018-01 | 4 | 4.0004 | United Arab Emirates | Dubai | Infrastructure | Downtown Dubai | Tunnel & UGCP Modifications | EMAAR | Kadri | Award | 2018 |  | In situ concrete | F611.1 | Placing Of Concrete; Plain Concrete; Class C30/20; Location: The Lofts Tunnel; Screed; Thickness: 50Mm; As Detailed On Drawing 60306175-A022-Dg-Str-1100: Section A | 12 | m³ | AED | 114.51 | 1374.06
2018-01 | 4 | 4.0004 | United Arab Emirates | Dubai | Infrastructure | Downtown Dubai | Tunnel & UGCP Modifications | EMAAR | Kadri | Award | 2018 |  | In situ concrete | F611.2 | Placing Of Concrete; Plain Concrete; Class C30/20; Location: The Lofts Tunnel; Screed; Thickness: 50Mm; As Detailed On Drawing 60306175-A022-Dg-Arc-5050; Gridlines: 27 - 28 | 1 | m³ | AED | 114.51 | 114.51
2018-01 | 4 | 4.0004 | United Arab Emirates | Dubai | Infrastructure | Downtown Dubai | Tunnel & UGCP Modifications | EMAAR | Kadri | Award | 2018 |  | In situ concrete | F611.3 | Location: The Lofts Underground Carpark; Screed; Thickness: 50Mm; As Detailed On Drawing 60306175-A022-Dg-Arc-5050; Gridlines: 27 - 28 | 4 | m³ | AED | 114.51 | 458.02
2018-01 | 4 | 4.0004 | United Arab Emirates | Dubai | Infrastructure | Downtown Dubai | Tunnel & UGCP Modifications | EMAAR | Kadri | Award | 2018 |  | In situ concrete | F611.4 | Location; Smbr Underground Carpark; Screed; Thickness: 50Mm; As Detailed On Drawing 60306175-A022-Dg-Arc-5050; Gridline 27 - 28 | 1 | m³ | AED | 114.51 | 114.51
2018-01 | 4 | 4.0004 | United Arab Emirates | Dubai | Infrastructure | Downtown Dubai | Tunnel & UGCP Modifications | EMAAR | Kadri | Award | 2018 |  | In situ concrete | F624 | Mass Concrete; Class Rc40/32; Location: The Loft Tunnel; Base Slab; Thickness; 550Mm; As Detailed On Drawing 60306175-A022-Dg-Str-1101: Detail 4 | 1 | m³ | AED | 114.51 | 125.96
2018-01 | 4 | 4.0004 | United Arab Emirates | Dubai | Infrastructure | Downtown Dubai | Tunnel & UGCP Modifications | EMAAR | Kadri | Award | 2018 |  | In situ concrete | F634 | Mass Concrete; Class Rc40/32; Location: The Loft Tunnel; Suspended Slab; Thickness: 550Mm; As Detailed On Drawing 60306175-A022-Dg-Str-1101: Detail 3 | 1 | m³ | AED | 114.51 | 114.51
2018-01 | 4 | 4.0005 | United Arab Emirates | Dubai | Infrastructure | Downtown Dubai | Tunnel & UGCP Modifications | EMAAR | Kadri | Award | 2018 |  | In situ concrete | F680 | Location: The Lofts Underground Carpark; Ramp; As Detailed On Drawing 60306175- A022-Dg-Str-1026: Detail 5 | 4 | m³ | AED | 114.51 | 458.02
2018-01 | 4 | 4.0005 | United Arab Emirates | Dubai | Infrastructure | Downtown Dubai | Tunnel & UGCP Modifications | EMAAR | Kadri | Award | 2018 |  | In situ concrete | F724 | Placing Of Concrete; Reinforced Concrete; Class Rc40/32; Location: The Lofts Tunnel; Base Slab; Thickness: 550Mm; As Detailed On Drawing 60306175-A022-Dg-Str-1100 | 68 | m³ | AED | 114.51 | 7786.34
2018-01 | 4 | 4.0005 | United Arab Emirates | Dubai | Infrastructure | Downtown Dubai | Tunnel & UGCP Modifications | EMAAR | Kadri | Award | 2018 |  | In situ concrete | F734 | Placing Of Concrete; Reinforced Concrete; Class Rc40/32; Location: The Lofts Tunnel; Suspended Slab; Thickness: 550Mm; As Detailed On Drawing 60306175-A022-Dg- Str-1100 | 64 | m³ | AED | 114.51 | 7328.32
2018-01 | 4 | 4.0005 | United Arab Emirates | Dubai | Infrastructure | Downtown Dubai | Tunnel & UGCP Modifications | EMAAR | Kadri | Award | 2018 |  | In situ concrete | F744 | Placing Of Concrete; Reinforced Concrete; Class Rc40/32; Location: The Lofts Tunnel; Walls; Thickness: 550Mm; As Detailed On Drawing 60306175-A022-Dg-Str-1101 : Section B | 48 | m³ | AED | 114.51 | 5496.24
2018-01 | 4 | 4.0005 | United Arab Emirates | Dubai | Infrastructure | Downtown Dubai | Tunnel & UGCP Modifications | EMAAR | Kadri | Award | 2018 |  | In situ concrete | F766 | Placing Of Concrete; Reinforced Concrete; Class Rc40/32; Location: The Lofts Tunnel; Beams; As Detailed On Drawing 60306175- A022-Dg-Str-1101: Detail 1 And 3 | 5 | m³ | AED | 114.51 | 572.53
2018-01 | 4 | 4.0005 | United Arab Emirates | Dubai | Infrastructure | Downtown Dubai | Tunnel & UGCP Modifications | EMAAR | Kadri | Award | 2018 |  | In situ concrete | F732 | Location: The Lofts Underground Carpark; Suspended Slab; Thickness; 200Mm; As Detailed On Drawing 60306175-A022-Dg- Str-1023; Gridlines: Lofts Xx -Xy | 7 | m³ | AED | 114.51 | 801.54
2018-01 | 4 | 4.0005 | United Arab Emirates | Dubai | Infrastructure | Downtown Dubai | Tunnel & UGCP Modifications | EMAAR | Kadri | Award | 2018 |  | In situ concrete | F732.1 | Location: The Lofts Underground Carpark; Suspended Slab; Thickness; 240Mm; As Detailed On Drawing 60306175-A022-Dg- Str-1023; Gridlines: Lofts Xx -Xy | 2 | m³ | AED | 114.51 | 229.01
2018-01 | 4 | 4.0005 | United Arab Emirates | Dubai | Infrastructure | Downtown Dubai | Tunnel & UGCP Modifications | EMAAR | Kadri | Award | 2018 |  | In situ concrete | F732.2 | Location: The Lofts Underground Carpark; Suspended Slab; Thickness; 240Mm; As Detailed On Drawing 60306175-A022-Dg- Str-1024; Gridlines: Lofts Xx -Xy | 1 | m³ | AED | 114.51 | 114.51
2018-01 | 4 | 4.0005 | United Arab Emirates | Dubai | Infrastructure | Downtown Dubai | Tunnel & UGCP Modifications | EMAAR | Kadri | Award | 2018 |  | In situ concrete | F757 | Placing Of Concrete; Reinforced Concrete; Class Rc40/32; Location: The Lofts Underground Carpark; Columns; Type: C2, C3) C4 & C5; As Detailed On Drawing 60306175-A022-Dg-Str-1005, 1006 & 1027 | 4 | m³ | AED | 114.51 | 458.02
2018-01 | 4 | 4.0005 | United Arab Emirates | Dubai | Infrastructure | Downtown Dubai | Tunnel & UGCP Modifications | EMAAR | Kadri | Award | 2018 |  | In situ concrete | F766.1 | Placing Of Concrete; Reinforced Concrete; Class Rc40/32; Location: The Lofts Underground Carpark; Beams; Type: B2; As Detailed On Drawing 60306175-A022-Dg-Str-1025: Detail B Gridlines: Lofts 3-5 | 7 | m³ | AED | 114.51 | 801.54
2018-01 | 4 | 4.0006 | United Arab Emirates | Dubai | Infrastructure | Downtown Dubai | Tunnel & UGCP Modifications | EMAAR | Kadri | Award | 2018 |  | In situ concrete | F766.2 | Placing Of Concrete; Reinforced Concrete; Class Rc40/32; Location: The Lofts Underground Carpark; Beams; Type: B3; As Detailed On Drawing 60306175-A022-Dg-Str-1025: Detail A; Gridlines: Lofts 2-3 | 3 | m³ | AED | 114.51 | 343.52
2018-01 | 4 | 4.0006 | United Arab Emirates | Dubai | Infrastructure | Downtown Dubai | Tunnel & UGCP Modifications | EMAAR | Kadri | Award | 2018 |  | In situ concrete | F766.3 | Placing Of Concrete; Reinforced Concrete; Class Rc40/32; Location: The Lofts Underground Carpark; Beams; Type: B4; As Detailed On Drawing 60306175-A022-Dg-Str-1026: Section 6; Gridlines: Loft Xx - Xy | 2 | m³ | AED | 114.51 | 229.01
2018-01 | 4 | 4.0006 | United Arab Emirates | Dubai | Infrastructure | Downtown Dubai | Tunnel & UGCP Modifications | EMAAR | Kadri | Award | 2018 |  | In situ concrete | F766.4 | Placing Of Concrete; Reinforced Concrete; Class Rc40/32; Location: The Lofts Underground Carpark; Beams; Type: B5: As Detailed On Drawing 60306175-A022-Dg-Str-1026; Section 5; Gridlines: Lofts Xx - Yy | 2 | m³ | AED | 114.51 | 229.01
2018-01 | 4 | 4.0006 | United Arab Emirates | Dubai | Infrastructure | Downtown Dubai | Tunnel & UGCP Modifications | EMAAR | Kadri | Award | 2018 |  | In situ concrete | F766.5 | Placing Of Concrete; Reinforced Concrete; Class Rc40/32; Location: The Lofts Underground Carpark; Beams; Type: B6; As Detailed On Drawing 60306175-A022-Dg-Str-1026: Section 4; Gridlines: Lofts Xx - Xy | 1 | m³ | AED | 114.51 | 114.51
2018-01 | 4 | 4.0006 | United Arab Emirates | Dubai | Infrastructure | Downtown Dubai | Tunnel & UGCP Modifications | EMAAR | Kadri | Award | 2018 |  | In situ concrete | F732.3 | Placing Of Concrete; Reinforced Concrete; Class Rc40/32; Location: Smbr Boulevard Undergrounc Carpark; Suspended Slab; Thickness: 275Mm; As Detailed On Drawing 60306175-A022-Dg-Str-1022: Detail A; Gridlines: Ugcp 27-28 | 6 | m³ | AED | 114.51 | 687.03
2018-01 | 4 | 4.0006 | United Arab Emirates | Dubai | Infrastructure | Downtown Dubai | Tunnel & UGCP Modifications | EMAAR | Kadri | Award | 2018 |  | In situ concrete | F754 | Placing Of Concrete; Reinforced Concrete; Class Rc40/32; Location: Smbr Boulevard Undergrounc Carpark; Columns; C1; As Drawing 60306175-A022-Dg-Str-1024 And 1026: Section 3; Gridlines: 27 - 28 | 3 | m³ | AED | 114.51 | 343.52
2018-01 | 4 | 4.0006 | United Arab Emirates | Dubai | Infrastructure | Downtown Dubai | Tunnel & UGCP Modifications | EMAAR | Kadri | Award | 2018 |  | In situ concrete | F766.4 | Placing Of Concrete; Reinforced Concrete; Class Rc40/32; Location: Smbr Boulevard Undergrounc Carpark; Beams; Type: B1; As Detailed On Drawing 60306175-A022-Dg-Str-1022; Gridlines: Ugcp 27 To 28 | 7 | m³ | AED | 114.51 | 801.54
2018-01 | 4 | 4.0006 | United Arab Emirates | Dubai | Infrastructure | Downtown Dubai | Tunnel & UGCP Modifications | EMAAR | Kadri | Award | 2018 |  | In situ concrete | F735 | Location: Smbr Boulevard Underground Carpark: A Plot Openings; Suspended Slab; Thickness: 275Mm; As Detailed On Drawing 60306175-A022-Dg- Str-3012; Gridlines: Ugcp 29 - 31 | 8 | m³ | AED | 114.51 | 916.04
2018-01 | 4 | 4.0006 | United Arab Emirates | Dubai | Infrastructure | Downtown Dubai | Tunnel & UGCP Modifications | EMAAR | Kadri | Award | 2018 |  | In situ concrete | F735.1 | Location: Smbr Boulevard Underground Carpark: A Plot Openings; Columns; Thickness: 600Mm; As Detailed On Drawing 60306175-A022-Dg-Str-3012 Gridlines: Ugcp 30 | 5 | m³ | AED | 114.51 | 572.53
2018-01 | 4 | 4.0007 | United Arab Emirates | Dubai | Infrastructure | Downtown Dubai | Tunnel & UGCP Modifications | EMAAR | Kadri | Award | 2018 |  | In situ concrete | F735.2 | Location: Smbr Boulevard Underground Carpark: A Plot Openings; Columns; Thickness;600Mm; As Detailed On Drawing 60306175-A022-Dg-Str-3012; Gridlines: Ugcp 29 & 31 | 7 | m³ | AED | 114.51 | 801.54
2018-01 | 4 | 4.0007 | United Arab Emirates | Dubai | Infrastructure | Downtown Dubai | Tunnel & UGCP Modifications | EMAAR | Kadri | Award | 2018 |  | In situ concrete | F766.5 | Location: Smbr Boulevard Underground Carpark: A Plot Openings; Corbel Beams; As Detailed On Drawing 60306175-A022-Dg-Str-3012 And 3013 Gridlines: Ugcp 29, 30 & 31 | 2 | m³ | AED | 114.51 | 229.01
2018-01 | 4 | 4.0007 | United Arab Emirates | Dubai | Infrastructure | Downtown Dubai | Tunnel & UGCP Modifications | EMAAR | Kadri | Award | 2018 |  | In situ concrete | F766.6 | Location: Smbr Boulevard Underground Carpark: A Plot Openings; Beams; As Detailed On Drawing 60306175-A022-Dg-Str-3012 & 3013; Sections: D, A & C | 16 | m³ | AED | 114.51 | 1832.08
2018-01 | 4 | 4.0007 | United Arab Emirates | Dubai | Infrastructure | Downtown Dubai | Tunnel & UGCP Modifications | EMAAR | Kadri | Award | 2018 |  | Concrete Ancillaries | G315 | Formwork; Formwork: Smooth Finish; Location: The Lofts Tunnel; To Suspended Slab; Plane Horizontal; Width: 4.6M; As Detailed On Drawing 60306175-A022-Dg-Str-1100 And 1101 | 80 | m² | AED | 916.04 | 73283.21
2018-01 | 4 | 4.0007 | United Arab Emirates | Dubai | Infrastructure | Downtown Dubai | Tunnel & UGCP Modifications | EMAAR | Kadri | Award | 2018 |  | Concrete Ancillaries | G321 | Formwork; Formwork: Smooth Finish; Location: The Lofts Tunnel; To Suspended Slab; Plane Sloping; Width: 600Mm; As Detailed On Drawing 60306175-A022-Dg-Str-1100 And 1101 | 34 | m | AED | 916.04 | 31145.37
2018-01 | 4 | 4.0007 | United Arab Emirates | Dubai | Infrastructure | Downtown Dubai | Tunnel & UGCP Modifications | EMAAR | Kadri | Award | 2018 |  | Concrete Ancillaries | G341 | Formwork; Formwork: Smooth Finish; Location: The Lofts Tunnel; To Base Slab; Plane Vertical: Width: 550Mm; As Detailed On Drawing 60306175-A022-Dg-Str-1100 And 1101 | 34 | m | AED | 916.04 | 31145.37
2018-01 | 4 | 4.0007 | United Arab Emirates | Dubai | Infrastructure | Downtown Dubai | Tunnel & UGCP Modifications | EMAAR | Kadri | Award | 2018 |  | Concrete Ancillaries | G341.1 | Formwork; Formwork: Smooth Finish; Location: The Lofts Tunnel; To Suspended Slab; Plane Vertical; Width: 550Mm; As Detailed On Drawing 60306175-A022-Dg-Str-1100 And 1101 | 34 | m | AED | 916.04 | 31145.37
2018-01 | 4 | 4.0007 | United Arab Emirates | Dubai | Infrastructure | Downtown Dubai | Tunnel & UGCP Modifications | EMAAR | Kadri | Award | 2018 |  | Concrete Ancillaries | G344 | Formwork; Formwork: Smooth Finish; Location: The Lofts Tunnel; To Beams; Plane Vertical; Width: 0.40 -1.22 M; As Detailed On Drawing 60306175-A022-Dg-Str-1101: Detail: 1 &3 | 21 | m² | AED | 916.04 | 19236.84
2018-01 | 4 | 4.0007 | United Arab Emirates | Dubai | Infrastructure | Downtown Dubai | Tunnel & UGCP Modifications | EMAAR | Kadri | Award | 2018 |  | Concrete Ancillaries | G345 | Formwork; Formwork: Smooth Finish; Location: The Lofts Tunnel; To Walls; Plane Vertical; Width: 2.5M; As Detailed On Drawing 60306175-A022-Dg-Str-1101: Section B | 162 | m² | AED | 916.04 | 148398.51
2018-01 | 4 | 4.0007 | United Arab Emirates | Dubai | Infrastructure | Downtown Dubai | Tunnel & UGCP Modifications | EMAAR | Kadri | Award | 2018 |  | Concrete Ancillaries | G344.1 | Location: Smbr Boulevard; Traffic Sign Foundation; Plane Vertical; Width: 0.40 - 1.22 M; As Detailed On Drawing 60306175-Sht-30-Blvd-Cr-1106: Section 500 | 1 | m² | AED | 916.04 | 916.04
2018-01 | 4 | 4.0008 | United Arab Emirates | Dubai | Infrastructure | Downtown Dubai | Tunnel & UGCP Modifications | EMAAR | Kadri | Award | 2018 |  | Concrete Ancillaries | G313 | Formwork; Formwork: Smooth Finish; Location: The Lofts Underground Carpark; To Beam Type: B3; Plane Horizontal Width: 300Mm; As Detailed On Drawing 60306175-A022-Dg-Str-1025: Detail A ~ | 2 | m² | AED | 916.04 | 1832.08
2018-01 | 4 | 4.0008 | United Arab Emirates | Dubai | Infrastructure | Downtown Dubai | Tunnel & UGCP Modifications | EMAAR | Kadri | Award | 2018 |  | Concrete Ancillaries | G313.1 | Formwork; Formwork: Smooth Finish; Location: The Lofts Underground Carpark; To Beam Type: B4; Plane Horizontal; Width: 300Mm; As On Drawing 60306175-A022-Dg-Str-1026: Section 6 | 1 | m² | AED | 916.04 | 916.04
2018-01 | 4 | 4.0008 | United Arab Emirates | Dubai | Infrastructure | Downtown Dubai | Tunnel & UGCP Modifications | EMAAR | Kadri | Award | 2018 |  | Concrete Ancillaries | G314 | Formwork; Formwork: Smooth Finish; Location: The Lofts Underground Carpark; To Beam Type: B2; Plane Horizontal; Width: 400Mm; As Detailed On Drawing 60306175-A022-Dg-Str-1025: Detail B ~ | 3 | m² | AED | 916.04 | 2748.12
2018-01 | 4 | 4.0008 | United Arab Emirates | Dubai | Infrastructure | Downtown Dubai | Tunnel & UGCP Modifications | EMAAR | Kadri | Award | 2018 |  | Concrete Ancillaries | G315.1 | Formwork; Formwork: Smooth Finish; Location: The Lofts Underground Carpark; To Suspended Slabs; Plane Horizontal; Width: 5M; As Detailed On Drawing 60306175-A022-Dg-Str-1022: Gridlines: Lofts Xx - Xy | 54 | m² | AED | 916.04 | 49466.17
2018-01 | 4 | 4.0008 | United Arab Emirates | Dubai | Infrastructure | Downtown Dubai | Tunnel & UGCP Modifications | EMAAR | Kadri | Award | 2018 |  | Concrete Ancillaries | G343 | Formwork; Formwork: Smooth Finish; Location: The Lofts Underground Carpark; To Beam Type: B3; Plane Vertical; Width: 300Mm; As Detailed On Drawing 60306175-A022-Dg-Str-1025: Detail A ~ | 14 | m² | AED | 916.04 | 12824.56
2018-01 | 4 | 4.0008 | United Arab Emirates | Dubai | Infrastructure | Downtown Dubai | Tunnel & UGCP Modifications | EMAAR | Kadri | Award | 2018 |  | Concrete Ancillaries | G343.1 | Formwork; Formwork: Smooth Finish; Location: The Lofts Underground Carpark; To Beam: Type B4; Plane Vertical; Width: 300Mm; As On Drawing 60306175-A022-Dg-Str-1026: Section 6 | 20 | m² | AED | 916.04 | 18320.8
2018-01 | 4 | 4.0008 | United Arab Emirates | Dubai | Infrastructure | Downtown Dubai | Tunnel & UGCP Modifications | EMAAR | Kadri | Award | 2018 |  | Concrete Ancillaries | G343.2 | Formwork; Formwork: Smooth Finish; Location: The Lofts Underground Carpark; To Columns: Type: C4 & C5; Plane Vertical; Width: 300Mm; As On Drawing 60306175-A022-Dg-Str-1026: Section 6 | 6 | m² | AED | 916.04 | 5496.24
2018-01 | 4 | 4.0008 | United Arab Emirates | Dubai | Infrastructure | Downtown Dubai | Tunnel & UGCP Modifications | EMAAR | Kadri | Award | 2018 |  | Concrete Ancillaries | G344.2 | Formwork; Formwork: Smooth Finish; Location: The Lofts Underground Carpark; To Beam: Type: B2; Plane Vertical; Width: 400Mm; As Detailed On Drawing 60306175-A022-Dg-Str-1025: Detail B | 37 | m² | AED | 916.04 | 33893.49
2018-01 | 4 | 4.0008 | United Arab Emirates | Dubai | Infrastructure | Downtown Dubai | Tunnel & UGCP Modifications | EMAAR | Kadri | Award | 2018 |  | Concrete Ancillaries | G344.3 | Formwork; Formwork: Smooth Finish; Location: The Lofts Underground Carpark; To Columns: Type: C2 & C3 Plane Vertical; Width: 0.4-1.22Mm; As Detailed On Drawing 60306175-A022-Dg-Str-1025: Details A And B | 26 | m² | AED | 916.04 | 23817.04
2018-01 | 4 | 4.0008 | United Arab Emirates | Dubai | Infrastructure | Downtown Dubai | Tunnel & UGCP Modifications | EMAAR | Kadri | Award | 2018 |  | Concrete Ancillaries | G314.1 | Formwork; Formwork: Smooth Finish; Location: Smbr Underground Carpark; To Beam: Type: B1; Plane Horizontal; Width: 450Mm; As Detailed On Drawing 60306175-A022-Dg-Str-1026:Section 3 | 3 | m² | AED | 916.04 | 2748.12
2018-01 | 4 | 4.0008 | United Arab Emirates | Dubai | Infrastructure | Downtown Dubai | Tunnel & UGCP Modifications | EMAAR | Kadri | Award | 2018 |  | Concrete Ancillaries | G324 | Formwork; Formwork: Smooth Finish; Location: Smbr Underground Carpark; To Beam; Type: B1; Plane Slop; Width: 450Mm; As Detailed On Drawing 60306175-A022-Dg-Str-1026:Section 3 | 1 | m² | AED | 916.04 | 916.04
2018-01 | 4 | 4.0009 | United Arab Emirates | Dubai | Infrastructure | Downtown Dubai | Tunnel & UGCP Modifications | EMAAR | Kadri | Award | 2018 |  | Concrete Ancillaries | G345.1 | Formwork; Formwork: Smooth Finish; Location: Smbr Underground Carpark; To Beam; Type B1; Plane Vertical; Width: 2.2M; As Detailed On Drawing 60306175-A022-Dg-Str-1026; Section 3 | 28 | m² | AED | 916.04 | 25649.13
2018-01 | 4 | 4.0009 | United Arab Emirates | Dubai | Infrastructure | Downtown Dubai | Tunnel & UGCP Modifications | EMAAR | Kadri | Award | 2018 |  | Concrete Ancillaries | G344.4 | Formwork; Formwork: Smooth Finish; Location: Smbr Underground Carpark; To Columns; Plane Vertical; Width: 800Mm; As Detailed On Drawing 60306175-A022-Dg-Str-1026: Section 3 | 9 | m² | AED | 916.04 | 8244.36
2018-01 | 4 | 4.0009 | United Arab Emirates | Dubai | Infrastructure | Downtown Dubai | Tunnel & UGCP Modifications | EMAAR | Kadri | Award | 2018 |  | Concrete Ancillaries | G314.2 | Location: Smbr Underground Carpark: A Plot Openings; To Beams: Plane Horizontal; Width: 600Mm; As Detailed On Drawing 60306175-A022-Dg-Str-3012 & 3013 Section A: Gridline Ugcp 29-31 | 17 | m² | AED | 916.04 | 15572.68
2018-01 | 4 | 4.0009 | United Arab Emirates | Dubai | Infrastructure | Downtown Dubai | Tunnel & UGCP Modifications | EMAAR | Kadri | Award | 2018 |  | Concrete Ancillaries | G315.2 | Location: Smbr Underground Carpark: A Plot Openings; To Suspended Slab; Plane Horizontal; Width: Exceeding 1.22M; As Detailed On Drawing 60306175-A022-Dg-Str-3012 | 30 | m² | AED | 916.04 | 27481.21
2018-01 | 4 | 4.0009 | United Arab Emirates | Dubai | Infrastructure | Downtown Dubai | Tunnel & UGCP Modifications | EMAAR | Kadri | Award | 2018 |  | Concrete Ancillaries | G344.5 | Location: Smbr Underground Carpark: A Plot Openings; To Beams: Plane Vertical; Width: 0.4 -1.2M; As Detailed On Drawing 60306175-A022-Dg-Str-3012 & 3013 Section A: Gridline Ugcp 29-31 | 55 | m² | AED | 916.04 | 50382.21
2018-01 | 4 | 4.0009 | United Arab Emirates | Dubai | Infrastructure | Downtown Dubai | Tunnel & UGCP Modifications | EMAAR | Kadri | Award | 2018 |  | Concrete Ancillaries | G345.2 | Location: Smbr Underground Carpark: A Plot Openings; To Columns: Plane Vertical; Width: Exceeding 1.2M; As Detailed On Drawing 60306175-A022-Dg-Str-3012 & 3013 | 54 | m² | AED | 916.04 | 49466.17
2018-01 | 4 | 4.0009 | United Arab Emirates | Dubai | Infrastructure | Downtown Dubai | Tunnel & UGCP Modifications | EMAAR | Kadri | Award | 2018 |  | Concrete Ancillaries | G529 | Reinforcement; Deformed High Yield Steel Bars To Bs4449: 2005;; Various Diameters | 40.46 | t | AED | 4809.21 | 194580.67
2018-01 | 4 | 4.0009 | United Arab Emirates | Dubai | Infrastructure | Downtown Dubai | Tunnel & UGCP Modifications | EMAAR | Kadri | Award | 2018 |  | Concrete Ancillaries | G529.1 | Location: The Lofts Underground Carpark; Various Diameters | 8.27 | t | AED | 4809.21 | 39772.17
2018-01 | 4 | 4.0009 | United Arab Emirates | Dubai | Infrastructure | Downtown Dubai | Tunnel & UGCP Modifications | EMAAR | Kadri | Award | 2018 |  | Concrete Ancillaries | G529.2 | Location: Boulevard Underground; Various Diameters | 4.55 | t | AED | 4809.21 | 21881.91
2018-01 | 4 | 4.0009 | United Arab Emirates | Dubai | Infrastructure | Downtown Dubai | Tunnel & UGCP Modifications | EMAAR | Kadri | Award | 2018 |  | Concrete Ancillaries | G529.3 | Location: Boulevard Underground Carpark: A Plot Openings; Various Diameters | 8.26 | t | AED | 4809.21 | 39724.08
2018-01 | 4 | 4.001 | United Arab Emirates | Dubai | Infrastructure | Downtown Dubai | Tunnel & UGCP Modifications | EMAAR | Kadri | Award | 2018 |  | Concrete Ancillaries | G690 | Joints And Concrete Accessories; Joints And Concrete Accessories Including All Inserts, Grouting, Finishing To Top And Formed Surfaces, Epoxy Paint, Sleeves, Plugs; All As Drawing 60306175-A022-Dg-Str-1101: Details 1 To 7; Location: The Lofts Tunnel; Absorbent Compressible Joint Filler; Thickness: 25Mm | 32 | m | AED | 1946.59 | 62290.73
2018-01 | 4 | 4.001 | United Arab Emirates | Dubai | Infrastructure | Downtown Dubai | Tunnel & UGCP Modifications | EMAAR | Kadri | Award | 2018 |  | Concrete Ancillaries | G653 | Joints And Concrete Accessories; Joints And Concrete Accessories Including All Inserts, Grouting, Finishing To Top And Formed Surfaces, Epoxy Paint, Sleeves, Plugs; All As Drawing 60306175-A022-Dg-Str-1101: Details 1 To 7; Location: The Lofts Tunnel; Nternal And External Water Stops | 95 | m | AED | 858.79 | 81584.83
2018-01 | 4 | 4.001 | United Arab Emirates | Dubai | Infrastructure | Downtown Dubai | Tunnel & UGCP Modifications | EMAAR | Kadri | Award | 2018 |  | Concrete Ancillaries | G671 | Joints And Concrete Accessories; Joints And Concrete Accessories Including All Inserts, Grouting, Finishing To Top And Formed Surfaces, Epoxy Paint, Sleeves, Plugs; All As Drawing 60306175-A022-Dg-Str-1101: Details 1 To 7; Location: The Lofts Tunnel; Polysulphide Joint Sealant; Width: 25Mm | 95 | m | AED | 343.52 | 32633.93
2018-01 | 4 | 4.001 | United Arab Emirates | Dubai | Infrastructure | Downtown Dubai | Tunnel & UGCP Modifications | EMAAR | Kadri | Award | 2018 |  | Concrete Ancillaries | G682 | Joints And Concrete Accessories; Joints And Concrete Accessories Including All Inserts, Grouting, Finishing To Top And Formed Surfaces, Epoxy Paint, Sleeves, Plugs; All As Drawing 60306175-A022-Dg-Str-1101: Details 1 To 7; Location: The Lofts Tunnel; Dowel Bars Rubber With Rubber | 104 | Nr | AED | 343.52 | 35725.57
2018-01 | 4 | 4.001 | United Arab Emirates | Dubai | Infrastructure | Downtown Dubai | Tunnel & UGCP Modifications | EMAAR | Kadri | Award | 2018 |  | Concrete Ancillaries | G844 | Joints And Concrete Accessories; Joints And Concrete Accessories Including All Inserts, Grouting, Finishing To Top And Formed Surfaces, Epoxy Paint, Sleeves, Plugs; All As Drawing 60306175-A022-Dg-Str-1101: Details 1 To 7; Location: The Lofts Tunnel; Grouting Tube | 95 | m | AED | 343.52 | 32633.93
2018-01 | 4 | 4.001 | United Arab Emirates | Dubai | Infrastructure | Downtown Dubai | Tunnel & UGCP Modifications | EMAAR | Kadri | Award | 2018 |  | Concrete Ancillaries | G844.1 | Joints And Concrete Accessories; Joints And Concrete Accessories Including All Inserts, Grouting, Finishing To Top And Formed Surfaces, Epoxy Paint, Sleeves, Plugs; All As Drawing 60306175-A022-Dg-Str-1101: Details 1 To 7; Location: The Lofts & Smbr Underground Carpark; Grouting Tube | 10 | m | AED | 343.52 | 3435.15
2018-01 | 4 | 4.001 | United Arab Emirates | Dubai | Infrastructure | Downtown Dubai | Tunnel & UGCP Modifications | EMAAR | Kadri | Award | 2018 |  | Concrete Ancillaries | G900 | Joints And Concrete Accessories; Joints And Concrete Accessories Including All Inserts, Grouting, Finishing To Top And Formed Surfaces, Epoxy Paint, Sleeves, Plugs; All As Drawing 60306175-A022-Dg-Str-1101: Details 1 To 7; Location: The Lofts & Smbr Underground Carpark; Structural Styrofoam | 10 | m³ | AED | 1145.05 | 11450.5
2018-01 | 4 | 4.001 | United Arab Emirates | Dubai | Infrastructure | Downtown Dubai | Tunnel & UGCP Modifications | EMAAR | Kadri | Award | 2018 |  | Pipework - Pipes | I622 | Potable Water System Installation; Location: Smbr Boulevard; Excavation To Expose Existing Potable Water Mains Ready To Receive Protection (Protection Measured Separately); Including All Disposal And Subsequent Backfilling And Compaction; As Drawing: 60306175-Sht-30-Blvt-Ur-2101 (Provisional); Trenches; Depth Not Exceeding 1.5M For 300Mm Nominal Bore Pipe | 10 | m | AED | 577.11 | 5771.05
2018-01 | 4 | 4.001 | United Arab Emirates | Dubai | Infrastructure | Downtown Dubai | Tunnel & UGCP Modifications | EMAAR | Kadri | Award | 2018 |  | Pipework - Pipes | I622 | Trenches; Depth Not Exceeding 1.5M For 300Mm Nominal Bore Pipe | 30 | m | AED | 577.11 | 17313.16
2018-01 | 4 | 4.0011 | United Arab Emirates | Dubai | Infrastructure | Downtown Dubai | Tunnel & UGCP Modifications | EMAAR | Kadri | Award | 2018 |  | Pipework - Supports And Protection | L511 | Electricity Installations; Surrounds; Location: Smbr Boulevard; Surrounds; Sand Fill; As Detailed Drawing 60306175-Sht-30-M004-Up-3901; To Existing 1 Way Low Voltage Cable Duct; Diameter: 150Mm | 9 | m | AED | 687.03 | 6183.27
2018-01 | 4 | 4.0011 | United Arab Emirates | Dubai | Infrastructure | Downtown Dubai | Tunnel & UGCP Modifications | EMAAR | Kadri | Award | 2018 |  | Pipework - Supports And Protection | L511.1 | Electricity Installations; Surrounds; Location: Smbr Boulevard; Surrounds; Sand Fill; As Detailed Drawing 60306175-Sht-30-M004-Up-3901; To Existing 2 No. Of 1 Way 11 Kv Cable Ducts; Diameter: 150Mm | 18 | m | AED | 916.04 | 16488.72
2018-01 | 4 | 4.0011 | United Arab Emirates | Dubai | Infrastructure | Downtown Dubai | Tunnel & UGCP Modifications | EMAAR | Kadri | Award | 2018 |  | Pipework - Supports And Protection | L551 | Location: Al' Saada Road; Surrounds; Reinforced Concrete Class 30/20/S Protection As Detailed Drawing: 60306175-Sht-30-Blvt-Up-3201 (Provisional); Precast Slabs Protection To Dewa-132 Kv In Through | 7 | m | AED | 8015.35 | 56107.46
2018-01 | 4 | 4.0011 | United Arab Emirates | Dubai | Infrastructure | Downtown Dubai | Tunnel & UGCP Modifications | EMAAR | Kadri | Award | 2018 |  | Pipework - Supports And Protection | L590 | Portable Water System Installation; Surrounds; Surrounds; Steel Sleeve Protection With Concrete Class 30/20/S To The Existing Lines Including Shutdowns As Necessary; As Detail Drawing 60306175-Sht-30-Blvd-Sd-2911 And Drawing 60306175-Sht-30-Blvd-Uw-2201 (Provisional); To Pipes; Diameter; 300Mm | 17 | m | AED | 9732.93 | 165459.76
2018-01 | 4 | 4.0011 | United Arab Emirates | Dubai | Infrastructure | Downtown Dubai | Tunnel & UGCP Modifications | EMAAR | Kadri | Award | 2018 |  | Miscellaneous Metalwork | N620 | Metalwork; Steel Channel Grating And Frame; As Drawing 60306175-A022-Dg-Mpd-5050 And 5051; Location: The Lofts Underground Carpark; Steel Grating To Drainage Channel; Location: Basement 2; Gridlines: Loft Xx - Xy; Size: 200 X 200Mm; Type: D400 | 2 | m | AED | 2290.1 | 4580.2
2018-01 | 4 | 4.0011 | United Arab Emirates | Dubai | Infrastructure | Downtown Dubai | Tunnel & UGCP Modifications | EMAAR | Kadri | Award | 2018 |  | Miscellaneous Metalwork | N620.1 | Metalwork; Steel Channel Grating And Frame; As Drawing 60306175-A022-Dg-Mpd-5050 And 5051; Location: The Lofts Underground Carpark; Steel Grating To Drainage Channel; Location: Basement 1; Gridlines: Xx; Size: 200 X 200Mm; Type: D400 | 5 | m | AED | 2290.1 | 11450.5
2018-01 | 4 | 4.0011 | United Arab Emirates | Dubai | Infrastructure | Downtown Dubai | Tunnel & UGCP Modifications | EMAAR | Kadri | Award | 2018 |  | Roads And Pavings | R115 | Unbound Sub-Base; Location: Smbr Boulevard; Aggregate Sub Base; Depth: 150Mm; Cbr > 80% To Footpath | 66 | m² | AED | 91.6 | 6045.87
2018-01 | 4 | 4.0011 | United Arab Emirates | Dubai | Infrastructure | Downtown Dubai | Tunnel & UGCP Modifications | EMAAR | Kadri | Award | 2018 |  | Roads And Pavings | R115.1 | Unbound Sub-Base; Location: Smbr Boulevard; Aggregate Sub Base; Depth: 150Mm; Cbr > 80% To Traffic Island | 53 | m² | AED | 91.6 | 4855.01
2018-01 | 4 | 4.0011 | United Arab Emirates | Dubai | Infrastructure | Downtown Dubai | Tunnel & UGCP Modifications | EMAAR | Kadri | Award | 2018 |  | Roads And Pavings | R117 | Unbound Sub-Base; Location: Smbr Boulevard; Aggregate Sub Base; Depth: 250Mm; Cbr > 80% To Road | 286 | m² | AED | 91.6 | 26198.75
2018-01 | 4 | 4.0011 | United Arab Emirates | Dubai | Infrastructure | Downtown Dubai | Tunnel & UGCP Modifications | EMAAR | Kadri | Award | 2018 |  | Roads And Pavings | R117.1 | Location: Al' Saada Road; Aggregate Sub Base; Depth: 150Mm; Cbr >80% To Road | 29 | m² | AED | 91.6 | 2656.52
2018-01 | 4 | 4.0011 | United Arab Emirates | Dubai | Infrastructure | Downtown Dubai | Tunnel & UGCP Modifications | EMAAR | Kadri | Award | 2018 |  | Roads And Pavings | R211 | Cement And Other Hydraulically Bound Pavements; Location: Smbr Boulevard; Mortar Bedding; Depth: 25Mm To Road | 286 | m² | AED | 114.51 | 32748.44
2018-01 | 4 | 4.0012 | United Arab Emirates | Dubai | Infrastructure | Downtown Dubai | Tunnel & UGCP Modifications | EMAAR | Kadri | Award | 2018 |  | Roads And Pavings | R211.1 | Cement And Other Hydraulically Bound Pavements; Location: Smbr Boulevard; Mortar Bedding; Depth: 25Mm To Traffic Island | 53 | m² | AED | 114.51 | 6068.77
2018-01 | 4 | 4.0012 | United Arab Emirates | Dubai | Infrastructure | Downtown Dubai | Tunnel & UGCP Modifications | EMAAR | Kadri | Award | 2018 |  | Roads And Pavings | R211.2 | Cement And Other Hydraulically Bound Pavements; Location: Smbr Boulevard; Mortar Bedding; Depth: 25Mm To Footpath | 66 | m² | AED | 114.51 | 7557.33
2018-01 | 4 | 4.0012 | United Arab Emirates | Dubai | Infrastructure | Downtown Dubai | Tunnel & UGCP Modifications | EMAAR | Kadri | Award | 2018 |  | Roads And Pavings | R211.3 | Location: Al' Saada Road; Mortar Bedding; Depth: 25Mm To Road | 29 | m² | AED | 114.51 | 3320.65
2018-01 | 4 | 4.0012 | United Arab Emirates | Dubai | Infrastructure | Downtown Dubai | Tunnel & UGCP Modifications | EMAAR | Kadri | Award | 2018 |  | Roads And Pavings | R335 | Bituminous Bound Pavements; Location: Smbr Boulevard; Aggregate Road Base; Depth: 150Mm; Cbr ≥ 80% To Footpath | 66 | m² | AED | 91.6 | 6045.87
2018-01 | 4 | 4.0012 | United Arab Emirates | Dubai | Infrastructure | Downtown Dubai | Tunnel & UGCP Modifications | EMAAR | Kadri | Award | 2018 |  | Roads And Pavings | R337 | Bituminous Bound Pavements; Location: Smbr Boulevard; Aggregate Road Base; Depth: 250Mm; Cbr ≥80% To Road | 286 | m² | AED | 91.6 | 26198.75
2018-01 | 4 | 4.0012 | United Arab Emirates | Dubai | Infrastructure | Downtown Dubai | Tunnel & UGCP Modifications | EMAAR | Kadri | Award | 2018 |  | Roads And Pavings | R337.1 | Bituminous Bound Pavements; Location: Smbr Boulevard; Aggregate Road Base; Depth: 250Mm; Cbr ≥ 80% To Traffic Island | 53 | m² | AED | 91.6 | 4855.01
2018-01 | 4 | 4.0012 | United Arab Emirates | Dubai | Infrastructure | Downtown Dubai | Tunnel & UGCP Modifications | EMAAR | Kadri | Award | 2018 |  | Roads And Pavings | R337.2 | Location: Al' Saada Road; Aggregate Road Base; Depth: 250Mm; Cbr ≥ 80% To Road | 29 | m² | AED | 91.6 | 2656.52
2018-01 | 4 | 4.0012 | United Arab Emirates | Dubai | Infrastructure | Downtown Dubai | Tunnel & UGCP Modifications | EMAAR | Kadri | Award | 2018 |  | Roads And Pavings | R554 | Concrete Pavements; Location: Smbr Boulevard; Concrete Bedding; Depth: 100Mm To Road | 286 | m² | AED | 206.11 | 58947.19
2018-01 | 4 | 4.0012 | United Arab Emirates | Dubai | Infrastructure | Downtown Dubai | Tunnel & UGCP Modifications | EMAAR | Kadri | Award | 2018 |  | Roads And Pavings | R554.1 | Concrete Pavements; Location: Smbr Boulevard; Concrete Bedding; Depth: 100Mm To Traffic Island | 53 | m² | AED | 206.11 | 10923.78
2018-01 | 4 | 4.0012 | United Arab Emirates | Dubai | Infrastructure | Downtown Dubai | Tunnel & UGCP Modifications | EMAAR | Kadri | Award | 2018 |  | Roads And Pavings | R554.2 | Location: Al' Saada Road; Concrete Bedding; Depth: 100Mm To Road | 29 | m² | AED | 206.11 | 5977.16
2018-01 | 4 | 4.0013 | United Arab Emirates | Dubai | Infrastructure | Downtown Dubai | Tunnel & UGCP Modifications | EMAAR | Kadri | Award | 2018 |  | Roads And Pavings | R667 | Joints In Concrete Pavements; Tying To Existing Pavement Including Breaking Out Existing Pavement, Saw Cutting, Vertical Tack Coat, Milling (If Reguired) And All Necessary Preparation Work As Drawing 60306175-A004-Dg-Arc-5023 Detail 5 And Drawing 60306175-A004-Dg-Arc-5051; Location: Al' Saada Road; Tie-In To Existing Road | 7 | m | AED | 1145.05 | 8015.35
2018-01 | 4 | 4.0013 | United Arab Emirates | Dubai | Infrastructure | Downtown Dubai | Tunnel & UGCP Modifications | EMAAR | Kadri | Award | 2018 |  | Roads And Pavings | R711 | Kerbs, Channels, Edgings, Footways And Paved Areas; Hydraulically Pressed Precast Kerbs; Including Concrete Class 25/20 Bed And Backing And All Necessary Excavation, Disposal And Formwork; Bedded 20Mm Thick And Jointed In Dry Mix Mortar 1:3; As Drawing 60306175-A004-Dg-Arc-5050, 5051, 5052 & 5023; Location: Smbr Boulevard; Upstand Kerbs: 150 X 305Mm | 90 | m | AED | 400.77 | 36069.08
2018-01 | 4 | 4.0013 | United Arab Emirates | Dubai | Infrastructure | Downtown Dubai | Tunnel & UGCP Modifications | EMAAR | Kadri | Award | 2018 |  | Roads And Pavings | R714 | Kerbs, Channels, Edgings, Footways And Paved Areas; Hydraulically Pressed Precast Kerbs; Including Concrete Class 25/20 Bed And Backing And All Necessary Excavation, Disposal And Formwork; Bedded 20Mm Thick And Jointed In Dry Mix Mortar 1:3; As Drawing 60306175-A004-Dg-Arc-5050, 5051, 5052 & 5023; Location: Smbr Boulevard; Drop Kerbs: 150 X 305Mm | 7 | Nr | AED | 400.77 | 2805.37
2018-01 | 4 | 4.0013 | United Arab Emirates | Dubai | Infrastructure | Downtown Dubai | Tunnel & UGCP Modifications | EMAAR | Kadri | Award | 2018 |  | Roads And Pavings | R714.1 | Kerbs, Channels, Edgings, Footways And Paved Areas; Hydraulically Pressed Precast Kerbs; Including Concrete Class 25/20 Bed And Backing And All Necessary Excavation, Disposal And Formwork; Bedded 20Mm Thick And Jointed In Dry Mix Mortar 1:3; As Drawing 60306175-A004-Dg-Arc-5050, 5051, 5052 & 5023; Location: Smbr Boulevard; Drop Kerbs;150 X 210Mm | 7 | Nr | AED | 400.77 | 2805.37
2018-01 | 4 | 4.0013 | United Arab Emirates | Dubai | Infrastructure | Downtown Dubai | Tunnel & UGCP Modifications | EMAAR | Kadri | Award | 2018 |  | Roads And Pavings | R714.2 | Kerbs, Channels, Edgings, Footways And Paved Areas; Hydraulically Pressed Precast Kerbs; Including Concrete Class 25/20 Bed And Backing And All Necessary Excavation, Disposal And Formwork; Bedded 20Mm Thick And Jointed In Dry Mix Mortar 1:3; As Drawing 60306175-A004-Dg-Arc-5050, 5051, 5052 & 5023; Location: Smbr Boulevard; Flushed Kerbs;150 X 210Mm | 117 | Nr | AED | 400.77 | 46889.81
2018-01 | 4 | 4.0013 | United Arab Emirates | Dubai | Infrastructure | Downtown Dubai | Tunnel & UGCP Modifications | EMAAR | Kadri | Award | 2018 |  | Roads And Pavings | R715 | Kerbs, Channels, Edgings, Footways And Paved Areas; Hydraulically Pressed Precast Kerbs; Including Concrete Class 25/20 Bed And Backing And All Necessary Excavation, Disposal And Formwork; Bedded 20Mm Thick And Jointed In Dry Mix Mortar 1:3; As Drawing 60306175-A004-Dg-Arc-5050, 5051, 5052 & 5023; Location: Smbr Boulevard; Transition Kerbs | 4 | Nr | AED | 400.77 | 1603.07
2018-01 | 4 | 4.0013 | United Arab Emirates | Dubai | Infrastructure | Downtown Dubai | Tunnel & UGCP Modifications | EMAAR | Kadri | Award | 2018 |  | Roads And Pavings | R711.1 | Location: Al1 Saada Road; Upstand Kerbs: 150 X 305Mm | 15 | m | AED | 400.77 | 6011.51
2018-01 | 4 | 4.0013 | United Arab Emirates | Dubai | Infrastructure | Downtown Dubai | Tunnel & UGCP Modifications | EMAAR | Kadri | Award | 2018 |  | Roads And Pavings | R711.2 | Location: The Lofts Tunnel; Upstand Kerbs: 150 X 305Mm | 36 | m | AED | 400.77 | 14427.63
2018-01 | 4 | 4.0013 | United Arab Emirates | Dubai | Infrastructure | Downtown Dubai | Tunnel & UGCP Modifications | EMAAR | Kadri | Award | 2018 |  | Roads And Pavings | R711.3 | Location: The Lofts Underground Carpark; Upstand Kerbs: 150X305Mm | 59 | m | AED | 400.77 | 23645.29
2018-01 | 4 | 4.0014 | United Arab Emirates | Dubai | Infrastructure | Downtown Dubai | Tunnel & UGCP Modifications | EMAAR | Kadri | Award | 2018 |  | Roads And Pavings | R711.4 | Location: Smbr Underground Carpark; Upstand Kerbs: 150X305Mm | 12 | m | AED | 400.77 | 4809.21
2018-01 | 4 | 4.0014 | United Arab Emirates | Dubai | Infrastructure | Downtown Dubai | Tunnel & UGCP Modifications | EMAAR | Kadri | Award | 2018 |  | Roads And Pavings | R750 | Kerbs, Channels, Edgings, Footways And Paved Areas; Granite Paving For Footpath; Colour To Match Existing; As Per Drawing 60306175-A004-Dg-Arc-5052, 5023 And Cross Section 60306175-Sht-30-Blvd-Cr-0600; Location: Smbr Boulevard; Granite Paving To Footpath; Thickness: 40Mm | 62 | m² | AED | 1145.05 | 70993.11
2018-01 | 4 | 4.0014 | United Arab Emirates | Dubai | Infrastructure | Downtown Dubai | Tunnel & UGCP Modifications | EMAAR | Kadri | Award | 2018 |  | Roads And Pavings | R750.1 | Pre-Cast Concrete Paving For Pedestrian Crossings; As Drawing 60306175-A022-Dg Arc-5050, 5052 And Drawing 60306175-A004-Dg-Arc-5023; Location: Smbr Boulevard; Concrete Blocks Paving To Road; Thickness: 100Mm | 286 | m² | AED | 206.11 | 58947.19
2018-01 | 4 | 4.0014 | United Arab Emirates | Dubai | Infrastructure | Downtown Dubai | Tunnel & UGCP Modifications | EMAAR | Kadri | Award | 2018 |  | Roads And Pavings | R750.2 | Pre-Cast Concrete Paving For Pedestrian Crossings; As Drawing 60306175-A022-Dg Arc-5050, 5052 And Drawing 60306175-A004-Dg-Arc-5023; Location: Smbr Boulevard; Concrete Paving To Traffic Island; Thickness: 100Mm | 53 | m² | AED | 206.11 | 10923.78
2018-01 | 4 | 4.0014 | United Arab Emirates | Dubai | Infrastructure | Downtown Dubai | Tunnel & UGCP Modifications | EMAAR | Kadri | Award | 2018 |  | Roads And Pavings | R750.3 | Pre-Cast Concrete Paving For Pedestrian Crossings; As Drawing 60306175-A022-Dg Arc-5050, 5052 And Drawing 60306175-A004-Dg-Arc-5023; Location: Smbr Boulevard; Tactile Pavings; Width: 300Mm | 4 | m² | AED | 206.11 | 824.44
2018-01 | 4 | 4.0014 | United Arab Emirates | Dubai | Infrastructure | Downtown Dubai | Tunnel & UGCP Modifications | EMAAR | Kadri | Award | 2018 |  | Roads And Pavings | R812 | Ancillaries; Warning And Regulatory Traffic Signs Complete With Painted Mounting Posts And Foundations; Including All Excavation And Disposal; As Drawings 60306175-A004-Dg Arc-5016 And 5017; Location: The Lofts Tunnel; Height Limits 2.4M (S117) Sign Panel | 1 | Nr | AED | 5725.25 | 5725.25
2018-01 | 4 | 4.0014 | United Arab Emirates | Dubai | Infrastructure | Downtown Dubai | Tunnel & UGCP Modifications | EMAAR | Kadri | Award | 2018 |  | Roads And Pavings | R812.1 | Ancillaries; Warning And Regulatory Traffic Signs Complete With Painted Mounting Posts And Foundations; Including All Excavation And Disposal; As Drawings 60306175-A004-Dg Arc-5016 And 5017; Location: The Lofts Tunnel; Direction (S137 ) Sign Panel | 1 | Nr | AED | 2290.1 | 2290.1
2018-01 | 4 | 4.0014 | United Arab Emirates | Dubai | Infrastructure | Downtown Dubai | Tunnel & UGCP Modifications | EMAAR | Kadri | Award | 2018 |  | Roads And Pavings | R812.2 | Ancillaries; Warning And Regulatory Traffic Signs Complete With Painted Mounting Posts And Foundations; Including All Excavation And Disposal; As Drawings 60306175-A004-Dg Arc-5016 And 5017; Location: The Lofts Tunnel; Fire Hose Reel (S111) Sign Door Mounted | 1 | Nr | AED | 572.53 | 572.53
2018-01 | 4 | 4.0014 | United Arab Emirates | Dubai | Infrastructure | Downtown Dubai | Tunnel & UGCP Modifications | EMAAR | Kadri | Award | 2018 |  | Roads And Pavings | R812.3 | Ancillaries; Warning And Regulatory Traffic Signs Complete With Painted Mounting Posts And Foundations; Including All Excavation And Disposal; As Drawings 60306175-A004-Dg Arc-5016 And 5017; Location: The Lofts Tunnel; Exit Tunnel Sign (S131) | 1 | Nr | AED | 572.53 | 572.53
2018-01 | 4 | 4.0014 | United Arab Emirates | Dubai | Infrastructure | Downtown Dubai | Tunnel & UGCP Modifications | EMAAR | Kadri | Award | 2018 |  | Roads And Pavings | R812.4 | Ancillaries; Warning And Regulatory Traffic Signs Complete With Painted Mounting Posts And Foundations; Including All Excavation And Disposal; As Drawings 60306175-A004-Dg Arc-5016 And 5017; Location: The Lofts Tunnel; Level Wall Sign (S104) | 1 | Nr | AED | 572.53 | 572.53
2018-01 | 4 | 4.0015 | United Arab Emirates | Dubai | Infrastructure | Downtown Dubai | Tunnel & UGCP Modifications | EMAAR | Kadri | Award | 2018 |  | Roads And Pavings | R812.6 | Location: The Lofts Underground Carpark; Direction (S137 ) Sign Panel | 1 | Nr | AED | 2290.1 | 2290.1
2018-01 | 4 | 4.0015 | United Arab Emirates | Dubai | Infrastructure | Downtown Dubai | Tunnel & UGCP Modifications | EMAAR | Kadri | Award | 2018 |  | Roads And Pavings | R812.8 | Location: The Lofts Underground Carpark; Level Wall Sign (S104) | 1 | Nr | AED | 572.53 | 572.53
2018-01 | 4 | 4.0015 | United Arab Emirates | Dubai | Infrastructure | Downtown Dubai | Tunnel & UGCP Modifications | EMAAR | Kadri | Award | 2018 |  | Roads And Pavings | R824 | Location: The Lofts Tunnel; Continuous White Lines | 18 | m | AED | 11.45 | 206.11
2018-01 | 4 | 4.0015 | United Arab Emirates | Dubai | Infrastructure | Downtown Dubai | Tunnel & UGCP Modifications | EMAAR | Kadri | Award | 2018 |  | Roads And Pavings | R825 | Location: The Lofts Tunnel; Straight Arrow; Type: Pt-300 | 1 | Nr | AED | 229.01 | 229.01
2018-01 | 4 | 4.0015 | United Arab Emirates | Dubai | Infrastructure | Downtown Dubai | Tunnel & UGCP Modifications | EMAAR | Kadri | Award | 2018 |  | Roads And Pavings | R824.1 | Ancillaries; Surface Markings; As Drawings 60306175- A004-Dg-Arc-5015 And Drawings 60306175-A022-Dg-Arc-5052; Location: The Lofts Underground Carpark; Continuous White Lines; Basement 1 | 33 | m | AED | 11.45 | 377.87
2018-01 | 4 | 4.0015 | United Arab Emirates | Dubai | Infrastructure | Downtown Dubai | Tunnel & UGCP Modifications | EMAAR | Kadri | Award | 2018 |  | Roads And Pavings | R825.1 | Ancillaries; Surface Markings; As Drawings 60306175- A004-Dg-Arc-5015 And Drawings 60306175-A022-Dg-Arc-5052; Location: The Lofts Underground Carpark; Straight Arrow; Type: Pt-300 | 3 | Nr | AED | 229.01 | 687.03
2018-01 | 4 | 4.0015 | United Arab Emirates | Dubai | Infrastructure | Downtown Dubai | Tunnel & UGCP Modifications | EMAAR | Kadri | Award | 2018 |  | Roads And Pavings | R825.2 | Ancillaries; Surface Markings; As Drawings 60306175- A004-Dg-Arc-5015 And Drawings 60306175-A022-Dg-Arc-5052; Location: The Lofts Underground Carpark; Straight/Left Arrow | 2 | Nr | AED | 229.01 | 458.02
2018-01 | 4 | 4.0015 | United Arab Emirates | Dubai | Infrastructure | Downtown Dubai | Tunnel & UGCP Modifications | EMAAR | Kadri | Award | 2018 |  | Roads And Pavings | R823.1 | Ancillaries; Surface Markings; As Drawings 60306175- A004-Dg-Arc-5015 And Drawings 60306175-A022-Dg-Arc-5052; Location: The Lofts Underground Carpark; Red Stop Marking | 1 | Nr | AED | 1145.05 | 1145.05
2018-01 | 4 | 4.0015 | United Arab Emirates | Dubai | Infrastructure | Downtown Dubai | Tunnel & UGCP Modifications | EMAAR | Kadri | Award | 2018 |  | Roads And Pavings | R825.5 | Location: Smbr Underground Carpark; Straight Arrow; Type: Pt-300 | 2 | Nr | AED | 229.01 | 458.02
2018-01 | 4 | 4.0015 | United Arab Emirates | Dubai | Infrastructure | Downtown Dubai | Tunnel & UGCP Modifications | EMAAR | Kadri | Award | 2018 |  | Roads And Pavings | R825.6 | Location: Smbr Underground Carpark; Straight/Lift Arrow | 2 | Nr | AED | 229.01 | 458.02
2018-01 | 4 | 4.0015 | United Arab Emirates | Dubai | Infrastructure | Downtown Dubai | Tunnel & UGCP Modifications | EMAAR | Kadri | Award | 2018 |  | Roads And Pavings | R823.2 | Location: Smbr Underground Carpark; Red Stop Marking | 3 | Nr | AED | 1145.05 | 3435.15
2018-01 | 4 | 4.0016 | United Arab Emirates | Dubai | Infrastructure | Downtown Dubai | Tunnel & UGCP Modifications | EMAAR | Kadri | Award | 2018 |  | Roads And Pavings | R900 | Location: The Lofts Tunnel; Speed Hump; Width: 400Mm; As Per Drawing: 60306175-A004-Dg-Arc-5020: Detail 11 | 1 | Nr | AED | 12595.55 | 12595.55
2018-01 | 4 | 4.0016 | United Arab Emirates | Dubai | Infrastructure | Downtown Dubai | Tunnel & UGCP Modifications | EMAAR | Kadri | Award | 2018 |  | Roads And Pavings | R900.1 | Location: The Lofts Tunnel; Traffic Safety Mirror; Size: 200Mm Diameter; As Per Drawing: 60306175-A004-Dg-Arc-5020: Detail 5 | 1 | Nr | AED | 858.79 | 858.79
2018-01 | 4 | 4.0016 | United Arab Emirates | Dubai | Infrastructure | Downtown Dubai | Tunnel & UGCP Modifications | EMAAR | Kadri | Award | 2018 |  | Roads And Pavings | R900.2 | Ancillaries; Miscellaneous: Reinstating; Location: Smbr Boulevard Reinstating Of Street Lighting Pole And Precast Concrete Foundation Previously Set Aside; As Detailed On Drawing; 60306175-Sht-30-M004-Ul-3431: Section A-A; | 1 | Nr | AED | 4580.2 | 4580.2
2018-01 | 4 | 4.0016 | United Arab Emirates | Dubai | Infrastructure | Downtown Dubai | Tunnel & UGCP Modifications | EMAAR | Kadri | Award | 2018 |  | Roads And Pavings | R900.3 | Ancillaries; Miscellaneous: Reinstating; Location: Smbr Boulevard Reinstating Of Street Lighting Pole And Precast Concrete Foundation Previously Set Aside; As Detailed On Drawing; Reinstating Of Circular Street Sign Mounted On A Single Post And Foundation; As Detailed On Drawing 60306175-Sht-30-Blvd-Cr-1106: Section 500 | 1 | Nr | AED | 1145.05 | 1145.05
2018-01 | 4 | 4.0016 | United Arab Emirates | Dubai | Infrastructure | Downtown Dubai | Tunnel & UGCP Modifications | EMAAR | Kadri | Award | 2018 |  | Roads And Pavings | R900.2 | Reinstating Of Street Lighting Pole And Precast Concrete Foundation Previously Set Aside; As Detailed On Drawing 60306175-Sht-30-M004-Ul-3431: Section A-A | 3 | Nr | AED | 4580.2 | 13740.6
2018-01 | 4 | 4.0016 | United Arab Emirates | Dubai | Infrastructure | Downtown Dubai | Tunnel & UGCP Modifications | EMAAR | Kadri | Award | 2018 |  | Brickwork, Blockwork And Masonry | U511 | Dense Concrete Blockwork; As Drawing 60306175-A004-Dg-Arc-5010 And Architectural Specification Section 042200; Location: Smbr Boulevard Underground Carpark; Location; Basement 2: Idf Room 15: Gridlines: Ugcp 26 - 28; Thickness: 100Mm; 2 Hours Fire Rated | 28 | m² | AED | 229.01 | 6412.28
2018-01 | 4 | 4.0016 | United Arab Emirates | Dubai | Infrastructure | Downtown Dubai | Tunnel & UGCP Modifications | EMAAR | Kadri | Award | 2018 |  | Brickwork, Blockwork And Masonry | U521 | Location: Basement 2: Boulevard Ugcp: Gridlines: 27 - 28; Thickness: 200Mm; 2 Hours Fire Rated | 36 | m² | AED | 229.01 | 8244.36
2018-01 | 4 | 4.0016 | United Arab Emirates | Dubai | Infrastructure | Downtown Dubai | Tunnel & UGCP Modifications | EMAAR | Kadri | Award | 2018 |  | Brickwork, Blockwork And Masonry | U511.2 | Location: The Lofts Underground Carpark; Location: Basement 1: Fan Room: Gridlines: Lofts Xx - Xy; Thickness: 100Mm; 2 Hours Fire Rated | 8 | m² | AED | 343.52 | 2748.12
2018-01 | 4 | 4.0016 | United Arab Emirates | Dubai | Infrastructure | Downtown Dubai | Tunnel & UGCP Modifications | EMAAR | Kadri | Award | 2018 |  | Brickwork, Blockwork And Masonry | U511.3 | Location: Basement 2: Electrical Room: Gridlines: Lofts Xx - Xy; Thickness: 100Mm; 2 Hours Fire Rated | 19 | m² | AED | 343.52 | 6526.79
2018-01 | 4 | 4.0016 | United Arab Emirates | Dubai | Infrastructure | Downtown Dubai | Tunnel & UGCP Modifications | EMAAR | Kadri | Award | 2018 |  | Brickwork, Blockwork And Masonry | U521.1 | Location: Basement 2: The Lofts: Gridlines: Lofts A - Xx; Thickness: 200Mm; 2 Hours Fire Rated | 52 | m² | AED | 343.52 | 17862.78
2018-01 | 4 | 4.0017 | United Arab Emirates | Dubai | Infrastructure | Downtown Dubai | Tunnel & UGCP Modifications | EMAAR | Kadri | Award | 2018 |  | Painting | V531 | In-Situ Painting; As Drawing: 60306175-A022-Arc-3000 And Architectural Specification Section 099100; Location: The Lofts Tunnel; To Walls; Sonoshield Parkcoat (High Reflective Anti-Carbonisation); Reference: Pt-105 | 91 | m² | AED | 137.41 | 12503.95
2018-01 | 4 | 4.0017 | United Arab Emirates | Dubai | Infrastructure | Downtown Dubai | Tunnel & UGCP Modifications | EMAAR | Kadri | Award | 2018 |  | Painting | V531.1 | In-Situ Painting; As Drawing: 60306175-A022-Arc-3000 And Architectural Specification Section 099100; Location: The Lofts Tunnel; To Walls; Emulsion Paint; Reference: Pt-101 | 91 | m² | AED | 137.41 | 12503.95
2018-01 | 4 | 4.0017 | United Arab Emirates | Dubai | Infrastructure | Downtown Dubai | Tunnel & UGCP Modifications | EMAAR | Kadri | Award | 2018 |  | Painting | V533 | In-Situ Painting; As Drawing: 60306175-A022-Arc-3000 And Architectural Specification Section 099100; Location: The Lofts Tunnel; To Ceiling; Sonoshield Parkcoat (High Reflective Anti-Carbonisation); Reference: Pt-105 | 101 | m² | AED | 137.41 | 13878.01
2018-01 | 4 | 4.0017 | United Arab Emirates | Dubai | Infrastructure | Downtown Dubai | Tunnel & UGCP Modifications | EMAAR | Kadri | Award | 2018 |  | Painting | V734 | In-Situ Painting; As Drawing: 60306175-A022-Arc-3000 And Architectural Specification Section 099100; Location: The Lofts Tunnel; To Floor; Ucrete (Defined Profile Heavy Polyurethane Screed); Reference: Pt-107 | 72 | m² | AED | 286.26 | 20610.9
2018-01 | 4 | 4.0017 | United Arab Emirates | Dubai | Infrastructure | Downtown Dubai | Tunnel & UGCP Modifications | EMAAR | Kadri | Award | 2018 |  | Painting | V900 | In-Situ Painting; As Drawing: 60306175-A022-Arc-3000 And Architectural Specification Section 099100; Location: The Lofts Tunnel; To Floor; Master Seal Traffic; Reference: Pt-106 | 101 | m² | AED | 286.26 | 28912.52
2018-01 | 4 | 4.0017 | United Arab Emirates | Dubai | Infrastructure | Downtown Dubai | Tunnel & UGCP Modifications | EMAAR | Kadri | Award | 2018 |  | Painting | V531.2 | Location: The Lofts Underground Carpark; To Walls; Sonoshield Parkcoat (High Reflective Anti-Carbonisation); Reference: Pt-105 | 181 | m² | AED | 137.41 | 24870.49
2018-01 | 4 | 4.0017 | United Arab Emirates | Dubai | Infrastructure | Downtown Dubai | Tunnel & UGCP Modifications | EMAAR | Kadri | Award | 2018 |  | Painting | V533.1 | Location: The Lofts Underground Carpark; To Ceilings; Sonoshield Parkcoat (High Reflective Anti-Carbonisation); Reference: Pt-105 | 212 | m² | AED | 137.41 | 29130.08
2018-01 | 4 | 4.0017 | United Arab Emirates | Dubai | Infrastructure | Downtown Dubai | Tunnel & UGCP Modifications | EMAAR | Kadri | Award | 2018 |  | Painting | V553 | Location: The Lofts Underground Carpark; To Masonry Walls; Emulsion Paint To Match Existing; Gridlines: Lofts Xy | 158 | m² | AED | 137.41 | 21710.15
2018-01 | 4 | 4.0017 | United Arab Emirates | Dubai | Infrastructure | Downtown Dubai | Tunnel & UGCP Modifications | EMAAR | Kadri | Award | 2018 |  | Painting | V734.1 | Location: The Lofts Underground Carpark; To Floor; Ucrete (Defined Profile Heavy Polyurethane Screed); Reference: Pt-107 | 132 | m² | AED | 286.26 | 37786.66
2018-01 | 4 | 4.0018 | United Arab Emirates | Dubai | Infrastructure | Downtown Dubai | Tunnel & UGCP Modifications | EMAAR | Kadri | Award | 2018 |  | Painting | V531.3 | In-Situ Painting; As Drawing: 60306175- A022-Arc-3000 And Architectural Specification Section 099100 (Contld); Location: The Lofts Underground Carpark: Fan Room; To Ceilings; Sonoshield Parkcoat (High Reflective Anti-Carbonisation); Reference: Pt-105 | 32 | m² | AED | 137.41 | 4396.99
2018-01 | 4 | 4.0018 | United Arab Emirates | Dubai | Infrastructure | Downtown Dubai | Tunnel & UGCP Modifications | EMAAR | Kadri | Award | 2018 |  | Painting | V544 | In-Situ Painting; As Drawing: 60306175- A022-Arc-3000 And Architectural Specification Section 099100 (Contld); Location: The Lofts Underground Carpark: Fan Room; To Floor; Epoxy Paint On Screed; Reference: F03 | 32 | m² | AED | 286.26 | 9160.4
2018-01 | 4 | 4.0018 | United Arab Emirates | Dubai | Infrastructure | Downtown Dubai | Tunnel & UGCP Modifications | EMAAR | Kadri | Award | 2018 |  | Painting | V553.1 | In-Situ Painting; As Drawing: 60306175- A022-Arc-3000 And Architectural Specification Section 099100 (Contld); Location: The Lofts Underground Carpark: Fan Room; To Masonry Walls; Emulsion Paint; Reference: W03 | 16 | m² | AED | 137.41 | 2198.5
2018-01 | 4 | 4.0018 | United Arab Emirates | Dubai | Infrastructure | Downtown Dubai | Tunnel & UGCP Modifications | EMAAR | Kadri | Award | 2018 |  | Painting | V531.4 | Location: The Lofts Underground Carpark: Electrical Room; To Ceilings; Emulsion Paint; Reference: C03 | 13 | m² | AED | 137.41 | 1786.28
2018-01 | 4 | 4.0018 | United Arab Emirates | Dubai | Infrastructure | Downtown Dubai | Tunnel & UGCP Modifications | EMAAR | Kadri | Award | 2018 |  | Painting | V544.1 | Location: The Lofts Underground Carpark: Electrical Room; To Floor; Epoxy Paint; Reference: F03 | 13 | m² | AED | 286.26 | 3721.41
2018-01 | 4 | 4.0018 | United Arab Emirates | Dubai | Infrastructure | Downtown Dubai | Tunnel & UGCP Modifications | EMAAR | Kadri | Award | 2018 |  | Painting | V553.2 | Location: The Lofts Underground Carpark: Electrical Room; To Masonry Walls; Emulsion Paint; Reference: W03 | 38 | m² | AED | 137.41 | 5221.43
2018-01 | 4 | 4.0018 | United Arab Emirates | Dubai | Infrastructure | Downtown Dubai | Tunnel & UGCP Modifications | EMAAR | Kadri | Award | 2018 |  | Painting | V531.5 | Location: Smbr Underground Carpark; To Ceilings; Sonoshield Parkcoat (High Reflective Anti-Carbonisation); Reference: Pt-105 | 37 | m² | AED | 137.41 | 5084.02
2018-01 | 4 | 4.0018 | United Arab Emirates | Dubai | Infrastructure | Downtown Dubai | Tunnel & UGCP Modifications | EMAAR | Kadri | Award | 2018 |  | Painting | V553.3 | Location: Smbr Underground Carpark; To Masonry Walls; Emulsion Paint; Reference: W03 | 126 | m² | AED | 137.41 | 17313.16
2018-01 | 4 | 4.0018 | United Arab Emirates | Dubai | Infrastructure | Downtown Dubai | Tunnel & UGCP Modifications | EMAAR | Kadri | Award | 2018 |  | Painting | V734.2 | Location: Smbr Underground Carpark; To Floor; Ucrete (Defined Profile Heavy Polyurethane Screed); Reference: Pt-107 | 17 | m² | AED | 286.26 | 4866.46
2018-01 | 4 | 4.0018 | United Arab Emirates | Dubai | Infrastructure | Downtown Dubai | Tunnel & UGCP Modifications | EMAAR | Kadri | Award | 2018 |  | Painting | V531.6 | In-Situ Painting; As Drawing: 60306175-A004-Dg-Arc-5007 And Architectural Specification Section 099100; Location: Smbr Underground Carpark: Idf Room 15; To Ceilings; Emulsion Paint; Reference: C02 | 6 | m² | AED | 137.41 | 824.44
2018-01 | 4 | 4.0019 | United Arab Emirates | Dubai | Infrastructure | Downtown Dubai | Tunnel & UGCP Modifications | EMAAR | Kadri | Award | 2018 |  | Painting | V544.2 | In-Situ Painting; As Drawing: 60306175-A004-Dg-Arc-5007 And Architectural Specification Section 099100; Location: Smbr Underground Carpark: Idf Room 15; To Floor; Epoxy Paint On Screed; Reference: F03 | 6 | m² | AED | 286.26 | 1717.58
2018-01 | 4 | 4.0019 | United Arab Emirates | Dubai | Infrastructure | Downtown Dubai | Tunnel & UGCP Modifications | EMAAR | Kadri | Award | 2018 |  | Painting | V553.4 | In-Situ Painting; As Drawing: 60306175-A004-Dg-Arc-5007 And Architectural Specification Section 099100; Location: Smbr Underground Carpark: Idf Room 15; To Masonry Walls; Emulsion Paint; Reference: W03 | 54 | m² | AED | 137.41 | 7419.93
2018-01 | 4 | 4.0019 | United Arab Emirates | Dubai | Infrastructure | Downtown Dubai | Tunnel & UGCP Modifications | EMAAR | Kadri | Award | 2018 |  | Painting | V531.2 | Location: Smbr Underground Carpark: A Plot Openings; To Walls; Sonoshield Parkcoat (High Reflective Anti-Carbonisation); Reference: Pt-105 | 9 | m² | AED | 137.41 | 1236.65
2018-01 | 4 | 4.0019 | United Arab Emirates | Dubai | Infrastructure | Downtown Dubai | Tunnel & UGCP Modifications | EMAAR | Kadri | Award | 2018 |  | Painting | V533.3 | Location: Smbr Underground Carpark: A Plot Openings; To Ceilings; Sonoshield Parkcoat (High Reflective Anti-Carbonisation); Reference: Pt-105 | 38 | m² | AED | 137.41 | 5221.43
2018-01 | 4 | 4.0019 | United Arab Emirates | Dubai | Infrastructure | Downtown Dubai | Tunnel & UGCP Modifications | EMAAR | Kadri | Award | 2018 |  | Painting | V734.3 | Location: Smbr Underground Carpark: A Plot Openings; To Floor; Ucrete (Defined Profile Heavy Polyurethane Screed); Reference: Pt-107 | 36 | m² | AED | 137.41 | 4946.62
2018-01 | 4 | 4.0019 | United Arab Emirates | Dubai | Infrastructure | Downtown Dubai | Tunnel & UGCP Modifications | EMAAR | Kadri | Award | 2018 |  | Waterproofing | W140 | Waterproofing Membrane; Self-Adhesive Rubber Modified Bitumen On Polymer Sheet Backing; Thickness: 1.5Mm: As Shown On Drawing 60306175-A022-Dg-Str-1100, 1101, 1026, 0005 And Structural Specification Section 071326; Location: The Lofts Tunnel | 396 | m² | AED | 343.52 | 136031.97
2018-01 | 4 | 4.0019 | United Arab Emirates | Dubai | Infrastructure | Downtown Dubai | Tunnel & UGCP Modifications | EMAAR | Kadri | Award | 2018 |  | Waterproofing | W140.1 | Waterproofing Membrane; Self-Adhesive Rubber Modified Bitumen On Polymer Sheet Backing; Thickness: 1.5Mm: As Shown On Drawing 60306175-A022-Dg-Str-1100, 1101, 1026, 0005 And Structural Specification Section 071326; Location: The Lofts Underground Carpark | 53 | m² | AED | 343.52 | 18206.3
2018-01 | 4 | 4.0019 | United Arab Emirates | Dubai | Infrastructure | Downtown Dubai | Tunnel & UGCP Modifications | EMAAR | Kadri | Award | 2018 |  | Waterproofing | W140.2 | Waterproofing Membrane; Self-Adhesive Rubber Modified Bitumen On Polymer Sheet Backing; Thickness: 1.5Mm: As Shown On Drawing 60306175-A022-Dg-Str-1100, 1101, 1026, 0005 And Structural Specification Section 071326; Location: Smbr Boulevard Underground Carpark | 27 | m² | AED | 343.52 | 9274.91
2018-01 | 4 | 4.0019 | United Arab Emirates | Dubai | Infrastructure | Downtown Dubai | Tunnel & UGCP Modifications | EMAAR | Kadri | Award | 2018 |  | Waterproofing | W420 | Protection Board; 6Mm Thick; As Drawing 60306175-A022-Dg-Str-1100 And 1101, 0005 And Architectural Specification Section 07132; Location; The Lofts Tunnel Walls | 128 | m² | AED | 114.51 | 14656.64
2018-01 | 4 | 4.0019 | United Arab Emirates | Dubai | Infrastructure | Downtown Dubai | Tunnel & UGCP Modifications | EMAAR | Kadri | Award | 2018 |  | Simple Building Works Incidental To Civil Engineering Works | Z162 | Tunnel & Driveway Installations; Carpentry And Joinery Installation; Boulevard Underground Carpark; Location: Basement 2: Gridlines: Ugcp26 -28: Idf Room 15:; Cabinet Units; Width: 750Mm | 2 | Nr | AED | 2290.1 | 4580.2
2018-01 | 4 | 4.0019 | United Arab Emirates | Dubai | Infrastructure | Downtown Dubai | Tunnel & UGCP Modifications | EMAAR | Kadri | Award | 2018 |  | Simple Building Works Incidental To Civil Engineering Works | Z323 | Windows, Doors And Glazing; Powder Coated Steel Doors And Frames/Quides Including All Ironmongery, Fixtures And Fittings; As Drawing 60306175-A022-Dg-Arc-1001 And Architectural Specification Section 081100; Location: The Lofts Underground Carpark; Fan Room: Sd1; Single Steel Door; 1000 X 2150 X 50Mm; Fire Rated: 60 Minutes | 1 | Nr | AED | 7442.83 | 7442.83
2018-01 | 4 | 4.002 | United Arab Emirates | Dubai | Infrastructure | Downtown Dubai | Tunnel & UGCP Modifications | EMAAR | Kadri | Award | 2018 |  | Simple Building Works Incidental To Civil Engineering Works | Z323.1 | Windows, Doors And Glazing; Powder Coated Steel Doors And Frames/Quides Including All Ironmongery, Fixtures And Fittings; As Drawing 60306175-A022-Dg-Arc-1001 And Architectural Specification Section 081100; Location: The Lofts Underground Carpark; Electrical Room: Sd2; Single Steel Door; 900 X 2150 X 50Mm; Fire Rated: 60Minutes | 1 | Nr | AED | 7442.83 | 7442.83
2018-01 | 4 | 4.002 | United Arab Emirates | Dubai | Infrastructure | Downtown Dubai | Tunnel & UGCP Modifications | EMAAR | Kadri | Award | 2018 |  | Simple Building Works Incidental To Civil Engineering Works | Z323.2 | Location: Smbr Boulevard Underground Carpark; Roller Shutter; 4550 X 3000 X 25Mm; Fire Rated: 120 Minutes | 1 | Nr | AED | 22901 | 22901
2018-01 | 4 | 4.002 | United Arab Emirates | Dubai | Infrastructure | Downtown Dubai | Tunnel & UGCP Modifications | EMAAR | Kadri | Award | 2018 |  | Simple Building Works Incidental To Civil Engineering Works | Z323.3 | Location: Smbr Boulevard Underground Carpark; Idf Room: Sd1; Single Steel Door; 900 X 2150 X 50Mm; Fire Rated: 60 Minutes | 1 | Nr | AED | 22901 | 22901
2018-01 | 4 | 4.002 | United Arab Emirates | Dubai | Infrastructure | Downtown Dubai | Tunnel & UGCP Modifications | EMAAR | Kadri | Award | 2018 |  | Simple Building Works Incidental To Civil Engineering Works | Z443 | Surface Finishes, Linings And Partitions; Plaster; As Architectural Specification 042200; Location: Smbr Boulevard Underground Carpark; Location; Basement 2 :Idf Room 15: Gridlines: Ugcp 26 - 28; Masonry Cement: In Accordance With Astm C91 | 54 | m² | AED | 40.08 | 2164.14
2018-01 | 4 | 4.002 | United Arab Emirates | Dubai | Infrastructure | Downtown Dubai | Tunnel & UGCP Modifications | EMAAR | Kadri | Award | 2018 |  | Simple Building Works Incidental To Civil Engineering Works | Z443.1 | Location: Basement 2: Boulevard Ugcp: Gridlines: Lofts 27 - 28; Masonry Cement: In Accordance With Astm C91 | 72 | m² | AED | 40.08 | 2885.53
2018-01 | 4 | 4.002 | United Arab Emirates | Dubai | Infrastructure | Downtown Dubai | Tunnel & UGCP Modifications | EMAAR | Kadri | Award | 2018 |  | Simple Building Works Incidental To Civil Engineering Works | Z443.2 | Location: The Lofts Underground Carpark; Location: Basement 1: Fan Room: Gridlines: Lofts Xx - Xy; Masonry Cement: In Accordance With Astm C91 | 16 | m² | AED | 40.08 | 641.23
2018-01 | 4 | 4.002 | United Arab Emirates | Dubai | Infrastructure | Downtown Dubai | Tunnel & UGCP Modifications | EMAAR | Kadri | Award | 2018 |  | Simple Building Works Incidental To Civil Engineering Works | Z443.3 | Location: Basement 2: Electrical Room: Gridlines: Lofts Xx - Xy; Masonry Cement: In Accordance With Astm C91 | 70 | m² | AED | 40.08 | 2805.37
2018-01 | 4 | 4.002 | United Arab Emirates | Dubai | Infrastructure | Downtown Dubai | Tunnel & UGCP Modifications | EMAAR | Kadri | Award | 2018 |  | Simple Building Works Incidental To Civil Engineering Works | Z443.4 | Location: Basement 2: The Lofts: Gridlines: Lofts A - Xx'; Masonry Cement: In Accordance With Astm C91 | 104 | m² | AED | 40.08 | 4167.98
2018-01 | 4 | 4.002 | United Arab Emirates | Dubai | Infrastructure | Downtown Dubai | Tunnel & UGCP Modifications | EMAAR | Kadri | Award | 2018 |  | Simple Building Works Incidental To Civil Engineering Works | Z511 | Piped Building Services; Drainage Installation; Drainage Pipe And Fittings With All Necessary Accessories Including Relocating Existing: As Drawing 60306175-A022-Dg-Mpd-5050 & 5051; Location: The Lofts Underground Carpark; Waste Pipe Below Floor Slab Pipes At Basement 1; Diameter: 110Mm | 15 | m | AED | 1431.31 | 21469.69
2018-01 | 4 | 4.002 | United Arab Emirates | Dubai | Infrastructure | Downtown Dubai | Tunnel & UGCP Modifications | EMAAR | Kadri | Award | 2018 |  | Simple Building Works Incidental To Civil Engineering Works | Z511.1 | Piped Building Services; Drainage Installation; Drainage Pipe And Fittings With All Necessary Accessories Including Relocating Existing: As Drawing 60306175-A022-Dg-Mpd-5050 & 5051; Location: The Lofts Underground Carpark; Waste Pipe Below Floor Slab Pipes At Basement 2; Diameter: 110Mm | 11 | m | AED | 1431.31 | 15744.44
2018-01 | 4 | 4.0021 | United Arab Emirates | Dubai | Infrastructure | Downtown Dubai | Tunnel & UGCP Modifications | EMAAR | Kadri | Award | 2018 |  | Simple Building Works Incidental To Civil Engineering Works | Z511.2 | Piped Building Services; Drainage Installation; Drainage Pipe And Fittings With All Necessary Accessories Including Relocating Existing: As Drawing 60306175-A022-Dg-Mpd-5050 & 5051; Location: The Lofts Underground Carpark; Condensate Drain Pipe Below Floor Slab Pipes At Basement 2; Diameter: 110Mm | 5 | m | AED | 1431.31 | 7156.56
2018-01 | 4 | 4.0021 | United Arab Emirates | Dubai | Infrastructure | Downtown Dubai | Tunnel & UGCP Modifications | EMAAR | Kadri | Award | 2018 |  | Simple Building Works Incidental To Civil Engineering Works | Z512 | Piped Building Services; Drainage Installation; Drainage Pipe And Fittings With All Necessary Accessories Including Relocating Existing: As Drawing 60306175-A022-Dg-Mpd-5050 & 5051; Location: The Lofts Underground Carpark; Re Fittings At Basement 1; Diameter: 110Mm | 2 | Nr | AED | 5725.25 | 11450.5
2018-01 | 4 | 4.0021 | United Arab Emirates | Dubai | Infrastructure | Downtown Dubai | Tunnel & UGCP Modifications | EMAAR | Kadri | Award | 2018 |  | Simple Building Works Incidental To Civil Engineering Works | Z512.1 | Piped Building Services; Drainage Installation; Drainage Pipe And Fittings With All Necessary Accessories Including Relocating Existing: As Drawing 60306175-A022-Dg-Mpd-5050 & 5051; Location: The Lofts Underground Carpark; Clean Out Fittings At Basement 2; Diameter: 110Mm | 2 | Nr | AED | 572.53 | 1145.05
2018-01 | 4 | 4.0021 | United Arab Emirates | Dubai | Infrastructure | Downtown Dubai | Tunnel & UGCP Modifications | EMAAR | Kadri | Award | 2018 |  | Simple Building Works Incidental To Civil Engineering Works | Z511.3 | Fire Protection Installation; Location: The Lofts Tunnel, The Lofts Underground Carpark And Smbr Basement 2; Steel Pipework, Fittings And Accessories (Except Those Identified Separately); Including All Necessary Supports, Removing And Capping All Existing To The Employer Store At Al Bawadi; As Drawing 60306175-A022-Dg-Mfp-7002, 60306175-A022-Dg-Mfp-5050 &1001; New Sprinklers Pipes (Srp) Fixed To Concrete; Diameter: 80Mm | 46 | m | AED | 1717.58 | 79008.47
2018-01 | 4 | 4.0021 | United Arab Emirates | Dubai | Infrastructure | Downtown Dubai | Tunnel & UGCP Modifications | EMAAR | Kadri | Award | 2018 |  | Simple Building Works Incidental To Civil Engineering Works | Z511.4 | Piped Building Services; Fire Protection Installation; Location: The Lofts Tunnel, The Lofts Underground Carpark And Smbr Basement 2; Steel Pipework, Fittings And Accessories (Except Those Identified Separately): Including All Necessary Supports, Removing And Capping All Existing To The Employer Store At Al Bawadi; As Drawing 60306175-A022-Dg-Mfp-7002, 60306175-A022-Dg-Mfp-5050& 1001; New Sprinklers Pipes (Srp) Fixed To Concrete; Diameter: 65Mm | 32 | m | AED | 1488.57 | 47634.09
2018-01 | 4 | 4.0021 | United Arab Emirates | Dubai | Infrastructure | Downtown Dubai | Tunnel & UGCP Modifications | EMAAR | Kadri | Award | 2018 |  | Simple Building Works Incidental To Civil Engineering Works | Z511.5 | Piped Building Services; Fire Protection Installation; Location: The Lofts Tunnel, The Lofts Underground Carpark And Smbr Basement 2; Steel Pipework, Fittings And Accessories (Except Those Identified Separately): Including All Necessary Supports, Removing And Capping All Existing To The Employer Store At Al Bawadi; As Drawing 60306175-A022-Dg-Mfp-7002, 60306175-A022-Dg-Mfp-5050& 1001; New Sprinklers Pipes (Srp) Fixed To Concrete: Diameter: 50Mm | 25 | m | AED | 1316.81 | 32920.19
2018-01 | 4 | 4.0021 | United Arab Emirates | Dubai | Infrastructure | Downtown Dubai | Tunnel & UGCP Modifications | EMAAR | Kadri | Award | 2018 |  | Simple Building Works Incidental To Civil Engineering Works | Z511.6 | Piped Building Services; Fire Protection Installation; Location: The Lofts Tunnel, The Lofts Underground Carpark And Smbr Basement 2; Steel Pipework, Fittings And Accessories (Except Those Identified Separately): Including All Necessary Supports, Removing And Capping All Existing To The Employer Store At Al Bawadi; As Drawing 60306175-A022-Dg-Mfp-7002, 60306175-A022-Dg-Mfp-5050& 1001; New Sprinklers Pipes (Srp) Fixed To Concrete; Diameter: 40Mm | 6 | m | AED | 1202.3 | 7213.82
2018-01 | 4 | 4.0021 | United Arab Emirates | Dubai | Infrastructure | Downtown Dubai | Tunnel & UGCP Modifications | EMAAR | Kadri | Award | 2018 |  | Simple Building Works Incidental To Civil Engineering Works | Z511.7 | Piped Building Services; Fire Protection Installation; Location: The Lofts Tunnel, The Lofts Underground Carpark And Smbr Basement 2; Steel Pipework, Fittings And Accessories (Except Those Identified Separately): Including All Necessary Supports, Removing And Capping All Existing To The Employer Store At Al Bawadi; As Drawing 60306175-A022-Dg-Mfp-7002, 60306175-A022-Dg-Mfp-5050& 1001; New Sprinklers Pipes (Srp) Fixed To Concrete; Diameter: 32Mm | 7 | m | AED | 1087.8 | 7614.58
2018-01 | 4 | 4.0021 | United Arab Emirates | Dubai | Infrastructure | Downtown Dubai | Tunnel & UGCP Modifications | EMAAR | Kadri | Award | 2018 |  | Simple Building Works Incidental To Civil Engineering Works | Z511.8 | Piped Building Services; Fire Protection Installation; Location: The Lofts Tunnel, The Lofts Underground Carpark And Smbr Basement 2; Steel Pipework, Fittings And Accessories (Except Those Identified Separately): Including All Necessary Supports, Removing And Capping All Existing To The Employer Store At Al Bawadi; As Drawing 60306175-A022-Dg-Mfp-7002, 60306175-A022-Dg-Mfp-5050& 1001; New Sprinklers Pipes (Srp) Fixed To Concrete; Diameter: 25Mm | 13 | m | AED | 973.29 | 12652.8
2018-01 | 4 | 4.0022 | United Arab Emirates | Dubai | Infrastructure | Downtown Dubai | Tunnel & UGCP Modifications | EMAAR | Kadri | Award | 2018 |  | Simple Building Works Incidental To Civil Engineering Works | Z511.9 | Piped Building Services; Fire Protection Installation; Location: The Lofts Tunnel, The Lofts Underground Carpark And Smbr Basement 2; Steel Pipework, Fittings And Accessories (Except Those Identified Separately): Including All Necessary Supports, Removing And Capping All Existing To The Employer Store At Al Bawadi; As Drawing 60306175-A022-Dg-Mfp-7002, 60306175-A022-Dg-Mfp-5050& 1001; New Fire Hose Pipes (Wrp/Hl) Fixed To Concrete; Diameter: 65Mm | 90 | m | AED | 1488.57 | 133970.88
2018-01 | 4 | 4.0022 | United Arab Emirates | Dubai | Infrastructure | Downtown Dubai | Tunnel & UGCP Modifications | EMAAR | Kadri | Award | 2018 |  | Simple Building Works Incidental To Civil Engineering Works | Z512.2 | Piped Building Services; Fire Protection Installation; Location: The Lofts Tunnel, The Lofts Underground Carpark And Smbr Basement 2; Steel Pipework, Fittings And Accessories (Except Those Identified Separately): Including All Necessary Supports, Removing And Capping All Existing To The Employer Store At Al Bawadi; As Drawing 60306175-A022-Dg-Mfp-7002, 60306175-A022-Dg-Mfp-5050& 1001; New Upright Sprinkler Head; Diameter;25Mm | 54 | Nr | AED | 1030.55 | 55649.44
2018-01 | 4 | 4.0022 | United Arab Emirates | Dubai | Infrastructure | Downtown Dubai | Tunnel & UGCP Modifications | EMAAR | Kadri | Award | 2018 |  | Simple Building Works Incidental To Civil Engineering Works | Z520 | Piped Building Services; Fire Protection Installation; Location: The Lofts Tunnel, The Lofts Underground Carpark And Smbr Basement 2; Steel Pipework, Fittings And Accessories (Except Those Identified Separately): Including All Necessary Supports, Removing And Capping All Existing To The Employer Store At Al Bawadi; As Drawing 60306175-A022-Dg-Mfp-7002, 60306175-A022-Dg-Mfp-5050& 1001; Fire Hose Cabinet; Including All Necessary Accessories Mounted To Wall And To Be Connected To The Nearest Water Supply Ready To Use As Drawing 60306175-A004-Dg-Arc-5013 | 1 | Nr | AED | 10190.95 | 10190.95
2018-01 | 4 | 4.0022 | United Arab Emirates | Dubai | Infrastructure | Downtown Dubai | Tunnel & UGCP Modifications | EMAAR | Kadri | Award | 2018 |  | Simple Building Works Incidental To Civil Engineering Works | Z621 | Ducted Building Services; Heating, Ventilation And Air Conditioning Installation; Ducts Including All Necessary Fixtures, Fittings And Connection Works To Become Operational; As Drawing 60306175-A0022-Dg-Mhv-50501 5051 And 1001 And Mep Specification Sections 233113 To 238219; Location: The Lofts Tunnel And The Lofts Underground Carpark; Exhaust Air Duct; Size: 150 X 300Mm; Basement 2 | 41 | m | AED | 858.79 | 35210.29
2018-01 | 4 | 4.0022 | United Arab Emirates | Dubai | Infrastructure | Downtown Dubai | Tunnel & UGCP Modifications | EMAAR | Kadri | Award | 2018 |  | Simple Building Works Incidental To Civil Engineering Works | Z621.1 | Ducted Building Services; Heating, Ventilation And Air Conditioning Installation; Ducts Including All Necessary Fixtures, Fittings And Connection Works To Become Operational; As Drawing 60306175-A0022-Dg-Mhv-50501 5051 And 1001 And Mep Specification Sections 233113 To 238219; Location: The Lofts Tunnel And The Lofts Underground Carpark; Exhaust Air Duct; Size: 250 X 300Mm; Basement 2 | 31 | m | AED | 1259.56 | 39046.21
2018-01 | 4 | 4.0022 | United Arab Emirates | Dubai | Infrastructure | Downtown Dubai | Tunnel & UGCP Modifications | EMAAR | Kadri | Award | 2018 |  | Simple Building Works Incidental To Civil Engineering Works | Z621.2 | Ducted Building Services; Heating, Ventilation And Air Conditioning Installation; Ducts Including All Necessary Fixtures, Fittings And Connection Works To Become Operational; As Drawing 60306175-A0022-Dg-Mhv-50501 5051 And 1001 And Mep Specification Sections 233113 To 238219; Location: The Lofts Tunnel And The Lofts Underground Carpark; Exhaust Air Duct; Size: 350 X 300Mm; Basement 2 | 29 | m | AED | 1316.81 | 38187.43
2018-01 | 4 | 4.0022 | United Arab Emirates | Dubai | Infrastructure | Downtown Dubai | Tunnel & UGCP Modifications | EMAAR | Kadri | Award | 2018 |  | Simple Building Works Incidental To Civil Engineering Works | Z621.3 | Ducted Building Services; Heating, Ventilation And Air Conditioning Installation; Ducts Including All Necessary Fixtures, Fittings And Connection Works To Become Operational; As Drawing 60306175-A0022-Dg-Mhv-50501 5051 And 1001 And Mep Specification Sections 233113 To 238219; Location: The Lofts Tunnel And The Lofts Underground Carpark; Exhaust Air Duct; Size: 450 X 300Mm; Basement 2 | 12 | m | AED | 1374.06 | 16488.72
2018-01 | 4 | 4.0022 | United Arab Emirates | Dubai | Infrastructure | Downtown Dubai | Tunnel & UGCP Modifications | EMAAR | Kadri | Award | 2018 |  | Simple Building Works Incidental To Civil Engineering Works | Z621.4 | Ducted Building Services; Heating, Ventilation And Air Conditioning Installation; Ducts Including All Necessary Fixtures, Fittings And Connection Works To Become Operational; As Drawing 60306175-A0022-Dg-Mhv-50501 5051 And 1001 And Mep Specification Sections 233113 To 238219; Location: The Lofts Tunnel And The Lofts Underground Carpark; Exhaust Air Duct; Size: 450 X 350Mm; Basement 1 | 18 | m | AED | 1603.07 | 28855.27
2018-01 | 4 | 4.0022 | United Arab Emirates | Dubai | Infrastructure | Downtown Dubai | Tunnel & UGCP Modifications | EMAAR | Kadri | Award | 2018 |  | Simple Building Works Incidental To Civil Engineering Works | Z621.5 | Ducted Building Services; Heating, Ventilation And Air Conditioning Installation; Ducts Including All Necessary Fixtures, Fittings And Connection Works To Become Operational; As Drawing 60306175-A0022-Dg-Mhv-50501 5051 And 1001 And Mep Specification Sections 233113 To 238219; Location: The Lofts Tunnel And The Lofts Underground Carpark; Supply Air Duct; Size: 750X200Mm; Basement 2 | 2 | m | AED | 2290.1 | 4580.2
2018-01 | 4 | 4.0022 | United Arab Emirates | Dubai | Infrastructure | Downtown Dubai | Tunnel & UGCP Modifications | EMAAR | Kadri | Award | 2018 |  | Simple Building Works Incidental To Civil Engineering Works | Z621.6 | Ducted Building Services; Heating, Ventilation And Air Conditioning Installation; Ducts Including All Necessary Fixtures, Fittings And Connection Works To Become Operational; As Drawing 60306175-A0022-Dg-Mhv-50501 5051 And 1001 And Mep Specification Sections 233113 To 238219; Location: The Lofts Tunnel And The Lofts Underground Carpark; Return Air Duct; Size: 750X200Mm; Basement 2 | 5 | m | AED | 2175.6 | 10877.98
2018-01 | 4 | 4.0023 | United Arab Emirates | Dubai | Infrastructure | Downtown Dubai | Tunnel & UGCP Modifications | EMAAR | Kadri | Award | 2018 |  | Simple Building Works Incidental To Civil Engineering Works | Z621.7 | Ducted Building Services; Heating, Ventilation And Air Conditioning Installation; Ducts Including All Necessary Fixtures, Fittings And Connection Works To Become Operational; As Drawing 60306175-A0022-Dg-Mhv-50501 5051 And 1001 And Mep Specification Sections 233113 To 238219; Location: The Lofts Tunnel And The Lofts Underground Carpark; Refrigerant Pipes; Basement 2 | 5 | m | AED | 3435.15 | 17175.75
2018-01 | 4 | 4.0023 | United Arab Emirates | Dubai | Infrastructure | Downtown Dubai | Tunnel & UGCP Modifications | EMAAR | Kadri | Award | 2018 |  | Simple Building Works Incidental To Civil Engineering Works | Z630 | Ducted Building Services; Heating, Ventilation And Air Conditioning Installation; Equipment, Outlets, Fixtures And Fittings Including All Necessary Works To Become Operational; As Drawing 60306175-A0022-Dg-Mhv-5050, 5051, 1001 And Mep Specification 233113 To 238219; Location: The Lofts Underground Carpark; Volume Control Damper | 2 | Nr | AED | 1717.58 | 3435.15
2018-01 | 4 | 4.0023 | United Arab Emirates | Dubai | Infrastructure | Downtown Dubai | Tunnel & UGCP Modifications | EMAAR | Kadri | Award | 2018 |  | Simple Building Works Incidental To Civil Engineering Works | Z630.1 | Ducted Building Services; Heating, Ventilation And Air Conditioning Installation; Equipment, Outlets, Fixtures And Fittings Including All Necessary Works To Become Operational; As Drawing 60306175-A0022-Dg-Mhv-5050, 5051, 1001 And Mep Specification 233113 To 238219; Location: The Lofts Underground Carpark; Linear Bar Grille; Size: 800 X 200Mm; Capacity: 250 L/S | 10 | Nr | AED | 1145.05 | 11450.5
2018-01 | 4 | 4.0023 | United Arab Emirates | Dubai | Infrastructure | Downtown Dubai | Tunnel & UGCP Modifications | EMAAR | Kadri | Award | 2018 |  | Simple Building Works Incidental To Civil Engineering Works | Z630.2 | Ducted Building Services; Heating, Ventilation And Air Conditioning Installation; Equipment, Outlets, Fixtures And Fittings Including All Necessary Works To Become Operational; As Drawing 60306175-A0022-Dg-Mhv-5050, 5051, 1001 And Mep Specification 233113 To 238219; Location: The Lofts Underground Carpark; Egg Grate Grille; Size: 500 X 300Mm; Capacity: 500 L/S | 1 | Nr | AED | 1145.05 | 1145.05
2018-01 | 4 | 4.0023 | United Arab Emirates | Dubai | Infrastructure | Downtown Dubai | Tunnel & UGCP Modifications | EMAAR | Kadri | Award | 2018 |  | Simple Building Works Incidental To Civil Engineering Works | Z630.3 | Ducted Building Services; Heating, Ventilation And Air Conditioning Installation; Equipment, Outlets, Fixtures And Fittings Including All Necessary Works To Become Operational; As Drawing 60306175-A0022-Dg-Mhv-5050, 5051, 1001 And Mep Specification 233113 To 238219; Location: The Lofts Underground Carpark; Condensate Drain To Nearest Drain Line | 1 | Nr | AED | 14313.13 | 14313.13
2018-01 | 4 | 4.0023 | United Arab Emirates | Dubai | Infrastructure | Downtown Dubai | Tunnel & UGCP Modifications | EMAAR | Kadri | Award | 2018 |  | Simple Building Works Incidental To Civil Engineering Works | Z631 | Ducted Building Services; Heating, Ventilation And Air Conditioning Installation; Equipment, Outlets, Fixtures And Fittings Including All Necessary Works To Become Operational; As Drawing 60306175-A0022-Dg-Mhv-5050, 5051, 1001 And Mep Specification 233113 To 238219; Location: The Lofts Underground Carpark; Sound Attenuator | 4 | Nr | AED | 1488.57 | 5954.26
2018-01 | 4 | 4.0023 | United Arab Emirates | Dubai | Infrastructure | Downtown Dubai | Tunnel & UGCP Modifications | EMAAR | Kadri | Award | 2018 |  | Simple Building Works Incidental To Civil Engineering Works | Z631.1 | Ducted Building Services; Heating, Ventilation And Air Conditioning Installation; Equipment, Outlets, Fixtures And Fittings Including All Necessary Works To Become Operational; As Drawing 60306175-A0022-Dg-Mhv-5050, 5051, 1001 And Mep Specification 233113 To 238219; Location: The Lofts Underground Carpark; Exhaust Air Louver' Size: 4000 X 1000Mm | 1 | Nr | AED | 5152.73 | 5152.73
2018-01 | 4 | 4.0023 | United Arab Emirates | Dubai | Infrastructure | Downtown Dubai | Tunnel & UGCP Modifications | EMAAR | Kadri | Award | 2018 |  | Simple Building Works Incidental To Civil Engineering Works | Z633 | Ducted Building Services; Heating, Ventilation And Air Conditioning Installation; Equipment, Outlets, Fixtures And Fittings Including All Necessary Works To Become Operational; As Drawing 60306175-A0022-Dg-Mhv-5050, 5051, 1001 And Mep Specification 233113 To 238219; Location: The Lofts Underground Carpark; Ducted In Line Fan; Capacity: 1 Duty/1 Standby | 2 | Nr | AED | 17862.78 | 35725.57
2018-01 | 4 | 4.0023 | United Arab Emirates | Dubai | Infrastructure | Downtown Dubai | Tunnel & UGCP Modifications | EMAAR | Kadri | Award | 2018 |  | Simple Building Works Incidental To Civil Engineering Works | Z634 | Ducted Building Services; Heating, Ventilation And Air Conditioning Installation; Equipment, Outlets, Fixtures And Fittings Including All Necessary Works To Become Operational; As Drawing 60306175-A0022-Dg-Mhv-5050, 5051, 1001 And Mep Specification 233113 To 238219; Location: The Lofts Underground Carpark; Plenum; Size: 4000 X 1000Mm | 2 | Nr | AED | 8931.39 | 17862.78
2018-01 | 4 | 4.0023 | United Arab Emirates | Dubai | Infrastructure | Downtown Dubai | Tunnel & UGCP Modifications | EMAAR | Kadri | Award | 2018 |  | Simple Building Works Incidental To Civil Engineering Works | Z711 | Cabled Building Services; Electrical Lighting Installation; Cable; Includinq Threading Through Ducts, Connections, All Accessories (Except Those Identified Separately) And Terminations; As Drawings: 60306175-A022-Dg-Elt-5050, 5051, 1001, 1016, Drawing 60306175-A022-Dg-Gee-0004 And Mep Specification Section 260519; Location: The Lofts Underground Carpark; 4C X 10Mm2 + 1C X 10Mm2 Cu/Fr/Lsf; Basement 2 | 189 | m | AED | 916.04 | 173131.59
2018-01 | 4 | 4.0023 | United Arab Emirates | Dubai | Infrastructure | Downtown Dubai | Tunnel & UGCP Modifications | EMAAR | Kadri | Award | 2018 |  | Simple Building Works Incidental To Civil Engineering Works | Z711.1 | Cabled Building Services; Electrical Lighting Installation; Cable; Includinq Threading Through Ducts, Connections, All Accessories (Except Those Identified Separately) And Terminations; As Drawings: 60306175-A022-Dg-Elt-5050, 5051, 1001, 1016, Drawing 60306175-A022-Dg-Gee-0004 And Mep Specification Section 260519; Location: The Lofts Underground Carpark; 4C X 10Mm2 + 1C X 10Mm2 Cu/Fr/Lsf; Basement 1 | 23 | m | AED | 916.04 | 21068.92
2018-01 | 4 | 4.0024 | United Arab Emirates | Dubai | Infrastructure | Downtown Dubai | Tunnel & UGCP Modifications | EMAAR | Kadri | Award | 2018 |  | Simple Building Works Incidental To Civil Engineering Works | Z723 | Upvc Conduits Including Wiring Points; As Drawing 60306175-A022-Dg-Gee-0004 And Mep Specification 260519; 20Mm Diameter Heavy Duty Upvc Conduits | 212 | m | AED | 229.01 | 48550.13
2018-01 | 4 | 4.0024 | United Arab Emirates | Dubai | Infrastructure | Downtown Dubai | Tunnel & UGCP Modifications | EMAAR | Kadri | Award | 2018 |  | Simple Building Works Incidental To Civil Engineering Works | Z711.2 | Location: Smbr Underground Carpark; 4C X 10Mm2 + 1C X 10Mm2 Cu/Fr/Lsf; Basement 2 | 63 | m | AED | 916.04 | 57710.53
2018-01 | 4 | 4.0024 | United Arab Emirates | Dubai | Infrastructure | Downtown Dubai | Tunnel & UGCP Modifications | EMAAR | Kadri | Award | 2018 |  | Simple Building Works Incidental To Civil Engineering Works | Z711.3 | Location: Smbr Underground Carpark; 4C X 10Mm2 + 1C X 10Mm2 Cu/Fr/Lsf; Basement 2 | 58 | m | AED | 916.04 | 53130.33
2018-01 | 4 | 4.0024 | United Arab Emirates | Dubai | Infrastructure | Downtown Dubai | Tunnel & UGCP Modifications | EMAAR | Kadri | Award | 2018 |  | Simple Building Works Incidental To Civil Engineering Works | Z711.4 | Location: Smbr Underground Carpark; 4C X 10Mm2 + 1C X 10Mm2 Cu/Fr/Lsf; Basement 1 | 52 | m | AED | 916.04 | 47634.09
2018-01 | 4 | 4.0024 | United Arab Emirates | Dubai | Infrastructure | Downtown Dubai | Tunnel & UGCP Modifications | EMAAR | Kadri | Award | 2018 |  | Simple Building Works Incidental To Civil Engineering Works | Z723.1 | Upvc Conduits Including Wiring Points; As Drawing 60306175-A022-Dg-Gee-0004 And Mep Specification 260519; 20Mm Diameter Heavy Duty Upvc Conduits | 173 | m | AED | 229.01 | 39618.74
2018-01 | 4 | 4.0024 | United Arab Emirates | Dubai | Infrastructure | Downtown Dubai | Tunnel & UGCP Modifications | EMAAR | Kadri | Award | 2018 |  | Simple Building Works Incidental To Civil Engineering Works | Z783 | Cabled Building Services; Electrical Lighting Installation; Luminaire Light; With All Accessories And Replace Or Relocate Existing; As Drawing 60306175-A022-Dg-Elt-5050, 5051, 1016 Drawing 60306175-A022-Dg-Gee-0003 And Mep Specification 260519; 60 Watt Led Fittings; Location: Basement 2: Gridlines: Ugcp 27-31 | 3 | Nr | AED | 6297.78 | 18893.33
2018-01 | 4 | 4.0024 | United Arab Emirates | Dubai | Infrastructure | Downtown Dubai | Tunnel & UGCP Modifications | EMAAR | Kadri | Award | 2018 |  | Simple Building Works Incidental To Civil Engineering Works | Z783.1 | Cabled Building Services; Electrical Lighting Installation; Luminaire Light; With All Accessories And Replace Or Relocate Existing; As Drawing 60306175-A022-Dg-Elt-5050, 5051, 1016 Drawing 60306175-A022-Dg-Gee-0003 And Mep Specification 260519; 56 Watt Led Light Fittings; Location: Basement 2: Gridlines: Loft Xx - Bv1 | 20 | Nr | AED | 6297.78 | 125955.52
2018-01 | 4 | 4.0024 | United Arab Emirates | Dubai | Infrastructure | Downtown Dubai | Tunnel & UGCP Modifications | EMAAR | Kadri | Award | 2018 |  | Simple Building Works Incidental To Civil Engineering Works | Z783.2 | Cabled Building Services; Electrical Lighting Installation; Luminaire Light; With All Accessories And Replace Or Relocate Existing; As Drawing 60306175-A022-Dg-Elt-5050, 5051, 1016 Drawing 60306175-A022-Dg-Gee-0003 And Mep Specification 260519; 60 Watt Led Fittings; Location: Basement 1: Gridlines: Ugcp 29 - 31 | 1 | Nr | AED | 6297.78 | 6297.78
2018-01 | 4 | 4.0024 | United Arab Emirates | Dubai | Infrastructure | Downtown Dubai | Tunnel & UGCP Modifications | EMAAR | Kadri | Award | 2018 |  | Simple Building Works Incidental To Civil Engineering Works | Z783.3 | Cabled Building Services; Electrical Lighting Installation; Luminaire Light; With All Accessories And Replace Or Relocate Existing; As Drawing 60306175-A022-Dg-Elt-5050, 5051, 1016 Drawing 60306175-A022-Dg-Gee-0003 And Mep Specification 260519; 35 Watt Fluorescent Led Light Fitting; Location: Basement 1: Gridlines: Loft Xx -Xy | 2 | Nr | AED | 6297.78 | 12595.55
2018-01 | 4 | 4.0024 | United Arab Emirates | Dubai | Infrastructure | Downtown Dubai | Tunnel & UGCP Modifications | EMAAR | Kadri | Award | 2018 |  | Simple Building Works Incidental To Civil Engineering Works | Z781 | Power System Installation; Power Eguipment,S; With All Accessories As Drawing 60306175-A004-Dg-Eep-1018, 1019 And Mep Specification 260519; 20/13A Single Unswitched Spur Outlet | 4 | Nr | AED | 1374.06 | 5496.24
2018-01 | 4 | 4.0025 | United Arab Emirates | Dubai | Infrastructure | Downtown Dubai | Tunnel & UGCP Modifications | EMAAR | Kadri | Award | 2018 |  | Simple Building Works Incidental To Civil Engineering Works | Z781.1 | Power System Installation; Power Eguipment,S; With All Accessories As Drawing 60306175-A004-Dg-Eep-1018, 1019 And Mep Specification 260519; 13A Twin Unswitched Socket Outlet | 2 | Nr | AED | 1374.06 | 2748.12
2018-01 | 4 | 4.0025 | United Arab Emirates | Dubai | Infrastructure | Downtown Dubai | Tunnel & UGCP Modifications | EMAAR | Kadri | Award | 2018 |  | Simple Building Works Incidental To Civil Engineering Works | Z781.2 | Power System Installation; Power Eguipment,S; With All Accessories As Drawing 60306175-A004-Dg-Eep-1018, 1019 And Mep Specification 260519; 20A Sp Isolator With Wp Indicates | 4 | Nr | AED | 2003.84 | 8015.35
2018-01 | 4 | 4.0025 | United Arab Emirates | Dubai | Infrastructure | Downtown Dubai | Tunnel & UGCP Modifications | EMAAR | Kadri | Award | 2018 |  | Simple Building Works Incidental To Civil Engineering Works | Z781.3 | Power System Installation; Power Eguipment,S; With All Accessories As Drawing 60306175-A004-Dg-Eep-1018, 1019 And Mep Specification 260519; 32A Sp Isolator With Wp Indicates | 7 | Nr | AED | 4007.68 | 28053.73
2018-01 | 4 | 4.0025 | United Arab Emirates | Dubai | Infrastructure | Downtown Dubai | Tunnel & UGCP Modifications | EMAAR | Kadri | Award | 2018 |  | Simple Building Works Incidental To Civil Engineering Works | Z781.4 | Power System Installation; Power Eguipment,S; With All Accessories As Drawing 60306175-A004-Dg-Eep-1018, 1019 And Mep Specification 260519; 20A Tpn Lockable Isolator With Wp | 2 | Nr | AED | 4007.68 | 8015.35
2018-01 | 4 | 4.0025 | United Arab Emirates | Dubai | Infrastructure | Downtown Dubai | Tunnel & UGCP Modifications | EMAAR | Kadri | Award | 2018 |  | Simple Building Works Incidental To Civil Engineering Works | Z781.5 | Power System Installation; Power Eguipment,S; With All Accessories As Drawing 60306175-A004-Dg-Eep-1018, 1019 And Mep Specification 260519; Db-At Basement 1 | 1 | Nr | AED | 16030.7 | 16030.7
2018-01 | 4 | 4.0025 | United Arab Emirates | Dubai | Infrastructure | Downtown Dubai | Tunnel & UGCP Modifications | EMAAR | Kadri | Award | 2018 |  | Simple Building Works Incidental To Civil Engineering Works | Z711.2 | Cabled Building Services; Emergency System Installation; Cable; Including Threading Through Conduit, Connections, Accessories And Terminations As Drawing 60306175-A022-Dg-Ecp-5050, 5051, Drawing 60306175-A022-Dg-Elt-1001 And Mep Specification Section 260519; 2C X 1.5Mm2 E Fire Rated Cable (White) Outlet Connected To Existing Emergency Light Circuit | 130 | m | AED | 343.52 | 44656.96
2018-01 | 4 | 4.0025 | United Arab Emirates | Dubai | Infrastructure | Downtown Dubai | Tunnel & UGCP Modifications | EMAAR | Kadri | Award | 2018 |  | Simple Building Works Incidental To Civil Engineering Works | Z721 | Upvc Conduits Including Wiring Points; As Mep Specification Section 260533; Upvc Conduit | 130 | m | AED | 229.01 | 29771.31
2018-01 | 4 | 4.0025 | United Arab Emirates | Dubai | Infrastructure | Downtown Dubai | Tunnel & UGCP Modifications | EMAAR | Kadri | Award | 2018 |  | Simple Building Works Incidental To Civil Engineering Works | Z781.6 | Eguipment, Outlets, Fixtures And Fittings Including All Necessary Works To Become Operational As Drawing 60306175-A030-Dg-Ecs-1010; Surface Mounted Central Battery Backed Up Emergency Luminaire With 1 X 8 W Led High Bay (E1) | 6 | Nr | AED | 4007.68 | 24046.05
2018-01 | 4 | 4.0025 | United Arab Emirates | Dubai | Infrastructure | Downtown Dubai | Tunnel & UGCP Modifications | EMAAR | Kadri | Award | 2018 |  | Simple Building Works Incidental To Civil Engineering Works | Z781.7 | Eguipment, Outlets, Fixtures And Fittings Including All Necessary Works To Become Operational As Drawing 60306175-A030-Dg-Ecs-1010; Recess Mounted Central Battery Backed Up Emergency Luminaire With 2 Led Low Bay (E2) | 1 | Nr | AED | 4007.68 | 4007.68
2018-01 | 4 | 4.0026 | United Arab Emirates | Dubai | Infrastructure | Downtown Dubai | Tunnel & UGCP Modifications | EMAAR | Kadri | Award | 2018 |  | Simple Building Works Incidental To Civil Engineering Works | Z781.8 | Eguipment, Outlets, Fixtures And Fittings Including All Necessary Works To Become Operational As Drawing 60306175-A030-Dg-Ecs-1010; Surface Mounted Central Battery Backed Up Emergency Luminaire With 1 X 8 W Led Low Bay (E3) | 6 | Nr | AED | 4007.68 | 24046.05
2018-01 | 4 | 4.0026 | United Arab Emirates | Dubai | Infrastructure | Downtown Dubai | Tunnel & UGCP Modifications | EMAAR | Kadri | Award | 2018 |  | Simple Building Works Incidental To Civil Engineering Works | Z781 | Cabled Building Services; Fire Alarm System Installation; Equipment, Outlets, Fixtures And Fittings Including All Necessary Works To Become Operational; As Drawing 60306175-A003-Dg-Efa-1041, 1042 And 002; Co Detector | 3 | Nr | AED | 17175.75 | 51527.26
2018-01 | 4 | 4.0026 | United Arab Emirates | Dubai | Infrastructure | Downtown Dubai | Tunnel & UGCP Modifications | EMAAR | Kadri | Award | 2018 |  | Simple Building Works Incidental To Civil Engineering Works | Z781.2 | Cabled Building Services; Fire Alarm System Installation; Equipment, Outlets, Fixtures And Fittings Including All Necessary Works To Become Operational; As Drawing 60306175-A003-Dg-Efa-1041, 1042 And 002; Sounder With Strobe | 11 | Nr | AED | 5152.73 | 56679.99
2018-01 | 4 | 4.0026 | United Arab Emirates | Dubai | Infrastructure | Downtown Dubai | Tunnel & UGCP Modifications | EMAAR | Kadri | Award | 2018 |  | Simple Building Works Incidental To Civil Engineering Works | Z781.3 | Cabled Building Services; Fire Alarm System Installation; Equipment, Outlets, Fixtures And Fittings Including All Necessary Works To Become Operational; As Drawing 60306175-A003-Dg-Efa-1041, 1042 And 002; Manual Call Point / Pull Station | 3 | Nr | AED | 3435.15 | 10305.45
2018-01 | 4 | 4.0026 | United Arab Emirates | Dubai | Infrastructure | Downtown Dubai | Tunnel & UGCP Modifications | EMAAR | Kadri | Award | 2018 |  | Simple Building Works Incidental To Civil Engineering Works | Z781.4 | Cabled Building Services; Fire Alarm System Installation; Equipment, Outlets, Fixtures And Fittings Including All Necessary Works To Become Operational; As Drawing 60306175-A003-Dg-Efa-1041, 1042 And 002; Fire Alarm Bell | 1 | Nr | AED | 1717.58 | 1717.58
2018-01 | 4 | 4.0026 | United Arab Emirates | Dubai | Infrastructure | Downtown Dubai | Tunnel & UGCP Modifications | EMAAR | Kadri | Award | 2018 |  | Simple Building Works Incidental To Civil Engineering Works | Z781.5 | Cabled Building Services; Fire Alarm System Installation; Equipment, Outlets, Fixtures And Fittings Including All Necessary Works To Become Operational; As Drawing 60306175-A003-Dg-Efa-1041, 1042 And 002; Fire Alarm Panel | 1 | Nr | AED | 36641.61 | 36641.61
2018-01 | 4 | 4.0026 | United Arab Emirates | Dubai | Infrastructure | Downtown Dubai | Tunnel & UGCP Modifications | EMAAR | Kadri | Award | 2018 |  | Simple Building Works Incidental To Civil Engineering Works | Z781.6 | Cabled Building Services; Fire Alarm System Installation; Equipment, Outlets, Fixtures And Fittings Including All Necessary Works To Become Operational; As Drawing 60306175-A003-Dg-Efa-1041, 1042 And 002; Control Module | 7 | Nr | AED | 38931.71 | 272521.95
2018-01 | 4 | 4.0026 | United Arab Emirates | Dubai | Infrastructure | Downtown Dubai | Tunnel & UGCP Modifications | EMAAR | Kadri | Award | 2018 |  | Simple Building Works Incidental To Civil Engineering Works | Z781.7 | Cabled Building Services; Fire Alarm System Installation; Equipment, Outlets, Fixtures And Fittings Including All Necessary Works To Become Operational; As Drawing 60306175-A003-Dg-Efa-1041, 1042 And 002; Monitoring Module | 4 | Nr | AED | 38931.71 | 155726.83
2018-02 | 4 | 4.0026 | United Arab Emirates | Dubai | Infrastructure | MBR - Dubai Hills Estate | Package 43 - PA 05 | EMAAR | Arabian Coast | Award | 2018 |  | Earthworks | E721 | Specified Requirements;Sub-Grade Prepration,;Compacted Subgrade | 12000 | m² | AED | 1 | 12000
2018-02 | 4 | 4.0026 | United Arab Emirates | Dubai | Infrastructure | MBR - Dubai Hills Estate | Package 43 - PA 05 | EMAAR | Arabian Coast | Award | 2018 |  | Roads And Pavings | R170 | Specified Requirements;Geotextiles;Non-Wowen Textile | 1000 | m² | AED | 3.76 | 3760
2018-02 | 4 | 4.0027 | United Arab Emirates | Dubai | Infrastructure | MBR - Dubai Hills Estate | Package 43 - PA 05 | EMAAR | Arabian Coast | Award | 2018 |  | Roads And Pavings | R727 | Specified Requirements;Light Duty Pavements;Sub-Bases, Flexible Road Bases And Surfacing;Gatch Base; Sub-Base; Depth 300Mm | 1000 | m² | AED | 20 | 20000
2018-02 | 4 | 4.0027 | United Arab Emirates | Dubai | Infrastructure | MBR - Dubai Hills Estate | Package 43 - PA 05 | EMAAR | Arabian Coast | Award | 2018 |  | Roads And Pavings | R714 | Specified Requirements;Light Duty Pavements;Sub-Bases, Flexible Road Bases And Surfacing;20Mm Size Crushed Road Base; Depth 150Mm | 12000 | m² | AED | 15 | 180000
2018-02 | 4 | 4.0027 | United Arab Emirates | Dubai | Infrastructure | MBR - Dubai Hills Estate | Package 43 - PA 05 | EMAAR | Arabian Coast | Award | 2018 |  | Ground Investigation | B111.1 | Trial Trenches To Ascertain/Verify/Locate Existing Services: Maximum Length 3M, Excavation By Hand;Number In Material Other Than Rock;Depth Not Exceeding 1.0M | 6 | Nr | AED | 89.47 | 536.82
2018-02 | 4 | 4.0027 | United Arab Emirates | Dubai | Infrastructure | MBR - Dubai Hills Estate | Package 43 - PA 05 | EMAAR | Arabian Coast | Award | 2018 |  | Ground Investigation | B112.1 | Trial Trenches To Ascertain/Verify/Locate Existing Services: Maximum Length 3M, Excavation By Hand;Number In Material Other Than Rock;Max. Depth 1-2M | 6 | Nr | AED | 178.95 | 1073.7
2018-02 | 4 | 4.0027 | United Arab Emirates | Dubai | Infrastructure | MBR - Dubai Hills Estate | Package 43 - PA 05 | EMAAR | Arabian Coast | Award | 2018 |  | Ground Investigation | B111.2 | Trial Trenches To Ascertain/Verify/Locate Existing Services: Maximum Length 3-6M, Excavation By Hand;Number In Material Other Than Rock;Depth Not Exceeding 1.0M | 4 | Nr | AED | 123.14 | 492.56
2018-02 | 4 | 4.0027 | United Arab Emirates | Dubai | Infrastructure | MBR - Dubai Hills Estate | Package 43 - PA 05 | EMAAR | Arabian Coast | Award | 2018 |  | Ground Investigation | B112.2 | Trial Trenches To Ascertain/Verify/Locate Existing Services: Maximum Length 3-6M, Excavation By Hand;Number In Material Other Than Rock;Max. Depth 1-2M | 6 | Nr | AED | 246.3 | 1477.8
2018-02 | 4 | 4.0027 | United Arab Emirates | Dubai | Infrastructure | MBR - Dubai Hills Estate | Package 43 - PA 05 | EMAAR | Arabian Coast | Award | 2018 |  | Ground Investigation | B111.1 | Trial Trenches To Ascertain/Verify/Locate Existing Services: Maximum Length 6-12M, Excavation By Hand;Number In Material Other Than Rock;Depth Not Exceeding 1.0M | 4 | Nr | AED | 158.75 | 635
2018-02 | 4 | 4.0027 | United Arab Emirates | Dubai | Infrastructure | MBR - Dubai Hills Estate | Package 43 - PA 05 | EMAAR | Arabian Coast | Award | 2018 |  | Ground Investigation | B112.1 | Trial Trenches To Ascertain/Verify/Locate Existing Services: Maximum Length 6-12M, Excavation By Hand;Number In Material Other Than Rock;Max. Depth 1-2M | 4 | Nr | AED | 317.49 | 1269.96
2018-02 | 4 | 4.0027 | United Arab Emirates | Dubai | Infrastructure | MBR - Dubai Hills Estate | Package 43 - PA 05 | EMAAR | Arabian Coast | Award | 2018 |  | Demolition And Site Clearance | D100 | General Clearance As Specification | 30000 | m² | AED | 0.19049 | 5714.82
2018-02 | 4 | 4.0027 | United Arab Emirates | Dubai | Infrastructure | MBR - Dubai Hills Estate | Package 43 - PA 05 | EMAAR | Arabian Coast | Award | 2018 |  | Demolition And Site Clearance | D290.1 | Removal Or Relocation Of Existing Trees;Removal Of Existing Ghaff Trees Girth 0.5-2.0M Including Delivery To Designated Nursery Location In Accordance With The Specification And Agreed Method Of Working. This Shall Include But Not Be Limited To; Protection Of Trees, Trimming, Watering, Excavation, Root Ball Preparation, Boxing, Shifting To The New Location, Disposal Of Excavated Materials And Making Good Of The Area | 2 | Nr | AED | 2886.27 | 5772.54
2018-02 | 4 | 4.0027 | United Arab Emirates | Dubai | Infrastructure | MBR - Dubai Hills Estate | Package 43 - PA 05 | EMAAR | Arabian Coast | Award | 2018 |  | Demolition And Site Clearance | D290.2 | Removal Or Relocation Of Existing Trees;Removal Of Existing Ghaff Trees Girth Exceeding 2.0M Including Delivery To Designated Nursery Location In Accordance With The Specification And Agreed Method Of Working. This Shall Include But Not Be Limited To; Protection Of Trees, Trimming, Watering, Excavation, Root Ball Preparation, Boxing, Shifting To The New Location, Disposal Of Excavated Materials And Making Good Of The Area | 2 | Nr | AED | 3848.36 | 7696.72
2018-02 | 4 | 4.0028 | United Arab Emirates | Dubai | Infrastructure | MBR - Dubai Hills Estate | Package 43 - PA 05 | EMAAR | Arabian Coast | Award | 2018 |  | Demolition And Site Clearance | D290.3 | Removal Or Relocation Of Existing Trees;Removal And Disposal Of Existing Trees That Are Dead Or To Be Abandoned Only Where Instructed By The Engineer And In Accordance With The Specification | 2 | Nr | AED | 173.18 | 346.36
2018-02 | 4 | 4.0028 | United Arab Emirates | Dubai | Infrastructure | MBR - Dubai Hills Estate | Package 43 - PA 05 | EMAAR | Arabian Coast | Award | 2018 |  | Miscellaneous Work | X900.1 | Replanting Of Existing Trees;Re-Planting Of Existing Trees At Designated Location In Accordance With The Specification And Agreed Method Of Working. This Shall Include But Not Be Limited To; Tree Repair, Tree Preparation, Excavation, Pit Preparation, Disposal Of Excavated Materials, Compost And Sweet Soil, Tanker Watering For 7 Days. | 3 | Nr | AED | 2886.27 | 8658.81
2018-02 | 4 | 4.0028 | United Arab Emirates | Dubai | Infrastructure | MBR - Dubai Hills Estate | Package 43 - PA 05 | EMAAR | Arabian Coast | Award | 2018 |  | Miscellaneous Work | X900.2 | Replanting Of Existing Trees;Tanker Watering Of Existing Nursery For One Month (30 Days) | 1 | Nr | AED | 25495.39 | 25495.39
2018-02 | 4 | 4.0028 | United Arab Emirates | Dubai | Infrastructure | MBR - Dubai Hills Estate | Package 43 - PA 05 | EMAAR | Arabian Coast | Award | 2018 |  | Earthworks | E220 | Excavation;Excavation For Cuttings; Material Other Than Top Soil | 10000 | m³ | AED | 4.95 | 49500
2018-02 | 4 | 4.0028 | United Arab Emirates | Dubai | Infrastructure | MBR - Dubai Hills Estate | Package 43 - PA 05 | EMAAR | Arabian Coast | Award | 2018 |  | Earthworks | E230 | Excavation;Excavation For Cuttings Rock | 2900 | m³ | AED | 18.38 | 53302
2018-02 | 4 | 4.0028 | United Arab Emirates | Dubai | Infrastructure | MBR - Dubai Hills Estate | Package 43 - PA 05 | EMAAR | Arabian Coast | Award | 2018 |  | Earthworks | E512 | Excavation Ancillaries;Trimming Of Excavated Surfaces Not To Receive Permanent Works; Material Other Than Topsoil Rock Or Artificial Hard Material | 2900 | m² | AED | 1.1 | 3190
2018-02 | 4 | 4.0028 | United Arab Emirates | Dubai | Infrastructure | MBR - Dubai Hills Estate | Package 43 - PA 05 | EMAAR | Arabian Coast | Award | 2018 |  | Earthworks | E522 | Excavation Ancillaries;Preparation Of Excavated Surfaces To Receive Permanent Works; Material Other Than Topsoil, Rock Or Artificial Hard Material | 57039 | m² | AED | 2.38 | 135752.82
2018-02 | 4 | 4.0028 | United Arab Emirates | Dubai | Infrastructure | MBR - Dubai Hills Estate | Package 43 - PA 05 | EMAAR | Arabian Coast | Award | 2018 |  | Earthworks | E523 | Excavation Ancillaries;Preparation Of Excavated Surfaces To Receive Permanent Works; Rock | 29 | m² | AED | 9.73 | 282.17
2018-02 | 4 | 4.0028 | United Arab Emirates | Dubai | Infrastructure | MBR - Dubai Hills Estate | Package 43 - PA 05 | EMAAR | Arabian Coast | Award | 2018 |  | Earthworks | E533.1 | Excavation Ancillaries;Disposal Of Excavated Material, Rock To Tip. | 2900 | m³ | AED | 17.3 | 50170
2018-02 | 4 | 4.0028 | United Arab Emirates | Dubai | Infrastructure | MBR - Dubai Hills Estate | Package 43 - PA 05 | EMAAR | Arabian Coast | Award | 2018 |  | Earthworks | E560 | Excavation Ancillaries;Excavation Of Material Below The Final Surface And Replacement With Stabilizing Crushed Materials, Including Disposal Of Excavated Material To Tip | 580 | m³ | AED | 90.8 | 52664
2018-02 | 4 | 4.0029 | United Arab Emirates | Dubai | Infrastructure | MBR - Dubai Hills Estate | Package 43 - PA 05 | EMAAR | Arabian Coast | Award | 2018 |  | Earthworks | E624.1 | Filling;Filling To Embankments, Suitable Excavated Material Other Than Top Soil Or Rock @ 250Mm Each Layer | 10000 | m³ | AED | 7.02 | 70200
2018-02 | 4 | 4.0029 | United Arab Emirates | Dubai | Infrastructure | MBR - Dubai Hills Estate | Package 43 - PA 05 | EMAAR | Arabian Coast | Award | 2018 |  | Earthworks | E625.1 | Filling;Filling To Embankments; Imported Material Other Than Top Soil Or Rock @ 250Mm Each Layer (Within The Project Development Boundary) | 1300 | m³ | AED | 11.57 | 15041
2018-02 | 4 | 4.0029 | United Arab Emirates | Dubai | Infrastructure | MBR - Dubai Hills Estate | Package 43 - PA 05 | EMAAR | Arabian Coast | Award | 2018 |  | Earthworks | E625.2 | Filling;Filling To Embankments; Imported Material Other Than Top Soil Or Rock @ 250Mm Each Layer (Outside The Project Development Boundary) | 7 | m³ | AED | 18.92 | 132.44
2018-02 | 4 | 4.0029 | United Arab Emirates | Dubai | Infrastructure | MBR - Dubai Hills Estate | Package 43 - PA 05 | EMAAR | Arabian Coast | Award | 2018 |  | Earthworks | E625.2 | Filling;Filling Below Subgrade With Imported Natural Material (Improved Subgrade, Material Other Than Top Soil Or Rock) In Areas Where Cbr Is Less Than 10% | 260 | m³ | AED | 109.24 | 28402.4
2018-02 | 4 | 4.0029 | United Arab Emirates | Dubai | Infrastructure | MBR - Dubai Hills Estate | Package 43 - PA 05 | EMAAR | Arabian Coast | Award | 2018 |  | Earthworks | E645 | Filling;Filling 50Mm Thick Sand Layer Over Geotextile | 10 | m³ | AED | 81.08 | 810.8
2018-02 | 4 | 4.0029 | United Arab Emirates | Dubai | Infrastructure | MBR - Dubai Hills Estate | Package 43 - PA 05 | EMAAR | Arabian Coast | Award | 2018 |  | Earthworks | E649 | Filling;Filling General, Thickness 150Mm, Crushed Aggregate Material, As Particular Specification Section Ps 2/21.6 | 10 | m³ | AED | 102.7 | 1027
2018-02 | 4 | 4.0029 | United Arab Emirates | Dubai | Infrastructure | MBR - Dubai Hills Estate | Package 43 - PA 05 | EMAAR | Arabian Coast | Award | 2018 |  | Earthworks | E712 | Filling Ancillaries;Trimming Of Filled Surfaces Not To Receive Permanent Works. | 2900 | m² | AED | 1.08 | 3132
2018-02 | 4 | 4.0029 | United Arab Emirates | Dubai | Infrastructure | MBR - Dubai Hills Estate | Package 43 - PA 05 | EMAAR | Arabian Coast | Award | 2018 |  | Earthworks | E722 | Filling Ancillaries;Preparation Of Filled Surfaces To Receive Permanent Work | 57039 | m² | AED | 2.38 | 135752.82
2018-02 | 4 | 4.0029 | United Arab Emirates | Dubai | Infrastructure | MBR - Dubai Hills Estate | Package 43 - PA 05 | EMAAR | Arabian Coast | Award | 2018 |  | Earthworks | E730 | Filling Ancillaries;Geotextile Filter Fabric As Specified In Specification Clause 2/22 Laid Upon Surfaces Inclined At An Angle 100-450 To The Horizontal | 145 | m² | AED | 15.13 | 2193.85
2018-02 | 4 | 4.003 | United Arab Emirates | Dubai | Infrastructure | MBR - Dubai Hills Estate | Package 43 - PA 05 | EMAAR | Arabian Coast | Award | 2018 |  | Earthworks | E624.2 | Filling To Boulevard North Outside Of Pa-05;Filling To Embankments, Suitable Excavated Material From Pa-05 Other Than Top Soil Or Rock @ 250Mm Each Layer | 10000 | m³ | AED | 7.02 | 70200
2018-02 | 4 | 4.003 | United Arab Emirates | Dubai | Infrastructure | MBR - Dubai Hills Estate | Package 43 - PA 05 | EMAAR | Arabian Coast | Award | 2018 |  | Roads And Pavings | R194.1 | Sub-Bases, Flexible Road Bases And Surfacing;Granular Sub-Base; 30% Cbr; Depth 130Mm | 50886 | m² | AED | 14.5 | 737847
2018-02 | 4 | 4.003 | United Arab Emirates | Dubai | Infrastructure | MBR - Dubai Hills Estate | Package 43 - PA 05 | EMAAR | Arabian Coast | Award | 2018 |  | Roads And Pavings | R216 | Sub-Bases, Flexible Road Bases And Surfacing;Wet Mix Macadam Road Base; Depth 180Mm, Cbr > 80% | 50886 | m² | AED | 39.74 | 2022209.64
2018-02 | 4 | 4.003 | United Arab Emirates | Dubai | Infrastructure | MBR - Dubai Hills Estate | Package 43 - PA 05 | EMAAR | Arabian Coast | Award | 2018 |  | Roads And Pavings | R322.1 | Sub-Bases, Flexible Road Bases And Surfacing;Bituminous Asphaltic Concrete Base Course Depth 60Mm | 50169 | m² | AED | 41.35 | 2074488.15
2018-02 | 4 | 4.003 | United Arab Emirates | Dubai | Infrastructure | MBR - Dubai Hills Estate | Package 43 - PA 05 | EMAAR | Arabian Coast | Award | 2018 |  | Roads And Pavings | R322.2 | Sub-Bases, Flexible Road Bases And Surfacing;Bituminous Asphaltic Concrete Wearing Course Depth 50Mm | 50169 | m² | AED | 32.29 | 1619957.01
2018-02 | 4 | 4.003 | United Arab Emirates | Dubai | Infrastructure | MBR - Dubai Hills Estate | Package 43 - PA 05 | EMAAR | Arabian Coast | Award | 2018 |  | Roads And Pavings | R359.1 | Sub-Bases, Flexible Road Bases And Surfacing;Prime Coat - Mc 70 | 50886 | m² | AED | 2.83 | 144007.38
2018-02 | 4 | 4.003 | United Arab Emirates | Dubai | Infrastructure | MBR - Dubai Hills Estate | Package 43 - PA 05 | EMAAR | Arabian Coast | Award | 2018 |  | Roads And Pavings | R359.2 | Sub-Bases, Flexible Road Bases And Surfacing;Tack Coat - Ss-1H | 50169 | m² | AED | 2.35 | 117897.15
2018-02 | 4 | 4.003 | United Arab Emirates | Dubai | Infrastructure | MBR - Dubai Hills Estate | Package 43 - PA 05 | EMAAR | Arabian Coast | Award | 2018 |  | Roads And Pavings | R690.1 | Kerbs, Channels, Edgings; Footway And Paved Areas; Straight Or Curved Complete Including Earthworks, Concrete Bed And Backing, Backfilling And Transitions As Per Dwg.;Precast Concrete Flush Kerb; 210 X 150Mm | 545 | m | AED | 103.4 | 56353
2018-02 | 4 | 4.003 | United Arab Emirates | Dubai | Infrastructure | MBR - Dubai Hills Estate | Package 43 - PA 05 | EMAAR | Arabian Coast | Award | 2018 |  | Roads And Pavings | R690.2 | Kerbs, Channels, Edgings; Footway And Paved Areas; Straight Or Curved Complete Including Earthworks, Concrete Bed And Backing, Backfilling And Transitions As Per Dwg.;Precast Concrete Upstand Kerb; 150Mm Height | 790 | m | AED | 96.22 | 76013.8
2018-02 | 4 | 4.003 | United Arab Emirates | Dubai | Infrastructure | MBR - Dubai Hills Estate | Package 43 - PA 05 | EMAAR | Arabian Coast | Award | 2018 |  | Roads And Pavings | R690.3 | Kerbs, Channels, Edgings; Footway And Paved Areas; Straight Or Curved Complete Including Earthworks, Concrete Bed And Backing, Backfilling And Transitions As Per Dwg.;Precast Concrete Transition Kerbs | 93 | m | AED | 94.39 | 8778.27
2018-02 | 4 | 4.003 | United Arab Emirates | Dubai | Infrastructure | MBR - Dubai Hills Estate | Package 43 - PA 05 | EMAAR | Arabian Coast | Award | 2018 |  | Roads And Pavings | R690.4 | Kerbs, Channels, Edgings; Footway And Paved Areas; Straight Or Curved Complete Including Earthworks, Concrete Bed And Backing, Backfilling And Transitions As Per Dwg.;Cast-In-Situ Concrete Rollover Kerb; 450X200Mm | 14461 | m | AED | 114.83 | 1660556.63
2018-02 | 4 | 4.0031 | United Arab Emirates | Dubai | Infrastructure | MBR - Dubai Hills Estate | Package 43 - PA 05 | EMAAR | Arabian Coast | Award | 2018 |  | Roads And Pavings | R690.5 | Kerbs, Channels, Edgings; Footway And Paved Areas; Straight Or Curved Complete Including Earthworks, Concrete Bed And Backing, Backfilling And Transitions As Per Dwg.;Precast Dropped Kerb; 305 X 150Mm | 301 | m | AED | 96.22 | 28962.22
2018-02 | 4 | 4.0031 | United Arab Emirates | Dubai | Infrastructure | MBR - Dubai Hills Estate | Package 43 - PA 05 | EMAAR | Arabian Coast | Award | 2018 |  | Roads And Pavings | R194.2 | Light Duty Pavement;Granular Subbase; 30% Cbr; Depth 130Mm. | 6154 | m² | AED | 14.5 | 89233
2018-02 | 4 | 4.0031 | United Arab Emirates | Dubai | Infrastructure | MBR - Dubai Hills Estate | Package 43 - PA 05 | EMAAR | Arabian Coast | Award | 2018 |  | Roads And Pavings | R196 | Light Duty Pavement;Wet Mix Macadam Road Base; Depth 170Mm, Cbr > 80% | 5979 | m² | AED | 38.34 | 229234.86
2018-02 | 4 | 4.0031 | United Arab Emirates | Dubai | Infrastructure | MBR - Dubai Hills Estate | Package 43 - PA 05 | EMAAR | Arabian Coast | Award | 2018 |  | Roads And Pavings | R783 | Light Duty Pavement;Precast Concrete Block Paving Tile; Thickness 80Mm On And Including 30Mm Thick Sand Bed. | 8540 | m² | AED | 63.78 | 544681.2
2018-02 | 4 | 4.0031 | United Arab Emirates | Dubai | Infrastructure | MBR - Dubai Hills Estate | Package 43 - PA 05 | EMAAR | Arabian Coast | Award | 2018 |  | Roads And Pavings | R900.1 | Parking Bays Including Earthworks, Precast Concrete Flush Kerb, Concrete Bed And Backing And Light Duty Pavement As Per Dwg. Upstand Kerb Measured Elsewhere.;Single Car Parking Bay | 6 | Nr | AED | 6571.42 | 39428.52
2018-02 | 4 | 4.0031 | United Arab Emirates | Dubai | Infrastructure | MBR - Dubai Hills Estate | Package 43 - PA 05 | EMAAR | Arabian Coast | Award | 2018 |  | Roads And Pavings | R900.2 | Parking Bays Including Earthworks, Precast Concrete Flush Kerb, Concrete Bed And Backing And Light Duty Pavement As Per Dwg. Upstand Kerb Measured Elsewhere.;Two Car Parking Bay | 9 | Nr | AED | 13457.07 | 121113.63
2018-02 | 4 | 4.0031 | United Arab Emirates | Dubai | Infrastructure | MBR - Dubai Hills Estate | Package 43 - PA 05 | EMAAR | Arabian Coast | Award | 2018 |  | Roads And Pavings | R900.3 | Parking Bays Including Earthworks, Precast Concrete Flush Kerb, Concrete Bed And Backing And Light Duty Pavement As Per Dwg. Upstand Kerb Measured Elsewhere.;Three Car Parking Bay | 5 | Nr | AED | 18047.5 | 90237.5
2018-02 | 4 | 4.0031 | United Arab Emirates | Dubai | Infrastructure | MBR - Dubai Hills Estate | Package 43 - PA 05 | EMAAR | Arabian Coast | Award | 2018 |  | Roads And Pavings | R900.4 | Parking Bays Including Earthworks, Precast Concrete Flush Kerb, Concrete Bed And Backing And Light Duty Pavement As Per Dwg. Upstand Kerb Measured Elsewhere.;Four Car Parking Bay | 3 | Nr | AED | 22150.66 | 66451.98
2018-02 | 4 | 4.0031 | United Arab Emirates | Dubai | Infrastructure | MBR - Dubai Hills Estate | Package 43 - PA 05 | EMAAR | Arabian Coast | Award | 2018 |  | Roads And Pavings | R900.5 | Parking Bays Including Earthworks, Precast Concrete Flush Kerb, Concrete Bed And Backing And Light Duty Pavement As Per Dwg. Upstand Kerb Measured Elsewhere.;Five Car Parking Bay | 3 | Nr | AED | 26474.68 | 79424.04
2018-02 | 4 | 4.0031 | United Arab Emirates | Dubai | Infrastructure | MBR - Dubai Hills Estate | Package 43 - PA 05 | EMAAR | Arabian Coast | Award | 2018 |  | Roads And Pavings | R811.1 | Ancillaries - Traffic Signs;Non-Illuminated;Warning And Regulatory Signs Including Posts.;Circular Sign Panel; Diameter = 0.6M (Keep Right Arrow 327, Round About 329, Speed Limit 340) | 49 | Nr | AED | 962.09 | 47142.41
2018-02 | 4 | 4.0032 | United Arab Emirates | Dubai | Infrastructure | MBR - Dubai Hills Estate | Package 43 - PA 05 | EMAAR | Arabian Coast | Award | 2018 |  | Roads And Pavings | R811.2 | Ancillaries - Traffic Signs;Non-Illuminated;Warning And Regulatory Signs Including Posts.;Triangle Sign Panel; Size = 0.75M (Give Way 302, Round About 420, Two Way 416, Bend 413) | 157 | Nr | AED | 1043.17 | 163777.69
2018-02 | 4 | 4.0032 | United Arab Emirates | Dubai | Infrastructure | MBR - Dubai Hills Estate | Package 43 - PA 05 | EMAAR | Arabian Coast | Award | 2018 |  | Roads And Pavings | R811.3 | Ancillaries - Traffic Signs;Non-Illuminated;Warning And Regulatory Signs Including Posts.;Rectangular Sign Panel; Size = 350X600Mm (453.1) | 21 | Nr | AED | 1051.05 | 22072.05
2018-02 | 4 | 4.0032 | United Arab Emirates | Dubai | Infrastructure | MBR - Dubai Hills Estate | Package 43 - PA 05 | EMAAR | Arabian Coast | Award | 2018 |  | Roads And Pavings | R811.4 | Ancillaries - Traffic Signs;Non-Illuminated;Warning And Regulatory Signs Including Posts.;Rectangular Sign Panel; Dwgs Code 456, 457 & 458 | 16 | Nr | AED | 1151.27 | 18420.32
2018-02 | 4 | 4.0032 | United Arab Emirates | Dubai | Infrastructure | MBR - Dubai Hills Estate | Package 43 - PA 05 | EMAAR | Arabian Coast | Award | 2018 |  | Roads And Pavings | R811.5 | Ancillaries - Traffic Signs;Non-Illuminated;Warning And Regulatory Signs Including Posts.;Triangular Sign Panel; Size 750Mm | 61 | Nr | AED | 1074.05 | 65517.05
2018-02 | 4 | 4.0032 | United Arab Emirates | Dubai | Infrastructure | MBR - Dubai Hills Estate | Package 43 - PA 05 | EMAAR | Arabian Coast | Award | 2018 |  | Roads And Pavings | R811.5 | Ancillaries - Traffic Signs;Non-Illuminated;Warning And Regulatory Signs Including Posts.;Rectangular Panel; Size 750X472.5Mm On Shared Post. | 60 | Nr | AED | 1096.95 | 65817
2018-02 | 4 | 4.0032 | United Arab Emirates | Dubai | Infrastructure | MBR - Dubai Hills Estate | Package 43 - PA 05 | EMAAR | Arabian Coast | Award | 2018 |  | Roads And Pavings | R811.5 | Ancillaries - Traffic Signs;Non-Illuminated;Warning And Regulatory Signs Including Posts.;Rectangular Sign Panel; Size 281X375Mm On Shared Post. | 41 | Nr | AED | 763.55 | 31305.55
2018-02 | 4 | 4.0032 | United Arab Emirates | Dubai | Infrastructure | MBR - Dubai Hills Estate | Package 43 - PA 05 | EMAAR | Arabian Coast | Award | 2018 |  | Roads And Pavings | R824.1 | Ancillaries - Traffic Signs;Surface Markings;Ancillaries - Surface Marking; Thermo Plastic;Marking As Specified;White Continuous Lines; 100Mm Wide. (611) | 2607 | m | AED | 6.96 | 18144.72
2018-02 | 4 | 4.0032 | United Arab Emirates | Dubai | Infrastructure | MBR - Dubai Hills Estate | Package 43 - PA 05 | EMAAR | Arabian Coast | Award | 2018 |  | Roads And Pavings | R825.1 | Ancillaries - Traffic Signs;Surface Markings;Ancillaries - Surface Marking; Thermo Plastic;Marking As Specified;White Lane Marking; 100Mm Wide. (652) | 3802 | m | AED | 6.96 | 26461.92
2018-02 | 4 | 4.0032 | United Arab Emirates | Dubai | Infrastructure | MBR - Dubai Hills Estate | Package 43 - PA 05 | EMAAR | Arabian Coast | Award | 2018 |  | Roads And Pavings | R824.2 | Ancillaries - Traffic Signs;Surface Markings;Ancillaries - Surface Marking; Thermo Plastic;Marking As Specified;White Stop Line Marking; 100Mm Wide. (602) | 322 | m | AED | 8.65 | 2785.3
2018-02 | 4 | 4.0033 | United Arab Emirates | Dubai | Infrastructure | MBR - Dubai Hills Estate | Package 43 - PA 05 | EMAAR | Arabian Coast | Award | 2018 |  | Roads And Pavings | R829.1 | Ancillaries - Traffic Signs;Surface Markings;Ancillaries - Surface Marking; Thermo Plastic;Marking As Specified;Yellow 1500 X 1000 Mm Triangle Marking On Speed Hump / Table; B = 1000 X P = 1500 Mm | 107 | m² | AED | 86.79 | 9286.53
2018-02 | 4 | 4.0033 | United Arab Emirates | Dubai | Infrastructure | MBR - Dubai Hills Estate | Package 43 - PA 05 | EMAAR | Arabian Coast | Award | 2018 |  | Roads And Pavings | R829.2 | Ancillaries - Traffic Signs;Surface Markings;Ancillaries - Surface Marking; Thermo Plastic;Marking As Specified;White Chevron And Hatch Marking. | 1044 | m² | AED | 97.49 | 101779.56
2018-02 | 4 | 4.0033 | United Arab Emirates | Dubai | Infrastructure | MBR - Dubai Hills Estate | Package 43 - PA 05 | EMAAR | Arabian Coast | Award | 2018 |  | Pipework - Pipes | I912.1 | Pipework - Pipes;Supply And Lay Gre Pipes Pipes (Stiffness 10,000 N/Mm²) Laid And Jointed In Trenches With Coupling Including Excavation, Backfilling And Disposal Of Surplus Material, Straight Joints (Flexible Joint), Etc. As Shown On The Drawing.;For 100Mm Diameter Gre Pipes;Depth Not Exceeding 1.5M | 10510 | m | AED | 243.46 | 2558764.6
2018-02 | 4 | 4.0033 | United Arab Emirates | Dubai | Infrastructure | MBR - Dubai Hills Estate | Package 43 - PA 05 | EMAAR | Arabian Coast | Award | 2018 |  | Pipework - Pipes | I913.1 | Pipework - Pipes;Supply And Lay Gre Pipes Pipes (Stiffness 10,000 N/Mm²) Laid And Jointed In Trenches With Coupling Including Excavation, Backfilling And Disposal Of Surplus Material, Straight Joints (Flexible Joint), Etc. As Shown On The Drawing.;For 100Mm Diameter Gre Pipes;Depth 1.5-2.0M | 2336 | m | AED | 288.42 | 673749.12
2018-02 | 4 | 4.0033 | United Arab Emirates | Dubai | Infrastructure | MBR - Dubai Hills Estate | Package 43 - PA 05 | EMAAR | Arabian Coast | Award | 2018 |  | Pipework - Pipes | I912.2 | Pipework - Pipes;Supply And Lay Gre Pipes Pipes (Stiffness 10,000 N/Mm²) Laid And Jointed In Trenches With Coupling Including Excavation, Backfilling And Disposal Of Surplus Material, Straight Joints (Flexible Joint), Etc. As Shown On The Drawing.;For 150Mm Diameter Gre Pipes;Depth Not Exceeding 1.5M | 202 | m | AED | 306.59 | 61931.18
2018-02 | 4 | 4.0033 | United Arab Emirates | Dubai | Infrastructure | MBR - Dubai Hills Estate | Package 43 - PA 05 | EMAAR | Arabian Coast | Award | 2018 |  | Pipework - Pipes | I913.2 | Pipework - Pipes;Supply And Lay Gre Pipes Pipes (Stiffness 10,000 N/Mm²) Laid And Jointed In Trenches With Coupling Including Excavation, Backfilling And Disposal Of Surplus Material, Straight Joints (Flexible Joint), Etc. As Shown On The Drawing.;For 150Mm Diameter Gre Pipes;Depth 1.5-2.0M | 45 | m | AED | 351.56 | 15820.2
2018-02 | 4 | 4.0033 | United Arab Emirates | Dubai | Infrastructure | MBR - Dubai Hills Estate | Package 43 - PA 05 | EMAAR | Arabian Coast | Award | 2018 |  | Pipework - Pipes | I922.1 | Pipework - Pipes;Supply And Lay Gre Pipes Pipes (Stiffness 10,000 N/Mm²) Laid And Jointed In Trenches With Coupling Including Excavation, Backfilling And Disposal Of Surplus Material, Straight Joints (Flexible Joint), Etc. As Shown On The Drawing.;For 225Mm Diameter Gre Pipes; | 1753 | m | AED | 449.29 | 787605.37
2018-02 | 4 | 4.0033 | United Arab Emirates | Dubai | Infrastructure | MBR - Dubai Hills Estate | Package 43 - PA 05 | EMAAR | Arabian Coast | Award | 2018 |  | Pipework - Pipes | I923.1 | Pipework - Pipes;Supply And Lay Gre Pipes Pipes (Stiffness 10,000 N/Mm²) Laid And Jointed In Trenches With Coupling Including Excavation, Backfilling And Disposal Of Surplus Material, Straight Joints (Flexible Joint), Etc. As Shown On The Drawing.;For 225Mm Diameter Gre Pipes;Depth 1.5-2.0M | 391 | m | AED | 478.16 | 186960.56
2018-02 | 4 | 4.0033 | United Arab Emirates | Dubai | Infrastructure | MBR - Dubai Hills Estate | Package 43 - PA 05 | EMAAR | Arabian Coast | Award | 2018 |  | Pipework - Fittings And Valves | J911.1 | Pipework - Fittings And Valves;Supply, Install And Joint Gre Fittings In Trench In Accordance With Specifications;Fittings;Bend 11.25°; 100Mm Dia | 60 | Nr | AED | 856.26 | 51375.6
2018-02 | 4 | 4.0033 | United Arab Emirates | Dubai | Infrastructure | MBR - Dubai Hills Estate | Package 43 - PA 05 | EMAAR | Arabian Coast | Award | 2018 |  | Pipework - Fittings And Valves | J911.2 | Pipework - Fittings And Valves;Supply, Install And Joint Gre Fittings In Trench In Accordance With Specifications;Fittings;Bend 22.5°; 100Mm Dia | 47 | Nr | AED | 1183.36 | 55617.92
2018-02 | 4 | 4.0034 | United Arab Emirates | Dubai | Infrastructure | MBR - Dubai Hills Estate | Package 43 - PA 05 | EMAAR | Arabian Coast | Award | 2018 |  | Pipework - Fittings And Valves | J911.3 | Pipework - Fittings And Valves;Supply, Install And Joint Gre Fittings In Trench In Accordance With Specifications;Fittings;Bend 45°; 100Mm Dia | 35 | Nr | AED | 1231.47 | 43101.45
2018-02 | 4 | 4.0034 | United Arab Emirates | Dubai | Infrastructure | MBR - Dubai Hills Estate | Package 43 - PA 05 | EMAAR | Arabian Coast | Award | 2018 |  | Pipework - Fittings And Valves | J911.4 | Pipework - Fittings And Valves;Supply, Install And Joint Gre Fittings In Trench In Accordance With Specifications;Fittings;Bend 90°; 100Mm Dia | 35 | Nr | AED | 1356.54 | 47478.9
2018-02 | 4 | 4.0034 | United Arab Emirates | Dubai | Infrastructure | MBR - Dubai Hills Estate | Package 43 - PA 05 | EMAAR | Arabian Coast | Award | 2018 |  | Pipework - Fittings And Valves | J911.5 | Pipework - Fittings And Valves;Supply, Install And Joint Gre Fittings In Trench In Accordance With Specifications;Fittings;Bend 11.25°; 150Mm Dia | 2 | Nr | AED | 1241.09 | 2482.18
2018-02 | 4 | 4.0034 | United Arab Emirates | Dubai | Infrastructure | MBR - Dubai Hills Estate | Package 43 - PA 05 | EMAAR | Arabian Coast | Award | 2018 |  | Pipework - Fittings And Valves | J911.6 | Pipework - Fittings And Valves;Supply, Install And Joint Gre Fittings In Trench In Accordance With Specifications;Fittings;Bend 22.5°; 150Mm Dia | 2 | Nr | AED | 1481.61 | 2963.22
2018-02 | 4 | 4.0034 | United Arab Emirates | Dubai | Infrastructure | MBR - Dubai Hills Estate | Package 43 - PA 05 | EMAAR | Arabian Coast | Award | 2018 |  | Pipework - Fittings And Valves | J911.7 | Pipework - Fittings And Valves;Supply, Install And Joint Gre Fittings In Trench In Accordance With Specifications;Fittings;Bend 45°; 150Mm Dia | 2 | Nr | AED | 1818.35 | 3636.7
2018-02 | 4 | 4.0034 | United Arab Emirates | Dubai | Infrastructure | MBR - Dubai Hills Estate | Package 43 - PA 05 | EMAAR | Arabian Coast | Award | 2018 |  | Pipework - Fittings And Valves | J911.8 | Pipework - Fittings And Valves;Supply, Install And Joint Gre Fittings In Trench In Accordance With Specifications;Fittings;Bend 90O; 150Mm Dia | 2 | Nr | AED | 2106.97 | 4213.94
2018-02 | 4 | 4.0034 | United Arab Emirates | Dubai | Infrastructure | MBR - Dubai Hills Estate | Package 43 - PA 05 | EMAAR | Arabian Coast | Award | 2018 |  | Pipework - Fittings And Valves | J912.1 | Pipework - Fittings And Valves;Supply, Install And Joint Gre Fittings In Trench In Accordance With Specifications;Fittings;Bend 11.25°; 225Mm Dia | 12 | Nr | AED | 2106.97 | 25283.64
2018-02 | 4 | 4.0034 | United Arab Emirates | Dubai | Infrastructure | MBR - Dubai Hills Estate | Package 43 - PA 05 | EMAAR | Arabian Coast | Award | 2018 |  | Pipework - Fittings And Valves | J912.2 | Pipework - Fittings And Valves;Supply, Install And Joint Gre Fittings In Trench In Accordance With Specifications;Fittings;Bend 22.5°; 225Mm Dia | 11 | Nr | AED | 2491.81 | 27409.91
2018-02 | 4 | 4.0034 | United Arab Emirates | Dubai | Infrastructure | MBR - Dubai Hills Estate | Package 43 - PA 05 | EMAAR | Arabian Coast | Award | 2018 |  | Pipework - Fittings And Valves | J912.3 | Pipework - Fittings And Valves;Supply, Install And Joint Gre Fittings In Trench In Accordance With Specifications;Fittings;Bend 45°; 225Mm Dia | 8 | Nr | AED | 2818.91 | 22551.28
2018-02 | 4 | 4.0034 | United Arab Emirates | Dubai | Infrastructure | MBR - Dubai Hills Estate | Package 43 - PA 05 | EMAAR | Arabian Coast | Award | 2018 |  | Pipework - Fittings And Valves | J912.4 | Pipework - Fittings And Valves;Supply, Install And Joint Gre Fittings In Trench In Accordance With Specifications;Fittings;Bend 90O; 225Mm Dia | 6 | Nr | AED | 3146.03 | 18876.18
2018-02 | 4 | 4.0034 | United Arab Emirates | Dubai | Infrastructure | MBR - Dubai Hills Estate | Package 43 - PA 05 | EMAAR | Arabian Coast | Award | 2018 |  | Pipework - Fittings And Valves | J921.1 | Pipework - Fittings And Valves;Supply, Install And Joint Gre Fittings In Trench In Accordance With Specifications;Fittings;Tee 100X100X100Mm | 18 | Nr | AED | 1332.49 | 23984.82
2018-02 | 4 | 4.0035 | United Arab Emirates | Dubai | Infrastructure | MBR - Dubai Hills Estate | Package 43 - PA 05 | EMAAR | Arabian Coast | Award | 2018 |  | Pipework - Fittings And Valves | J931.2 | Pipework - Fittings And Valves;Supply, Install And Joint Gre Fittings In Trench In Accordance With Specifications;Fittings;Tee 150X100X150Mm | 12 | Nr | AED | 1573.02 | 18876.24
2018-02 | 4 | 4.0035 | United Arab Emirates | Dubai | Infrastructure | MBR - Dubai Hills Estate | Package 43 - PA 05 | EMAAR | Arabian Coast | Award | 2018 |  | Pipework - Fittings And Valves | J921.2 | Pipework - Fittings And Valves;Supply, Install And Joint Gre Fittings In Trench In Accordance With Specifications;Fittings;Tee 150X150X150Mm | 6 | Nr | AED | 1573.02 | 9438.12
2018-02 | 4 | 4.0035 | United Arab Emirates | Dubai | Infrastructure | MBR - Dubai Hills Estate | Package 43 - PA 05 | EMAAR | Arabian Coast | Award | 2018 |  | Pipework - Fittings And Valves | J932.1 | Pipework - Fittings And Valves;Supply, Install And Joint Gre Fittings In Trench In Accordance With Specifications;Fittings;Tee 225X150X225Mm | 3 | Nr | AED | 2159.9 | 6479.7
2018-02 | 4 | 4.0035 | United Arab Emirates | Dubai | Infrastructure | MBR - Dubai Hills Estate | Package 43 - PA 05 | EMAAR | Arabian Coast | Award | 2018 |  | Pipework - Fittings And Valves | J922.1 | Pipework - Fittings And Valves;Supply, Install And Joint Gre Fittings In Trench In Accordance With Specifications;Fittings;Tee 225X225X225Mm | 2 | Nr | AED | 2159.9 | 4319.8
2018-02 | 4 | 4.0035 | United Arab Emirates | Dubai | Infrastructure | MBR - Dubai Hills Estate | Package 43 - PA 05 | EMAAR | Arabian Coast | Award | 2018 |  | Pipework - Fittings And Valves | J991.1 | Pipework - Fittings And Valves;Supply, Install And Joint Gre Fittings In Trench In Accordance With Specifications;Fittings;End Cap 100Mm Dia | 6 | Nr | AED | 803.34 | 4820.04
2018-02 | 4 | 4.0035 | United Arab Emirates | Dubai | Infrastructure | MBR - Dubai Hills Estate | Package 43 - PA 05 | EMAAR | Arabian Coast | Award | 2018 |  | Pipework - Fittings And Valves | J991.2 | Pipework - Fittings And Valves;Supply, Install And Joint Gre Fittings In Trench In Accordance With Specifications;Fittings;End Cap 150Mm Dia | 2 | Nr | AED | 968.82 | 1937.64
2018-02 | 4 | 4.0035 | United Arab Emirates | Dubai | Infrastructure | MBR - Dubai Hills Estate | Package 43 - PA 05 | EMAAR | Arabian Coast | Award | 2018 |  | Pipework - Fittings And Valves | J992.1 | Pipework - Fittings And Valves;Supply, Install And Joint Gre Fittings In Trench In Accordance With Specifications;Fittings;End Cap 225Mm Dia | 2 | Nr | AED | 1120.84 | 2241.68
2018-02 | 4 | 4.0035 | United Arab Emirates | Dubai | Infrastructure | MBR - Dubai Hills Estate | Package 43 - PA 05 | EMAAR | Arabian Coast | Award | 2018 |  | Pipework - Fittings And Valves | J811.1 | Pipework - Fittings And Valves;Valves;Supply And Install Buried Di Gate Valve Including All Fittings, Spindles, Extension Spindles, Pcc (Blinding Base), Reka Joint, Making Cut Pieces, Grp Water Tight Sealing Plate, Heavy Duty Di Covers Surface Box, Pvc Pipe, Concrete Slab, Marker Plate And Post And Other Accessories, Etc. All In Accordance With Dewa-Wd Standard Drawings, Specifications And Dewa-Wd Approval;Gate Valve On 100Mm Dia Gre Pipe | 74 | Nr | AED | 4127.22 | 305414.28
2018-02 | 4 | 4.0035 | United Arab Emirates | Dubai | Infrastructure | MBR - Dubai Hills Estate | Package 43 - PA 05 | EMAAR | Arabian Coast | Award | 2018 |  | Pipework - Fittings And Valves | J811.2 | Pipework - Fittings And Valves;Valves;Supply And Install Buried Di Gate Valve Including All Fittings, Spindles, Extension Spindles, Pcc (Blinding Base), Reka Joint, Making Cut Pieces, Grp Water Tight Sealing Plate, Heavy Duty Di Covers Surface Box, Pvc Pipe, Concrete Slab, Marker Plate And Post And Other Accessories, Etc. All In Accordance With Dewa-Wd Standard Drawings, Specifications And Dewa-Wd Approval;Gate Valve On 150Mm Dia Gre Pipe | 3 | Nr | AED | 5040.76 | 15122.28
2018-02 | 4 | 4.0035 | United Arab Emirates | Dubai | Infrastructure | MBR - Dubai Hills Estate | Package 43 - PA 05 | EMAAR | Arabian Coast | Award | 2018 |  | Pipework - Fittings And Valves | J812.1 | Pipework - Fittings And Valves;Valves;Supply And Install Buried Di Gate Valve Including All Fittings, Spindles, Extension Spindles, Pcc (Blinding Base), Reka Joint, Making Cut Pieces, Grp Water Tight Sealing Plate, Heavy Duty Di Covers Surface Box, Pvc Pipe, Concrete Slab, Marker Plate And Post And Other Accessories, Etc. All In Accordance With Dewa-Wd Standard Drawings, Specifications And Dewa-Wd Approval;Gate Valve On 225Mm Dia Gre Pipe | 11 | Nr | AED | 8964.96 | 98614.56
2018-02 | 4 | 4.0036 | United Arab Emirates | Dubai | Infrastructure | MBR - Dubai Hills Estate | Package 43 - PA 05 | EMAAR | Arabian Coast | Award | 2018 |  | Pipework - Fittings And Valves | J861.1 | Pipework - Fittings And Valves;Valves;Supply And Install Di Valve Including Extension Spindle As Shown On The Drawings And As Per Specifications.;Air Valve On 100Mm Dia Gre Pipe Including Butterfly Valve With Worm Gear. | 2 | Nr | AED | 8237.9 | 16475.8
2018-02 | 4 | 4.0036 | United Arab Emirates | Dubai | Infrastructure | MBR - Dubai Hills Estate | Package 43 - PA 05 | EMAAR | Arabian Coast | Award | 2018 |  | Pipework - Fittings And Valves | J861.2 | Pipework - Fittings And Valves;Valves;Supply And Install Di Valve Including Extension Spindle As Shown On The Drawings And As Per Specifications.;Air Valve On 150Mm Dia Gre Pipe Including Butterfly Valve With Worm Gear. | 2 | Nr | AED | 8622.73 | 17245.46
2018-02 | 4 | 4.0036 | United Arab Emirates | Dubai | Infrastructure | MBR - Dubai Hills Estate | Package 43 - PA 05 | EMAAR | Arabian Coast | Award | 2018 |  | Pipework - Fittings And Valves | J862.1 | Pipework - Fittings And Valves;Valves;Supply And Install Di Valve Including Extension Spindle As Shown On The Drawings And As Per Specifications.;Air Valve On 225Mm Dia Gre Pipe Including Butterfly Valve With Worm Gear. | 2 | Nr | AED | 10162.08 | 20324.16
2018-02 | 4 | 4.0036 | United Arab Emirates | Dubai | Infrastructure | MBR - Dubai Hills Estate | Package 43 - PA 05 | EMAAR | Arabian Coast | Award | 2018 |  | Pipework - Fittings And Valves | J891.1 | Pipework - Fittings And Valves;Valves;Supply And Install Di Valve Including Extension Spindle As Shown On The Drawings And As Per Specifications.;Washout Valve On 100Mm Dia Gre Pipe | 2 | Nr | AED | 7275.81 | 14551.62
2018-02 | 4 | 4.0036 | United Arab Emirates | Dubai | Infrastructure | MBR - Dubai Hills Estate | Package 43 - PA 05 | EMAAR | Arabian Coast | Award | 2018 |  | Pipework - Fittings And Valves | J891.2 | Pipework - Fittings And Valves;Valves;Supply And Install Di Valve Including Extension Spindle As Shown On The Drawings And As Per Specifications.;Washout Valve On 150Mm Dia Gre Pipe | 2 | Nr | AED | 7564.44 | 15128.88
2018-02 | 4 | 4.0036 | United Arab Emirates | Dubai | Infrastructure | MBR - Dubai Hills Estate | Package 43 - PA 05 | EMAAR | Arabian Coast | Award | 2018 |  | Pipework - Fittings And Valves | J892.1 | Pipework - Fittings And Valves;Valves;Supply And Install Di Valve Including Extension Spindle As Shown On The Drawings And As Per Specifications.;Washout Valve On 225Mm Dia Gre Pipe | 2 | Nr | AED | 9777.24 | 19554.48
2018-02 | 4 | 4.0036 | United Arab Emirates | Dubai | Infrastructure | MBR - Dubai Hills Estate | Package 43 - PA 05 | EMAAR | Arabian Coast | Award | 2018 |  | Pipework - Manholes And Pipework Ancillaries | K232.1 | Pipework - Manholes And Pipeworks Ancillaries;Valve Chambers;Valve Chambers Including Excavation, Backfilling, Short Pipes, Fittings, Joints, Heavy Duty Cover And Frame, Waterproofing, Vent, Ladder, Disposal Of Surplus Material Etc. Complete As Per Drawing Details And Dewa Standard And Specifications.;Air Valve Chamber;On 100Mm Dia; Depth 1.5 - 2.0M | 2 | Nr | AED | 21505.86 | 43011.72
2018-02 | 4 | 4.0036 | United Arab Emirates | Dubai | Infrastructure | MBR - Dubai Hills Estate | Package 43 - PA 05 | EMAAR | Arabian Coast | Award | 2018 |  | Pipework - Manholes And Pipework Ancillaries | K232.2 | Pipework - Manholes And Pipeworks Ancillaries;Valve Chambers;Valve Chambers Including Excavation, Backfilling, Short Pipes, Fittings, Joints, Heavy Duty Cover And Frame, Waterproofing, Vent, Ladder, Disposal Of Surplus Material Etc. Complete As Per Drawing Details And Dewa Standard And Specifications.;Air Valve Chamber;On 150Mm Dia; Depth 1.5 - 2.0M | 2 | Nr | AED | 22623.11 | 45246.22
2018-02 | 4 | 4.0036 | United Arab Emirates | Dubai | Infrastructure | MBR - Dubai Hills Estate | Package 43 - PA 05 | EMAAR | Arabian Coast | Award | 2018 |  | Pipework - Manholes And Pipework Ancillaries | K232.3 | Pipework - Manholes And Pipeworks Ancillaries;Valve Chambers;Valve Chambers Including Excavation, Backfilling, Short Pipes, Fittings, Joints, Heavy Duty Cover And Frame, Waterproofing, Vent, Ladder, Disposal Of Surplus Material Etc. Complete As Per Drawing Details And Dewa Standard And Specifications.;Air Valve Chamber;On 225Mm Dia; Depth 1.5 - 2.0M | 2 | Nr | AED | 25475.42 | 50950.84
2018-02 | 4 | 4.0037 | United Arab Emirates | Dubai | Infrastructure | MBR - Dubai Hills Estate | Package 43 - PA 05 | EMAAR | Arabian Coast | Award | 2018 |  | Pipework - Manholes And Pipework Ancillaries | K232.4 | Pipework - Manholes And Pipeworks Ancillaries;Valve Chambers;Valve Chambers Including Excavation, Backfilling, Short Pipes, Fittings, Joints, Heavy Duty Cover And Frame, Waterproofing, Vent, Ladder, Disposal Of Surplus Material Etc. Complete As Per Drawing Details And Dewa Standard And Specifications.;Washout Valve Chamber;On 100Mm Dia; Depth 1.5 - 2.0M | 2 | Nr | AED | 17798.67 | 35597.34
2018-02 | 4 | 4.0037 | United Arab Emirates | Dubai | Infrastructure | MBR - Dubai Hills Estate | Package 43 - PA 05 | EMAAR | Arabian Coast | Award | 2018 |  | Pipework - Manholes And Pipework Ancillaries | K232.5 | Pipework - Manholes And Pipeworks Ancillaries;Valve Chambers;Valve Chambers Including Excavation, Backfilling, Short Pipes, Fittings, Joints, Heavy Duty Cover And Frame, Waterproofing, Vent, Ladder, Disposal Of Surplus Material Etc. Complete As Per Drawing Details And Dewa Standard And Specifications.;Washout Valve Chamber;On 150Mm Dia; Depth 1.5 - 2.0M | 2 | Nr | AED | 18793.46 | 37586.92
2018-02 | 4 | 4.0037 | United Arab Emirates | Dubai | Infrastructure | MBR - Dubai Hills Estate | Package 43 - PA 05 | EMAAR | Arabian Coast | Award | 2018 |  | Pipework - Manholes And Pipework Ancillaries | K232.6 | Pipework - Manholes And Pipeworks Ancillaries;Valve Chambers;Valve Chambers Including Excavation, Backfilling, Short Pipes, Fittings, Joints, Heavy Duty Cover And Frame, Waterproofing, Vent, Ladder, Disposal Of Surplus Material Etc. Complete As Per Drawing Details And Dewa Standard And Specifications.;Washout Valve Chamber;On 225Mm Dia; Depth 1.5 - 2.0M | 2 | Nr | AED | 20030.71 | 40061.42
2018-02 | 4 | 4.0037 | United Arab Emirates | Dubai | Infrastructure | MBR - Dubai Hills Estate | Package 43 - PA 05 | EMAAR | Arabian Coast | Award | 2018 |  | Miscellaneous Work | X900.1 | Pipework - Manholes And Pipeworks Ancillaries;Valve Chambers;Valve Chambers Including Excavation, Backfilling, Short Pipes, Fittings, Joints, Heavy Duty Cover And Frame, Waterproofing, Vent, Ladder, Disposal Of Surplus Material Etc. Complete As Per Drawing Details And Dewa Standard And Specifications.;Heavy Duty Di Covers;Extra Over For Recessed Type Heavy Duty Di Cover And Frame For Chambers As Per Dewa-Wd Standards And Specifications. | 6 | Nr | AED | 1058.3 | 6349.8
2018-02 | 4 | 4.0037 | United Arab Emirates | Dubai | Infrastructure | MBR - Dubai Hills Estate | Package 43 - PA 05 | EMAAR | Arabian Coast | Award | 2018 |  | Pipework - Manholes And Pipework Ancillaries | K820 | Pipework - Manholes And Pipeworks Ancillaries;Valve Chambers;Valve Chambers Including Excavation, Backfilling, Short Pipes, Fittings, Joints, Heavy Duty Cover And Frame, Waterproofing, Vent, Ladder, Disposal Of Surplus Material Etc. Complete As Per Drawing Details And Dewa Standard And Specifications.;Marker Plate And Posts;Marker Plate And Posts As Per Drawing Details And Specifications | 12 | Nr | AED | 192.42 | 2309.04
2018-02 | 4 | 4.0037 | United Arab Emirates | Dubai | Infrastructure | MBR - Dubai Hills Estate | Package 43 - PA 05 | EMAAR | Arabian Coast | Award | 2018 |  | Pipework - Manholes And Pipework Ancillaries | K860 | Pipework - Manholes And Pipeworks Ancillaries;Tie-In Connection;Connection With Existing Potable Water Network Including All Accessories And Fittings As Per Drawing Details And Specifications | 3 | Nr | AED | 3752.15 | 11256.45
2018-02 | 4 | 4.0037 | United Arab Emirates | Dubai | Infrastructure | MBR - Dubai Hills Estate | Package 43 - PA 05 | EMAAR | Arabian Coast | Award | 2018 |  | Pipework - Supports And Protection | L311.1 | Pipework - Supports And Protection, Ancillaries To Laying And Excavation;Beds And Surround;Imported Sand Material For Bed And Surround Including Warning Tape;Bed;For 100Mm Dia Gre Pipe | 12845 | m | AED | 6.69 | 85933.05
2018-02 | 4 | 4.0037 | United Arab Emirates | Dubai | Infrastructure | MBR - Dubai Hills Estate | Package 43 - PA 05 | EMAAR | Arabian Coast | Award | 2018 |  | Pipework - Supports And Protection | L311.2 | Pipework - Supports And Protection, Ancillaries To Laying And Excavation;Beds And Surround;Imported Sand Material For Bed And Surround Including Warning Tape;Bed;For 150Mm Dia Gre Pipe | 247 | m | AED | 7 | 1729
2018-02 | 4 | 4.0037 | United Arab Emirates | Dubai | Infrastructure | MBR - Dubai Hills Estate | Package 43 - PA 05 | EMAAR | Arabian Coast | Award | 2018 |  | Pipework - Supports And Protection | L312.1 | Pipework - Supports And Protection, Ancillaries To Laying And Excavation;Beds And Surround;Imported Sand Material For Bed And Surround Including Warning Tape;Bed;For 225Mm Dia Gre Pipe | 2143 | m | AED | 7.98 | 17101.14
2018-02 | 4 | 4.0037 | United Arab Emirates | Dubai | Infrastructure | MBR - Dubai Hills Estate | Package 43 - PA 05 | EMAAR | Arabian Coast | Award | 2018 |  | Pipework - Supports And Protection | L511.1 | Pipework - Supports And Protection, Ancillaries To Laying And Excavation;Beds And Surround;Imported Sand Material For Bed And Surround Including Warning Tape;Surround;For 100Mm Dia Gre Pipe | 12845 | m | AED | 6.69 | 85933.05
2018-02 | 4 | 4.0038 | United Arab Emirates | Dubai | Infrastructure | MBR - Dubai Hills Estate | Package 43 - PA 05 | EMAAR | Arabian Coast | Award | 2018 |  | Pipework - Supports And Protection | L511.2 | Pipework - Supports And Protection, Ancillaries To Laying And Excavation;Beds And Surround;Imported Sand Material For Bed And Surround Including Warning Tape;Surround;For 150Mm Dia Gre Pipe | 247 | m | AED | 7 | 1729
2018-02 | 4 | 4.0038 | United Arab Emirates | Dubai | Infrastructure | MBR - Dubai Hills Estate | Package 43 - PA 05 | EMAAR | Arabian Coast | Award | 2018 |  | Pipework - Supports And Protection | L512.1 | Pipework - Supports And Protection, Ancillaries To Laying And Excavation;Beds And Surround;Imported Sand Material For Bed And Surround Including Warning Tape;Surround;For 225Mm Dia Gre Pipe | 2143 | m | AED | 7.98 | 17101.14
2018-02 | 4 | 4.0038 | United Arab Emirates | Dubai | Infrastructure | MBR - Dubai Hills Estate | Package 43 - PA 05 | EMAAR | Arabian Coast | Award | 2018 |  | Pipework - Supports And Protection | L711 | Pipework - Supports And Protection, Ancillaries To Laying And Excavation;Concrete Thrust Blocks As Detailed On The Drawing;Volume Not Exceeding 0.1M3; Nominal Bore: Not Exceeding 200Mm | 107 | Nr | AED | 367.3 | 39301.1
2018-02 | 4 | 4.0038 | United Arab Emirates | Dubai | Infrastructure | MBR - Dubai Hills Estate | Package 43 - PA 05 | EMAAR | Arabian Coast | Award | 2018 |  | Pipework - Supports And Protection | L722 | Pipework - Supports And Protection, Ancillaries To Laying And Excavation;Concrete Thrust Blocks As Detailed On The Drawing;Volume 0.1 - 0.2M3; Nominal Bore: Not Exceeding 225Mm | 21 | Nr | AED | 451.5 | 9481.5
2018-02 | 4 | 4.0038 | United Arab Emirates | Dubai | Infrastructure | MBR - Dubai Hills Estate | Package 43 - PA 05 | EMAAR | Arabian Coast | Award | 2018 |  | Pipework - Supports And Protection | L732 | Pipework - Supports And Protection, Ancillaries To Laying And Excavation;Concrete Thrust Blocks As Detailed On The Drawing;Volume 0.2 - 0.5M3; Nominal Bore: Not Exceeding 300Mm | 9 | Nr | AED | 538.1 | 4842.9
2018-02 | 4 | 4.0038 | United Arab Emirates | Dubai | Infrastructure | MBR - Dubai Hills Estate | Package 43 - PA 05 | EMAAR | Arabian Coast | Award | 2018 |  | Miscellaneous Work | X900.3 | Pipework - Supports And Protection, Ancillaries To Laying And Excavation;Protection Slab;150Mm Thk Protection Slab | 136 | m² | AED | 187.88 | 25551.68
2018-02 | 4 | 4.0038 | United Arab Emirates | Dubai | Infrastructure | MBR - Dubai Hills Estate | Package 43 - PA 05 | EMAAR | Arabian Coast | Award | 2018 |  | Pipework - Manholes And Pipework Ancillaries | K542.1 | Pipework - Manholes And Pipework Ancillaries;Ducts;Supply, Lay And Joint Upvc Cable Ducts In Trenches Beneath Carriageways Including Excavation, Backfilling, End Caps, Warning Tape, Draw Ropes, Markers And Disposal Of Surplus Excavated Material. Depth Not Exceeding 1.5M;For Lv Cables;1 X 2 Way 150Mm Dia. Upvc Duct | 34 | m | AED | 170.79 | 5806.86
2018-02 | 4 | 4.0038 | United Arab Emirates | Dubai | Infrastructure | MBR - Dubai Hills Estate | Package 43 - PA 05 | EMAAR | Arabian Coast | Award | 2018 |  | Pipework - Manholes And Pipework Ancillaries | K542.2 | Pipework - Manholes And Pipework Ancillaries;Ducts;Supply, Lay And Joint Upvc Cable Ducts In Trenches Beneath Carriageways Including Excavation, Backfilling, End Caps, Warning Tape, Draw Ropes, Markers And Disposal Of Surplus Excavated Material. Depth Not Exceeding 1.5M;For Lv Cables;1 X 4 Way 150Mm Dia. Upvc Duct | 103 | m | AED | 207.03 | 21324.09
2018-02 | 4 | 4.0038 | United Arab Emirates | Dubai | Infrastructure | MBR - Dubai Hills Estate | Package 43 - PA 05 | EMAAR | Arabian Coast | Award | 2018 |  | Pipework - Manholes And Pipework Ancillaries | K542.3 | Pipework - Manholes And Pipework Ancillaries;Ducts;Supply, Lay And Joint Upvc Cable Ducts In Trenches Beneath Carriageways Including Excavation, Backfilling, End Caps, Warning Tape, Draw Ropes, Markers And Disposal Of Surplus Excavated Material. Depth Not Exceeding 1.5M;For Lv Cables;1 X 6 Way 150Mm Dia. Upvc Duct | 26 | m | AED | 412.8 | 10732.8
2018-02 | 4 | 4.0038 | United Arab Emirates | Dubai | Infrastructure | MBR - Dubai Hills Estate | Package 43 - PA 05 | EMAAR | Arabian Coast | Award | 2018 |  | Pipework - Manholes And Pipework Ancillaries | K542.4 | Pipework - Manholes And Pipework Ancillaries;Ducts;Supply, Lay And Joint Upvc Cable Ducts In Trenches Beneath Carriageways Including Excavation, Backfilling, End Caps, Warning Tape, Draw Ropes, Markers And Disposal Of Surplus Excavated Material. Depth Not Exceeding 1.5M;For Lv Cables;2 X 4 Way 150Mm Dia. Upvc Duct | 34 | m | AED | 463.78 | 15768.52
2018-02 | 4 | 4.0038 | United Arab Emirates | Dubai | Infrastructure | MBR - Dubai Hills Estate | Package 43 - PA 05 | EMAAR | Arabian Coast | Award | 2018 |  | Pipework - Manholes And Pipework Ancillaries | K542.5 | Pipework - Manholes And Pipework Ancillaries;Ducts;Supply, Lay And Joint Upvc Cable Ducts In Trenches Beneath Carriageways Including Excavation, Backfilling, End Caps, Warning Tape, Draw Ropes, Markers And Disposal Of Surplus Excavated Material. Depth Not Exceeding 1.5M;For Lv Cables;2 X 6 Way 150Mm Dia. Upvc Duct | 277 | m | AED | 601 | 166477
2018-02 | 4 | 4.0039 | United Arab Emirates | Dubai | Infrastructure | MBR - Dubai Hills Estate | Package 43 - PA 05 | EMAAR | Arabian Coast | Award | 2018 |  | Pipework - Manholes And Pipework Ancillaries | K542.6 | Pipework - Manholes And Pipework Ancillaries;Ducts;Supply, Lay And Joint Upvc Cable Ducts In Trenches Beneath Carriageways Including Excavation, Backfilling, End Caps, Warning Tape, Draw Ropes, Markers And Disposal Of Surplus Excavated Material. Depth Not Exceeding 1.5M;For Lv Cables;3 X 6 Way 150Mm Dia. Upvc Duct | 93 | m | AED | 731.12 | 67994.16
2018-02 | 4 | 4.0039 | United Arab Emirates | Dubai | Infrastructure | MBR - Dubai Hills Estate | Package 43 - PA 05 | EMAAR | Arabian Coast | Award | 2018 |  | Pipework - Manholes And Pipework Ancillaries | K542.7 | Pipework - Manholes And Pipework Ancillaries;Ducts;Supply, Lay And Joint Upvc Cable Ducts In Trenches Beneath Carriageways Including Excavation, Backfilling, End Caps, Warning Tape, Draw Ropes, Markers And Disposal Of Surplus Excavated Material. Depth Not Exceeding 1.5M;For Lv Cables;3 X 8 Way 150Mm Dia. Upvc Duct | 35 | m | AED | 881.6 | 30856
2018-02 | 4 | 4.0039 | United Arab Emirates | Dubai | Infrastructure | MBR - Dubai Hills Estate | Package 43 - PA 05 | EMAAR | Arabian Coast | Award | 2018 |  | Pipework - Manholes And Pipework Ancillaries | K542.8 | Pipework - Manholes And Pipework Ancillaries;Ducts;Supply, Lay And Joint Upvc Cable Ducts In Trenches Beneath Carriageways Including Excavation, Backfilling, End Caps, Warning Tape, Draw Ropes, Markers And Disposal Of Surplus Excavated Material. Depth Not Exceeding 1.5M;For 11Kv Ducts;1 X 2 Way 150Mm Dia. Upvc Duct | 90 | m | AED | 170.79 | 15371.1
2018-02 | 4 | 4.0039 | United Arab Emirates | Dubai | Infrastructure | MBR - Dubai Hills Estate | Package 43 - PA 05 | EMAAR | Arabian Coast | Award | 2018 |  | Pipework - Manholes And Pipework Ancillaries | K542.9 | Pipework - Manholes And Pipework Ancillaries;Ducts;Supply, Lay And Joint Upvc Cable Ducts In Trenches Beneath Carriageways Including Excavation, Backfilling, End Caps, Warning Tape, Draw Ropes, Markers And Disposal Of Surplus Excavated Material. Depth Not Exceeding 1.5M;For 11Kv Ducts;1 X 4 Way 150Mm Dia. Upvc Duct | 173 | m | AED | 207.03 | 35816.19
2018-02 | 4 | 4.0039 | United Arab Emirates | Dubai | Infrastructure | MBR - Dubai Hills Estate | Package 43 - PA 05 | EMAAR | Arabian Coast | Award | 2018 |  | Pipework - Manholes And Pipework Ancillaries | K542.10 | Pipework - Manholes And Pipework Ancillaries;Ducts;Supply, Lay And Joint Upvc Cable Ducts In Trenches Beneath Carriageways Including Excavation, Backfilling, End Caps, Warning Tape, Draw Ropes, Markers And Disposal Of Surplus Excavated Material. Depth Not Exceeding 1.5M;For 11Kv Ducts;1 X 6 Way 150Mm Dia. Upvc Duct | 34 | m | AED | 412.8 | 14035.2
2018-02 | 4 | 4.0039 | United Arab Emirates | Dubai | Infrastructure | MBR - Dubai Hills Estate | Package 43 - PA 05 | EMAAR | Arabian Coast | Award | 2018 |  | Pipework - Manholes And Pipework Ancillaries | K542.11 | Pipework - Manholes And Pipework Ancillaries;Ducts;Supply, Lay And Joint Upvc Cable Ducts In Trenches Beneath Carriageways Including Excavation, Backfilling, End Caps, Warning Tape, Draw Ropes, Markers And Disposal Of Surplus Excavated Material. Depth Not Exceeding 1.5M;For 11Kv Ducts;2 X 4 Way 150Mm Dia. Upvc Duct | 123 | m | AED | 463.78 | 57044.94
2018-02 | 4 | 4.0039 | United Arab Emirates | Dubai | Infrastructure | MBR - Dubai Hills Estate | Package 43 - PA 05 | EMAAR | Arabian Coast | Award | 2018 |  | Pipework - Supports And Protection | L311.1 | Pipework - Supports And Protection Ancillaries To Laying And Excavation;Beds And Surround;Imported Sand Material For Bed And Surround Including Warning Tape;Bed;1 X 2 Way 150Mm Dia. Upvc Duct | 123 | m | AED | 11.14 | 1370.22
2018-02 | 4 | 4.0039 | United Arab Emirates | Dubai | Infrastructure | MBR - Dubai Hills Estate | Package 43 - PA 05 | EMAAR | Arabian Coast | Award | 2018 |  | Pipework - Supports And Protection | L311.2 | Pipework - Supports And Protection Ancillaries To Laying And Excavation;Beds And Surround;Imported Sand Material For Bed And Surround Including Warning Tape;Bed;1 X 4 Way 150Mm Dia. Upvc Duct | 276 | m | AED | 17.65 | 4871.4
2018-02 | 4 | 4.0039 | United Arab Emirates | Dubai | Infrastructure | MBR - Dubai Hills Estate | Package 43 - PA 05 | EMAAR | Arabian Coast | Award | 2018 |  | Pipework - Supports And Protection | L311.3 | Pipework - Supports And Protection Ancillaries To Laying And Excavation;Beds And Surround;Imported Sand Material For Bed And Surround Including Warning Tape;Bed;1 X 6 Way 150Mm Dia. Upvc Duct | 60 | m | AED | 21.1 | 1266
2018-02 | 4 | 4.0039 | United Arab Emirates | Dubai | Infrastructure | MBR - Dubai Hills Estate | Package 43 - PA 05 | EMAAR | Arabian Coast | Award | 2018 |  | Pipework - Supports And Protection | L311.4 | Pipework - Supports And Protection Ancillaries To Laying And Excavation;Beds And Surround;Imported Sand Material For Bed And Surround Including Warning Tape;Bed;2 X 4 Way 150Mm Dia. Upvc Duct | 156 | m | AED | 20.14 | 3141.84
2018-02 | 4 | 4.004 | United Arab Emirates | Dubai | Infrastructure | MBR - Dubai Hills Estate | Package 43 - PA 05 | EMAAR | Arabian Coast | Award | 2018 |  | Pipework - Supports And Protection | L311.5 | Pipework - Supports And Protection Ancillaries To Laying And Excavation;Beds And Surround;Imported Sand Material For Bed And Surround Including Warning Tape;Bed;2 X 6 Way 150Mm Dia. Upvc Duct | 277 | m | AED | 23.59 | 6534.43
2018-02 | 4 | 4.004 | United Arab Emirates | Dubai | Infrastructure | MBR - Dubai Hills Estate | Package 43 - PA 05 | EMAAR | Arabian Coast | Award | 2018 |  | Pipework - Supports And Protection | L311.6 | Pipework - Supports And Protection Ancillaries To Laying And Excavation;Beds And Surround;Imported Sand Material For Bed And Surround Including Warning Tape;Bed;3 X 6 Way 150Mm Dia. Upvc Duct | 93 | m | AED | 28 | 2604
2018-02 | 4 | 4.004 | United Arab Emirates | Dubai | Infrastructure | MBR - Dubai Hills Estate | Package 43 - PA 05 | EMAAR | Arabian Coast | Award | 2018 |  | Pipework - Supports And Protection | L311.7 | Pipework - Supports And Protection Ancillaries To Laying And Excavation;Beds And Surround;Imported Sand Material For Bed And Surround Including Warning Tape;Bed;3 X 8 Way 150Mm Dia. Upvc Duct | 35 | m | AED | 33.56 | 1174.6
2018-02 | 4 | 4.004 | United Arab Emirates | Dubai | Infrastructure | MBR - Dubai Hills Estate | Package 43 - PA 05 | EMAAR | Arabian Coast | Award | 2018 |  | Pipework - Supports And Protection | L511.1 | Pipework - Supports And Protection Ancillaries To Laying And Excavation;Beds And Surround;Imported Sand Material For Bed And Surround Including Warning Tape;Surround;1 X 2 Way 150Mm Dia. Upvc Duct | 123 | m | AED | 12.09 | 1487.07
2018-02 | 4 | 4.004 | United Arab Emirates | Dubai | Infrastructure | MBR - Dubai Hills Estate | Package 43 - PA 05 | EMAAR | Arabian Coast | Award | 2018 |  | Pipework - Supports And Protection | L511.2 | Pipework - Supports And Protection Ancillaries To Laying And Excavation;Beds And Surround;Imported Sand Material For Bed And Surround Including Warning Tape;Surround;1 X 4 Way 150Mm Dia. Upvc Duct | 276 | m | AED | 16.69 | 4606.44
2018-02 | 4 | 4.004 | United Arab Emirates | Dubai | Infrastructure | MBR - Dubai Hills Estate | Package 43 - PA 05 | EMAAR | Arabian Coast | Award | 2018 |  | Pipework - Supports And Protection | L511.3 | Pipework - Supports And Protection Ancillaries To Laying And Excavation;Beds And Surround;Imported Sand Material For Bed And Surround Including Warning Tape;Surround;1 X 6 Way 150Mm Dia. Upvc Duct | 60 | m | AED | 20.14 | 1208.4
2018-02 | 4 | 4.004 | United Arab Emirates | Dubai | Infrastructure | MBR - Dubai Hills Estate | Package 43 - PA 05 | EMAAR | Arabian Coast | Award | 2018 |  | Pipework - Supports And Protection | L511.4 | Pipework - Supports And Protection Ancillaries To Laying And Excavation;Beds And Surround;Imported Sand Material For Bed And Surround Including Warning Tape;Surround;2 X 4 Way 150Mm Dia. Upvc Duct | 156 | m | AED | 26.85 | 4188.6
2018-02 | 4 | 4.004 | United Arab Emirates | Dubai | Infrastructure | MBR - Dubai Hills Estate | Package 43 - PA 05 | EMAAR | Arabian Coast | Award | 2018 |  | Pipework - Supports And Protection | L511.5 | Pipework - Supports And Protection Ancillaries To Laying And Excavation;Beds And Surround;Imported Sand Material For Bed And Surround Including Warning Tape;Surround;2 X 6 Way 150Mm Dia. Upvc Duct | 277 | m | AED | 30.49 | 8445.73
2018-02 | 4 | 4.004 | United Arab Emirates | Dubai | Infrastructure | MBR - Dubai Hills Estate | Package 43 - PA 05 | EMAAR | Arabian Coast | Award | 2018 |  | Pipework - Supports And Protection | L511.6 | Pipework - Supports And Protection Ancillaries To Laying And Excavation;Beds And Surround;Imported Sand Material For Bed And Surround Including Warning Tape;Surround;3 X 6 Way 150Mm Dia. Upvc Duct | 93 | m | AED | 36.24 | 3370.32
2018-02 | 4 | 4.0041 | United Arab Emirates | Dubai | Infrastructure | MBR - Dubai Hills Estate | Package 43 - PA 05 | EMAAR | Arabian Coast | Award | 2018 |  | Pipework - Supports And Protection | L511.7 | Pipework - Supports And Protection Ancillaries To Laying And Excavation;Beds And Surround;Imported Sand Material For Bed And Surround Including Warning Tape;Surround;3 X 8 Way 150Mm Dia. Upvc Duct | 35 | m | AED | 43.91 | 1536.85
2018-02 | 4 | 4.0041 | United Arab Emirates | Dubai | Infrastructure | MBR - Dubai Hills Estate | Package 43 - PA 05 | EMAAR | Arabian Coast | Award | 2018 |  | Miscellaneous Work | X900.6 | Miscellaneous Work;Low Voltage Feeder Pillar;Construction Of Foundation For Lv Feeder Pillar Including Excavation, Backfilling, Disposal Of Surplus Material, Etc. As Per Dewa Standard And Requirements;4 Way, Feeder Pillar | 2 | Nr | AED | 4710.4 | 9420.8
2018-02 | 4 | 4.0041 | United Arab Emirates | Dubai | Infrastructure | MBR - Dubai Hills Estate | Package 43 - PA 05 | EMAAR | Arabian Coast | Award | 2018 |  | Miscellaneous Work | X900.4 | Miscellaneous Work;Low Voltage Feeder Pillar;Construction Of Foundation For Lv Feeder Pillar Including Excavation, Backfilling, Disposal Of Surplus Material, Etc. As Per Dewa Standard And Requirements;Substation;Construction Of Foundation For Substation Including Duct Sleeve, Gratings, Excavation, Backfilling, Disposal Of Surplus Material, Etc. As Per Dewa Standard And Requirements. | 26 | Nr | AED | 39033.91 | 1014881.66
2018-02 | 4 | 4.0041 | United Arab Emirates | Dubai | Infrastructure | MBR - Dubai Hills Estate | Package 43 - PA 05 | EMAAR | Arabian Coast | Award | 2018 |  | Pipework - Manholes And Pipework Ancillaries | K231 | Pipework : Manholes And Pipe Work Ancillaries ;Manholes;Reinforced Concrete Manhole Complete Including, But Not Limited To, Water Proofing Membrane And Multiple Pipe Entries, Internal Finishes, Excavation, Backfilling, Disposal Of Surplus Excavated Material, Etc. Complete As Per Detail And Requirements.;Frame And Cover Is Free Issue From The Authorities. Contractor To Arrange Collection From Authority Stores And Delivery To Site.Jrc 12; Depth Not Exceeding 1.5M | 60 | Nr | AED | 3559.73 | 213583.8
2018-02 | 4 | 4.0041 | United Arab Emirates | Dubai | Infrastructure | MBR - Dubai Hills Estate | Package 43 - PA 05 | EMAAR | Arabian Coast | Award | 2018 |  | Pipework - Manholes And Pipework Ancillaries | K232 | Pipework : Manholes And Pipe Work Ancillaries ;Manholes;Reinforced Concrete Manhole Complete Including, But Not Limited To, Water Proofing Membrane And Multiple Pipe Entries, Internal Finishes, Excavation, Backfilling, Disposal Of Surplus Excavated Material, Etc. Complete As Per Detail And Requirements.;Frame And Cover Is Free Issue From The Authorities. Contractor To Arrange Collection From Authority Stores And Delivery To Site.Jrc 12; Depth 1.5- 2.0M | 41 | Nr | AED | 3848.36 | 157782.76
2018-02 | 4 | 4.0041 | United Arab Emirates | Dubai | Infrastructure | MBR - Dubai Hills Estate | Package 43 - PA 05 | EMAAR | Arabian Coast | Award | 2018 |  | Pipework - Manholes And Pipework Ancillaries | K231 | Pipework : Manholes And Pipe Work Ancillaries ;Manholes;Reinforced Concrete Manhole Complete Including, But Not Limited To, Water Proofing Membrane And Multiple Pipe Entries, Internal Finishes, Excavation, Backfilling, Disposal Of Surplus Excavated Material, Etc. Complete As Per Detail And Requirements.;Frame And Cover Is Free Issue From The Authorities. Contractor To Arrange Collection From Authority Stores And Delivery To Site.Jrc 14; Depth Not Exceeding 1.5M | 6 | Nr | AED | 7518.16 | 45108.96
2018-02 | 4 | 4.0041 | United Arab Emirates | Dubai | Infrastructure | MBR - Dubai Hills Estate | Package 43 - PA 05 | EMAAR | Arabian Coast | Award | 2018 |  | Pipework - Manholes And Pipework Ancillaries | K231 | Pipework : Manholes And Pipe Work Ancillaries ;Manholes;Reinforced Concrete Manhole Complete Including, But Not Limited To, Water Proofing Membrane And Multiple Pipe Entries, Internal Finishes, Excavation, Backfilling, Disposal Of Surplus Excavated Material, Etc. Complete As Per Detail And Requirements.;Frame And Cover Is Free Issue From The Authorities. Contractor To Arrange Collection From Authority Stores And Delivery To Site.Jrc 14; Depth Exceeding 1.5M | 3 | Nr | AED | 9021.8 | 27065.4
2018-02 | 4 | 4.0041 | United Arab Emirates | Dubai | Infrastructure | MBR - Dubai Hills Estate | Package 43 - PA 05 | EMAAR | Arabian Coast | Award | 2018 |  | Miscellaneous Work | X900 | Pipework : Manholes And Pipe Work Ancillaries;Heavy Duty Di Covers;Extra Over For Recessed Type Heavy Duty Di Cover And Frame For Chambers As Per Etisalat & Du Standards And Specifications | 21 | Nr | AED | 1527.66 | 32080.86
2018-02 | 4 | 4.0041 | United Arab Emirates | Dubai | Infrastructure | MBR - Dubai Hills Estate | Package 43 - PA 05 | EMAAR | Arabian Coast | Award | 2018 |  | Pipework - Manholes And Pipework Ancillaries | K522.1 | Pipework : Manholes And Pipe Work Ancillaries;Duct;Lay And Joint Pvc Duct Pipe In Trench Including Excavation, Backfilling, End Caps, Warning Tape, Draw Ropes, Disposal Of Surplus Excavated Material, Etc.;Ducts Are Free Issue From The Authorities. Contractor To Arrange Collection From Authority Stores And Delivery To Site.;Main Ducts;2 Way - D54 Ducts | 14763 | m | AED | 34.4 | 507847.2
2018-02 | 4 | 4.0041 | United Arab Emirates | Dubai | Infrastructure | MBR - Dubai Hills Estate | Package 43 - PA 05 | EMAAR | Arabian Coast | Award | 2018 |  | Pipework - Manholes And Pipework Ancillaries | K542.1 | Pipework : Manholes And Pipe Work Ancillaries;Duct;Lay And Joint Pvc Duct Pipe In Trench Including Excavation, Backfilling, End Caps, Warning Tape, Draw Ropes, Disposal Of Surplus Excavated Material, Etc.;Ducts Are Free Issue From The Authorities. Contractor To Arrange Collection From Authority Stores And Delivery To Site.;Main Ducts;4 Way - D54 Ducts | 186 | m | AED | 43.06 | 8009.16
2018-02 | 4 | 4.0042 | United Arab Emirates | Dubai | Infrastructure | MBR - Dubai Hills Estate | Package 43 - PA 05 | EMAAR | Arabian Coast | Award | 2018 |  | Pipework - Manholes And Pipework Ancillaries | K522.2 | Pipework : Manholes And Pipe Work Ancillaries;Duct;Lay And Joint Pvc Duct Pipe In Trench Including Excavation, Backfilling, End Caps, Warning Tape, Draw Ropes, Disposal Of Surplus Excavated Material, Etc.;Ducts Are Free Issue From The Authorities. Contractor To Arrange Collection From Authority Stores And Delivery To Site.;Lead In Ducts;2 Way - D56 Ducts | 6963 | m | AED | 29.59 | 206035.17
2018-02 | 4 | 4.0042 | United Arab Emirates | Dubai | Infrastructure | MBR - Dubai Hills Estate | Package 43 - PA 05 | EMAAR | Arabian Coast | Award | 2018 |  | Pipework - Manholes And Pipework Ancillaries | K542.2 | Pipework : Manholes And Pipe Work Ancillaries;Duct;Lay And Joint Pvc Duct Pipe In Trench Including Excavation, Backfilling, End Caps, Warning Tape, Draw Ropes, Disposal Of Surplus Excavated Material, Etc.;Ducts Are Free Issue From The Authorities. Contractor To Arrange Collection From Authority Stores And Delivery To Site.;Lead In Ducts;4 Way - D56 Ducts | 1393 | m | AED | 38.25 | 53282.25
2018-02 | 4 | 4.0042 | United Arab Emirates | Dubai | Infrastructure | MBR - Dubai Hills Estate | Package 43 - PA 05 | EMAAR | Arabian Coast | Award | 2018 |  | Pipework - Manholes And Pipework Ancillaries | K542.3 | Pipework : Manholes And Pipe Work Ancillaries;Duct;Lay And Joint Pvc Duct Pipe In Trench Including Excavation, Backfilling, End Caps, Warning Tape, Draw Ropes, Disposal Of Surplus Excavated Material, Etc.;Ducts Are Free Issue From The Authorities. Contractor To Arrange Collection From Authority Stores And Delivery To Site.;Lead In Ducts;6 Way - D56 Ducts | 349 | m | AED | 42.1 | 14692.9
2018-02 | 4 | 4.0042 | United Arab Emirates | Dubai | Infrastructure | MBR - Dubai Hills Estate | Package 43 - PA 05 | EMAAR | Arabian Coast | Award | 2018 |  | Pipework - Manholes And Pipework Ancillaries | K521 | Pipework : Manholes And Pipe Work Ancillaries;Lay And Joint D56 Ducts In Open Trench On Top Of D54 Including Bends, End Caps, Draw Rope, Etc.;2 Way - D56 Ducts | 5392 | m | AED | 18.06 | 97379.52
2018-02 | 4 | 4.0042 | United Arab Emirates | Dubai | Infrastructure | MBR - Dubai Hills Estate | Package 43 - PA 05 | EMAAR | Arabian Coast | Award | 2018 |  | Pipework - Manholes And Pipework Ancillaries | K541.1 | Pipework : Manholes And Pipe Work Ancillaries;Lay And Joint D56 Ducts In Open Trench On Top Of D54 Including Bends, End Caps, Draw Rope, Etc.;4 Way - D56 Ducts | 3441 | m | AED | 21.9 | 75357.9
2018-02 | 4 | 4.0042 | United Arab Emirates | Dubai | Infrastructure | MBR - Dubai Hills Estate | Package 43 - PA 05 | EMAAR | Arabian Coast | Award | 2018 |  | Pipework - Manholes And Pipework Ancillaries | K541.2 | Pipework : Manholes And Pipe Work Ancillaries;Lay And Joint D56 Ducts In Open Trench On Top Of D54 Including Bends, End Caps, Draw Rope, Etc.;6 Way - D56 Ducts | 1767 | m | AED | 25.75 | 45500.25
2018-02 | 4 | 4.0042 | United Arab Emirates | Dubai | Infrastructure | MBR - Dubai Hills Estate | Package 43 - PA 05 | EMAAR | Arabian Coast | Award | 2018 |  | Pipework - Manholes And Pipework Ancillaries | K541.3 | Pipework : Manholes And Pipe Work Ancillaries;Lay And Joint D56 Ducts In Open Trench On Top Of D54 Including Bends, End Caps, Draw Rope, Etc.;8 Way - D56 Ducts | 19 | m | AED | 32.48 | 617.12
2018-02 | 4 | 4.0042 | United Arab Emirates | Dubai | Infrastructure | MBR - Dubai Hills Estate | Package 43 - PA 05 | EMAAR | Arabian Coast | Award | 2018 |  | Pipework - Manholes And Pipework Ancillaries | K542.4 | Pipework : Manholes And Pipe Work Ancillaries;Lay And Joint Pvc Diversion And Abandonment Of Existing Du And Etisalat Pvc Duct Networks As Shown On The Drawing. Chambers And Connection To Existing Network Already Measured In Other Items.;4 Way - D54 Ducts | 2953 | m | AED | 43.07 | 127185.71
2018-02 | 4 | 4.0042 | United Arab Emirates | Dubai | Infrastructure | MBR - Dubai Hills Estate | Package 43 - PA 05 | EMAAR | Arabian Coast | Award | 2018 |  | Pipework - Manholes And Pipework Ancillaries | K860 | Pipework : Manholes And Pipe Work Ancillaries;Lay And Joint Pvc Diversion And Abandonment Of Existing Du And Etisalat Pvc Duct Networks As Shown On The Drawing. Chambers And Connection To Existing Network Already Measured In Other Items.;Tie-In Connection;Connection With Etisalat/Du'S Existing Duct Network Including All Accessories And Fittings As Per Drawing Details And Specifications | 9 | Nr | AED | 1274.78 | 11473.02
2018-02 | 4 | 4.0042 | United Arab Emirates | Dubai | Infrastructure | MBR - Dubai Hills Estate | Package 43 - PA 05 | EMAAR | Arabian Coast | Award | 2018 |  | Pipework - Supports And Protection | L311.1 | Pipework : Supports And Protection, Ancillaries To Laying And Excavation;Beds And Surround;Imported Sand Material For Bed And Surround Including Warning Tape.;Bed;Main Ducts;2 Way - D54 Ducts | 14763 | m | AED | 8.94 | 131981.22
2018-02 | 4 | 4.0042 | United Arab Emirates | Dubai | Infrastructure | MBR - Dubai Hills Estate | Package 43 - PA 05 | EMAAR | Arabian Coast | Award | 2018 |  | Pipework - Supports And Protection | L311.2 | Pipework : Supports And Protection, Ancillaries To Laying And Excavation;Beds And Surround;Imported Sand Material For Bed And Surround Including Warning Tape.;Bed;Main Ducts;4 Way - D54 Ducts | 186 | m | AED | 11.07 | 2059.02
2018-02 | 4 | 4.0043 | United Arab Emirates | Dubai | Infrastructure | MBR - Dubai Hills Estate | Package 43 - PA 05 | EMAAR | Arabian Coast | Award | 2018 |  | Pipework - Supports And Protection | L311.3 | Pipework : Supports And Protection, Ancillaries To Laying And Excavation;Beds And Surround;Imported Sand Material For Bed And Surround Including Warning Tape.;Bed;Lead In Ducts;2 Way - D56 Ducts | 12354 | m | AED | 8.94 | 110444.76
2018-02 | 4 | 4.0043 | United Arab Emirates | Dubai | Infrastructure | MBR - Dubai Hills Estate | Package 43 - PA 05 | EMAAR | Arabian Coast | Award | 2018 |  | Pipework - Supports And Protection | L311.4 | Pipework : Supports And Protection, Ancillaries To Laying And Excavation;Beds And Surround;Imported Sand Material For Bed And Surround Including Warning Tape.;Bed;Lead In Ducts;4 Way - D56 Ducts | 4833 | m | AED | 10.95 | 52921.35
2018-02 | 4 | 4.0043 | United Arab Emirates | Dubai | Infrastructure | MBR - Dubai Hills Estate | Package 43 - PA 05 | EMAAR | Arabian Coast | Award | 2018 |  | Pipework - Supports And Protection | L311.5 | Pipework : Supports And Protection, Ancillaries To Laying And Excavation;Beds And Surround;Imported Sand Material For Bed And Surround Including Warning Tape.;Bed;Lead In Ducts;6 Way - D56 Ducts | 2116 | m | AED | 13 | 27508
2018-02 | 4 | 4.0043 | United Arab Emirates | Dubai | Infrastructure | MBR - Dubai Hills Estate | Package 43 - PA 05 | EMAAR | Arabian Coast | Award | 2018 |  | Pipework - Supports And Protection | L311.6 | Pipework : Supports And Protection, Ancillaries To Laying And Excavation;Beds And Surround;Imported Sand Material For Bed And Surround Including Warning Tape.;Bed;Lead In Ducts;8 Way - D56 Ducts | 19 | m | AED | 15.01 | 285.19
2018-02 | 4 | 4.0043 | United Arab Emirates | Dubai | Infrastructure | MBR - Dubai Hills Estate | Package 43 - PA 05 | EMAAR | Arabian Coast | Award | 2018 |  | Pipework - Supports And Protection | L511.1 | Pipework : Supports And Protection, Ancillaries To Laying And Excavation;Beds And Surround;Surround;Main Ducts;2 Way - D54 Ducts | 14763 | m | AED | 9.14 | 134933.82
2018-02 | 4 | 4.0043 | United Arab Emirates | Dubai | Infrastructure | MBR - Dubai Hills Estate | Package 43 - PA 05 | EMAAR | Arabian Coast | Award | 2018 |  | Pipework - Supports And Protection | L511.2 | Pipework : Supports And Protection, Ancillaries To Laying And Excavation;Beds And Surround;Surround;Main Ducts;4 Way - D54 Ducts | 186 | m | AED | 11.07 | 2059.02
2018-02 | 4 | 4.0043 | United Arab Emirates | Dubai | Infrastructure | MBR - Dubai Hills Estate | Package 43 - PA 05 | EMAAR | Arabian Coast | Award | 2018 |  | Pipework - Supports And Protection | L511.2 | Pipework : Supports And Protection, Ancillaries To Laying And Excavation;Beds And Surround;Surround;Lead In Ducts;2 Way Ducts | 12354 | m | AED | 9.14 | 112915.56
2018-02 | 4 | 4.0043 | United Arab Emirates | Dubai | Infrastructure | MBR - Dubai Hills Estate | Package 43 - PA 05 | EMAAR | Arabian Coast | Award | 2018 |  | Pipework - Supports And Protection | L511.3 | Pipework : Supports And Protection, Ancillaries To Laying And Excavation;Beds And Surround;Surround;Lead In Ducts;4 Way - Ducts | 4833 | m | AED | 11.07 | 53501.31
2018-02 | 4 | 4.0043 | United Arab Emirates | Dubai | Infrastructure | MBR - Dubai Hills Estate | Package 43 - PA 05 | EMAAR | Arabian Coast | Award | 2018 |  | Pipework - Supports And Protection | L511.4 | Pipework : Supports And Protection, Ancillaries To Laying And Excavation;Beds And Surround;Surround;Lead In Ducts;6 Way - Ducts | 2116 | m | AED | 13 | 27508
2018-02 | 4 | 4.0043 | United Arab Emirates | Dubai | Infrastructure | MBR - Dubai Hills Estate | Package 43 - PA 05 | EMAAR | Arabian Coast | Award | 2018 |  | Pipework - Supports And Protection | L511.5 | Pipework : Supports And Protection, Ancillaries To Laying And Excavation;Beds And Surround;Surround;Lead In Ducts;8 Way - Ducts | 19 | m | AED | 14.92 | 283.48
2018-02 | 4 | 4.0044 | United Arab Emirates | Dubai | Infrastructure | MBR - Dubai Hills Estate | Package 43 - PA 05 | EMAAR | Arabian Coast | Award | 2018 |  | Pipework - Pipes | I512.1 | Pipework - Pipes;Supply And Lay Upvc Pipes, Class D, Laid And Jointed In Trench With Coupling Including Excavation, Backfilling And Disposal Of Surplus Material As Shown On The Drawing.;For 100Mm Diameter Pipes;Depth Not Exceeding 1.5M | 6259 | m | AED | 82.74 | 517869.66
2018-02 | 4 | 4.0044 | United Arab Emirates | Dubai | Infrastructure | MBR - Dubai Hills Estate | Package 43 - PA 05 | EMAAR | Arabian Coast | Award | 2018 |  | Pipework - Pipes | I512.2 | Pipework - Pipes;Supply And Lay Upvc Pipes, Class D, Laid And Jointed In Trench With Coupling Including Excavation, Backfilling And Disposal Of Surplus Material As Shown On The Drawing.;For 160Mm Diameter Pipes;Depth Not Exceeding 1.5M | 60 | m | AED | 126.04 | 7562.4
2018-02 | 4 | 4.0044 | United Arab Emirates | Dubai | Infrastructure | MBR - Dubai Hills Estate | Package 43 - PA 05 | EMAAR | Arabian Coast | Award | 2018 |  | Pipework - Pipes | I512.3 | Pipework - Pipes;Supply And Lay Upvc Pipes, Class D, Laid And Jointed In Trench With Coupling Including Excavation, Backfilling And Disposal Of Surplus Material As Shown On The Drawing.;For 250Mm Diameter Pipes;Depth Not Exceeding 1.5M | 997 | m | AED | 195.29 | 194704.13
2018-02 | 4 | 4.0044 | United Arab Emirates | Dubai | Infrastructure | MBR - Dubai Hills Estate | Package 43 - PA 05 | EMAAR | Arabian Coast | Award | 2018 |  | Pipework - Fittings And Valves | J411.1 | Pipework - Fittings And Valves;Supply, Install And Joint Upvc Fittings In Trench In Accordance With Specifications;Fittings;Bend 11.25°; 100Mm Dia | 81 | Nr | AED | 500.86 | 40569.66
2018-02 | 4 | 4.0044 | United Arab Emirates | Dubai | Infrastructure | MBR - Dubai Hills Estate | Package 43 - PA 05 | EMAAR | Arabian Coast | Award | 2018 |  | Pipework - Fittings And Valves | J411.2 | Pipework - Fittings And Valves;Supply, Install And Joint Upvc Fittings In Trench In Accordance With Specifications;Fittings;Bend 22.5°; 100Mm Dia | 42 | Nr | AED | 538.96 | 22636.32
2018-02 | 4 | 4.0044 | United Arab Emirates | Dubai | Infrastructure | MBR - Dubai Hills Estate | Package 43 - PA 05 | EMAAR | Arabian Coast | Award | 2018 |  | Pipework - Fittings And Valves | J411.3 | Pipework - Fittings And Valves;Supply, Install And Joint Upvc Fittings In Trench In Accordance With Specifications;Fittings;Bend 45°; 100Mm Dia | 18 | Nr | AED | 577.06 | 10387.08
2018-02 | 4 | 4.0044 | United Arab Emirates | Dubai | Infrastructure | MBR - Dubai Hills Estate | Package 43 - PA 05 | EMAAR | Arabian Coast | Award | 2018 |  | Pipework - Fittings And Valves | J411.4 | Pipework - Fittings And Valves;Supply, Install And Joint Upvc Fittings In Trench In Accordance With Specifications;Fittings;Bend 90°; 100Mm Dia | 18 | Nr | AED | 684.95 | 12329.1
2018-02 | 4 | 4.0044 | United Arab Emirates | Dubai | Infrastructure | MBR - Dubai Hills Estate | Package 43 - PA 05 | EMAAR | Arabian Coast | Award | 2018 |  | Pipework - Fittings And Valves | J411.5 | Pipework - Fittings And Valves;Supply, Install And Joint Upvc Fittings In Trench In Accordance With Specifications;Fittings;Bend 11.25°; 160Mm Dia | 2 | Nr | AED | 834.22 | 1668.44
2018-02 | 4 | 4.0044 | United Arab Emirates | Dubai | Infrastructure | MBR - Dubai Hills Estate | Package 43 - PA 05 | EMAAR | Arabian Coast | Award | 2018 |  | Pipework - Fittings And Valves | J411.6 | Pipework - Fittings And Valves;Supply, Install And Joint Upvc Fittings In Trench In Accordance With Specifications;Fittings;Bend 22.5°; 160Mm Dia | 2 | Nr | AED | 872.32 | 1744.64
2018-02 | 4 | 4.0045 | United Arab Emirates | Dubai | Infrastructure | MBR - Dubai Hills Estate | Package 43 - PA 05 | EMAAR | Arabian Coast | Award | 2018 |  | Pipework - Fittings And Valves | J411.7 | Pipework - Fittings And Valves;Supply, Install And Joint Upvc Fittings In Trench In Accordance With Specifications;Fittings;Bend 45°; 160Mm Dia | 2 | Nr | AED | 1024.72 | 2049.44
2018-02 | 4 | 4.0045 | United Arab Emirates | Dubai | Infrastructure | MBR - Dubai Hills Estate | Package 43 - PA 05 | EMAAR | Arabian Coast | Award | 2018 |  | Pipework - Fittings And Valves | J411.8 | Pipework - Fittings And Valves;Supply, Install And Joint Upvc Fittings In Trench In Accordance With Specifications;Fittings;Bend 90°; 160Mm Dia | 2 | Nr | AED | 1151.74 | 2303.48
2018-02 | 4 | 4.0045 | United Arab Emirates | Dubai | Infrastructure | MBR - Dubai Hills Estate | Package 43 - PA 05 | EMAAR | Arabian Coast | Award | 2018 |  | Pipework - Fittings And Valves | J412.1 | Pipework - Fittings And Valves;Supply, Install And Joint Upvc Fittings In Trench In Accordance With Specifications;Fittings;Bend 11.25°; 250Mm Dia | 13 | Nr | AED | 1856.84 | 24138.92
2018-02 | 4 | 4.0045 | United Arab Emirates | Dubai | Infrastructure | MBR - Dubai Hills Estate | Package 43 - PA 05 | EMAAR | Arabian Coast | Award | 2018 |  | Pipework - Fittings And Valves | J412.2 | Pipework - Fittings And Valves;Supply, Install And Joint Upvc Fittings In Trench In Accordance With Specifications;Fittings;Bend 22.5°; 250Mm Dia | 8 | Nr | AED | 1924.18 | 15393.44
2018-02 | 4 | 4.0045 | United Arab Emirates | Dubai | Infrastructure | MBR - Dubai Hills Estate | Package 43 - PA 05 | EMAAR | Arabian Coast | Award | 2018 |  | Pipework - Fittings And Valves | J412.3 | Pipework - Fittings And Valves;Supply, Install And Joint Upvc Fittings In Trench In Accordance With Specifications;Fittings;Bend 45°; 250Mm Dia | 3 | Nr | AED | 2049.25 | 6147.75
2018-02 | 4 | 4.0045 | United Arab Emirates | Dubai | Infrastructure | MBR - Dubai Hills Estate | Package 43 - PA 05 | EMAAR | Arabian Coast | Award | 2018 |  | Pipework - Fittings And Valves | J412.4 | Pipework - Fittings And Valves;Supply, Install And Joint Upvc Fittings In Trench In Accordance With Specifications;Fittings;Bend 90°; 250Mm Dia | 3 | Nr | AED | 2175.6 | 6526.8
2018-02 | 4 | 4.0045 | United Arab Emirates | Dubai | Infrastructure | MBR - Dubai Hills Estate | Package 43 - PA 05 | EMAAR | Arabian Coast | Award | 2018 |  | Pipework - Fittings And Valves | J421.1 | Pipework - Fittings And Valves;Supply, Install And Joint Upvc Fittings In Trench In Accordance With Specifications;Fittings;Tee 100X100X100Mm | 61 | Nr | AED | 1285.83 | 78435.63
2018-02 | 4 | 4.0045 | United Arab Emirates | Dubai | Infrastructure | MBR - Dubai Hills Estate | Package 43 - PA 05 | EMAAR | Arabian Coast | Award | 2018 |  | Pipework - Fittings And Valves | J421.2 | Pipework - Fittings And Valves;Supply, Install And Joint Upvc Fittings In Trench In Accordance With Specifications;Fittings;Tee 160X160X160Mm | 2 | Nr | AED | 1304.88 | 2609.76
2018-02 | 4 | 4.0045 | United Arab Emirates | Dubai | Infrastructure | MBR - Dubai Hills Estate | Package 43 - PA 05 | EMAAR | Arabian Coast | Award | 2018 |  | Pipework - Fittings And Valves | J422.2 | Pipework - Fittings And Valves;Supply, Install And Joint Upvc Fittings In Trench In Accordance With Specifications;Fittings;Tee 250X250X100Mm | 12 | Nr | AED | 2337.88 | 28054.56
2018-02 | 4 | 4.0045 | United Arab Emirates | Dubai | Infrastructure | MBR - Dubai Hills Estate | Package 43 - PA 05 | EMAAR | Arabian Coast | Award | 2018 |  | Pipework - Fittings And Valves | J422.3 | Pipework - Fittings And Valves;Supply, Install And Joint Upvc Fittings In Trench In Accordance With Specifications;Fittings;Tee 250X250X160Mm | 1 | Nr | AED | 2405.23 | 2405.23
2018-02 | 4 | 4.0046 | United Arab Emirates | Dubai | Infrastructure | MBR - Dubai Hills Estate | Package 43 - PA 05 | EMAAR | Arabian Coast | Award | 2018 |  | Pipework - Fittings And Valves | J432.1 | Pipework - Fittings And Valves;Supply, Install And Joint Upvc Fittings In Trench In Accordance With Specifications;Fittings;Tee 100X100X250Mm | 9 | Nr | AED | 1840 | 16560
2018-02 | 4 | 4.0046 | United Arab Emirates | Dubai | Infrastructure | MBR - Dubai Hills Estate | Package 43 - PA 05 | EMAAR | Arabian Coast | Award | 2018 |  | Pipework - Fittings And Valves | J432.2 | Pipework - Fittings And Valves;Supply, Install And Joint Upvc Fittings In Trench In Accordance With Specifications;Fittings;Reducer 250X100Mm | 15 | Nr | AED | 1885.7 | 28285.5
2018-02 | 4 | 4.0046 | United Arab Emirates | Dubai | Infrastructure | MBR - Dubai Hills Estate | Package 43 - PA 05 | EMAAR | Arabian Coast | Award | 2018 |  | Pipework - Fittings And Valves | J432.3 | Pipework - Fittings And Valves;Supply, Install And Joint Upvc Fittings In Trench In Accordance With Specifications;Fittings;Reducer 250X160Mm | 2 | Nr | AED | 2039.63 | 4079.26
2018-02 | 4 | 4.0046 | United Arab Emirates | Dubai | Infrastructure | MBR - Dubai Hills Estate | Package 43 - PA 05 | EMAAR | Arabian Coast | Award | 2018 |  | Pipework - Fittings And Valves | J491.1 | Pipework - Fittings And Valves;Supply, Install And Joint Upvc Fittings In Trench In Accordance With Specifications;Fittings;End Cap 100Mm Dia | 13 | Nr | AED | 350.65 | 4558.45
2018-02 | 4 | 4.0046 | United Arab Emirates | Dubai | Infrastructure | MBR - Dubai Hills Estate | Package 43 - PA 05 | EMAAR | Arabian Coast | Award | 2018 |  | Pipework - Fittings And Valves | J491.2 | Pipework - Fittings And Valves;Supply, Install And Joint Upvc Fittings In Trench In Accordance With Specifications;Fittings;End Cap 160Mm Dia | 2 | Nr | AED | 613.82 | 1227.64
2018-02 | 4 | 4.0046 | United Arab Emirates | Dubai | Infrastructure | MBR - Dubai Hills Estate | Package 43 - PA 05 | EMAAR | Arabian Coast | Award | 2018 |  | Pipework - Fittings And Valves | J492 | Pipework - Fittings And Valves;Supply, Install And Joint Upvc Fittings In Trench In Accordance With Specifications;Fittings;End Cap 250Mm Dia | 2 | Nr | AED | 979.6 | 1959.2
2018-02 | 4 | 4.0046 | United Arab Emirates | Dubai | Infrastructure | MBR - Dubai Hills Estate | Package 43 - PA 05 | EMAAR | Arabian Coast | Award | 2018 |  | Pipework - Fittings And Valves | J811.1 | Pipework - Fittings And Valves;Valves;Supply And Install Di Valve Including Extension Spindle As Shown On The Drawings And As Per Specifications.;Gate Valve On 100Mm Dia Pipe | 19 | Nr | AED | 4168.49 | 79201.31
2018-02 | 4 | 4.0046 | United Arab Emirates | Dubai | Infrastructure | MBR - Dubai Hills Estate | Package 43 - PA 05 | EMAAR | Arabian Coast | Award | 2018 |  | Pipework - Fittings And Valves | J811.2 | Pipework - Fittings And Valves;Valves;Supply And Install Di Valve Including Extension Spindle As Shown On The Drawings And As Per Specifications.;Gate Valve On 150Mm Dia Pipe | 2 | Nr | AED | 5091.15 | 10182.3
2018-02 | 4 | 4.0046 | United Arab Emirates | Dubai | Infrastructure | MBR - Dubai Hills Estate | Package 43 - PA 05 | EMAAR | Arabian Coast | Award | 2018 |  | Pipework - Fittings And Valves | J812 | Pipework - Fittings And Valves;Valves;Supply And Install Di Valve Including Extension Spindle As Shown On The Drawings And As Per Specifications.;Gate Valve On 250Mm Dia Pipe | 13 | Nr | AED | 9676.49 | 125794.37
2018-02 | 4 | 4.0046 | United Arab Emirates | Dubai | Infrastructure | MBR - Dubai Hills Estate | Package 43 - PA 05 | EMAAR | Arabian Coast | Award | 2018 |  | Pipework - Fittings And Valves | J861.1 | Pipework - Fittings And Valves;Valves;Supply And Install Di Valve Including Extension Spindle As Shown On The Drawings And As Per Specifications.;Air Valve On 100Mm Dia Pipe | 1 | Nr | AED | 7480.26 | 7480.26
2018-02 | 4 | 4.0046 | United Arab Emirates | Dubai | Infrastructure | MBR - Dubai Hills Estate | Package 43 - PA 05 | EMAAR | Arabian Coast | Award | 2018 |  | Pipework - Fittings And Valves | J861.2 | Pipework - Fittings And Valves;Valves;Supply And Install Di Valve Including Extension Spindle As Shown On The Drawings And As Per Specifications.;Air Valve On 150Mm Dia Pipe | 1 | Nr | AED | 9019.6 | 9019.6
2018-02 | 4 | 4.0047 | United Arab Emirates | Dubai | Infrastructure | MBR - Dubai Hills Estate | Package 43 - PA 05 | EMAAR | Arabian Coast | Award | 2018 |  | Pipework - Fittings And Valves | J862 | Pipework - Fittings And Valves;Valves;Supply And Install Di Valve Including Extension Spindle As Shown On The Drawings And As Per Specifications.;Air Valve On 250Mm Dia Pipe | 2 | Nr | AED | 12867.96 | 25735.92
2018-02 | 4 | 4.0047 | United Arab Emirates | Dubai | Infrastructure | MBR - Dubai Hills Estate | Package 43 - PA 05 | EMAAR | Arabian Coast | Award | 2018 |  | Pipework - Fittings And Valves | J891.1 | Pipework - Fittings And Valves;Valves;Supply And Install Di Valve Including Extension Spindle As Shown On The Drawings And As Per Specifications.;Washout Valve On 100Mm Dia Pipe | 1 | Nr | AED | 4271.54 | 4271.54
2018-02 | 4 | 4.0047 | United Arab Emirates | Dubai | Infrastructure | MBR - Dubai Hills Estate | Package 43 - PA 05 | EMAAR | Arabian Coast | Award | 2018 |  | Pipework - Fittings And Valves | J891.2 | Pipework - Fittings And Valves;Valves;Supply And Install Di Valve Including Extension Spindle As Shown On The Drawings And As Per Specifications.;Washout Valve On 150Mm Dia Pipe | 1 | Nr | AED | 5233.18 | 5233.18
2018-02 | 4 | 4.0047 | United Arab Emirates | Dubai | Infrastructure | MBR - Dubai Hills Estate | Package 43 - PA 05 | EMAAR | Arabian Coast | Award | 2018 |  | Pipework - Fittings And Valves | J892 | Pipework - Fittings And Valves;Valves;Supply And Install Di Valve Including Extension Spindle As Shown On The Drawings And As Per Specifications.;Washout Valve On 250Mm Dia Pipe | 2 | Nr | AED | 9580.7 | 19161.4
2018-02 | 4 | 4.0047 | United Arab Emirates | Dubai | Infrastructure | MBR - Dubai Hills Estate | Package 43 - PA 05 | EMAAR | Arabian Coast | Award | 2018 |  | Pipework - Manholes And Pipework Ancillaries | K232.1 | Pipework - Manholes And Pipeworks Ancillaries;Valve Chamber;Reinforced Concrete Valve Chamber Including Excavation, Backfilling, Short Pipes, Fittings, Joints, Heavy Duty Cover And Frame, Waterproofing, Vent, Ladder, Disposal Of Surplus Material Etc. Complete As Per Drawing Details And Dm Standard.;Gate Valve Chamber;On 100Mm Dia; Depth 1.5M - 2.0M | 19 | Nr | AED | 17109.72 | 325084.68
2018-02 | 4 | 4.0047 | United Arab Emirates | Dubai | Infrastructure | MBR - Dubai Hills Estate | Package 43 - PA 05 | EMAAR | Arabian Coast | Award | 2018 |  | Pipework - Manholes And Pipework Ancillaries | K232.2 | Pipework - Manholes And Pipeworks Ancillaries;Valve Chamber;Reinforced Concrete Valve Chamber Including Excavation, Backfilling, Short Pipes, Fittings, Joints, Heavy Duty Cover And Frame, Waterproofing, Vent, Ladder, Disposal Of Surplus Material Etc. Complete As Per Drawing Details And Dm Standard.;Gate Valve Chamber;On 150Mm Dia; Depth 1.5M - 2.0M | 2 | Nr | AED | 17878.95 | 35757.9
2018-02 | 4 | 4.0047 | United Arab Emirates | Dubai | Infrastructure | MBR - Dubai Hills Estate | Package 43 - PA 05 | EMAAR | Arabian Coast | Award | 2018 |  | Pipework - Manholes And Pipework Ancillaries | K232.3 | Pipework - Manholes And Pipeworks Ancillaries;Valve Chamber;Reinforced Concrete Valve Chamber Including Excavation, Backfilling, Short Pipes, Fittings, Joints, Heavy Duty Cover And Frame, Waterproofing, Vent, Ladder, Disposal Of Surplus Material Etc. Complete As Per Drawing Details And Dm Standard.;Gate Valve Chamber;On 250Mm Dia; Depth 1.5M - 2.0M | 13 | Nr | AED | 23015.61 | 299202.93
2018-02 | 4 | 4.0047 | United Arab Emirates | Dubai | Infrastructure | MBR - Dubai Hills Estate | Package 43 - PA 05 | EMAAR | Arabian Coast | Award | 2018 |  | Pipework - Manholes And Pipework Ancillaries | K232.4 | Pipework - Manholes And Pipeworks Ancillaries;Valve Chamber;Reinforced Concrete Valve Chamber Including Excavation, Backfilling, Short Pipes, Fittings, Joints, Heavy Duty Cover And Frame, Waterproofing, Vent, Ladder, Disposal Of Surplus Material Etc. Complete As Per Drawing Details And Dm Standard.;Air Valve Chamber;On 100Mm Dia; Depth 1.5M - 2.0M | 1 | Nr | AED | 22937.11 | 22937.11
2018-02 | 4 | 4.0047 | United Arab Emirates | Dubai | Infrastructure | MBR - Dubai Hills Estate | Package 43 - PA 05 | EMAAR | Arabian Coast | Award | 2018 |  | Pipework - Manholes And Pipework Ancillaries | K232.5 | Pipework - Manholes And Pipeworks Ancillaries;Valve Chamber;Reinforced Concrete Valve Chamber Including Excavation, Backfilling, Short Pipes, Fittings, Joints, Heavy Duty Cover And Frame, Waterproofing, Vent, Ladder, Disposal Of Surplus Material Etc. Complete As Per Drawing Details And Dm Standard.;Air Valve Chamber;On 150Mm Dia; Depth 1.5M - 2.0M | 1 | Nr | AED | 25072.5 | 25072.5
2018-02 | 4 | 4.0047 | United Arab Emirates | Dubai | Infrastructure | MBR - Dubai Hills Estate | Package 43 - PA 05 | EMAAR | Arabian Coast | Award | 2018 |  | Pipework - Manholes And Pipework Ancillaries | K232.6 | Pipework - Manholes And Pipeworks Ancillaries;Valve Chamber;Reinforced Concrete Valve Chamber Including Excavation, Backfilling, Short Pipes, Fittings, Joints, Heavy Duty Cover And Frame, Waterproofing, Vent, Ladder, Disposal Of Surplus Material Etc. Complete As Per Drawing Details And Dm Standard.;Air Valve Chamber;On 250Mm Dia; Depth 1.5M - 2.0M | 2 | Nr | AED | 27130.47 | 54260.94
2018-02 | 4 | 4.0048 | United Arab Emirates | Dubai | Infrastructure | MBR - Dubai Hills Estate | Package 43 - PA 05 | EMAAR | Arabian Coast | Award | 2018 |  | Pipework - Manholes And Pipework Ancillaries | K232.7 | Pipework - Manholes And Pipeworks Ancillaries;Valve Chamber;Reinforced Concrete Valve Chamber Including Excavation, Backfilling, Short Pipes, Fittings, Joints, Heavy Duty Cover And Frame, Waterproofing, Vent, Ladder, Disposal Of Surplus Material Etc. Complete As Per Drawing Details And Dm Standard.;Washout Valve Chamber;On 100Mm Dia; Depth 1.5 - 2.0M | 1 | Nr | AED | 23610.57 | 23610.57
2018-02 | 4 | 4.0048 | United Arab Emirates | Dubai | Infrastructure | MBR - Dubai Hills Estate | Package 43 - PA 05 | EMAAR | Arabian Coast | Award | 2018 |  | Pipework - Manholes And Pipework Ancillaries | K232.8 | Pipework - Manholes And Pipeworks Ancillaries;Valve Chamber;Reinforced Concrete Valve Chamber Including Excavation, Backfilling, Short Pipes, Fittings, Joints, Heavy Duty Cover And Frame, Waterproofing, Vent, Ladder, Disposal Of Surplus Material Etc. Complete As Per Drawing Details And Dm Standard.;Washout Valve Chamber;On 150Mm Dia; Depth 1.5 - 2.0M | 1 | Nr | AED | 25168.7 | 25168.7
2018-02 | 4 | 4.0048 | United Arab Emirates | Dubai | Infrastructure | MBR - Dubai Hills Estate | Package 43 - PA 05 | EMAAR | Arabian Coast | Award | 2018 |  | Pipework - Manholes And Pipework Ancillaries | K232.9 | Pipework - Manholes And Pipeworks Ancillaries;Valve Chamber;Reinforced Concrete Valve Chamber Including Excavation, Backfilling, Short Pipes, Fittings, Joints, Heavy Duty Cover And Frame, Waterproofing, Vent, Ladder, Disposal Of Surplus Material Etc. Complete As Per Drawing Details And Dm Standard.;Washout Valve Chamber;On 250Mm Dia; Depth 1.5 - 2.0M | 2 | Nr | AED | 29247.06 | 58494.12
2018-02 | 4 | 4.0048 | United Arab Emirates | Dubai | Infrastructure | MBR - Dubai Hills Estate | Package 43 - PA 05 | EMAAR | Arabian Coast | Award | 2018 |  | Miscellaneous Work | X900.1 | Pipework - Manholes And Pipeworks Ancillaries;Valve Chamber;Reinforced Concrete Valve Chamber Including Excavation, Backfilling, Short Pipes, Fittings, Joints, Heavy Duty Cover And Frame, Waterproofing, Vent, Ladder, Disposal Of Surplus Material Etc. Complete As Per Drawing Details And Dm Standard.;Heavy Duty Di Covers;Extra Over For Recessed Type Heavy Duty Di Cover And Frame For Chambers As Per Dmdid Standards And Specifications. | 40 | Nr | AED | 1204.53 | 48181.2
2018-02 | 4 | 4.0048 | United Arab Emirates | Dubai | Infrastructure | MBR - Dubai Hills Estate | Package 43 - PA 05 | EMAAR | Arabian Coast | Award | 2018 |  | Pipework - Manholes And Pipework Ancillaries | K592.1 | Upvc Ducts Crossing;Supply And Installation Of Ducts Crossing As Shown On The Drawing Including Draw Rope, End Caps, Trenching, Backfill, Disposal And Other Items To Complete As Per Drawing Detail;1 X 300 + 2 X 150Mm Dia Duct Pipe; Depth Not Exceeding 1.50M | 951 | m | AED | 331.94 | 315674.94
2018-02 | 4 | 4.0048 | United Arab Emirates | Dubai | Infrastructure | MBR - Dubai Hills Estate | Package 43 - PA 05 | EMAAR | Arabian Coast | Award | 2018 |  | Miscellaneous Work | X900.3 | Upvc Ducts Crossing;Supply And Installation Of Ducts Crossing As Shown On The Drawing Including Draw Rope, End Caps, Trenching, Backfill, Disposal And Other Items To Complete As Per Drawing Detail;Protection Slab;150Mm Thick Protection Slab | 67 | m² | AED | 187.88 | 12587.96
2018-02 | 4 | 4.0048 | United Arab Emirates | Dubai | Infrastructure | MBR - Dubai Hills Estate | Package 43 - PA 05 | EMAAR | Arabian Coast | Award | 2018 |  | Pipework - Manholes And Pipework Ancillaries | K860 | Upvc Ducts Crossing;Supply And Installation Of Ducts Crossing As Shown On The Drawing Including Draw Rope, End Caps, Trenching, Backfill, Disposal And Other Items To Complete As Per Drawing Detail;Tie-In Connection;Connection With Existing Irrigation Network Including All Accessories And Fittings As Per Drawing Details And Specifications | 2 | Nr | AED | 3367.32 | 6734.64
2018-02 | 4 | 4.0048 | United Arab Emirates | Dubai | Infrastructure | MBR - Dubai Hills Estate | Package 43 - PA 05 | EMAAR | Arabian Coast | Award | 2018 |  | Pipework - Supports And Protection | L331.1 | Pipework - Supports And Protection, Ancillaries To Laying And Excavation;Beds And Surround;Bed;For 100Mm Dia Pipe | 6259 | m | AED | 9.58 | 59961.22
2018-02 | 4 | 4.0048 | United Arab Emirates | Dubai | Infrastructure | MBR - Dubai Hills Estate | Package 43 - PA 05 | EMAAR | Arabian Coast | Award | 2018 |  | Pipework - Supports And Protection | L331.2 | Pipework - Supports And Protection, Ancillaries To Laying And Excavation;Beds And Surround;Bed;For 150Mm Dia Pipe | 60 | m | AED | 10.11 | 606.6
2018-02 | 4 | 4.0049 | United Arab Emirates | Dubai | Infrastructure | MBR - Dubai Hills Estate | Package 43 - PA 05 | EMAAR | Arabian Coast | Award | 2018 |  | Pipework - Supports And Protection | L332 | Pipework - Supports And Protection, Ancillaries To Laying And Excavation;Beds And Surround;Bed;For 250Mm Dia Pipe | 997 | m | AED | 11.27 | 11236.19
2018-02 | 4 | 4.0049 | United Arab Emirates | Dubai | Infrastructure | MBR - Dubai Hills Estate | Package 43 - PA 05 | EMAAR | Arabian Coast | Award | 2018 |  | Pipework - Supports And Protection | L531.1 | Pipework - Supports And Protection, Ancillaries To Laying And Excavation;Beds And Surround;Surround;For 100Mm Dia Pipe | 6259 | m | AED | 9.58 | 59961.22
2018-02 | 4 | 4.0049 | United Arab Emirates | Dubai | Infrastructure | MBR - Dubai Hills Estate | Package 43 - PA 05 | EMAAR | Arabian Coast | Award | 2018 |  | Pipework - Supports And Protection | L531.2 | Pipework - Supports And Protection, Ancillaries To Laying And Excavation;Beds And Surround;Surround;For 150Mm Dia Pipe | 60 | m | AED | 10.11 | 606.6
2018-02 | 4 | 4.0049 | United Arab Emirates | Dubai | Infrastructure | MBR - Dubai Hills Estate | Package 43 - PA 05 | EMAAR | Arabian Coast | Award | 2018 |  | Pipework - Supports And Protection | L532 | Pipework - Supports And Protection, Ancillaries To Laying And Excavation;Beds And Surround;Surround;For 250Mm Dia Pipe | 997 | m | AED | 22.14 | 22073.58
2018-02 | 4 | 4.0049 | United Arab Emirates | Dubai | Infrastructure | MBR - Dubai Hills Estate | Package 43 - PA 05 | EMAAR | Arabian Coast | Award | 2018 |  | Pipework - Supports And Protection | L541.1 | Pipework - Supports And Protection, Ancillaries To Laying And Excavation;Beds And Surround;Concrete Surround As Per Details;For 100Mm Dia Pipe | 626 | m | AED | 96.85 | 60628.1
2018-02 | 4 | 4.0049 | United Arab Emirates | Dubai | Infrastructure | MBR - Dubai Hills Estate | Package 43 - PA 05 | EMAAR | Arabian Coast | Award | 2018 |  | Pipework - Supports And Protection | L541.2 | Pipework - Supports And Protection, Ancillaries To Laying And Excavation;Beds And Surround;Concrete Surround As Per Details;For 150Mm Dia Pipe | 6 | m | AED | 109.35 | 656.1
2018-02 | 4 | 4.0049 | United Arab Emirates | Dubai | Infrastructure | MBR - Dubai Hills Estate | Package 43 - PA 05 | EMAAR | Arabian Coast | Award | 2018 |  | Pipework - Supports And Protection | L542 | Pipework - Supports And Protection, Ancillaries To Laying And Excavation;Beds And Surround;Concrete Surround As Per Details;For 250Mm Dia Pipe | 100 | m | AED | 169 | 16900
2018-02 | 4 | 4.0049 | United Arab Emirates | Dubai | Infrastructure | MBR - Dubai Hills Estate | Package 43 - PA 05 | EMAAR | Arabian Coast | Award | 2018 |  | Pipework - Supports And Protection | L691.1 | Pipework - Supports And Protection, Ancillaries To Laying And Excavation;Beds And Surround;Geotextile Fabric Surrounds To Pipe;For 100Mm Dia Pipe | 6259 | m | AED | 11.07 | 69287.13
2018-02 | 4 | 4.0049 | United Arab Emirates | Dubai | Infrastructure | MBR - Dubai Hills Estate | Package 43 - PA 05 | EMAAR | Arabian Coast | Award | 2018 |  | Pipework - Supports And Protection | L691.2 | Pipework - Supports And Protection, Ancillaries To Laying And Excavation;Beds And Surround;Geotextile Fabric Surrounds To Pipe;For 150Mm Dia Pipe | 60 | m | AED | 14.92 | 895.2
2018-02 | 4 | 4.0049 | United Arab Emirates | Dubai | Infrastructure | MBR - Dubai Hills Estate | Package 43 - PA 05 | EMAAR | Arabian Coast | Award | 2018 |  | Pipework - Supports And Protection | L692 | Pipework - Supports And Protection, Ancillaries To Laying And Excavation;Beds And Surround;Geotextile Fabric Surrounds To Pipe;For 250Mm Dia Pipe | 997 | m | AED | 18.77 | 18713.69
2018-02 | 4 | 4.005 | United Arab Emirates | Dubai | Infrastructure | MBR - Dubai Hills Estate | Package 43 - PA 05 | EMAAR | Arabian Coast | Award | 2018 |  | Pipework - Supports And Protection | L319.1 | Pipework - Supports And Protection, Ancillaries To Laying And Excavation;Beds And Surround;Bed;1X300 + 2X150Mm Dia Duct | 951 | m | AED | 17.32 | 16471.32
2018-02 | 4 | 4.005 | United Arab Emirates | Dubai | Infrastructure | MBR - Dubai Hills Estate | Package 43 - PA 05 | EMAAR | Arabian Coast | Award | 2018 |  | Pipework - Supports And Protection | L519.1 | Pipework - Supports And Protection, Ancillaries To Laying And Excavation;Beds And Surround;Surround;1X300+ 2X150Mm Dia Duct | 951 | m | AED | 20.21 | 19219.71
2018-02 | 4 | 4.005 | United Arab Emirates | Dubai | Infrastructure | MBR - Dubai Hills Estate | Package 43 - PA 05 | EMAAR | Arabian Coast | Award | 2018 |  | Pipework - Supports And Protection | L549 | Pipework - Supports And Protection, Ancillaries To Laying And Excavation;Beds And Surround;Concrete Surround As Per Details;1X300 + 2X150Mm Dia Duct | 106 | m | AED | 279.01 | 29575.06
2018-02 | 4 | 4.005 | United Arab Emirates | Dubai | Infrastructure | MBR - Dubai Hills Estate | Package 43 - PA 05 | EMAAR | Arabian Coast | Award | 2018 |  | Pipework - Supports And Protection | L711 | Pipework - Supports And Protection, Ancillaries To Laying And Excavation;Concrete Thrust Blocks As Detailed On The Drawings;Volume Not Exceeding 0.1M3; Nominal Bore: Not Exceeding 200Mm | 64 | Nr | AED | 367.3 | 23507.2
2018-02 | 4 | 4.005 | United Arab Emirates | Dubai | Infrastructure | MBR - Dubai Hills Estate | Package 43 - PA 05 | EMAAR | Arabian Coast | Award | 2018 |  | Pipework - Supports And Protection | L721 | Pipework - Supports And Protection, Ancillaries To Laying And Excavation;Concrete Thrust Blocks As Detailed On The Drawings;Volume 0.1 - 0.2M3; Nominal Bore: Not Exceeding 200Mm | 10 | Nr | AED | 451.5 | 4515
2018-02 | 4 | 4.005 | United Arab Emirates | Dubai | Infrastructure | MBR - Dubai Hills Estate | Package 43 - PA 05 | EMAAR | Arabian Coast | Award | 2018 |  | Pipework - Supports And Protection | L722 | Pipework - Supports And Protection, Ancillaries To Laying And Excavation;Concrete Thrust Blocks As Detailed On The Drawings;Volume 0.1 - 0.2M3; Nominal Bore: 200 - 300Mm | 8 | Nr | AED | 538.1 | 4304.8
2018-02 | 4 | 4.005 | United Arab Emirates | Dubai | Infrastructure | MBR - Dubai Hills Estate | Package 43 - PA 05 | EMAAR | Arabian Coast | Award | 2018 |  | Pipework - Supports And Protection | L731 | Pipework - Supports And Protection, Ancillaries To Laying And Excavation;Concrete Thrust Blocks As Detailed On The Drawings;Volume 0.2 - 0.5M3; Nominal Bore: Not Exceeding 200Mm | 3 | Nr | AED | 749.52 | 2248.56
2018-02 | 4 | 4.005 | United Arab Emirates | Dubai | Infrastructure | MBR - Dubai Hills Estate | Package 43 - PA 05 | EMAAR | Arabian Coast | Award | 2018 |  | Pipework - Supports And Protection | L732 | Pipework - Supports And Protection, Ancillaries To Laying And Excavation;Concrete Thrust Blocks As Detailed On The Drawings;Volume 0.2 - 0.5M3; Nominal Bore: 200 - 300Mm | 8 | Nr | AED | 845.51 | 6764.08
2018-02 | 4 | 4.005 | United Arab Emirates | Dubai | Infrastructure | MBR - Dubai Hills Estate | Package 43 - PA 05 | EMAAR | Arabian Coast | Award | 2018 |  | Pipework - Supports And Protection | L741 | Pipework - Supports And Protection, Ancillaries To Laying And Excavation;Concrete Thrust Blocks As Detailed On The Drawings;Volume 0.5 - 1M3; Nominal Bore: Not Exceeding 200Mm | 5 | Nr | AED | 999.21 | 4996.05
2018-02 | 4 | 4.005 | United Arab Emirates | Dubai | Infrastructure | MBR - Dubai Hills Estate | Package 43 - PA 05 | EMAAR | Arabian Coast | Award | 2018 |  | Pipework - Supports And Protection | L742 | Pipework - Supports And Protection, Ancillaries To Laying And Excavation;Concrete Thrust Blocks As Detailed On The Drawings;Volume 0.5 - 1M3; Nominal Bore: 200 - 300Mm | 3 | Nr | AED | 1049.21 | 3147.63
2018-02 | 4 | 4.005 | United Arab Emirates | Dubai | Infrastructure | MBR - Dubai Hills Estate | Package 43 - PA 05 | EMAAR | Arabian Coast | Award | 2018 |  | Miscellaneous Work | X900.1 | Risers;Supply And Lay Pipe Riser Including Valve, Chamaber, End Cap, Fittings, Connection To The Main Line, Etc. Complete As Per Dwg.;Risers On 100Mm Dia | 54 | Nr | AED | 2588.02 | 139753.08
2018-02 | 4 | 4.0051 | United Arab Emirates | Dubai | Infrastructure | MBR - Dubai Hills Estate | Package 43 - PA 05 | EMAAR | Arabian Coast | Award | 2018 |  | Miscellaneous Work | X900.2 | Risers;Supply And Lay Pipe Riser Including Valve, Chamaber, End Cap, Fittings, Connection To The Main Line, Etc. Complete As Per Dwg.;Risers On 150Mm Dia | 2 | Nr | AED | 2963.24 | 5926.48
2018-02 | 4 | 4.0051 | United Arab Emirates | Dubai | Infrastructure | MBR - Dubai Hills Estate | Package 43 - PA 05 | EMAAR | Arabian Coast | Award | 2018 |  | Miscellaneous Work | X900.4 | Risers;Supply And Lay Pipe Riser Including Valve, Chamaber, End Cap, Fittings, Connection To The Main Line, Etc. Complete As Per Dwg.;Risers On 250Mm Dia | 9 | Nr | AED | 3906.09 | 35154.81
2018-02 | 4 | 4.0051 | United Arab Emirates | Dubai | Infrastructure | MBR - Dubai Hills Estate | Package 43 - PA 05 | EMAAR | Arabian Coast | Award | 2018 |  | Pipework - Pipes | I633.1 | Pipework - Pipes;Supply And Lay Grp Pipes Pipes (Stiffness 5,000 N/Mm²) Laid And Jointed In Trenches With Coupling Including Excavation, Backfilling And Disposal Of Surplus Material, Straight Joints (Flexible Joint), Etc. As Shown On The Drawing.;For 400Mm Dia Grp Pipe;Depth 1.5 - 2.0M | 100 | m | AED | 516.89 | 51689
2018-02 | 4 | 4.0051 | United Arab Emirates | Dubai | Infrastructure | MBR - Dubai Hills Estate | Package 43 - PA 05 | EMAAR | Arabian Coast | Award | 2018 |  | Pipework - Pipes | I633.2 | Pipework - Pipes;Supply And Lay Grp Pipes Pipes (Stiffness 5,000 N/Mm²) Laid And Jointed In Trenches With Coupling Including Excavation, Backfilling And Disposal Of Surplus Material, Straight Joints (Flexible Joint), Etc. As Shown On The Drawing.;For 500Mm Dia Grp Pipe;Depth 1.5 - 2.0M | 72 | m | AED | 561.83 | 40451.76
2018-02 | 4 | 4.0051 | United Arab Emirates | Dubai | Infrastructure | MBR - Dubai Hills Estate | Package 43 - PA 05 | EMAAR | Arabian Coast | Award | 2018 |  | Pipework - Pipes | I633.3 | Pipework - Pipes;Supply And Lay Grp Pipes Pipes (Stiffness 5,000 N/Mm²) Laid And Jointed In Trenches With Coupling Including Excavation, Backfilling And Disposal Of Surplus Material, Straight Joints (Flexible Joint), Etc. As Shown On The Drawing.;For 600Mm Dia Grp Pipe;Depth 1.5 - 2.0M | 72 | m | AED | 735.01 | 52920.72
2018-02 | 4 | 4.0051 | United Arab Emirates | Dubai | Infrastructure | MBR - Dubai Hills Estate | Package 43 - PA 05 | EMAAR | Arabian Coast | Award | 2018 |  | Pipework - Pipes | I512 | Supply And Lay Upvc Pipes Laid And Jointed In Trenches Including Excavation, Backfilling, Disposal, Straight Joints (Flexible Joint), Etc. As Shown On The Drawing.;For 160Mm Dia Pipes;Depth To Not Exceeding To 1.5M. | 42 | m | AED | 101.98 | 4283.16
2018-02 | 4 | 4.0051 | United Arab Emirates | Dubai | Infrastructure | MBR - Dubai Hills Estate | Package 43 - PA 05 | EMAAR | Arabian Coast | Award | 2018 |  | Pipework - Pipes | I522 | Supply And Lay Upvc Pipes Laid And Jointed In Trenches Including Excavation, Backfilling, Disposal, Straight Joints (Flexible Joint), Etc. As Shown On The Drawing.;For 250Mm Diameter Pipes;Depth To Not Exceeding To 1.5M. | 300 | m | AED | 168.37 | 50511
2018-02 | 4 | 4.0051 | United Arab Emirates | Dubai | Infrastructure | MBR - Dubai Hills Estate | Package 43 - PA 05 | EMAAR | Arabian Coast | Award | 2018 |  | Pipework - Pipes | I532 | Supply And Lay Upvc Pipes Laid And Jointed In Trenches Including Excavation, Backfilling, Disposal, Straight Joints (Flexible Joint), Etc. As Shown On The Drawing.;For 315Mm Diameter Pipes;Depth To Not Exceeding To 1.5M. | 100 | m | AED | 222 | 22200
2018-02 | 4 | 4.0051 | United Arab Emirates | Dubai | Infrastructure | MBR - Dubai Hills Estate | Package 43 - PA 05 | EMAAR | Arabian Coast | Award | 2018 |  | Pipework - Manholes And Pipework Ancillaries | K131 | Pipework - Manholes And Pipework Ancillaries;Chambers /Manholes Complete As Shown On The Dwg, Supply Of All Ladders, Pipework, Pipe Pieces, Stub Pipe, Pipe Fittings, 600X600 Heavy Duty Recessed Type Manhole Covers, Extra Joints, Extra Excavation, Extra Backfilling, Extra Reinforcement, Protective Coating And Lining Metal Work;Manhole - Type G, 1200Mm Inner Dia,;On 250Mm Dia; Depth Not Exceeding Not Exeeding 1.5M | 1 | Nr | AED | 11611.55 | 11611.55
2018-02 | 4 | 4.0052 | United Arab Emirates | Dubai | Infrastructure | MBR - Dubai Hills Estate | Package 43 - PA 05 | EMAAR | Arabian Coast | Award | 2018 |  | Pipework - Manholes And Pipework Ancillaries | K132 | Pipework - Manholes And Pipework Ancillaries;Chambers /Manholes Complete As Shown On The Dwg, Supply Of All Ladders, Pipework, Pipe Pieces, Stub Pipe, Pipe Fittings, 600X600 Heavy Duty Recessed Type Manhole Covers, Extra Joints, Extra Excavation, Extra Backfilling, Extra Reinforcement, Protective Coating And Lining Metal Work;Manhole - Type G, 1200Mm Inner Dia,;On 250Mm Dia; Depth Not Exceeding 1.5M - 2.0M | 1 | Nr | AED | 15787.2 | 15787.2
2018-02 | 4 | 4.0052 | United Arab Emirates | Dubai | Infrastructure | MBR - Dubai Hills Estate | Package 43 - PA 05 | EMAAR | Arabian Coast | Award | 2018 |  | Pipework - Manholes And Pipework Ancillaries | K131 | Pipework - Manholes And Pipework Ancillaries;Manhole - Type H, 1500Mm Inner Dia.;On 315Mm Dia; Depth Not Exceeding Not Exceeding 1.5M | 1 | Nr | AED | 18256.27 | 18256.27
2018-02 | 4 | 4.0052 | United Arab Emirates | Dubai | Infrastructure | MBR - Dubai Hills Estate | Package 43 - PA 05 | EMAAR | Arabian Coast | Award | 2018 |  | Pipework - Manholes And Pipework Ancillaries | K132.1 | Pipework - Manholes And Pipework Ancillaries;Manhole - Type H, 1500Mm Inner Dia.;On 315Mm Dia; Depth Not Exceeding 1.5M - 2.0M | 1 | Nr | AED | 22612 | 22612
2018-02 | 4 | 4.0052 | United Arab Emirates | Dubai | Infrastructure | MBR - Dubai Hills Estate | Package 43 - PA 05 | EMAAR | Arabian Coast | Award | 2018 |  | Pipework - Manholes And Pipework Ancillaries | K132.2 | Pipework - Manholes And Pipework Ancillaries;Manhole - Type H, 1500Mm Inner Dia.;On 400Mm Dia; Depth Not Exceeding 1.5M - 2.0M | 1 | Nr | AED | 23342.23 | 23342.23
2018-02 | 4 | 4.0052 | United Arab Emirates | Dubai | Infrastructure | MBR - Dubai Hills Estate | Package 43 - PA 05 | EMAAR | Arabian Coast | Award | 2018 |  | Pipework - Manholes And Pipework Ancillaries | K132.3 | Pipework - Manholes And Pipework Ancillaries;Manhole - Type H, 1500Mm Inner Dia.;On 500Mm Dia; Depth Not Exceeding 1.5M - 2.0M | 1 | Nr | AED | 24984.13 | 24984.13
2018-02 | 4 | 4.0052 | United Arab Emirates | Dubai | Infrastructure | MBR - Dubai Hills Estate | Package 43 - PA 05 | EMAAR | Arabian Coast | Award | 2018 |  | Pipework - Manholes And Pipework Ancillaries | K133.1 | Pipework - Manholes And Pipework Ancillaries;Manhole - Type H, 1500Mm Inner Dia.;On 500Mm Dia; Depth Not Exceeding 2.0M - 2.5M | 1 | Nr | AED | 27661.01 | 27661.01
2018-02 | 4 | 4.0052 | United Arab Emirates | Dubai | Infrastructure | MBR - Dubai Hills Estate | Package 43 - PA 05 | EMAAR | Arabian Coast | Award | 2018 |  | Pipework - Manholes And Pipework Ancillaries | K134.1 | Pipework - Manholes And Pipework Ancillaries;Manhole - Type H, 1500Mm Inner Dia.;On 500Mm Dia; Depth Not Exceeding 2.5M - 3.0M | 1 | Nr | AED | 30337.87 | 30337.87
2018-02 | 4 | 4.0052 | United Arab Emirates | Dubai | Infrastructure | MBR - Dubai Hills Estate | Package 43 - PA 05 | EMAAR | Arabian Coast | Award | 2018 |  | Pipework - Manholes And Pipework Ancillaries | K135.1 | Pipework - Manholes And Pipework Ancillaries;Manhole - Type H, 1500Mm Inner Dia.;On 500Mm Dia; Depth Not Exceeding 3.0M - 3.5M | 1 | Nr | AED | 33014.75 | 33014.75
2018-02 | 4 | 4.0052 | United Arab Emirates | Dubai | Infrastructure | MBR - Dubai Hills Estate | Package 43 - PA 05 | EMAAR | Arabian Coast | Award | 2018 |  | Pipework - Manholes And Pipework Ancillaries | K132.3 | Pipework - Manholes And Pipework Ancillaries;Manhole - Type H, 1500Mm Inner Dia.;On 600Mm Dia; Depth Not Exceeding 1.5M - 2.0M | 1 | Nr | AED | 25910.2 | 25910.2
2018-02 | 4 | 4.0052 | United Arab Emirates | Dubai | Infrastructure | MBR - Dubai Hills Estate | Package 43 - PA 05 | EMAAR | Arabian Coast | Award | 2018 |  | Pipework - Manholes And Pipework Ancillaries | K133.2 | Pipework - Manholes And Pipework Ancillaries;Manhole - Type H, 1500Mm Inner Dia.;On 600Mm Dia; Depth Not Exceeding 2.0M - 2.5M | 1 | Nr | AED | 28405.25 | 28405.25
2018-02 | 4 | 4.0053 | United Arab Emirates | Dubai | Infrastructure | MBR - Dubai Hills Estate | Package 43 - PA 05 | EMAAR | Arabian Coast | Award | 2018 |  | Pipework - Manholes And Pipework Ancillaries | K134.2 | Pipework - Manholes And Pipework Ancillaries;Manhole - Type H, 1500Mm Inner Dia.;On 600Mm Dia; Depth Not Exceeding 2.5M - 3.0M | 1 | Nr | AED | 31668.02 | 31668.02
2018-02 | 4 | 4.0053 | United Arab Emirates | Dubai | Infrastructure | MBR - Dubai Hills Estate | Package 43 - PA 05 | EMAAR | Arabian Coast | Award | 2018 |  | Pipework - Manholes And Pipework Ancillaries | K135.2 | Pipework - Manholes And Pipework Ancillaries;Manhole - Type H, 1500Mm Inner Dia.;On 600Mm Dia; Depth Not Exceeding 3.0M - 3.5M | 1 | Nr | AED | 34354.99 | 34354.99
2018-02 | 4 | 4.0053 | United Arab Emirates | Dubai | Infrastructure | MBR - Dubai Hills Estate | Package 43 - PA 05 | EMAAR | Arabian Coast | Award | 2018 |  | Pipework - Manholes And Pipework Ancillaries | K132.3 | Pipework - Manholes And Pipework Ancillaries;Manhole - Outlet, 1500Mm Inner Dia.;On 500Mm Dia; Depth Not Exceeding 1.5M - 2.0M | 1 | Nr | AED | 19630.4 | 19630.4
2018-02 | 4 | 4.0053 | United Arab Emirates | Dubai | Infrastructure | MBR - Dubai Hills Estate | Package 43 - PA 05 | EMAAR | Arabian Coast | Award | 2018 |  | Pipework - Manholes And Pipework Ancillaries | K132.4 | Pipework - Manholes And Pipework Ancillaries;Manhole - Outlet, 1500Mm Inner Dia.;On 600Mm Dia; Depth Not Exceeding 1.5M - 2.0M | 1 | Nr | AED | 21112.01 | 21112.01
2018-02 | 4 | 4.0053 | United Arab Emirates | Dubai | Infrastructure | MBR - Dubai Hills Estate | Package 43 - PA 05 | EMAAR | Arabian Coast | Award | 2018 |  | Pipework - Manholes And Pipework Ancillaries | K331 | Pipework - Manholes And Pipework Ancillaries;Gullies;On 160Mm Dia; Depth Not Exceeding 1.5M | 25 | Nr | AED | 5099.08 | 127477
2018-02 | 4 | 4.0053 | United Arab Emirates | Dubai | Infrastructure | MBR - Dubai Hills Estate | Package 43 - PA 05 | EMAAR | Arabian Coast | Award | 2018 |  | Pipework - Supports And Protection | L331 | Pipework - Supports And Protection, Ancillaries To Laying And Excavation;Beds And Surround;Imported Granular Material For Bed And Surround Including Warning Tape;For 160Mm Dia Upvc Pipe | 42 | m | AED | 12.42 | 521.64
2018-02 | 4 | 4.0053 | United Arab Emirates | Dubai | Infrastructure | MBR - Dubai Hills Estate | Package 43 - PA 05 | EMAAR | Arabian Coast | Award | 2018 |  | Pipework - Supports And Protection | L332 | Pipework - Supports And Protection, Ancillaries To Laying And Excavation;Beds And Surround;Imported Granular Material For Bed And Surround Including Warning Tape;For 250Mm Dia Upvc Pipe | 300 | m | AED | 22.62 | 6786
2018-02 | 4 | 4.0053 | United Arab Emirates | Dubai | Infrastructure | MBR - Dubai Hills Estate | Package 43 - PA 05 | EMAAR | Arabian Coast | Award | 2018 |  | Pipework - Supports And Protection | L333.1 | Pipework - Supports And Protection, Ancillaries To Laying And Excavation;Beds And Surround;Imported Granular Material For Bed And Surround Including Warning Tape;For 315Mm Dia Upvc Pipe | 100 | m | AED | 24.09 | 2409
2018-02 | 4 | 4.0053 | United Arab Emirates | Dubai | Infrastructure | MBR - Dubai Hills Estate | Package 43 - PA 05 | EMAAR | Arabian Coast | Award | 2018 |  | Pipework - Supports And Protection | L333.2 | Pipework - Supports And Protection, Ancillaries To Laying And Excavation;Beds And Surround;Imported Granular Material For Bed And Surround Including Warning Tape;For 400Mm Dia Grp Pipe | 100 | m | AED | 28.67 | 2867
2018-02 | 4 | 4.0053 | United Arab Emirates | Dubai | Infrastructure | MBR - Dubai Hills Estate | Package 43 - PA 05 | EMAAR | Arabian Coast | Award | 2018 |  | Pipework - Supports And Protection | L333.3 | Pipework - Supports And Protection, Ancillaries To Laying And Excavation;Beds And Surround;Imported Granular Material For Bed And Surround Including Warning Tape;For 500Mm Dia Grp Pipe | 72 | m | AED | 29.83 | 2147.76
2018-02 | 4 | 4.0053 | United Arab Emirates | Dubai | Infrastructure | MBR - Dubai Hills Estate | Package 43 - PA 05 | EMAAR | Arabian Coast | Award | 2018 |  | Pipework - Supports And Protection | L333.4 | Pipework - Supports And Protection, Ancillaries To Laying And Excavation;Beds And Surround;Imported Granular Material For Bed And Surround Including Warning Tape;For 600Mm Dia Grp Pipe | 72 | m | AED | 34.16 | 2459.52
2018-02 | 4 | 4.0054 | United Arab Emirates | Dubai | Infrastructure | MBR - Dubai Hills Estate | Package 43 - PA 05 | EMAAR | Arabian Coast | Award | 2018 |  | Pipework - Supports And Protection | L531 | Pipework - Supports And Protection, Ancillaries To Laying And Excavation;Beds And Surround;Imported Granular Material For Bed And Surround Including Warning Tape;Surround;For 160Mm Dia Upvc Pipe | 42 | m | AED | 12.42 | 521.64
2018-02 | 4 | 4.0054 | United Arab Emirates | Dubai | Infrastructure | MBR - Dubai Hills Estate | Package 43 - PA 05 | EMAAR | Arabian Coast | Award | 2018 |  | Pipework - Supports And Protection | L532 | Pipework - Supports And Protection, Ancillaries To Laying And Excavation;Beds And Surround;Imported Granular Material For Bed And Surround Including Warning Tape;Surround;For 250Mm Dia Upvc Pipe | 300 | m | AED | 24.54 | 7362
2018-02 | 4 | 4.0054 | United Arab Emirates | Dubai | Infrastructure | MBR - Dubai Hills Estate | Package 43 - PA 05 | EMAAR | Arabian Coast | Award | 2018 |  | Pipework - Supports And Protection | L533.1 | Pipework - Supports And Protection, Ancillaries To Laying And Excavation;Beds And Surround;Imported Granular Material For Bed And Surround Including Warning Tape;Surround;For 315Mm Dia Upvc Pipe | 100 | m | AED | 29.82 | 2982
2018-02 | 4 | 4.0054 | United Arab Emirates | Dubai | Infrastructure | MBR - Dubai Hills Estate | Package 43 - PA 05 | EMAAR | Arabian Coast | Award | 2018 |  | Pipework - Supports And Protection | L533.2 | Pipework - Supports And Protection, Ancillaries To Laying And Excavation;Beds And Surround;Imported Granular Material For Bed And Surround Including Warning Tape;Surround;For 400Mm Dia Grp Pipe | 100 | m | AED | 37.87 | 3787
2018-02 | 4 | 4.0054 | United Arab Emirates | Dubai | Infrastructure | MBR - Dubai Hills Estate | Package 43 - PA 05 | EMAAR | Arabian Coast | Award | 2018 |  | Pipework - Supports And Protection | L533.3 | Pipework - Supports And Protection, Ancillaries To Laying And Excavation;Beds And Surround;Imported Granular Material For Bed And Surround Including Warning Tape;Surround;For 500Mm Dia Grp Pipe | 72 | m | AED | 38.48 | 2770.56
2018-02 | 4 | 4.0054 | United Arab Emirates | Dubai | Infrastructure | MBR - Dubai Hills Estate | Package 43 - PA 05 | EMAAR | Arabian Coast | Award | 2018 |  | Pipework - Supports And Protection | L533.4 | Pipework - Supports And Protection, Ancillaries To Laying And Excavation;Beds And Surround;Imported Granular Material For Bed And Surround Including Warning Tape;Surround;For 600Mm Dia Grp Pipe | 72 | m | AED | 42.33 | 3047.76
2018-02 | 4 | 4.0054 | United Arab Emirates | Dubai | Infrastructure | MBR - Dubai Hills Estate | Package 43 - PA 05 | EMAAR | Arabian Coast | Award | 2018 |  | Miscellaneous Work | X900 | Pipework - Supports And Protection, Ancillaries To Laying And Excavation;Beds And Surround;Imported Granular Material For Bed And Surround Including Warning Tape;Protection Slab;150Mm Thk Protection Slab | 106 | m² | AED | 187.88 | 19915.28
2018-02 | 4 | 4.0054 | United Arab Emirates | Dubai | Infrastructure | MBR - Dubai Hills Estate | Package 43 - PA 05 | EMAAR | Arabian Coast | Award | 2018 |  | Pipework - Pipes | I512 | Pipework - Pipes;Supply And Lay Upvc Pipes (Stiffness 5,000 N/Mm²) Laid And Jointed In Trenches Including Excavation, Backfilling, Disposal, Straight Joints (Flexible Joint), Etc. As Shown On The Drawing.;For 160Mm Dia Upvc Pipe;Depth To Invert: Not Exceeding 1.5 M | 27 | m | AED | 101.98 | 2753.46
2018-02 | 4 | 4.0054 | United Arab Emirates | Dubai | Infrastructure | MBR - Dubai Hills Estate | Package 43 - PA 05 | EMAAR | Arabian Coast | Award | 2018 |  | Pipework - Pipes | I513 | Pipework - Pipes;Supply And Lay Upvc Pipes (Stiffness 5,000 N/Mm²) Laid And Jointed In Trenches Including Excavation, Backfilling, Disposal, Straight Joints (Flexible Joint), Etc. As Shown On The Drawing.;For 160Mm Dia Upvc Pipe;Depth To Invert: 1.5 - 2.0M | 1252 | m | AED | 153.69 | 192419.88
2018-02 | 4 | 4.0054 | United Arab Emirates | Dubai | Infrastructure | MBR - Dubai Hills Estate | Package 43 - PA 05 | EMAAR | Arabian Coast | Award | 2018 |  | Pipework - Pipes | I514 | Pipework - Pipes;Supply And Lay Upvc Pipes (Stiffness 5,000 N/Mm²) Laid And Jointed In Trenches Including Excavation, Backfilling, Disposal, Straight Joints (Flexible Joint), Etc. As Shown On The Drawing.;For 160Mm Dia Upvc Pipe;Depth To Invert: 2.0 - 2.5M | 986 | m | AED | 181.22 | 178682.92
2018-02 | 4 | 4.0055 | United Arab Emirates | Dubai | Infrastructure | MBR - Dubai Hills Estate | Package 43 - PA 05 | EMAAR | Arabian Coast | Award | 2018 |  | Pipework - Pipes | I515 | Pipework - Pipes;Supply And Lay Upvc Pipes (Stiffness 5,000 N/Mm²) Laid And Jointed In Trenches Including Excavation, Backfilling, Disposal, Straight Joints (Flexible Joint), Etc. As Shown On The Drawing.;For 160Mm Dia Upvc Pipe;Depth To Invert: 2.5 - 3.0M | 400 | m | AED | 237.42 | 94968
2018-02 | 4 | 4.0055 | United Arab Emirates | Dubai | Infrastructure | MBR - Dubai Hills Estate | Package 43 - PA 05 | EMAAR | Arabian Coast | Award | 2018 |  | Pipework - Pipes | I512 | Supply And Lay Upvc/Grp Pipes (Stiffness 5,000 N/Mm²) Laid And Jointed In Trenches Including Excavation, Backfilling, Disposal, Straight Joints (Flexible Joint), Etc. As Shown On The Drawing.;For 200Mm Dia Upvc Pipe;Depth To Invert: Not Exceeding 1.5 M | 1033 | m | AED | 161.15 | 166467.95
2018-02 | 4 | 4.0055 | United Arab Emirates | Dubai | Infrastructure | MBR - Dubai Hills Estate | Package 43 - PA 05 | EMAAR | Arabian Coast | Award | 2018 |  | Pipework - Pipes | I513 | Supply And Lay Upvc/Grp Pipes (Stiffness 5,000 N/Mm²) Laid And Jointed In Trenches Including Excavation, Backfilling, Disposal, Straight Joints (Flexible Joint), Etc. As Shown On The Drawing.;For 200Mm Dia Upvc Pipe;Depth To Invert: 1.5 - 2.0M | 775 | m | AED | 202.85 | 157208.75
2018-02 | 4 | 4.0055 | United Arab Emirates | Dubai | Infrastructure | MBR - Dubai Hills Estate | Package 43 - PA 05 | EMAAR | Arabian Coast | Award | 2018 |  | Pipework - Pipes | I514 | Supply And Lay Upvc/Grp Pipes (Stiffness 5,000 N/Mm²) Laid And Jointed In Trenches Including Excavation, Backfilling, Disposal, Straight Joints (Flexible Joint), Etc. As Shown On The Drawing.;For 200Mm Dia Upvc Pipe;Depth To Invert: 2.0 - 2.5M | 646 | m | AED | 240.32 | 155246.72
2018-02 | 4 | 4.0055 | United Arab Emirates | Dubai | Infrastructure | MBR - Dubai Hills Estate | Package 43 - PA 05 | EMAAR | Arabian Coast | Award | 2018 |  | Pipework - Pipes | I515 | Supply And Lay Upvc/Grp Pipes (Stiffness 5,000 N/Mm²) Laid And Jointed In Trenches Including Excavation, Backfilling, Disposal, Straight Joints (Flexible Joint), Etc. As Shown On The Drawing.;For 200Mm Dia Upvc Pipe;Depth To Invert: 2.5 - 3.0M | 517 | m | AED | 287.95 | 148870.15
2018-02 | 4 | 4.0055 | United Arab Emirates | Dubai | Infrastructure | MBR - Dubai Hills Estate | Package 43 - PA 05 | EMAAR | Arabian Coast | Award | 2018 |  | Pipework - Pipes | I516 | Supply And Lay Upvc/Grp Pipes (Stiffness 5,000 N/Mm²) Laid And Jointed In Trenches Including Excavation, Backfilling, Disposal, Straight Joints (Flexible Joint), Etc. As Shown On The Drawing.;For 200Mm Dia Upvc Pipe;Depth To Invert: 3.0 - 3.5M | 388 | m | AED | 314.55 | 122045.4
2018-02 | 4 | 4.0055 | United Arab Emirates | Dubai | Infrastructure | MBR - Dubai Hills Estate | Package 43 - PA 05 | EMAAR | Arabian Coast | Award | 2018 |  | Pipework - Pipes | I517 | Supply And Lay Upvc/Grp Pipes (Stiffness 5,000 N/Mm²) Laid And Jointed In Trenches Including Excavation, Backfilling, Disposal, Straight Joints (Flexible Joint), Etc. As Shown On The Drawing.;For 200Mm Dia Upvc Pipe;Depth To Invert: 3.5 - 4.0M | 301 | m | AED | 359.58 | 108233.58
2018-02 | 4 | 4.0055 | United Arab Emirates | Dubai | Infrastructure | MBR - Dubai Hills Estate | Package 43 - PA 05 | EMAAR | Arabian Coast | Award | 2018 |  | Pipework - Pipes | I518.1 | Supply And Lay Upvc/Grp Pipes (Stiffness 5,000 N/Mm²) Laid And Jointed In Trenches Including Excavation, Backfilling, Disposal, Straight Joints (Flexible Joint), Etc. As Shown On The Drawing.;For 200Mm Dia Upvc Pipe;Depth To Invert: 4.0 - 4.5M | 258 | m | AED | 386.41 | 99693.78
2018-02 | 4 | 4.0055 | United Arab Emirates | Dubai | Infrastructure | MBR - Dubai Hills Estate | Package 43 - PA 05 | EMAAR | Arabian Coast | Award | 2018 |  | Pipework - Pipes | I518.2 | Supply And Lay Upvc/Grp Pipes (Stiffness 5,000 N/Mm²) Laid And Jointed In Trenches Including Excavation, Backfilling, Disposal, Straight Joints (Flexible Joint), Etc. As Shown On The Drawing.;For 200Mm Dia Upvc Pipe;Depth To Invert: 4.5 - 5.0M | 215 | m | AED | 451.35 | 97040.25
2018-02 | 4 | 4.0056 | United Arab Emirates | Dubai | Infrastructure | MBR - Dubai Hills Estate | Package 43 - PA 05 | EMAAR | Arabian Coast | Award | 2018 |  | Pipework - Pipes | I518.3 | Supply And Lay Upvc/Grp Pipes (Stiffness 5,000 N/Mm²) Laid And Jointed In Trenches Including Excavation, Backfilling, Disposal, Straight Joints (Flexible Joint), Etc. As Shown On The Drawing.;For 200Mm Dia Upvc Pipe;Depth To Invert: 5.0 - 5.5M | 173 | m | AED | 490.33 | 84827.09
2018-02 | 4 | 4.0056 | United Arab Emirates | Dubai | Infrastructure | MBR - Dubai Hills Estate | Package 43 - PA 05 | EMAAR | Arabian Coast | Award | 2018 |  | Pipework - Pipes | I618.1 | Supply And Lay Upvc/Grp Pipes (Stiffness 5,000 N/Mm²) Laid And Jointed In Trenches Including Excavation, Backfilling, Disposal, Straight Joints (Flexible Joint), Etc. As Shown On The Drawing.;For 200Mm Dia Grp Pipe;Depth To Invert: 5.5 - 6.0M | 438 | m | AED | 682.7 | 299022.6
2018-02 | 4 | 4.0056 | United Arab Emirates | Dubai | Infrastructure | MBR - Dubai Hills Estate | Package 43 - PA 05 | EMAAR | Arabian Coast | Award | 2018 |  | Pipework - Pipes | I618.2 | Supply And Lay Upvc/Grp Pipes (Stiffness 5,000 N/Mm²) Laid And Jointed In Trenches Including Excavation, Backfilling, Disposal, Straight Joints (Flexible Joint), Etc. As Shown On The Drawing.;For 200Mm Dia Grp Pipe;Depth To Invert: 6.0 - 6.5M | 193 | m | AED | 734.68 | 141793.24
2018-02 | 4 | 4.0056 | United Arab Emirates | Dubai | Infrastructure | MBR - Dubai Hills Estate | Package 43 - PA 05 | EMAAR | Arabian Coast | Award | 2018 |  | Pipework - Pipes | I618.3 | Supply And Lay Upvc/Grp Pipes (Stiffness 5,000 N/Mm²) Laid And Jointed In Trenches Including Excavation, Backfilling, Disposal, Straight Joints (Flexible Joint), Etc. As Shown On The Drawing.;For 200Mm Dia Grp Pipe;Depth To Invert: 6.5 - 7.0M | 155 | m | AED | 774.13 | 119990.15
2018-02 | 4 | 4.0056 | United Arab Emirates | Dubai | Infrastructure | MBR - Dubai Hills Estate | Package 43 - PA 05 | EMAAR | Arabian Coast | Award | 2018 |  | Pipework - Pipes | I618.4 | Supply And Lay Upvc/Grp Pipes (Stiffness 5,000 N/Mm²) Laid And Jointed In Trenches Including Excavation, Backfilling, Disposal, Straight Joints (Flexible Joint), Etc. As Shown On The Drawing.;For 200Mm Dia Grp Pipe;Depth To Invert: 7.0 - 7.5M | 116 | m | AED | 810.46 | 94013.36
2018-02 | 4 | 4.0056 | United Arab Emirates | Dubai | Infrastructure | MBR - Dubai Hills Estate | Package 43 - PA 05 | EMAAR | Arabian Coast | Award | 2018 |  | Pipework - Pipes | I618.5 | Supply And Lay Upvc/Grp Pipes (Stiffness 5,000 N/Mm²) Laid And Jointed In Trenches Including Excavation, Backfilling, Disposal, Straight Joints (Flexible Joint), Etc. As Shown On The Drawing.;For 200Mm Dia Grp Pipe;Depth To Invert: 7.5 - 8.0M | 91 | m | AED | 841.6 | 76585.6
2018-02 | 4 | 4.0056 | United Arab Emirates | Dubai | Infrastructure | MBR - Dubai Hills Estate | Package 43 - PA 05 | EMAAR | Arabian Coast | Award | 2018 |  | Pipework - Pipes | I618.6 | Supply And Lay Upvc/Grp Pipes (Stiffness 5,000 N/Mm²) Laid And Jointed In Trenches Including Excavation, Backfilling, Disposal, Straight Joints (Flexible Joint), Etc. As Shown On The Drawing.;For 200Mm Dia Grp Pipe;Depth To Invert: 8.0 - 8.5M | 78 | m | AED | 923.06 | 71998.68
2018-02 | 4 | 4.0056 | United Arab Emirates | Dubai | Infrastructure | MBR - Dubai Hills Estate | Package 43 - PA 05 | EMAAR | Arabian Coast | Award | 2018 |  | Pipework - Pipes | I618.7 | Supply And Lay Upvc/Grp Pipes (Stiffness 5,000 N/Mm²) Laid And Jointed In Trenches Including Excavation, Backfilling, Disposal, Straight Joints (Flexible Joint), Etc. As Shown On The Drawing.;For 200Mm Dia Grp Pipe;Depth To Invert: 8.5 - 9.0M | 65 | m | AED | 959.79 | 62386.35
2018-02 | 4 | 4.0056 | United Arab Emirates | Dubai | Infrastructure | MBR - Dubai Hills Estate | Package 43 - PA 05 | EMAAR | Arabian Coast | Award | 2018 |  | Pipework - Pipes | I618.8 | Supply And Lay Upvc/Grp Pipes (Stiffness 5,000 N/Mm²) Laid And Jointed In Trenches Including Excavation, Backfilling, Disposal, Straight Joints (Flexible Joint), Etc. As Shown On The Drawing.;For 200Mm Dia Grp Pipe;Depth To Invert: 9.5 - 10.0M | 52 | m | AED | 1014.9 | 52774.8
2018-02 | 4 | 4.0056 | United Arab Emirates | Dubai | Infrastructure | MBR - Dubai Hills Estate | Package 43 - PA 05 | EMAAR | Arabian Coast | Award | 2018 |  | Pipework - Pipes | I618.9 | Supply And Lay Upvc/Grp Pipes (Stiffness 5,000 N/Mm²) Laid And Jointed In Trenches Including Excavation, Backfilling, Disposal, Straight Joints (Flexible Joint), Etc. As Shown On The Drawing.;For 200Mm Dia Grp Pipe;Depth To Invert: 10.0 - 10.5M | 45 | m | AED | 1062.61 | 47817.45
2018-02 | 4 | 4.0057 | United Arab Emirates | Dubai | Infrastructure | MBR - Dubai Hills Estate | Package 43 - PA 05 | EMAAR | Arabian Coast | Award | 2018 |  | Pipework - Pipes | I618.10 | Supply And Lay Upvc/Grp Pipes (Stiffness 5,000 N/Mm²) Laid And Jointed In Trenches Including Excavation, Backfilling, Disposal, Straight Joints (Flexible Joint), Etc. As Shown On The Drawing.;For 200Mm Dia Grp Pipe;Depth To Invert: 10.5 - 11.0M | 32 | m | AED | 1104.18 | 35333.76
2018-02 | 4 | 4.0057 | United Arab Emirates | Dubai | Infrastructure | MBR - Dubai Hills Estate | Package 43 - PA 05 | EMAAR | Arabian Coast | Award | 2018 |  | Pipework - Pipes | I618.11 | Supply And Lay Upvc/Grp Pipes (Stiffness 5,000 N/Mm²) Laid And Jointed In Trenches Including Excavation, Backfilling, Disposal, Straight Joints (Flexible Joint), Etc. As Shown On The Drawing.;For 200Mm Dia Grp Pipe;Depth To Invert: 11.0 - 11.5M | 19 | m | AED | 1159.59 | 22032.21
2018-02 | 4 | 4.0057 | United Arab Emirates | Dubai | Infrastructure | MBR - Dubai Hills Estate | Package 43 - PA 05 | EMAAR | Arabian Coast | Award | 2018 |  | Pipework - Pipes | I618.12 | Supply And Lay Upvc/Grp Pipes (Stiffness 5,000 N/Mm²) Laid And Jointed In Trenches Including Excavation, Backfilling, Disposal, Straight Joints (Flexible Joint), Etc. As Shown On The Drawing.;For 200Mm Dia Grp Pipe;Depth To Invert: 11.5 - 12.0M | 6 | m | AED | 1228.87 | 7373.22
2018-02 | 4 | 4.0057 | United Arab Emirates | Dubai | Infrastructure | MBR - Dubai Hills Estate | Package 43 - PA 05 | EMAAR | Arabian Coast | Award | 2018 |  | Pipework - Pipes | I522 | Supply And Lay Upvc/Grp Pipes (Stiffness 5,000 N/Mm²) Laid And Jointed In Trenches Including Excavation, Backfilling, Disposal, Straight Joints (Flexible Joint), Etc. As Shown On The Drawing.;For 250Mm Dia Upvc Pipe;Depth To Invert: Not Exceeding 1.5 M | 144 | m | AED | 168.37 | 24245.28
2018-02 | 4 | 4.0057 | United Arab Emirates | Dubai | Infrastructure | MBR - Dubai Hills Estate | Package 43 - PA 05 | EMAAR | Arabian Coast | Award | 2018 |  | Pipework - Pipes | I523 | Supply And Lay Upvc/Grp Pipes (Stiffness 5,000 N/Mm²) Laid And Jointed In Trenches Including Excavation, Backfilling, Disposal, Straight Joints (Flexible Joint), Etc. As Shown On The Drawing.;For 250Mm Dia Upvc Pipe;Depth To Invert: 1.5 - 2.0M | 108 | m | AED | 217.43 | 23482.44
2018-02 | 4 | 4.0057 | United Arab Emirates | Dubai | Infrastructure | MBR - Dubai Hills Estate | Package 43 - PA 05 | EMAAR | Arabian Coast | Award | 2018 |  | Pipework - Pipes | I524 | Supply And Lay Upvc/Grp Pipes (Stiffness 5,000 N/Mm²) Laid And Jointed In Trenches Including Excavation, Backfilling, Disposal, Straight Joints (Flexible Joint), Etc. As Shown On The Drawing.;For 250Mm Dia Upvc Pipe;Depth To Invert: 2.0 - 2.5M | 90 | m | AED | 246.28 | 22165.2
2018-02 | 4 | 4.0057 | United Arab Emirates | Dubai | Infrastructure | MBR - Dubai Hills Estate | Package 43 - PA 05 | EMAAR | Arabian Coast | Award | 2018 |  | Pipework - Pipes | I525 | Supply And Lay Upvc/Grp Pipes (Stiffness 5,000 N/Mm²) Laid And Jointed In Trenches Including Excavation, Backfilling, Disposal, Straight Joints (Flexible Joint), Etc. As Shown On The Drawing.;For 250Mm Dia Upvc Pipe;Depth To Invert: 2.5 - 3.0M | 72 | m | AED | 293.92 | 21162.24
2018-02 | 4 | 4.0057 | United Arab Emirates | Dubai | Infrastructure | MBR - Dubai Hills Estate | Package 43 - PA 05 | EMAAR | Arabian Coast | Award | 2018 |  | Pipework - Pipes | I526 | Supply And Lay Upvc/Grp Pipes (Stiffness 5,000 N/Mm²) Laid And Jointed In Trenches Including Excavation, Backfilling, Disposal, Straight Joints (Flexible Joint), Etc. As Shown On The Drawing.;For 250Mm Dia Upvc Pipe;Depth To Invert: 3.0 - 3.5M | 54 | m | AED | 335.47 | 18115.38
2018-02 | 4 | 4.0057 | United Arab Emirates | Dubai | Infrastructure | MBR - Dubai Hills Estate | Package 43 - PA 05 | EMAAR | Arabian Coast | Award | 2018 |  | Pipework - Pipes | I527 | Supply And Lay Upvc/Grp Pipes (Stiffness 5,000 N/Mm²) Laid And Jointed In Trenches Including Excavation, Backfilling, Disposal, Straight Joints (Flexible Joint), Etc. As Shown On The Drawing.;For 250Mm Dia Upvc Pipe;Depth To Invert: 3.5 - 4.0M | 42 | m | AED | 362.95 | 15243.9
2018-02 | 4 | 4.0057 | United Arab Emirates | Dubai | Infrastructure | MBR - Dubai Hills Estate | Package 43 - PA 05 | EMAAR | Arabian Coast | Award | 2018 |  | Pipework - Pipes | I528.1 | Supply And Lay Upvc/Grp Pipes (Stiffness 5,000 N/Mm²) Laid And Jointed In Trenches Including Excavation, Backfilling, Disposal, Straight Joints (Flexible Joint), Etc. As Shown On The Drawing.;For 250Mm Dia Upvc Pipe;Depth To Invert: 4.0 - 4.5M | 36 | m | AED | 414.03 | 14905.08
2018-02 | 4 | 4.0057 | United Arab Emirates | Dubai | Infrastructure | MBR - Dubai Hills Estate | Package 43 - PA 05 | EMAAR | Arabian Coast | Award | 2018 |  | Pipework - Pipes | I528.2 | Supply And Lay Upvc/Grp Pipes (Stiffness 5,000 N/Mm²) Laid And Jointed In Trenches Including Excavation, Backfilling, Disposal, Straight Joints (Flexible Joint), Etc. As Shown On The Drawing.;For 250Mm Dia Upvc Pipe;Depth To Invert: 4.5 - 5.0M | 31 | m | AED | 465.99 | 14445.69
2018-02 | 4 | 4.0058 | United Arab Emirates | Dubai | Infrastructure | MBR - Dubai Hills Estate | Package 43 - PA 05 | EMAAR | Arabian Coast | Award | 2018 |  | Pipework - Pipes | I528.3 | Supply And Lay Upvc/Grp Pipes (Stiffness 5,000 N/Mm²) Laid And Jointed In Trenches Including Excavation, Backfilling, Disposal, Straight Joints (Flexible Joint), Etc. As Shown On The Drawing.;For 250Mm Dia Upvc Pipe;Depth To Invert: 5.0 - 5.5M | 25 | m | AED | 511.88 | 12797
2018-02 | 4 | 4.0058 | United Arab Emirates | Dubai | Infrastructure | MBR - Dubai Hills Estate | Package 43 - PA 05 | EMAAR | Arabian Coast | Award | 2018 |  | Pipework - Pipes | I628.1 | Supply And Lay Upvc/Grp Pipes (Stiffness 5,000 N/Mm²) Laid And Jointed In Trenches Including Excavation, Backfilling, Disposal, Straight Joints (Flexible Joint), Etc. As Shown On The Drawing.;For 250Mm Dia Grp Pipe;Depth To Invert: 5.5 - 6.0M | 19 | m | AED | 813.14 | 15449.66
2018-02 | 4 | 4.0058 | United Arab Emirates | Dubai | Infrastructure | MBR - Dubai Hills Estate | Package 43 - PA 05 | EMAAR | Arabian Coast | Award | 2018 |  | Pipework - Pipes | I628.2 | Supply And Lay Upvc/Grp Pipes (Stiffness 5,000 N/Mm²) Laid And Jointed In Trenches Including Excavation, Backfilling, Disposal, Straight Joints (Flexible Joint), Etc. As Shown On The Drawing.;For 250Mm Dia Grp Pipe;Depth To Invert: 6.0 - 6.5M | 31 | m | AED | 864.32 | 26793.92
2018-02 | 4 | 4.0058 | United Arab Emirates | Dubai | Infrastructure | MBR - Dubai Hills Estate | Package 43 - PA 05 | EMAAR | Arabian Coast | Award | 2018 |  | Pipework - Pipes | I628.3 | Supply And Lay Upvc/Grp Pipes (Stiffness 5,000 N/Mm²) Laid And Jointed In Trenches Including Excavation, Backfilling, Disposal, Straight Joints (Flexible Joint), Etc. As Shown On The Drawing.;For 250Mm Dia Grp Pipe;Depth To Invert: 6.5 - 7.0M | 28 | m | AED | 907.1 | 25398.8
2018-02 | 4 | 4.0058 | United Arab Emirates | Dubai | Infrastructure | MBR - Dubai Hills Estate | Package 43 - PA 05 | EMAAR | Arabian Coast | Award | 2018 |  | Pipework - Pipes | I628.4 | Supply And Lay Upvc/Grp Pipes (Stiffness 5,000 N/Mm²) Laid And Jointed In Trenches Including Excavation, Backfilling, Disposal, Straight Joints (Flexible Joint), Etc. As Shown On The Drawing.;For 250Mm Dia Grp Pipe;Depth To Invert: 7.0 - 7.5M | 21 | m | AED | 946.48 | 19876.08
2018-02 | 4 | 4.0058 | United Arab Emirates | Dubai | Infrastructure | MBR - Dubai Hills Estate | Package 43 - PA 05 | EMAAR | Arabian Coast | Award | 2018 |  | Pipework - Pipes | I628.5 | Supply And Lay Upvc/Grp Pipes (Stiffness 5,000 N/Mm²) Laid And Jointed In Trenches Including Excavation, Backfilling, Disposal, Straight Joints (Flexible Joint), Etc. As Shown On The Drawing.;For 250Mm Dia Grp Pipe;Depth To Invert: 7.5 - 8.0M | 16 | m | AED | 1014.9 | 16238.4
2018-02 | 4 | 4.0058 | United Arab Emirates | Dubai | Infrastructure | MBR - Dubai Hills Estate | Package 43 - PA 05 | EMAAR | Arabian Coast | Award | 2018 |  | Pipework - Pipes | I628.6 | Supply And Lay Upvc/Grp Pipes (Stiffness 5,000 N/Mm²) Laid And Jointed In Trenches Including Excavation, Backfilling, Disposal, Straight Joints (Flexible Joint), Etc. As Shown On The Drawing.;For 250Mm Dia Grp Pipe;Depth To Invert: 8.0 - 8.5M | 15 | m | AED | 1059.92 | 15898.8
2018-02 | 4 | 4.0058 | United Arab Emirates | Dubai | Infrastructure | MBR - Dubai Hills Estate | Package 43 - PA 05 | EMAAR | Arabian Coast | Award | 2018 |  | Pipework - Pipes | I628.7 | Supply And Lay Upvc/Grp Pipes (Stiffness 5,000 N/Mm²) Laid And Jointed In Trenches Including Excavation, Backfilling, Disposal, Straight Joints (Flexible Joint), Etc. As Shown On The Drawing.;For 250Mm Dia Grp Pipe;Depth To Invert: 8.5 - 9.0M | 13 | m | AED | 1099.76 | 14296.88
2018-02 | 4 | 4.0058 | United Arab Emirates | Dubai | Infrastructure | MBR - Dubai Hills Estate | Package 43 - PA 05 | EMAAR | Arabian Coast | Award | 2018 |  | Pipework - Pipes | I628.8 | Supply And Lay Upvc/Grp Pipes (Stiffness 5,000 N/Mm²) Laid And Jointed In Trenches Including Excavation, Backfilling, Disposal, Straight Joints (Flexible Joint), Etc. As Shown On The Drawing.;For 250Mm Dia Grp Pipe;Depth To Invert: 9.5 - 10.0M | 11 | m | AED | 1178.54 | 12963.94
2018-02 | 4 | 4.0058 | United Arab Emirates | Dubai | Infrastructure | MBR - Dubai Hills Estate | Package 43 - PA 05 | EMAAR | Arabian Coast | Award | 2018 |  | Pipework - Pipes | I628.9 | Supply And Lay Upvc/Grp Pipes (Stiffness 5,000 N/Mm²) Laid And Jointed In Trenches Including Excavation, Backfilling, Disposal, Straight Joints (Flexible Joint), Etc. As Shown On The Drawing.;For 250Mm Dia Grp Pipe;Depth To Invert: 10.0 - 10.5M | 11 | m | AED | 1249.56 | 13745.16
2018-02 | 4 | 4.0059 | United Arab Emirates | Dubai | Infrastructure | MBR - Dubai Hills Estate | Package 43 - PA 05 | EMAAR | Arabian Coast | Award | 2018 |  | Pipework - Pipes | I628.10 | Supply And Lay Upvc/Grp Pipes (Stiffness 5,000 N/Mm²) Laid And Jointed In Trenches Including Excavation, Backfilling, Disposal, Straight Joints (Flexible Joint), Etc. As Shown On The Drawing.;For 250Mm Dia Grp Pipe;Depth To Invert: 10.5 - 11.0M | 9 | m | AED | 1283.32 | 11549.88
2018-02 | 4 | 4.0059 | United Arab Emirates | Dubai | Infrastructure | MBR - Dubai Hills Estate | Package 43 - PA 05 | EMAAR | Arabian Coast | Award | 2018 |  | Pipework - Pipes | I628.11 | Supply And Lay Upvc/Grp Pipes (Stiffness 5,000 N/Mm²) Laid And Jointed In Trenches Including Excavation, Backfilling, Disposal, Straight Joints (Flexible Joint), Etc. As Shown On The Drawing.;For 250Mm Dia Grp Pipe;Depth To Invert: 11.0 - 11.5M | 6 | m | AED | 1358.64 | 8151.84
2018-02 | 4 | 4.0059 | United Arab Emirates | Dubai | Infrastructure | MBR - Dubai Hills Estate | Package 43 - PA 05 | EMAAR | Arabian Coast | Award | 2018 |  | Pipework - Pipes | I628.12 | Supply And Lay Upvc/Grp Pipes (Stiffness 5,000 N/Mm²) Laid And Jointed In Trenches Including Excavation, Backfilling, Disposal, Straight Joints (Flexible Joint), Etc. As Shown On The Drawing.;For 250Mm Dia Grp Pipe;Depth To Invert: 11.5 - 12.0M | 6 | m | AED | 1398.04 | 8388.24
2018-02 | 4 | 4.0059 | United Arab Emirates | Dubai | Infrastructure | MBR - Dubai Hills Estate | Package 43 - PA 05 | EMAAR | Arabian Coast | Award | 2018 |  | Pipework - Pipes | I532.1 | Supply And Lay Upvc/Grp Pipes (Stiffness 5,000 N/Mm²) Laid And Jointed In Trenches Including Excavation, Backfilling, Disposal, Straight Joints (Flexible Joint), Etc. As Shown On The Drawing.;For 315Mm Dia Upvc Pipe;Depth To Invert: Not Exceeding 1.5 M | 28 | m | AED | 235.7 | 6599.6
2018-02 | 4 | 4.0059 | United Arab Emirates | Dubai | Infrastructure | MBR - Dubai Hills Estate | Package 43 - PA 05 | EMAAR | Arabian Coast | Award | 2018 |  | Pipework - Pipes | I533.1 | Supply And Lay Upvc/Grp Pipes (Stiffness 5,000 N/Mm²) Laid And Jointed In Trenches Including Excavation, Backfilling, Disposal, Straight Joints (Flexible Joint), Etc. As Shown On The Drawing.;For 315Mm Dia Upvc Pipe;Depth To Invert: 1.5 - 2.0M | 22 | m | AED | 304.39 | 6696.58
2018-02 | 4 | 4.0059 | United Arab Emirates | Dubai | Infrastructure | MBR - Dubai Hills Estate | Package 43 - PA 05 | EMAAR | Arabian Coast | Award | 2018 |  | Pipework - Pipes | I534.1 | Supply And Lay Upvc/Grp Pipes (Stiffness 5,000 N/Mm²) Laid And Jointed In Trenches Including Excavation, Backfilling, Disposal, Straight Joints (Flexible Joint), Etc. As Shown On The Drawing.;For 315Mm Dia Upvc Pipe;Depth To Invert: 2.0 - 2.5M | 18 | m | AED | 344.79 | 6206.22
2018-02 | 4 | 4.0059 | United Arab Emirates | Dubai | Infrastructure | MBR - Dubai Hills Estate | Package 43 - PA 05 | EMAAR | Arabian Coast | Award | 2018 |  | Pipework - Pipes | I535.1 | Supply And Lay Upvc/Grp Pipes (Stiffness 5,000 N/Mm²) Laid And Jointed In Trenches Including Excavation, Backfilling, Disposal, Straight Joints (Flexible Joint), Etc. As Shown On The Drawing.;For 315Mm Dia Upvc Pipe;Depth To Invert: 2.5 - 3.0M | 15 | m | AED | 411.47 | 6172.05
2018-02 | 4 | 4.0059 | United Arab Emirates | Dubai | Infrastructure | MBR - Dubai Hills Estate | Package 43 - PA 05 | EMAAR | Arabian Coast | Award | 2018 |  | Pipework - Pipes | I536.1 | Supply And Lay Upvc/Grp Pipes (Stiffness 5,000 N/Mm²) Laid And Jointed In Trenches Including Excavation, Backfilling, Disposal, Straight Joints (Flexible Joint), Etc. As Shown On The Drawing.;For 315Mm Dia Upvc Pipe;Depth To Invert: 3.0 - 3.5M | 11 | m | AED | 469.65 | 5166.15
2018-02 | 4 | 4.0059 | United Arab Emirates | Dubai | Infrastructure | MBR - Dubai Hills Estate | Package 43 - PA 05 | EMAAR | Arabian Coast | Award | 2018 |  | Pipework - Pipes | I537.1 | Supply And Lay Upvc/Grp Pipes (Stiffness 5,000 N/Mm²) Laid And Jointed In Trenches Including Excavation, Backfilling, Disposal, Straight Joints (Flexible Joint), Etc. As Shown On The Drawing.;For 315Mm Dia Upvc Pipe;Depth To Invert: 3.5 - 4.0M | 9 | m | AED | 508.13 | 4573.17
2018-02 | 4 | 4.006 | United Arab Emirates | Dubai | Infrastructure | MBR - Dubai Hills Estate | Package 43 - PA 05 | EMAAR | Arabian Coast | Award | 2018 |  | Pipework - Pipes | I538.1 | Supply And Lay Upvc/Grp Pipes (Stiffness 5,000 N/Mm²) Laid And Jointed In Trenches Including Excavation, Backfilling, Disposal, Straight Joints (Flexible Joint), Etc. As Shown On The Drawing.;For 315Mm Dia Upvc Pipe;Depth To Invert: 4.0 - 4.5M | 8 | m | AED | 579.63 | 4637.04
2018-02 | 4 | 4.006 | United Arab Emirates | Dubai | Infrastructure | MBR - Dubai Hills Estate | Package 43 - PA 05 | EMAAR | Arabian Coast | Award | 2018 |  | Pipework - Pipes | I538.2 | Supply And Lay Upvc/Grp Pipes (Stiffness 5,000 N/Mm²) Laid And Jointed In Trenches Including Excavation, Backfilling, Disposal, Straight Joints (Flexible Joint), Etc. As Shown On The Drawing.;For 315Mm Dia Upvc Pipe;Depth To Invert: 4.5 - 5.0M | 6 | m | AED | 652.38 | 3914.28
2018-02 | 4 | 4.006 | United Arab Emirates | Dubai | Infrastructure | MBR - Dubai Hills Estate | Package 43 - PA 05 | EMAAR | Arabian Coast | Award | 2018 |  | Pipework - Pipes | I538.3 | Supply And Lay Upvc/Grp Pipes (Stiffness 5,000 N/Mm²) Laid And Jointed In Trenches Including Excavation, Backfilling, Disposal, Straight Joints (Flexible Joint), Etc. As Shown On The Drawing.;For 315Mm Dia Upvc Pipe;Depth To Invert: 5.0 - 5.5M | 5 | m | AED | 716.61 | 3583.05
2018-02 | 4 | 4.006 | United Arab Emirates | Dubai | Infrastructure | MBR - Dubai Hills Estate | Package 43 - PA 05 | EMAAR | Arabian Coast | Award | 2018 |  | Pipework - Pipes | I638.1 | Supply And Lay Upvc/Grp Pipes (Stiffness 5,000 N/Mm²) Laid And Jointed In Trenches Including Excavation, Backfilling, Disposal, Straight Joints (Flexible Joint), Etc. As Shown On The Drawing.;For 315Mm Dia Grp Pipe;Depth To Invert: 5.5 - 6.0M | 5 | m | AED | 1138.4 | 5692
2018-02 | 4 | 4.006 | United Arab Emirates | Dubai | Infrastructure | MBR - Dubai Hills Estate | Package 43 - PA 05 | EMAAR | Arabian Coast | Award | 2018 |  | Pipework - Pipes | I638.2 | Supply And Lay Upvc/Grp Pipes (Stiffness 5,000 N/Mm²) Laid And Jointed In Trenches Including Excavation, Backfilling, Disposal, Straight Joints (Flexible Joint), Etc. As Shown On The Drawing.;For 315Mm Dia Grp Pipe;Depth To Invert: 6.0 - 6.5M | 6 | m | AED | 1210.05 | 7260.3
2018-02 | 4 | 4.006 | United Arab Emirates | Dubai | Infrastructure | MBR - Dubai Hills Estate | Package 43 - PA 05 | EMAAR | Arabian Coast | Award | 2018 |  | Pipework - Pipes | I638.3 | Supply And Lay Upvc/Grp Pipes (Stiffness 5,000 N/Mm²) Laid And Jointed In Trenches Including Excavation, Backfilling, Disposal, Straight Joints (Flexible Joint), Etc. As Shown On The Drawing.;For 315Mm Dia Grp Pipe;Depth To Invert: 6.5 - 7.0M | 6 | m | AED | 1269.95 | 7619.7
2018-02 | 4 | 4.006 | United Arab Emirates | Dubai | Infrastructure | MBR - Dubai Hills Estate | Package 43 - PA 05 | EMAAR | Arabian Coast | Award | 2018 |  | Pipework - Pipes | I638.4 | Supply And Lay Upvc/Grp Pipes (Stiffness 5,000 N/Mm²) Laid And Jointed In Trenches Including Excavation, Backfilling, Disposal, Straight Joints (Flexible Joint), Etc. As Shown On The Drawing.;For 315Mm Dia Grp Pipe;Depth To Invert: 7.0 - 7.5M | 5 | m | AED | 1325.08 | 6625.4
2018-02 | 4 | 4.006 | United Arab Emirates | Dubai | Infrastructure | MBR - Dubai Hills Estate | Package 43 - PA 05 | EMAAR | Arabian Coast | Award | 2018 |  | Pipework - Pipes | I638.5 | Supply And Lay Upvc/Grp Pipes (Stiffness 5,000 N/Mm²) Laid And Jointed In Trenches Including Excavation, Backfilling, Disposal, Straight Joints (Flexible Joint), Etc. As Shown On The Drawing.;For 315Mm Dia Grp Pipe;Depth To Invert: 7.5 - 8.0M | 3 | m | AED | 1420.85 | 4262.55
2018-02 | 4 | 4.006 | United Arab Emirates | Dubai | Infrastructure | MBR - Dubai Hills Estate | Package 43 - PA 05 | EMAAR | Arabian Coast | Award | 2018 |  | Pipework - Pipes | I638.6 | Supply And Lay Upvc/Grp Pipes (Stiffness 5,000 N/Mm²) Laid And Jointed In Trenches Including Excavation, Backfilling, Disposal, Straight Joints (Flexible Joint), Etc. As Shown On The Drawing.;For 315Mm Dia Grp Pipe;Depth To Invert: 8.0 - 8.5M | 3 | m | AED | 1483.89 | 4451.67
2018-02 | 4 | 4.006 | United Arab Emirates | Dubai | Infrastructure | MBR - Dubai Hills Estate | Package 43 - PA 05 | EMAAR | Arabian Coast | Award | 2018 |  | Pipework - Pipes | I638.7 | Supply And Lay Upvc/Grp Pipes (Stiffness 5,000 N/Mm²) Laid And Jointed In Trenches Including Excavation, Backfilling, Disposal, Straight Joints (Flexible Joint), Etc. As Shown On The Drawing.;For 315Mm Dia Grp Pipe;Depth To Invert: 8.5 - 9.0M | 3 | m | AED | 1539.65 | 4618.95
2018-02 | 4 | 4.0061 | United Arab Emirates | Dubai | Infrastructure | MBR - Dubai Hills Estate | Package 43 - PA 05 | EMAAR | Arabian Coast | Award | 2018 |  | Pipework - Pipes | I638.8 | Supply And Lay Upvc/Grp Pipes (Stiffness 5,000 N/Mm²) Laid And Jointed In Trenches Including Excavation, Backfilling, Disposal, Straight Joints (Flexible Joint), Etc. As Shown On The Drawing.;For 315Mm Dia Grp Pipe;Depth To Invert: 9.5 - 10.0M | 2 | m | AED | 1649.96 | 3299.92
2018-02 | 4 | 4.0061 | United Arab Emirates | Dubai | Infrastructure | MBR - Dubai Hills Estate | Package 43 - PA 05 | EMAAR | Arabian Coast | Award | 2018 |  | Pipework - Pipes | I638.9 | Supply And Lay Upvc/Grp Pipes (Stiffness 5,000 N/Mm²) Laid And Jointed In Trenches Including Excavation, Backfilling, Disposal, Straight Joints (Flexible Joint), Etc. As Shown On The Drawing.;For 315Mm Dia Grp Pipe;Depth To Invert: 10.0 - 10.5M | 2 | m | AED | 1749.37 | 3498.74
2018-02 | 4 | 4.0061 | United Arab Emirates | Dubai | Infrastructure | MBR - Dubai Hills Estate | Package 43 - PA 05 | EMAAR | Arabian Coast | Award | 2018 |  | Pipework - Pipes | I638.10 | Supply And Lay Upvc/Grp Pipes (Stiffness 5,000 N/Mm²) Laid And Jointed In Trenches Including Excavation, Backfilling, Disposal, Straight Joints (Flexible Joint), Etc. As Shown On The Drawing.;For 315Mm Dia Grp Pipe;Depth To Invert: 10.5 - 11.0M | 2 | m | AED | 1796.65 | 3593.3
2018-02 | 4 | 4.0061 | United Arab Emirates | Dubai | Infrastructure | MBR - Dubai Hills Estate | Package 43 - PA 05 | EMAAR | Arabian Coast | Award | 2018 |  | Pipework - Pipes | I638.11 | Supply And Lay Upvc/Grp Pipes (Stiffness 5,000 N/Mm²) Laid And Jointed In Trenches Including Excavation, Backfilling, Disposal, Straight Joints (Flexible Joint), Etc. As Shown On The Drawing.;For 315Mm Dia Grp Pipe;Depth To Invert: 11.0 - 11.5M | 2 | m | AED | 1902.11 | 3804.22
2018-02 | 4 | 4.0061 | United Arab Emirates | Dubai | Infrastructure | MBR - Dubai Hills Estate | Package 43 - PA 05 | EMAAR | Arabian Coast | Award | 2018 |  | Pipework - Pipes | I638.12 | Supply And Lay Upvc/Grp Pipes (Stiffness 5,000 N/Mm²) Laid And Jointed In Trenches Including Excavation, Backfilling, Disposal, Straight Joints (Flexible Joint), Etc. As Shown On The Drawing.;For 315Mm Dia Grp Pipe;Depth To Invert: 11.5 - 12.0M | 2 | m | AED | 1957.27 | 3914.54
2018-02 | 4 | 4.0061 | United Arab Emirates | Dubai | Infrastructure | MBR - Dubai Hills Estate | Package 43 - PA 05 | EMAAR | Arabian Coast | Award | 2018 |  | Pipework - Fittings And Valves | J491.1 | Pipework - Pipes;Future Connection;Stub For Future Connection Including 200Mm Dia. Upvc End Cap | 10 | Nr | AED | 1246.66 | 12466.6
2018-02 | 4 | 4.0061 | United Arab Emirates | Dubai | Infrastructure | MBR - Dubai Hills Estate | Package 43 - PA 05 | EMAAR | Arabian Coast | Award | 2018 |  | Pipework - Fittings And Valves | J491.2 | Pipework - Pipes;Stub Connection With End Cap For House Connection Chamber;200Mm Dia. Upvc Stub Connection With End Cap | 355 | Nr | AED | 250.47 | 88916.85
2018-02 | 4 | 4.0061 | United Arab Emirates | Dubai | Infrastructure | MBR - Dubai Hills Estate | Package 43 - PA 05 | EMAAR | Arabian Coast | Award | 2018 |  | Pipework - Manholes And Pipework Ancillaries | K132 | Pipework - Manholes And Pipework Ancillaries;Manholes;Manholes Including Excavation, Concrete Works, Grp Liner, Tanking Membrane With Protection Board, Built In Short Pipes, Heavy Duty Cover With Frame Complete In All Respect As Detailed On Drawing.;Internal Diameter: 1200Mm; Type: A;Depth: 1.5 - 2.0M | 31 | Nr | AED | 15791.74 | 489543.94
2018-02 | 4 | 4.0061 | United Arab Emirates | Dubai | Infrastructure | MBR - Dubai Hills Estate | Package 43 - PA 05 | EMAAR | Arabian Coast | Award | 2018 |  | Pipework - Manholes And Pipework Ancillaries | K133 | Pipework - Manholes And Pipework Ancillaries;Manholes;Manholes Including Excavation, Concrete Works, Grp Liner, Tanking Membrane With Protection Board, Built In Short Pipes, Heavy Duty Cover With Frame Complete In All Respect As Detailed On Drawing.;Internal Diameter: 1200Mm; Type: A;Depth: 2.0 - 2.5M | 11 | Nr | AED | 16866.97 | 185536.67
2018-02 | 4 | 4.0061 | United Arab Emirates | Dubai | Infrastructure | MBR - Dubai Hills Estate | Package 43 - PA 05 | EMAAR | Arabian Coast | Award | 2018 |  | Pipework - Manholes And Pipework Ancillaries | K134.1 | Pipework - Manholes And Pipework Ancillaries;Manholes;Manholes Including Excavation, Concrete Works, Grp Liner, Tanking Membrane With Protection Board, Built In Short Pipes, Heavy Duty Cover With Frame Complete In All Respect As Detailed On Drawing.;Internal Diameter: 1200Mm; Type: A;Depth: 2.5 - 3.0M | 8 | Nr | AED | 22366.7 | 178933.6
2018-02 | 4 | 4.0061 | United Arab Emirates | Dubai | Infrastructure | MBR - Dubai Hills Estate | Package 43 - PA 05 | EMAAR | Arabian Coast | Award | 2018 |  | Pipework - Manholes And Pipework Ancillaries | K134.2 | Pipework - Manholes And Pipework Ancillaries;Manholes;Manholes Including Excavation, Concrete Works, Grp Liner, Tanking Membrane With Protection Board, Built In Short Pipes, Heavy Duty Cover With Frame Complete In All Respect As Detailed On Drawing.;Internal Diameter: 1500Mm; Type: B;Depth: 2.5 - 3.0M | 12 | Nr | AED | 22645.69 | 271748.28
2018-02 | 4 | 4.0062 | United Arab Emirates | Dubai | Infrastructure | MBR - Dubai Hills Estate | Package 43 - PA 05 | EMAAR | Arabian Coast | Award | 2018 |  | Pipework - Manholes And Pipework Ancillaries | K135 | Pipework - Manholes And Pipework Ancillaries;Manholes;Manholes Including Excavation, Concrete Works, Grp Liner, Tanking Membrane With Protection Board, Built In Short Pipes, Heavy Duty Cover With Frame Complete In All Respect As Detailed On Drawing.;Internal Diameter: 1500Mm; Type: B;Depth: 3.0 - 3.5M | 6 | Nr | AED | 25543.46 | 153260.76
2018-02 | 4 | 4.0062 | United Arab Emirates | Dubai | Infrastructure | MBR - Dubai Hills Estate | Package 43 - PA 05 | EMAAR | Arabian Coast | Award | 2018 |  | Pipework - Manholes And Pipework Ancillaries | K136.1 | Pipework - Manholes And Pipework Ancillaries;Manholes;Manholes Including Excavation, Concrete Works, Grp Liner, Tanking Membrane With Protection Board, Built In Short Pipes, Heavy Duty Cover With Frame Complete In All Respect As Detailed On Drawing.;Internal Diameter: 1500Mm; Type: B;Depth: 3.5 - 4.0M | 5 | Nr | AED | 28271.03 | 141355.15
2018-02 | 4 | 4.0062 | United Arab Emirates | Dubai | Infrastructure | MBR - Dubai Hills Estate | Package 43 - PA 05 | EMAAR | Arabian Coast | Award | 2018 |  | Pipework - Manholes And Pipework Ancillaries | K136.2 | Pipework - Manholes And Pipework Ancillaries;Manholes;Internal Diameter: 1500Mm; Type: C;Depth: 3.5 - 4.0M | 18 | Nr | AED | 29613.08 | 533035.44
2018-02 | 4 | 4.0062 | United Arab Emirates | Dubai | Infrastructure | MBR - Dubai Hills Estate | Package 43 - PA 05 | EMAAR | Arabian Coast | Award | 2018 |  | Pipework - Manholes And Pipework Ancillaries | K137.1 | Pipework - Manholes And Pipework Ancillaries;Manholes;Internal Diameter: 1500Mm; Type: C;Depth: 4.0 - 4.5M | 12 | Nr | AED | 31628.68 | 379544.16
2018-02 | 4 | 4.0062 | United Arab Emirates | Dubai | Infrastructure | MBR - Dubai Hills Estate | Package 43 - PA 05 | EMAAR | Arabian Coast | Award | 2018 |  | Pipework - Manholes And Pipework Ancillaries | K137.2 | Pipework - Manholes And Pipework Ancillaries;Manholes;Internal Diameter: 1500Mm; Type: C;Depth: 4.5 - 5.0M | 6 | Nr | AED | 34336.93 | 206021.58
2018-02 | 4 | 4.0062 | United Arab Emirates | Dubai | Infrastructure | MBR - Dubai Hills Estate | Package 43 - PA 05 | EMAAR | Arabian Coast | Award | 2018 |  | Pipework - Manholes And Pipework Ancillaries | K137.3 | Pipework - Manholes And Pipework Ancillaries;Manholes;Internal Diameter: 1500Mm; Type: C;Depth: 5.0 - 5.5M | 5 | Nr | AED | 38583.1 | 192915.5
2018-02 | 4 | 4.0062 | United Arab Emirates | Dubai | Infrastructure | MBR - Dubai Hills Estate | Package 43 - PA 05 | EMAAR | Arabian Coast | Award | 2018 |  | Pipework - Manholes And Pipework Ancillaries | K137.4 | Pipework - Manholes And Pipework Ancillaries;Manholes;Internal Diameter: 1500Mm; Type: C;Depth: 5.5 - 6.0M | 3 | Nr | AED | 42099.89 | 126299.67
2018-02 | 4 | 4.0062 | United Arab Emirates | Dubai | Infrastructure | MBR - Dubai Hills Estate | Package 43 - PA 05 | EMAAR | Arabian Coast | Award | 2018 |  | Pipework - Manholes And Pipework Ancillaries | K137.5 | Pipework - Manholes And Pipework Ancillaries;Manholes;Internal Diameter: 1500Mm; Type: C;Depth: 6.0 - 6.5M | 5 | Nr | AED | 45156.48 | 225782.4
2018-02 | 4 | 4.0062 | United Arab Emirates | Dubai | Infrastructure | MBR - Dubai Hills Estate | Package 43 - PA 05 | EMAAR | Arabian Coast | Award | 2018 |  | Pipework - Manholes And Pipework Ancillaries | K137.6 | Pipework - Manholes And Pipework Ancillaries;Manholes;Internal Diameter: 1500Mm; Type: C;Depth: 6.5 - 7.0M | 3 | Nr | AED | 49484.04 | 148452.12
2018-02 | 4 | 4.0062 | United Arab Emirates | Dubai | Infrastructure | MBR - Dubai Hills Estate | Package 43 - PA 05 | EMAAR | Arabian Coast | Award | 2018 |  | Pipework - Manholes And Pipework Ancillaries | K137.7 | Pipework - Manholes And Pipework Ancillaries;Manholes;Internal Diameter: 1500Mm; Type: C;Depth: 7.5 - 8.0M | 3 | Nr | AED | 53612.54 | 160837.62
2018-02 | 4 | 4.0063 | United Arab Emirates | Dubai | Infrastructure | MBR - Dubai Hills Estate | Package 43 - PA 05 | EMAAR | Arabian Coast | Award | 2018 |  | Pipework - Manholes And Pipework Ancillaries | K137.8 | Pipework - Manholes And Pipework Ancillaries;Manholes;Internal Diameter: 1500Mm; Type: C;Depth: 8.5 - 9.0M | 3 | Nr | AED | 57373.73 | 172121.19
2018-02 | 4 | 4.0063 | United Arab Emirates | Dubai | Infrastructure | MBR - Dubai Hills Estate | Package 43 - PA 05 | EMAAR | Arabian Coast | Award | 2018 |  | Pipework - Manholes And Pipework Ancillaries | K137.9 | Pipework - Manholes And Pipework Ancillaries;Manholes;Internal Diameter: 1500Mm; Type: C;Depth: 9.0 - 9.5M | 3 | Nr | AED | 61487.74 | 184463.22
2018-02 | 4 | 4.0063 | United Arab Emirates | Dubai | Infrastructure | MBR - Dubai Hills Estate | Package 43 - PA 05 | EMAAR | Arabian Coast | Award | 2018 |  | Pipework - Manholes And Pipework Ancillaries | K147.1 | Pipework - Manholes And Pipework Ancillaries;Manholes;Manholes With Backdrop;Manholes With One Backdrop (With Vertical Pipe Fittings And Concrete Surround) Including Excavation, Concrete Works, Grp Liner, Tanking Membrane With Protection Board, Built In Short Pipes, Heavy Duty Cover With Frame Complete In All Respect As Detailed On Drawings.;Internal Diameter: 1500Mm; Type: C (Backdrop);Depth: 5.0 - 5.5M | 2 | Nr | AED | 42861.11 | 85722.22
2018-02 | 4 | 4.0063 | United Arab Emirates | Dubai | Infrastructure | MBR - Dubai Hills Estate | Package 43 - PA 05 | EMAAR | Arabian Coast | Award | 2018 |  | Pipework - Manholes And Pipework Ancillaries | K147.2 | Pipework - Manholes And Pipework Ancillaries;Manholes;Manholes With Backdrop;Manholes With One Backdrop (With Vertical Pipe Fittings And Concrete Surround) Including Excavation, Concrete Works, Grp Liner, Tanking Membrane With Protection Board, Built In Short Pipes, Heavy Duty Cover With Frame Complete In All Respect As Detailed On Drawings.;Internal Diameter: 1500Mm; Type: C (Backdrop);Depth: 5.5 - 6.0M | 2 | Nr | AED | 45061.46 | 90122.92
2018-02 | 4 | 4.0063 | United Arab Emirates | Dubai | Infrastructure | MBR - Dubai Hills Estate | Package 43 - PA 05 | EMAAR | Arabian Coast | Award | 2018 |  | Pipework - Manholes And Pipework Ancillaries | K147.3 | Pipework - Manholes And Pipework Ancillaries;Manholes;Manholes With Backdrop;Manholes With One Backdrop (With Vertical Pipe Fittings And Concrete Surround) Including Excavation, Concrete Works, Grp Liner, Tanking Membrane With Protection Board, Built In Short Pipes, Heavy Duty Cover With Frame Complete In All Respect As Detailed On Drawings.;Internal Diameter: 1500Mm; Type: C (Backdrop);Depth: 6.0 - 6.5M | 1 | Nr | AED | 49137.89 | 49137.89
2018-02 | 4 | 4.0063 | United Arab Emirates | Dubai | Infrastructure | MBR - Dubai Hills Estate | Package 43 - PA 05 | EMAAR | Arabian Coast | Award | 2018 |  | Pipework - Manholes And Pipework Ancillaries | K147.4 | Pipework - Manholes And Pipework Ancillaries;Manholes;Manholes With Backdrop;Manholes With One Backdrop (With Vertical Pipe Fittings And Concrete Surround) Including Excavation, Concrete Works, Grp Liner, Tanking Membrane With Protection Board, Built In Short Pipes, Heavy Duty Cover With Frame Complete In All Respect As Detailed On Drawings.;Internal Diameter: 1500Mm; Type: C (Backdrop);Depth: 6.5 - 7.0M | 1 | Nr | AED | 52473.35 | 52473.35
2018-02 | 4 | 4.0063 | United Arab Emirates | Dubai | Infrastructure | MBR - Dubai Hills Estate | Package 43 - PA 05 | EMAAR | Arabian Coast | Award | 2018 |  | Pipework - Manholes And Pipework Ancillaries | K147.5 | Pipework - Manholes And Pipework Ancillaries;Manholes;Manholes With Backdrop;Manholes With One Backdrop (With Vertical Pipe Fittings And Concrete Surround) Including Excavation, Concrete Works, Grp Liner, Tanking Membrane With Protection Board, Built In Short Pipes, Heavy Duty Cover With Frame Complete In All Respect As Detailed On Drawings.;Internal Diameter: 1500Mm; Type: C (Backdrop);Depth: 7.5 - 8.0M | 1 | Nr | AED | 55682.87 | 55682.87
2018-02 | 4 | 4.0063 | United Arab Emirates | Dubai | Infrastructure | MBR - Dubai Hills Estate | Package 43 - PA 05 | EMAAR | Arabian Coast | Award | 2018 |  | Pipework - Manholes And Pipework Ancillaries | K147.6 | Pipework - Manholes And Pipework Ancillaries;Manholes;Manholes With Backdrop;Manholes With One Backdrop (With Vertical Pipe Fittings And Concrete Surround) Including Excavation, Concrete Works, Grp Liner, Tanking Membrane With Protection Board, Built In Short Pipes, Heavy Duty Cover With Frame Complete In All Respect As Detailed On Drawings.;Internal Diameter: 1500Mm; Type: C (Backdrop);Depth: 8.5 - 9.0M | 1 | Nr | AED | 63430.6 | 63430.6
2018-02 | 4 | 4.0063 | United Arab Emirates | Dubai | Infrastructure | MBR - Dubai Hills Estate | Package 43 - PA 05 | EMAAR | Arabian Coast | Award | 2018 |  | Pipework - Manholes And Pipework Ancillaries | K147.7 | Pipework - Manholes And Pipework Ancillaries;Manholes;Manholes With Backdrop;Manholes With One Backdrop (With Vertical Pipe Fittings And Concrete Surround) Including Excavation, Concrete Works, Grp Liner, Tanking Membrane With Protection Board, Built In Short Pipes, Heavy Duty Cover With Frame Complete In All Respect As Detailed On Drawings.;Internal Diameter: 1500Mm; Type: C (Backdrop);Depth: 9.0 - 9.5M | 1 | Nr | AED | 65094.28 | 65094.28
2018-02 | 4 | 4.0064 | United Arab Emirates | Dubai | Infrastructure | MBR - Dubai Hills Estate | Package 43 - PA 05 | EMAAR | Arabian Coast | Award | 2018 |  | Pipework - Manholes And Pipework Ancillaries | K231 | Pipework - Manholes And Pipework Ancillaries;House Connection Chambers;Chambers With Grp Sealing Plate And Double Triangular Heavy Duty Di Cover And Frame Including Benching, Waterproofing, Undercover Corbelling, Complete As Per The Standards And Specifications.;House Connection Chamber, Type A;Depth: Not Exceeding 1.5M | 4 | Nr | AED | 3597.55 | 14390.2
2018-02 | 4 | 4.0064 | United Arab Emirates | Dubai | Infrastructure | MBR - Dubai Hills Estate | Package 43 - PA 05 | EMAAR | Arabian Coast | Award | 2018 |  | Pipework - Manholes And Pipework Ancillaries | K232 | Pipework - Manholes And Pipework Ancillaries;House Connection Chambers;Chambers With Grp Sealing Plate And Double Triangular Heavy Duty Di Cover And Frame Including Benching, Waterproofing, Undercover Corbelling, Complete As Per The Standards And Specifications.;House Connection Chamber, Type B;Depth: 1.5 - 2.0M | 284 | Nr | AED | 4887.5 | 1388050
2018-02 | 4 | 4.0064 | United Arab Emirates | Dubai | Infrastructure | MBR - Dubai Hills Estate | Package 43 - PA 05 | EMAAR | Arabian Coast | Award | 2018 |  | Pipework - Manholes And Pipework Ancillaries | K233 | Pipework - Manholes And Pipework Ancillaries;House Connection Chambers;Chambers With Grp Sealing Plate And Double Triangular Heavy Duty Di Cover And Frame Including Benching, Waterproofing, Undercover Corbelling, Complete As Per The Standards And Specifications.;House Connection Chamber, Type C;Depth: 2.0 - 2.5M | 67 | Nr | AED | 5865 | 392955
2018-02 | 4 | 4.0064 | United Arab Emirates | Dubai | Infrastructure | MBR - Dubai Hills Estate | Package 43 - PA 05 | EMAAR | Arabian Coast | Award | 2018 |  | Pipework - Manholes And Pipework Ancillaries | K860 | Pipework - Manholes And Pipework Ancillaries;House Connection Chambers;Chambers With Grp Sealing Plate And Double Triangular Heavy Duty Di Cover And Frame Including Benching, Waterproofing, Undercover Corbelling, Complete As Per The Standards And Specifications.;Tie-In Connection;Connection With Existing Sewerage Manhole (Not Live) Including All Accessories And Fittings As Per Drawing Details And Specifications | 2 | Nr | AED | 38002.56 | 76005.12
2018-02 | 4 | 4.0064 | United Arab Emirates | Dubai | Infrastructure | MBR - Dubai Hills Estate | Package 43 - PA 05 | EMAAR | Arabian Coast | Award | 2018 |  | Miscellaneous Work | X900.1 | Pipework - Manholes And Pipework Ancillaries;House Connection Chambers;Chambers With Grp Sealing Plate And Double Triangular Heavy Duty Di Cover And Frame Including Benching, Waterproofing, Undercover Corbelling, Complete As Per The Standards And Specifications.;Heavy Duty Di Covers;Extra Over For Recessed Type Heavy Duty Di Cover And Frame For Chambers As Per Dmdid Standards And Specifications.;For Sewer Manholes | 21 | Nr | AED | 1443.14 | 30305.94
2018-02 | 4 | 4.0064 | United Arab Emirates | Dubai | Infrastructure | MBR - Dubai Hills Estate | Package 43 - PA 05 | EMAAR | Arabian Coast | Award | 2018 |  | Pipework - Supports And Protection | L331.1 | Pipework - Supports And Protection, Ancillaries To Laying And Excavation;Beds And Surround;Imported Granular Material For Bed And Surround Including Warning Tape;Bed;For 160Mm Dia Upvc Pipe | 2665 | m | AED | 14.8 | 39442
2018-02 | 4 | 4.0064 | United Arab Emirates | Dubai | Infrastructure | MBR - Dubai Hills Estate | Package 43 - PA 05 | EMAAR | Arabian Coast | Award | 2018 |  | Pipework - Supports And Protection | L331.2 | Pipework - Supports And Protection, Ancillaries To Laying And Excavation;Beds And Surround;Imported Granular Material For Bed And Surround Including Warning Tape;Bed;For 200Mm Dia Upvc Pipe | 4306 | m | AED | 15.4 | 66312.4
2018-02 | 4 | 4.0064 | United Arab Emirates | Dubai | Infrastructure | MBR - Dubai Hills Estate | Package 43 - PA 05 | EMAAR | Arabian Coast | Award | 2018 |  | Pipework - Supports And Protection | L331.3 | Pipework - Supports And Protection, Ancillaries To Laying And Excavation;Beds And Surround;Imported Granular Material For Bed And Surround Including Warning Tape;Bed;For 200Mm Dia Grp Pipe | 1290 | m | AED | 15.4 | 19866
2018-02 | 4 | 4.0064 | United Arab Emirates | Dubai | Infrastructure | MBR - Dubai Hills Estate | Package 43 - PA 05 | EMAAR | Arabian Coast | Award | 2018 |  | Pipework - Supports And Protection | L332.1 | Pipework - Supports And Protection, Ancillaries To Laying And Excavation;Beds And Surround;Imported Granular Material For Bed And Surround Including Warning Tape;Bed;For 250Mm Dia Upvc Pipe | 602 | m | AED | 17.32 | 10426.64
2018-02 | 4 | 4.0064 | United Arab Emirates | Dubai | Infrastructure | MBR - Dubai Hills Estate | Package 43 - PA 05 | EMAAR | Arabian Coast | Award | 2018 |  | Pipework - Supports And Protection | L332.2 | Pipework - Supports And Protection, Ancillaries To Laying And Excavation;Beds And Surround;Imported Granular Material For Bed And Surround Including Warning Tape;Bed;For 250Mm Dia Grp Pipe | 186 | m | AED | 17.32 | 3221.52
2018-02 | 4 | 4.0065 | United Arab Emirates | Dubai | Infrastructure | MBR - Dubai Hills Estate | Package 43 - PA 05 | EMAAR | Arabian Coast | Award | 2018 |  | Pipework - Supports And Protection | L333.1 | Pipework - Supports And Protection, Ancillaries To Laying And Excavation;Beds And Surround;Imported Granular Material For Bed And Surround Including Warning Tape;Bed;For 315Mm Dia Upvc Pipe | 122 | m | AED | 18.72 | 2283.84
2018-02 | 4 | 4.0065 | United Arab Emirates | Dubai | Infrastructure | MBR - Dubai Hills Estate | Package 43 - PA 05 | EMAAR | Arabian Coast | Award | 2018 |  | Pipework - Supports And Protection | L333.2 | Pipework - Supports And Protection, Ancillaries To Laying And Excavation;Beds And Surround;Imported Granular Material For Bed And Surround Including Warning Tape;Bed;For 315Mm Dia Grp Pipe | 41 | m | AED | 18.72 | 767.52
2018-02 | 4 | 4.0065 | United Arab Emirates | Dubai | Infrastructure | MBR - Dubai Hills Estate | Package 43 - PA 05 | EMAAR | Arabian Coast | Award | 2018 |  | Pipework - Supports And Protection | L531.1 | Pipework - Supports And Protection, Ancillaries To Laying And Excavation;Beds And Surround;Imported Granular Material For Bed And Surround Including Warning Tape;Surround;For 160Mm Dia Upvc Pipe | 2665 | m | AED | 14.8 | 39442
2018-02 | 4 | 4.0065 | United Arab Emirates | Dubai | Infrastructure | MBR - Dubai Hills Estate | Package 43 - PA 05 | EMAAR | Arabian Coast | Award | 2018 |  | Pipework - Supports And Protection | L531.2 | Pipework - Supports And Protection, Ancillaries To Laying And Excavation;Beds And Surround;Imported Granular Material For Bed And Surround Including Warning Tape;Surround;For 200Mm Dia Upvc Pipe | 4306 | m | AED | 19.19 | 82632.14
2018-02 | 4 | 4.0065 | United Arab Emirates | Dubai | Infrastructure | MBR - Dubai Hills Estate | Package 43 - PA 05 | EMAAR | Arabian Coast | Award | 2018 |  | Pipework - Supports And Protection | L531.3 | Pipework - Supports And Protection, Ancillaries To Laying And Excavation;Beds And Surround;Imported Granular Material For Bed And Surround Including Warning Tape;Surround;For 200Mm Dia Grp Pipe | 1290 | m | AED | 19.19 | 24755.1
2018-02 | 4 | 4.0065 | United Arab Emirates | Dubai | Infrastructure | MBR - Dubai Hills Estate | Package 43 - PA 05 | EMAAR | Arabian Coast | Award | 2018 |  | Pipework - Supports And Protection | L532.1 | Pipework - Supports And Protection, Ancillaries To Laying And Excavation;Beds And Surround;Imported Granular Material For Bed And Surround Including Warning Tape;Surround;For 250Mm Dia Upvc Pipe | 602 | m | AED | 23.02 | 13858.04
2018-02 | 4 | 4.0065 | United Arab Emirates | Dubai | Infrastructure | MBR - Dubai Hills Estate | Package 43 - PA 05 | EMAAR | Arabian Coast | Award | 2018 |  | Pipework - Supports And Protection | L532.2 | Pipework - Supports And Protection, Ancillaries To Laying And Excavation;Beds And Surround;Imported Granular Material For Bed And Surround Including Warning Tape;Surround;For 250Mm Dia Grp Pipe | 186 | m | AED | 23.02 | 4281.72
2018-02 | 4 | 4.0065 | United Arab Emirates | Dubai | Infrastructure | MBR - Dubai Hills Estate | Package 43 - PA 05 | EMAAR | Arabian Coast | Award | 2018 |  | Pipework - Supports And Protection | L533.1 | Pipework - Supports And Protection, Ancillaries To Laying And Excavation;Beds And Surround;Imported Granular Material For Bed And Surround Including Warning Tape;Surround;For 315Mm Dia Upvc Pipe | 122 | m | AED | 23.92 | 2918.24
2018-02 | 4 | 4.0065 | United Arab Emirates | Dubai | Infrastructure | MBR - Dubai Hills Estate | Package 43 - PA 05 | EMAAR | Arabian Coast | Award | 2018 |  | Pipework - Supports And Protection | L533.2 | Pipework - Supports And Protection, Ancillaries To Laying And Excavation;Beds And Surround;Imported Granular Material For Bed And Surround Including Warning Tape;Surround;For 315Mm Dia Grp Pipe | 41 | m | AED | 23.92 | 980.72
2018-02 | 4 | 4.0065 | United Arab Emirates | Dubai | Infrastructure | MBR - Dubai Hills Estate | Package 43 - PA 05 | EMAAR | Arabian Coast | Award | 2018 |  | Pipework - Supports And Protection | L691.1 | Pipework - Supports And Protection, Ancillaries To Laying And Excavation;Beds And Surround;Imported Granular Material For Bed And Surround Including Warning Tape;Geotextile Fabric Surrounds To Pipe;For 160Mm Dia Upvc Pipe | 2665 | m | AED | 14.18 | 37789.7
2018-02 | 4 | 4.0065 | United Arab Emirates | Dubai | Infrastructure | MBR - Dubai Hills Estate | Package 43 - PA 05 | EMAAR | Arabian Coast | Award | 2018 |  | Pipework - Supports And Protection | L691.2 | Pipework - Supports And Protection, Ancillaries To Laying And Excavation;Beds And Surround;Imported Granular Material For Bed And Surround Including Warning Tape;Geotextile Fabric Surrounds To Pipe;For 200Mm Dia Upvc Pipe | 4306 | m | AED | 15.88 | 68379.28
2018-02 | 4 | 4.0066 | United Arab Emirates | Dubai | Infrastructure | MBR - Dubai Hills Estate | Package 43 - PA 05 | EMAAR | Arabian Coast | Award | 2018 |  | Pipework - Supports And Protection | L691.3 | Pipework - Supports And Protection, Ancillaries To Laying And Excavation;Beds And Surround;Imported Granular Material For Bed And Surround Including Warning Tape;Geotextile Fabric Surrounds To Pipe;For 200Mm Dia Grp Pipe | 1290 | m | AED | 15.88 | 20485.2
2018-02 | 4 | 4.0066 | United Arab Emirates | Dubai | Infrastructure | MBR - Dubai Hills Estate | Package 43 - PA 05 | EMAAR | Arabian Coast | Award | 2018 |  | Pipework - Supports And Protection | L692.1 | Pipework - Supports And Protection, Ancillaries To Laying And Excavation;Beds And Surround;Imported Granular Material For Bed And Surround Including Warning Tape;Geotextile Fabric Surrounds To Pipe;For 250Mm Dia Upvc Pipe | 602 | m | AED | 19.54 | 11763.08
2018-02 | 4 | 4.0066 | United Arab Emirates | Dubai | Infrastructure | MBR - Dubai Hills Estate | Package 43 - PA 05 | EMAAR | Arabian Coast | Award | 2018 |  | Pipework - Supports And Protection | L692.2 | Pipework - Supports And Protection, Ancillaries To Laying And Excavation;Beds And Surround;Imported Granular Material For Bed And Surround Including Warning Tape;Geotextile Fabric Surrounds To Pipe;For 250Mm Dia Grp Pipe | 186 | m | AED | 19.54 | 3634.44
2018-02 | 4 | 4.0066 | United Arab Emirates | Dubai | Infrastructure | MBR - Dubai Hills Estate | Package 43 - PA 05 | EMAAR | Arabian Coast | Award | 2018 |  | Pipework - Supports And Protection | L693.1 | Pipework - Supports And Protection, Ancillaries To Laying And Excavation;Beds And Surround;Imported Granular Material For Bed And Surround Including Warning Tape;Geotextile Fabric Surrounds To Pipe;For 315Mm Dia Upvc Pipe | 122 | m | AED | 21.6 | 2635.2
2018-02 | 4 | 4.0066 | United Arab Emirates | Dubai | Infrastructure | MBR - Dubai Hills Estate | Package 43 - PA 05 | EMAAR | Arabian Coast | Award | 2018 |  | Pipework - Supports And Protection | L693.2 | Pipework - Supports And Protection, Ancillaries To Laying And Excavation;Beds And Surround;Imported Granular Material For Bed And Surround Including Warning Tape;Geotextile Fabric Surrounds To Pipe;For 315Mm Dia Grp Pipe | 41 | m | AED | 21.6 | 885.6
2018-02 | 4 | 4.0066 | United Arab Emirates | Dubai | Infrastructure | MBR - Dubai Hills Estate | Package 43 - PA 05 | EMAAR | Arabian Coast | Award | 2018 |  | Miscellaneous Work | X900 | Pipework - Supports And Protection, Ancillaries To Laying And Excavation;Beds And Surround;Imported Granular Material For Bed And Surround Including Warning Tape;Protection Slab;150Mm Thk Protection Slab | 317 | m² | AED | 187.88 | 59557.96
2018-02 | 4 | 4.0066 | United Arab Emirates | Dubai | Infrastructure | MBR - Dubai Hills Estate | Package 43 - PA 05 | EMAAR | Arabian Coast | Award | 2018 |  | Pipework - Manholes And Pipework Ancillaries | K522 | Pipework - Manholes And Pipework Ancillaries;Ducts;Upvc Cable Ducts Upvc Cable Ducts To Bs3506 Class C Laid And Jointed In Trench Beneath Carriageways Including Endcaps, 8Mm Dia Draw Cords, Studs And Concrete Duct Markers As Specified.;2 Way 100Mm Dia Upvc Duct; Depth Not Exceeding 1.5M. | 117 | m | AED | 40.41 | 4727.97
2018-02 | 4 | 4.0066 | United Arab Emirates | Dubai | Infrastructure | MBR - Dubai Hills Estate | Package 43 - PA 05 | EMAAR | Arabian Coast | Award | 2018 |  | Pipework - Supports And Protection | L311 | Pipework-Supports And Protection Ancillaries To Laying And Excavation;Imported Sand Material For Bed And Surround Including Warning Tape;Bed;2 Way 100Mm Dia Upvc Duct | 117 | m | AED | 13.5 | 1579.5
2018-02 | 4 | 4.0066 | United Arab Emirates | Dubai | Infrastructure | MBR - Dubai Hills Estate | Package 43 - PA 05 | EMAAR | Arabian Coast | Award | 2018 |  | Pipework - Supports And Protection | L521 | Pipework-Supports And Protection Ancillaries To Laying And Excavation;Imported Sand Material For Bed And Surround Including Warning Tape;Surround;2 Way 100Mm Dia Upvc Duct | 117 | m | AED | 14.92 | 1745.64
2018-02 | 4 | 4.0066 | United Arab Emirates | Dubai | Infrastructure | MBR - Dubai Hills Estate | Package 43 - PA 05 | EMAAR | Arabian Coast | Award | 2018 |  | Pipework - Pipes | I712.1 | Pipework - Pipes;Supply And Lay Hdpe Pipes (Hdpe Pe100 Sdr 11 Pn16 To Bs Iso 4427 Or Pe3408 Class 200 Dr9 To Awwa C906, Fm Approved) Laid And Jointed In Trench With Coupling Including Excavation, Backfilling And Disposal Of Surplus Material.;For 180Mm Outside Diameter Pipes;Depth Not Exceeding 1.5M | 971 | m | AED | 148.07 | 143775.97
2018-02 | 4 | 4.0067 | United Arab Emirates | Dubai | Infrastructure | MBR - Dubai Hills Estate | Package 43 - PA 05 | EMAAR | Arabian Coast | Award | 2018 |  | Pipework - Pipes | I713.1 | Pipework - Pipes;Supply And Lay Hdpe Pipes (Hdpe Pe100 Sdr 11 Pn16 To Bs Iso 4427 Or Pe3408 Class 200 Dr9 To Awwa C906, Fm Approved) Laid And Jointed In Trench With Coupling Including Excavation, Backfilling And Disposal Of Surplus Material.;For 180Mm Outside Diameter Pipes;Depth 1.5-2.0M | 242 | m | AED | 200.33 | 48479.86
2018-02 | 4 | 4.0067 | United Arab Emirates | Dubai | Infrastructure | MBR - Dubai Hills Estate | Package 43 - PA 05 | EMAAR | Arabian Coast | Award | 2018 |  | Pipework - Pipes | I722.1 | Pipework - Pipes;Supply And Lay Hdpe Pipes (Hdpe Pe100 Sdr 11 Pn16 To Bs Iso 4427 Or Pe3408 Class 200 Dr9 To Awwa C906, Fm Approved) Laid And Jointed In Trench With Coupling Including Excavation, Backfilling And Disposal Of Surplus Material.;For 200Mm Outside Diameter Pipes;Depth Not Exceeding 1.5M | 1985 | m | AED | 158.13 | 313888.05
2018-02 | 4 | 4.0067 | United Arab Emirates | Dubai | Infrastructure | MBR - Dubai Hills Estate | Package 43 - PA 05 | EMAAR | Arabian Coast | Award | 2018 |  | Pipework - Pipes | I723.1 | Pipework - Pipes;Supply And Lay Hdpe Pipes (Hdpe Pe100 Sdr 11 Pn16 To Bs Iso 4427 Or Pe3408 Class 200 Dr9 To Awwa C906, Fm Approved) Laid And Jointed In Trench With Coupling Including Excavation, Backfilling And Disposal Of Surplus Material.;For 200Mm Outside Diameter Pipes;Depth 1.5-2.0M | 497 | m | AED | 215.86 | 107282.42
2018-02 | 4 | 4.0067 | United Arab Emirates | Dubai | Infrastructure | MBR - Dubai Hills Estate | Package 43 - PA 05 | EMAAR | Arabian Coast | Award | 2018 |  | Pipework - Pipes | I732.1 | Pipework - Pipes;Supply And Lay Hdpe Pipes (Hdpe Pe100 Sdr 11 Pn16 To Bs Iso 4427 Or Pe3408 Class 200 Dr9 To Awwa C906, Fm Approved) Laid And Jointed In Trench With Coupling Including Excavation, Backfilling And Disposal Of Surplus Material.;For 225Mm Outside Diameter Pipes;Depth Not Exceeding 1.5M | 2819 | m | AED | 221.38 | 624070.22
2018-02 | 4 | 4.0067 | United Arab Emirates | Dubai | Infrastructure | MBR - Dubai Hills Estate | Package 43 - PA 05 | EMAAR | Arabian Coast | Award | 2018 |  | Pipework - Pipes | I733.1 | Pipework - Pipes;Supply And Lay Hdpe Pipes (Hdpe Pe100 Sdr 11 Pn16 To Bs Iso 4427 Or Pe3408 Class 200 Dr9 To Awwa C906, Fm Approved) Laid And Jointed In Trench With Coupling Including Excavation, Backfilling And Disposal Of Surplus Material.;For 225Mm Outside Diameter Pipes;Depth 1.5-2.0M | 705 | m | AED | 302.21 | 213058.05
2018-02 | 4 | 4.0067 | United Arab Emirates | Dubai | Infrastructure | MBR - Dubai Hills Estate | Package 43 - PA 05 | EMAAR | Arabian Coast | Award | 2018 |  | Pipework - Pipes | I712.2 | Pipework - Pipes;Supply And Lay Hdpe Pipes (Hdpe Pe100 Sdr 11 Pn16 To Bs Iso 4427 Or Pe3408 Class 200 Dr9 To Awwa C906, Fm Approved) Laid And Jointed In Trench With Coupling Including Excavation, Backfilling And Disposal Of Surplus Material.;Supply And Lay Hdpe Pipes Inside Upvc Ducts. Earthworks And Other Accessories Already Included In Ducts.;180Mm Outside Dia. | 61 | m | AED | 146.63 | 8944.43
2018-02 | 4 | 4.0067 | United Arab Emirates | Dubai | Infrastructure | MBR - Dubai Hills Estate | Package 43 - PA 05 | EMAAR | Arabian Coast | Award | 2018 |  | Pipework - Pipes | I722.2 | Pipework - Pipes;Supply And Lay Hdpe Pipes (Hdpe Pe100 Sdr 11 Pn16 To Bs Iso 4427 Or Pe3408 Class 200 Dr9 To Awwa C906, Fm Approved) Laid And Jointed In Trench With Coupling Including Excavation, Backfilling And Disposal Of Surplus Material.;Supply And Lay Hdpe Pipes Inside Upvc Ducts. Earthworks And Other Accessories Already Included In Ducts.;200Mm Outside Dia. | 124 | m | AED | 153.33 | 19012.92
2018-02 | 4 | 4.0067 | United Arab Emirates | Dubai | Infrastructure | MBR - Dubai Hills Estate | Package 43 - PA 05 | EMAAR | Arabian Coast | Award | 2018 |  | Pipework - Pipes | I732.3 | Pipework - Pipes;Supply And Lay Hdpe Pipes (Hdpe Pe100 Sdr 11 Pn16 To Bs Iso 4427 Or Pe3408 Class 200 Dr9 To Awwa C906, Fm Approved) Laid And Jointed In Trench With Coupling Including Excavation, Backfilling And Disposal Of Surplus Material.;Supply And Lay Hdpe Pipes Inside Upvc Ducts. Earthworks And Other Accessories Already Included In Ducts.;225Mm Outside Dia. | 176 | m | AED | 191.66 | 33732.16
2018-02 | 4 | 4.0067 | United Arab Emirates | Dubai | Infrastructure | MBR - Dubai Hills Estate | Package 43 - PA 05 | EMAAR | Arabian Coast | Award | 2018 |  | Pipework - Fittings And Valves | J611.1 | Pipework - Fittings And Valves;Supply, Install And Joint Hdpe Fittings Complete With Accessories In Trench In Accordance With Specifications;Fittings;Bend 11.25°; 180Mm Dia | 18 | Nr | AED | 807.42 | 14533.56
2018-02 | 4 | 4.0068 | United Arab Emirates | Dubai | Infrastructure | MBR - Dubai Hills Estate | Package 43 - PA 05 | EMAAR | Arabian Coast | Award | 2018 |  | Pipework - Fittings And Valves | J611.2 | Pipework - Fittings And Valves;Supply, Install And Joint Hdpe Fittings Complete With Accessories In Trench In Accordance With Specifications;Fittings;Bend 22.5°; 180Mm Dia | 16 | Nr | AED | 885.5 | 14168
2018-02 | 4 | 4.0068 | United Arab Emirates | Dubai | Infrastructure | MBR - Dubai Hills Estate | Package 43 - PA 05 | EMAAR | Arabian Coast | Award | 2018 |  | Pipework - Fittings And Valves | J611.3 | Pipework - Fittings And Valves;Supply, Install And Joint Hdpe Fittings Complete With Accessories In Trench In Accordance With Specifications;Fittings;Bend 45°; 180Mm Dia | 5 | Nr | AED | 949.9 | 4749.5
2018-02 | 4 | 4.0068 | United Arab Emirates | Dubai | Infrastructure | MBR - Dubai Hills Estate | Package 43 - PA 05 | EMAAR | Arabian Coast | Award | 2018 |  | Pipework - Fittings And Valves | J612.1 | Pipework - Fittings And Valves;Supply, Install And Joint Hdpe Fittings Complete With Accessories In Trench In Accordance With Specifications;Fittings;Bend 11.25°; 200Mm Dia | 25 | Nr | AED | 846.64 | 21166
2018-02 | 4 | 4.0068 | United Arab Emirates | Dubai | Infrastructure | MBR - Dubai Hills Estate | Package 43 - PA 05 | EMAAR | Arabian Coast | Award | 2018 |  | Pipework - Fittings And Valves | J612.2 | Pipework - Fittings And Valves;Supply, Install And Joint Hdpe Fittings Complete With Accessories In Trench In Accordance With Specifications;Fittings;Bend 22.5°; 200Mm Dia | 18 | Nr | AED | 918.79 | 16538.22
2018-02 | 4 | 4.0068 | United Arab Emirates | Dubai | Infrastructure | MBR - Dubai Hills Estate | Package 43 - PA 05 | EMAAR | Arabian Coast | Award | 2018 |  | Pipework - Fittings And Valves | J612.3 | Pipework - Fittings And Valves;Supply, Install And Joint Hdpe Fittings Complete With Accessories In Trench In Accordance With Specifications;Fittings;Bend 45°; 200Mm Dia | 11 | Nr | AED | 1120.84 | 12329.24
2018-02 | 4 | 4.0068 | United Arab Emirates | Dubai | Infrastructure | MBR - Dubai Hills Estate | Package 43 - PA 05 | EMAAR | Arabian Coast | Award | 2018 |  | Pipework - Fittings And Valves | J612.4 | Pipework - Fittings And Valves;Supply, Install And Joint Hdpe Fittings Complete With Accessories In Trench In Accordance With Specifications;Fittings;Bend 11.25°; 225Mm Dia | 35 | m | AED | 1058.3 | 37040.5
2018-02 | 4 | 4.0068 | United Arab Emirates | Dubai | Infrastructure | MBR - Dubai Hills Estate | Package 43 - PA 05 | EMAAR | Arabian Coast | Award | 2018 |  | Pipework - Fittings And Valves | J612.5 | Pipework - Fittings And Valves;Supply, Install And Joint Hdpe Fittings Complete With Accessories In Trench In Accordance With Specifications;Fittings;Bend 22.5°; 225Mm Dia | 25 | m | AED | 1148.49 | 28712.25
2018-02 | 4 | 4.0068 | United Arab Emirates | Dubai | Infrastructure | MBR - Dubai Hills Estate | Package 43 - PA 05 | EMAAR | Arabian Coast | Award | 2018 |  | Pipework - Fittings And Valves | J612.6 | Pipework - Fittings And Valves;Supply, Install And Joint Hdpe Fittings Complete With Accessories In Trench In Accordance With Specifications;Fittings;Bend 45°; 225Mm Dia | 15 | m | AED | 1401.05 | 21015.75
2018-02 | 4 | 4.0068 | United Arab Emirates | Dubai | Infrastructure | MBR - Dubai Hills Estate | Package 43 - PA 05 | EMAAR | Arabian Coast | Award | 2018 |  | Pipework - Fittings And Valves | J621 | Pipework - Fittings And Valves;Supply, Install And Joint Hdpe Fittings Complete With Accessories In Trench In Accordance With Specifications;Fittings;Tee 180X180X180Mm | 13 | Nr | AED | 1753.75 | 22798.75
2018-02 | 4 | 4.0068 | United Arab Emirates | Dubai | Infrastructure | MBR - Dubai Hills Estate | Package 43 - PA 05 | EMAAR | Arabian Coast | Award | 2018 |  | Pipework - Fittings And Valves | J622.1 | Pipework - Fittings And Valves;Supply, Install And Joint Hdpe Fittings Complete With Accessories In Trench In Accordance With Specifications;Fittings;Tee 200X200X200Mm | 19 | Nr | AED | 1611.51 | 30618.69
2018-02 | 4 | 4.0069 | United Arab Emirates | Dubai | Infrastructure | MBR - Dubai Hills Estate | Package 43 - PA 05 | EMAAR | Arabian Coast | Award | 2018 |  | Pipework - Fittings And Valves | J622.2 | Pipework - Fittings And Valves;Supply, Install And Joint Hdpe Fittings Complete With Accessories In Trench In Accordance With Specifications;Fittings;Tee 225X225X225Mm | 26 | m | AED | 2014.39 | 52374.14
2018-02 | 4 | 4.0069 | United Arab Emirates | Dubai | Infrastructure | MBR - Dubai Hills Estate | Package 43 - PA 05 | EMAAR | Arabian Coast | Award | 2018 |  | Pipework - Fittings And Valves | J632.1 | Pipework - Fittings And Valves;Supply, Install And Joint Hdpe Fittings Complete With Accessories In Trench In Accordance With Specifications;Fittings;Reducer 200X180Mm | 3 | Nr | AED | 1853.23 | 5559.69
2018-02 | 4 | 4.0069 | United Arab Emirates | Dubai | Infrastructure | MBR - Dubai Hills Estate | Package 43 - PA 05 | EMAAR | Arabian Coast | Award | 2018 |  | Pipework - Fittings And Valves | J632.2 | Pipework - Fittings And Valves;Supply, Install And Joint Hdpe Fittings Complete With Accessories In Trench In Accordance With Specifications;Fittings;Reducer 225X200Mm | 5 | Nr | AED | 1853.23 | 9266.15
2018-02 | 4 | 4.0069 | United Arab Emirates | Dubai | Infrastructure | MBR - Dubai Hills Estate | Package 43 - PA 05 | EMAAR | Arabian Coast | Award | 2018 |  | Pipework - Fittings And Valves | J633 | Pipework - Fittings And Valves;Supply, Install And Joint Hdpe Fittings Complete With Accessories In Trench In Accordance With Specifications;Fittings;Reducer 315X225Mm | 8 | m | AED | 1853.23 | 14825.84
2018-02 | 4 | 4.0069 | United Arab Emirates | Dubai | Infrastructure | MBR - Dubai Hills Estate | Package 43 - PA 05 | EMAAR | Arabian Coast | Award | 2018 |  | Pipework - Fittings And Valves | J691 | Pipework - Fittings And Valves;Supply, Install And Joint Hdpe Fittings Complete With Accessories In Trench In Accordance With Specifications;Fittings;End Cap; 180Mm Dia | 2 | Nr | AED | 455.01 | 910.02
2018-02 | 4 | 4.0069 | United Arab Emirates | Dubai | Infrastructure | MBR - Dubai Hills Estate | Package 43 - PA 05 | EMAAR | Arabian Coast | Award | 2018 |  | Pipework - Fittings And Valves | J692 | Pipework - Fittings And Valves;Supply, Install And Joint Hdpe Fittings Complete With Accessories In Trench In Accordance With Specifications;Fittings;End Cap; 200Mm Dia | 2 | Nr | AED | 485.85 | 971.7
2018-02 | 4 | 4.0069 | United Arab Emirates | Dubai | Infrastructure | MBR - Dubai Hills Estate | Package 43 - PA 05 | EMAAR | Arabian Coast | Award | 2018 |  | Pipework - Fittings And Valves | J693.1 | Pipework - Fittings And Valves;Supply, Install And Joint Hdpe Fittings Complete With Accessories In Trench In Accordance With Specifications;Fittings;End Cap; 225Mm Dia | 3 | m | AED | 607.33 | 1821.99
2018-02 | 4 | 4.0069 | United Arab Emirates | Dubai | Infrastructure | MBR - Dubai Hills Estate | Package 43 - PA 05 | EMAAR | Arabian Coast | Award | 2018 |  | Pipework - Fittings And Valves | J811 | Pipework - Fittings And Valves;Valves;Supply And Install Valve Including Extension Spindle As Shown On The Drawings And As Per Specifications.;Gate Valve On 180Mm Dia. Hdpe Pipe | 6 | Nr | AED | 7507.2 | 45043.2
2018-02 | 4 | 4.0069 | United Arab Emirates | Dubai | Infrastructure | MBR - Dubai Hills Estate | Package 43 - PA 05 | EMAAR | Arabian Coast | Award | 2018 |  | Pipework - Fittings And Valves | J812.1 | Pipework - Fittings And Valves;Valves;Supply And Install Valve Including Extension Spindle As Shown On The Drawings And As Per Specifications.;Gate Valve On 200Mm Dia. Hdpe Pipe | 11 | Nr | AED | 8033.45 | 88367.95
2018-02 | 4 | 4.0069 | United Arab Emirates | Dubai | Infrastructure | MBR - Dubai Hills Estate | Package 43 - PA 05 | EMAAR | Arabian Coast | Award | 2018 |  | Pipework - Fittings And Valves | J812.2 | Pipework - Fittings And Valves;Valves;Supply And Install Valve Including Extension Spindle As Shown On The Drawings And As Per Specifications.;Gate Valve On 225Mm Dia. Hdpe Pipe | 15 | Nr | AED | 9238.47 | 138577.05
2018-02 | 4 | 4.0069 | United Arab Emirates | Dubai | Infrastructure | MBR - Dubai Hills Estate | Package 43 - PA 05 | EMAAR | Arabian Coast | Award | 2018 |  | Pipework - Fittings And Valves | J861 | Pipework - Fittings And Valves;Valves;Supply And Install Valve Including Extension Spindle As Shown On The Drawings And As Per Specifications.;Air Valve On 180Mm Dia Hdpe Pipe Including Butterfly Valve With Worm Gear. | 2 | Nr | AED | 12558 | 25116
2018-02 | 4 | 4.007 | United Arab Emirates | Dubai | Infrastructure | MBR - Dubai Hills Estate | Package 43 - PA 05 | EMAAR | Arabian Coast | Award | 2018 |  | Pipework - Fittings And Valves | J862 | Pipework - Fittings And Valves;Valves;Supply And Install Valve Including Extension Spindle As Shown On The Drawings And As Per Specifications.;Air Valve On 200Mm Dia Hdpe Pipe Including Butterfly Valve With Worm Gear. | 3 | Nr | AED | 13132.53 | 39397.59
2018-02 | 4 | 4.007 | United Arab Emirates | Dubai | Infrastructure | MBR - Dubai Hills Estate | Package 43 - PA 05 | EMAAR | Arabian Coast | Award | 2018 |  | Pipework - Fittings And Valves | J863.1 | Pipework - Fittings And Valves;Valves;Supply And Install Valve Including Extension Spindle As Shown On The Drawings And As Per Specifications.;Air Valve On 225Mm Dia Hdpe Pipe Including Butterfly Valve With Worm Gear. | 5 | Nr | AED | 15102.41 | 75512.05
2018-02 | 4 | 4.007 | United Arab Emirates | Dubai | Infrastructure | MBR - Dubai Hills Estate | Package 43 - PA 05 | EMAAR | Arabian Coast | Award | 2018 |  | Pipework - Fittings And Valves | J891 | Pipework - Fittings And Valves;Valves;Supply And Install Valve Including Extension Spindle As Shown On The Drawings And As Per Specifications.;Washout Valve On 180Mm Dia. Hdpe Pipe | 2 | Nr | AED | 10993.61 | 21987.22
2018-02 | 4 | 4.007 | United Arab Emirates | Dubai | Infrastructure | MBR - Dubai Hills Estate | Package 43 - PA 05 | EMAAR | Arabian Coast | Award | 2018 |  | Pipework - Fittings And Valves | J892 | Pipework - Fittings And Valves;Valves;Supply And Install Valve Including Extension Spindle As Shown On The Drawings And As Per Specifications.;Washout Valve On 200Mm Dia. Hdpe Pipe | 3 | Nr | AED | 11689.39 | 35068.17
2018-02 | 4 | 4.007 | United Arab Emirates | Dubai | Infrastructure | MBR - Dubai Hills Estate | Package 43 - PA 05 | EMAAR | Arabian Coast | Award | 2018 |  | Pipework - Fittings And Valves | J893.1 | Pipework - Fittings And Valves;Valves;Supply And Install Valve Including Extension Spindle As Shown On The Drawings And As Per Specifications.;Washout Valve On 225Mm Dia. Hdpe Pipe | 5 | Nr | AED | 13308.38 | 66541.9
2018-02 | 4 | 4.007 | United Arab Emirates | Dubai | Infrastructure | MBR - Dubai Hills Estate | Package 43 - PA 05 | EMAAR | Arabian Coast | Award | 2018 |  | Pipework - Fittings And Valves | J891 | Fire Hydrant;Supply And Fix Fire Hydrants With Valve And Valve Box, Riser, Duckfoot, Bend Including Connection To Main Pipeline (Up To 12M Length,180Mm Od Hdpe), Fittings, Excavation, Concrete Base, Concrete Thrust Block & Foundation, Granular Material, Backfilling, Disposal Of Surplus Excavated Materials And Other Associated Works As Per Drawing Details And Requirements.;180Mm Outside Dia. | 13 | Nr | AED | 26000.35 | 338004.55
2018-02 | 4 | 4.007 | United Arab Emirates | Dubai | Infrastructure | MBR - Dubai Hills Estate | Package 43 - PA 05 | EMAAR | Arabian Coast | Award | 2018 |  | Pipework - Fittings And Valves | J892.1 | Fire Hydrant;Supply And Fix Fire Hydrants With Valve And Valve Box, Riser, Duckfoot, Bend Including Connection To Main Pipeline (Up To 12M Length,180Mm Od Hdpe), Fittings, Excavation, Concrete Base, Concrete Thrust Block & Foundation, Granular Material, Backfilling, Disposal Of Surplus Excavated Materials And Other Associated Works As Per Drawing Details And Requirements.;200Mm Outside Dia. | 25 | Nr | AED | 29000.36 | 725009
2018-02 | 4 | 4.007 | United Arab Emirates | Dubai | Infrastructure | MBR - Dubai Hills Estate | Package 43 - PA 05 | EMAAR | Arabian Coast | Award | 2018 |  | Pipework - Fittings And Valves | J892.2 | Fire Hydrant;Supply And Fix Fire Hydrants With Valve And Valve Box, Riser, Duckfoot, Bend Including Connection To Main Pipeline (Up To 12M Length,180Mm Od Hdpe), Fittings, Excavation, Concrete Base, Concrete Thrust Block & Foundation, Granular Material, Backfilling, Disposal Of Surplus Excavated Materials And Other Associated Works As Per Drawing Details And Requirements.;225Mm Outside Dia. | 36 | Nr | AED | 32186.96 | 1158730.56
2018-02 | 4 | 4.007 | United Arab Emirates | Dubai | Infrastructure | MBR - Dubai Hills Estate | Package 43 - PA 05 | EMAAR | Arabian Coast | Award | 2018 |  | Pipework - Manholes And Pipework Ancillaries | K232.1 | Pipework - Manholes And Pipeworks Ancillaries;Valve Chamber;Reinforced Concrete Valve Chamber Including Excavation, Backfilling, Short Pipes, Fittings, Joints, Heavy Duty Cover And Frame, Waterproofing, Vent, Ladder, Disposal Of Surplus Material Etc. Complete As Per Drawing Details.;Gate Valve Chamber;On 180Mm Dia; Depth 1.5-2.0M | 6 | Nr | AED | 16215 | 97290
2018-02 | 4 | 4.007 | United Arab Emirates | Dubai | Infrastructure | MBR - Dubai Hills Estate | Package 43 - PA 05 | EMAAR | Arabian Coast | Award | 2018 |  | Pipework - Manholes And Pipework Ancillaries | K232.2 | Pipework - Manholes And Pipeworks Ancillaries;Valve Chamber;Reinforced Concrete Valve Chamber Including Excavation, Backfilling, Short Pipes, Fittings, Joints, Heavy Duty Cover And Frame, Waterproofing, Vent, Ladder, Disposal Of Surplus Material Etc. Complete As Per Drawing Details.;Gate Valve Chamber;On 200Mm Dia; Depth 1.5-2.0M | 11 | Nr | AED | 16836.58 | 185202.38
2018-02 | 4 | 4.0071 | United Arab Emirates | Dubai | Infrastructure | MBR - Dubai Hills Estate | Package 43 - PA 05 | EMAAR | Arabian Coast | Award | 2018 |  | Pipework - Manholes And Pipework Ancillaries | K232.3 | Pipework - Manholes And Pipeworks Ancillaries;Valve Chamber;Reinforced Concrete Valve Chamber Including Excavation, Backfilling, Short Pipes, Fittings, Joints, Heavy Duty Cover And Frame, Waterproofing, Vent, Ladder, Disposal Of Surplus Material Etc. Complete As Per Drawing Details.;Gate Valve Chamber;On 225Mm Dia; Depth 1.5-2.0M | 15 | Nr | AED | 18520.23 | 277803.45
2018-02 | 4 | 4.0071 | United Arab Emirates | Dubai | Infrastructure | MBR - Dubai Hills Estate | Package 43 - PA 05 | EMAAR | Arabian Coast | Award | 2018 |  | Pipework - Manholes And Pipework Ancillaries | K232.5 | Pipework - Manholes And Pipeworks Ancillaries;Valve Chamber;Reinforced Concrete Valve Chamber Including Excavation, Backfilling, Short Pipes, Fittings, Joints, Heavy Duty Cover And Frame, Waterproofing, Vent, Ladder, Disposal Of Surplus Material Etc. Complete As Per Drawing Details.;Air Valve Chamber;On 180Mm Dia; Depth 1.5M-2.0M | 2 | Nr | AED | 19520.92 | 39041.84
2018-02 | 4 | 4.0071 | United Arab Emirates | Dubai | Infrastructure | MBR - Dubai Hills Estate | Package 43 - PA 05 | EMAAR | Arabian Coast | Award | 2018 |  | Pipework - Manholes And Pipework Ancillaries | K232.6 | Pipework - Manholes And Pipeworks Ancillaries;Valve Chamber;Reinforced Concrete Valve Chamber Including Excavation, Backfilling, Short Pipes, Fittings, Joints, Heavy Duty Cover And Frame, Waterproofing, Vent, Ladder, Disposal Of Surplus Material Etc. Complete As Per Drawing Details.;Air Valve Chamber;On 200Mm Dia; Depth 1.5-2.0M | 3 | Nr | AED | 21069.77 | 63209.31
2018-02 | 4 | 4.0071 | United Arab Emirates | Dubai | Infrastructure | MBR - Dubai Hills Estate | Package 43 - PA 05 | EMAAR | Arabian Coast | Award | 2018 |  | Pipework - Manholes And Pipework Ancillaries | K232.7 | Pipework - Manholes And Pipeworks Ancillaries;Valve Chamber;Reinforced Concrete Valve Chamber Including Excavation, Backfilling, Short Pipes, Fittings, Joints, Heavy Duty Cover And Frame, Waterproofing, Vent, Ladder, Disposal Of Surplus Material Etc. Complete As Per Drawing Details.;Air Valve Chamber;On 225Mm Dia; Depth 1.5-2.0M | 5 | Nr | AED | 24230.25 | 121151.25
2018-02 | 4 | 4.0071 | United Arab Emirates | Dubai | Infrastructure | MBR - Dubai Hills Estate | Package 43 - PA 05 | EMAAR | Arabian Coast | Award | 2018 |  | Pipework - Manholes And Pipework Ancillaries | K232.9 | Pipework - Manholes And Pipeworks Ancillaries;Valve Chamber;Reinforced Concrete Valve Chamber Including Excavation, Backfilling, Short Pipes, Fittings, Joints, Heavy Duty Cover And Frame, Waterproofing, Vent, Ladder, Disposal Of Surplus Material Etc. Complete As Per Drawing Details.;Washout Valve Chamber;On 180Mm Dia; Depth 1.5-2.0M | 2 | Nr | AED | 18400 | 36800
2018-02 | 4 | 4.0071 | United Arab Emirates | Dubai | Infrastructure | MBR - Dubai Hills Estate | Package 43 - PA 05 | EMAAR | Arabian Coast | Award | 2018 |  | Pipework - Manholes And Pipework Ancillaries | K232.10 | Pipework - Manholes And Pipeworks Ancillaries;Valve Chamber;Reinforced Concrete Valve Chamber Including Excavation, Backfilling, Short Pipes, Fittings, Joints, Heavy Duty Cover And Frame, Waterproofing, Vent, Ladder, Disposal Of Surplus Material Etc. Complete As Per Drawing Details.;Washout Valve Chamber;On 200Mm Dia; Depth 1.5-2.0M | 3 | Nr | AED | 19722.85 | 59168.55
2018-02 | 4 | 4.0071 | United Arab Emirates | Dubai | Infrastructure | MBR - Dubai Hills Estate | Package 43 - PA 05 | EMAAR | Arabian Coast | Award | 2018 |  | Pipework - Manholes And Pipework Ancillaries | K232.11 | Pipework - Manholes And Pipeworks Ancillaries;Valve Chamber;Reinforced Concrete Valve Chamber Including Excavation, Backfilling, Short Pipes, Fittings, Joints, Heavy Duty Cover And Frame, Waterproofing, Vent, Ladder, Disposal Of Surplus Material Etc. Complete As Per Drawing Details.;Washout Valve Chamber;On 225Mm Dia; Depth 1.5-2.0M | 5 | Nr | AED | 22681.28 | 113406.4
2018-02 | 4 | 4.0071 | United Arab Emirates | Dubai | Infrastructure | MBR - Dubai Hills Estate | Package 43 - PA 05 | EMAAR | Arabian Coast | Award | 2018 |  | Miscellaneous Work | X900 | Pipework - Manholes And Pipeworks Ancillaries;Valve Chamber;Reinforced Concrete Valve Chamber Including Excavation, Backfilling, Short Pipes, Fittings, Joints, Heavy Duty Cover And Frame, Waterproofing, Vent, Ladder, Disposal Of Surplus Material Etc. Complete As Per Drawing Details.;Heavy Duty Di Covers;Extra Over For Recessed Type Heavy Duty Di Cover And Frame For Chambers As Per Dcd Standards And Specifications. | 13 | Nr | AED | 1346.93 | 17510.09
2018-02 | 4 | 4.0071 | United Arab Emirates | Dubai | Infrastructure | MBR - Dubai Hills Estate | Package 43 - PA 05 | EMAAR | Arabian Coast | Award | 2018 |  | Pipework - Manholes And Pipework Ancillaries | K592 | Proposed Ducts For Road Crossing Pipe;Supply And Installation Of Pvc Ducts For Road Crossing Pipes As Shown On The Drawing Including Draw Rope, End Caps, Plastic Skid, Trenching, Backfill, Disposal And Other Items To Complete As Per Drawing Detail.;400 Mm Dia Upvc Duct | 75 | m | AED | 438.91 | 32918.25
2018-02 | 4 | 4.0072 | United Arab Emirates | Dubai | Infrastructure | MBR - Dubai Hills Estate | Package 43 - PA 05 | EMAAR | Arabian Coast | Award | 2018 |  | Pipework - Manholes And Pipework Ancillaries | K860 | Proposed Ducts For Road Crossing Pipe;Supply And Installation Of Pvc Ducts For Road Crossing Pipes As Shown On The Drawing Including Draw Rope, End Caps, Plastic Skid, Trenching, Backfill, Disposal And Other Items To Complete As Per Drawing Detail.;Tie-In Connection;Connection With Existing Firefighting Network Including All Accessories And Fittings As Per Drawing Details And Specifications | 3 | Nr | AED | 5964.96 | 17894.88
2018-02 | 4 | 4.0072 | United Arab Emirates | Dubai | Infrastructure | MBR - Dubai Hills Estate | Package 43 - PA 05 | EMAAR | Arabian Coast | Award | 2018 |  | Pipework - Supports And Protection | L321 | Pipework-Supports And Protection Ancillaries To Laying And Excavation;Beds And Surround;Selected Excavated Granular Material For Bed And Surround Including Warning Tape;Bed;For 180Mm Dia Hdpe Pipe | 1213 | m | AED | 9.14 | 11086.82
2018-02 | 4 | 4.0072 | United Arab Emirates | Dubai | Infrastructure | MBR - Dubai Hills Estate | Package 43 - PA 05 | EMAAR | Arabian Coast | Award | 2018 |  | Pipework - Supports And Protection | L322 | Pipework-Supports And Protection Ancillaries To Laying And Excavation;Beds And Surround;Selected Excavated Granular Material For Bed And Surround Including Warning Tape;Bed;For 200Mm Dia Hdpe Pipe | 2482 | m | AED | 9.58 | 23777.56
2018-02 | 4 | 4.0072 | United Arab Emirates | Dubai | Infrastructure | MBR - Dubai Hills Estate | Package 43 - PA 05 | EMAAR | Arabian Coast | Award | 2018 |  | Pipework - Supports And Protection | L323.1 | Pipework-Supports And Protection Ancillaries To Laying And Excavation;Beds And Surround;Selected Excavated Granular Material For Bed And Surround Including Warning Tape;Bed;For 225Mm Dia Hdpe Pipe | 3523 | m | AED | 11.48 | 40444.04
2018-02 | 4 | 4.0072 | United Arab Emirates | Dubai | Infrastructure | MBR - Dubai Hills Estate | Package 43 - PA 05 | EMAAR | Arabian Coast | Award | 2018 |  | Pipework - Supports And Protection | L521 | Pipework-Supports And Protection Ancillaries To Laying And Excavation;Beds And Surround;Selected Excavated Granular Material For Bed And Surround Including Warning Tape;Surround;For 180Mm Dia Hdpe Pipe | 1213 | m | AED | 12.42 | 15065.46
2018-02 | 4 | 4.0072 | United Arab Emirates | Dubai | Infrastructure | MBR - Dubai Hills Estate | Package 43 - PA 05 | EMAAR | Arabian Coast | Award | 2018 |  | Pipework - Supports And Protection | L522 | Pipework-Supports And Protection Ancillaries To Laying And Excavation;Beds And Surround;Selected Excavated Granular Material For Bed And Surround Including Warning Tape;Surround;For 200Mm Dia Hdpe Pipe | 2482 | m | AED | 13.09 | 32489.38
2018-02 | 4 | 4.0072 | United Arab Emirates | Dubai | Infrastructure | MBR - Dubai Hills Estate | Package 43 - PA 05 | EMAAR | Arabian Coast | Award | 2018 |  | Pipework - Supports And Protection | L523.1 | Pipework-Supports And Protection Ancillaries To Laying And Excavation;Beds And Surround;Selected Excavated Granular Material For Bed And Surround Including Warning Tape;Surround;For 225Mm Dia Hdpe Pipe | 3523 | m | AED | 15.69 | 55275.87
2018-02 | 4 | 4.0072 | United Arab Emirates | Dubai | Infrastructure | MBR - Dubai Hills Estate | Package 43 - PA 05 | EMAAR | Arabian Coast | Award | 2018 |  | Pipework - Supports And Protection | L691 | Pipework-Supports And Protection Ancillaries To Laying And Excavation;Beds And Surround;Selected Excavated Granular Material For Bed And Surround Including Warning Tape;Geotextile Fabric Surrounds To Pipe;For 180Mm Dia Hdpe Pipe | 1213 | m | AED | 14.29 | 17333.77
2018-02 | 4 | 4.0072 | United Arab Emirates | Dubai | Infrastructure | MBR - Dubai Hills Estate | Package 43 - PA 05 | EMAAR | Arabian Coast | Award | 2018 |  | Pipework - Supports And Protection | L692 | Pipework-Supports And Protection Ancillaries To Laying And Excavation;Beds And Surround;Selected Excavated Granular Material For Bed And Surround Including Warning Tape;Geotextile Fabric Surrounds To Pipe;For 200Mm Dia Hdpe Pipe | 2482 | m | AED | 15.87 | 39389.34
2018-02 | 4 | 4.0072 | United Arab Emirates | Dubai | Infrastructure | MBR - Dubai Hills Estate | Package 43 - PA 05 | EMAAR | Arabian Coast | Award | 2018 |  | Pipework - Supports And Protection | L693.1 | Pipework-Supports And Protection Ancillaries To Laying And Excavation;Beds And Surround;Selected Excavated Granular Material For Bed And Surround Including Warning Tape;Geotextile Fabric Surrounds To Pipe;For 225Mm Dia Hdpe Pipe | 3523 | m | AED | 18.25 | 64294.75
2018-02 | 4 | 4.0072 | United Arab Emirates | Dubai | Infrastructure | MBR - Dubai Hills Estate | Package 43 - PA 05 | EMAAR | Arabian Coast | Award | 2018 |  | Pipework - Supports And Protection | L553 | Pipework-Supports And Protection Ancillaries To Laying And Excavation;Beds And Surround;Selected Excavated Granular Material For Bed And Surround Including Warning Tape;Reinforced Concrete Surround For Road Crossing Duct Including Blinding Concrete, Coal Tar Epoxy, Bitumen Membrane As Per Details.;400 Mm Dia Upvc Duct | 75 | m | AED | 461.79 | 34634.25
2018-02 | 4 | 4.0073 | United Arab Emirates | Dubai | Infrastructure | MBR - Dubai Hills Estate | Package 43 - PA 05 | EMAAR | Arabian Coast | Award | 2018 |  | Pipework - Manholes And Pipework Ancillaries | K251 | Pipework - Manholes And Pipework Ancillaries;Manholes;Supply And Install Precast Concrete Chamber With Cover & Frame And Pockets For Connections, Including Excavation, Blinding, Waterproofing As Applicable, Backfilling, Disposal Of Surplus Excavated Material, Complete As Per Drawing. Complete As Per Detail And Requirements.;Jrc 4; Depth Not Exceeding 1.5M | 67 | Nr | AED | 2939.18 | 196925.06
2018-02 | 4 | 4.0073 | United Arab Emirates | Dubai | Infrastructure | MBR - Dubai Hills Estate | Package 43 - PA 05 | EMAAR | Arabian Coast | Award | 2018 |  | Pipework - Manholes And Pipework Ancillaries | K252 | Pipework - Manholes And Pipework Ancillaries;Manholes;Supply And Install Precast Concrete Chamber With Cover & Frame And Pockets For Connections, Including Excavation, Blinding, Waterproofing As Applicable, Backfilling, Disposal Of Surplus Excavated Material, Complete As Per Drawing. Complete As Per Detail And Requirements.;Jrc 4; Depth 1.5 - 2.0M | 44 | Nr | AED | 3290.35 | 144775.4
2018-02 | 4 | 4.0073 | United Arab Emirates | Dubai | Infrastructure | MBR - Dubai Hills Estate | Package 43 - PA 05 | EMAAR | Arabian Coast | Award | 2018 |  | Miscellaneous Work | X900.1 | Heavy Duty Di Covers;Extra Over For Recessed Type Heavy Duty Di Cover And Frame For Chambers As Per Etisalat Standards And Specifications. | 34 | Nr | AED | 1322.88 | 44977.92
2018-02 | 4 | 4.0073 | United Arab Emirates | Dubai | Infrastructure | MBR - Dubai Hills Estate | Package 43 - PA 05 | EMAAR | Arabian Coast | Award | 2018 |  | Pipework - Manholes And Pipework Ancillaries | K522.1 | Duct;Supply, Lay And Joint Pvc Duct Pipe In Trench Including Excavation, Backfilling, End Caps; Warning Tape; Draw Ropes; Disposal Of Surplus Excavated Material, Etc.;Main Ducts;2 Way - D54 Ducts | 14890 | m | AED | 40.4 | 601556
2018-02 | 4 | 4.0073 | United Arab Emirates | Dubai | Infrastructure | MBR - Dubai Hills Estate | Package 43 - PA 05 | EMAAR | Arabian Coast | Award | 2018 |  | Pipework - Manholes And Pipework Ancillaries | K512.1 | Duct;Supply, Lay And Joint Pvc Duct Pipe In Trench Including Excavation, Backfilling, End Caps; Warning Tape; Draw Ropes; Disposal Of Surplus Excavated Material, Etc.;Lead In Ducts;1 Way - D56 Ducts | 5360 | m | AED | 25.97 | 139199.2
2018-02 | 4 | 4.0073 | United Arab Emirates | Dubai | Infrastructure | MBR - Dubai Hills Estate | Package 43 - PA 05 | EMAAR | Arabian Coast | Award | 2018 |  | Pipework - Manholes And Pipework Ancillaries | K522.2 | Duct;Supply, Lay And Joint Pvc Duct Pipe In Trench Including Excavation, Backfilling, End Caps; Warning Tape; Draw Ropes; Disposal Of Surplus Excavated Material, Etc.;Lead In Ducts;2 Way - D56 Ducts | 162 | m | AED | 32.72 | 5300.64
2018-02 | 4 | 4.0073 | United Arab Emirates | Dubai | Infrastructure | MBR - Dubai Hills Estate | Package 43 - PA 05 | EMAAR | Arabian Coast | Award | 2018 |  | Pipework - Manholes And Pipework Ancillaries | K532.1 | Duct;Supply, Lay And Joint Pvc Duct Pipe In Trench Including Excavation, Backfilling, End Caps; Warning Tape; Draw Ropes; Disposal Of Surplus Excavated Material, Etc.;Lead In Ducts;3 Way - D56 Ducts | 162 | m | AED | 38.49 | 6235.38
2018-02 | 4 | 4.0073 | United Arab Emirates | Dubai | Infrastructure | MBR - Dubai Hills Estate | Package 43 - PA 05 | EMAAR | Arabian Coast | Award | 2018 |  | Pipework - Manholes And Pipework Ancillaries | K542.1 | Duct;Supply, Lay And Joint Pvc Duct Pipe In Trench Including Excavation, Backfilling, End Caps; Warning Tape; Draw Ropes; Disposal Of Surplus Excavated Material, Etc.;Lead In Ducts;4 Way - D56 Ducts | 804 | m | AED | 42.34 | 34041.36
2018-02 | 4 | 4.0073 | United Arab Emirates | Dubai | Infrastructure | MBR - Dubai Hills Estate | Package 43 - PA 05 | EMAAR | Arabian Coast | Award | 2018 |  | Pipework - Manholes And Pipework Ancillaries | K542.2 | Duct;Supply, Lay And Joint Pvc Duct Pipe In Trench Including Excavation, Backfilling, End Caps; Warning Tape; Draw Ropes; Disposal Of Surplus Excavated Material, Etc.;Lead In Ducts;5 Way - D56 Ducts | 804 | m | AED | 46.18 | 37128.72
2018-02 | 4 | 4.0073 | United Arab Emirates | Dubai | Infrastructure | MBR - Dubai Hills Estate | Package 43 - PA 05 | EMAAR | Arabian Coast | Award | 2018 |  | Pipework - Manholes And Pipework Ancillaries | K512.2 | Pipework - Manholes And Pipework Ancillaries;Supply, Lay And Joint D56 Ducts In Open Trench On Top Of D54 Including Bends, End Caps, Draw Rope, Etc.;1 Way - D56 Ducts | 7527 | m | AED | 16.35 | 123066.45
2018-02 | 4 | 4.0074 | United Arab Emirates | Dubai | Infrastructure | MBR - Dubai Hills Estate | Package 43 - PA 05 | EMAAR | Arabian Coast | Award | 2018 |  | Pipework - Manholes And Pipework Ancillaries | K522.3 | Pipework - Manholes And Pipework Ancillaries;Supply, Lay And Joint D56 Ducts In Open Trench On Top Of D54 Including Bends, End Caps, Draw Rope, Etc.;2 Way - D56 Ducts | 5248 | m | AED | 21.17 | 111100.16
2018-02 | 4 | 4.0074 | United Arab Emirates | Dubai | Infrastructure | MBR - Dubai Hills Estate | Package 43 - PA 05 | EMAAR | Arabian Coast | Award | 2018 |  | Pipework - Manholes And Pipework Ancillaries | K532.2 | Pipework - Manholes And Pipework Ancillaries;Supply, Lay And Joint D56 Ducts In Open Trench On Top Of D54 Including Bends, End Caps, Draw Rope, Etc.;3 Way - D56 Ducts | 2156 | m | AED | 25.98 | 56012.88
2018-02 | 4 | 4.0074 | United Arab Emirates | Dubai | Infrastructure | MBR - Dubai Hills Estate | Package 43 - PA 05 | EMAAR | Arabian Coast | Award | 2018 |  | Pipework - Manholes And Pipework Ancillaries | K542.3 | Pipework - Manholes And Pipework Ancillaries;Supply, Lay And Joint D56 Ducts In Open Trench On Top Of D54 Including Bends, End Caps, Draw Rope, Etc.;4 Way - D56 Ducts | 479 | m | AED | 32.72 | 15672.88
2018-02 | 4 | 4.0074 | United Arab Emirates | Dubai | Infrastructure | MBR - Dubai Hills Estate | Package 43 - PA 05 | EMAAR | Arabian Coast | Award | 2018 |  | Pipework - Manholes And Pipework Ancillaries | K542.4 | Pipework - Manholes And Pipework Ancillaries;Supply, Lay And Joint D56 Ducts In Open Trench On Top Of D54 Including Bends, End Caps, Draw Rope, Etc.;5 Way - D56 Ducts | 49 | m | AED | 39.45 | 1933.05
2018-02 | 4 | 4.0074 | United Arab Emirates | Dubai | Infrastructure | MBR - Dubai Hills Estate | Package 43 - PA 05 | EMAAR | Arabian Coast | Award | 2018 |  | Pipework - Manholes And Pipework Ancillaries | K522.4 | Pipework - Manholes And Pipework Ancillaries;Lay And Joint Pvc Diversion And Abandonment Of Existing Pvc Duct Network As Shown On The Drawing. Chambers And Connection To Existing Network Already Measured In Other Items.;2 Way - D54 Ducts | 2978 | m | AED | 40.41 | 120340.98
2018-02 | 4 | 4.0074 | United Arab Emirates | Dubai | Infrastructure | MBR - Dubai Hills Estate | Package 43 - PA 05 | EMAAR | Arabian Coast | Award | 2018 |  | Pipework - Manholes And Pipework Ancillaries | K860 | Pipework - Manholes And Pipework Ancillaries;Tie-In Connection;Connection With Emaar It Existing Duct Network Including All Accessories And Fittings As Per Drawing Details And Specifications | 9 | Nr | AED | 1250.72 | 11256.48
2018-02 | 4 | 4.0074 | United Arab Emirates | Dubai | Infrastructure | MBR - Dubai Hills Estate | Package 43 - PA 05 | EMAAR | Arabian Coast | Award | 2018 |  | Pipework - Supports And Protection | L531.1 | Pipework : Supports And Protection, Ancillaries To Laying And Excavation;Beds And Surround;Imported Sand Material For Bed And Surround Including Warning Tape;Bed;Main Ducts Ducts;2 Way - D54 Ducts | 14890 | m | AED | 6.26 | 93211.4
2018-02 | 4 | 4.0074 | United Arab Emirates | Dubai | Infrastructure | MBR - Dubai Hills Estate | Package 43 - PA 05 | EMAAR | Arabian Coast | Award | 2018 |  | Pipework - Supports And Protection | L531.2 | Pipework : Supports And Protection, Ancillaries To Laying And Excavation;Beds And Surround;Imported Sand Material For Bed And Surround Including Warning Tape;Bed;Lead In Ducts;1 Way - D56 Ducts | 5360 | m | AED | 5.3 | 28408
2018-02 | 4 | 4.0074 | United Arab Emirates | Dubai | Infrastructure | MBR - Dubai Hills Estate | Package 43 - PA 05 | EMAAR | Arabian Coast | Award | 2018 |  | Pipework - Supports And Protection | L531.3 | Pipework : Supports And Protection, Ancillaries To Laying And Excavation;Beds And Surround;Imported Sand Material For Bed And Surround Including Warning Tape;Bed;Lead In Ducts;2 Way - D56 Ducts | 162 | m | AED | 6.26 | 1014.12
2018-02 | 4 | 4.0075 | United Arab Emirates | Dubai | Infrastructure | MBR - Dubai Hills Estate | Package 43 - PA 05 | EMAAR | Arabian Coast | Award | 2018 |  | Pipework - Supports And Protection | L531.4 | Pipework : Supports And Protection, Ancillaries To Laying And Excavation;Beds And Surround;Imported Sand Material For Bed And Surround Including Warning Tape;Bed;Lead In Ducts;3 Way - D56 Ducts | 162 | m | AED | 7.22 | 1169.64
2018-02 | 4 | 4.0075 | United Arab Emirates | Dubai | Infrastructure | MBR - Dubai Hills Estate | Package 43 - PA 05 | EMAAR | Arabian Coast | Award | 2018 |  | Pipework - Supports And Protection | L531.5 | Pipework : Supports And Protection, Ancillaries To Laying And Excavation;Beds And Surround;Imported Sand Material For Bed And Surround Including Warning Tape;Bed;Lead In Ducts;4 Way - D56 Ducts | 804 | m | AED | 8.19 | 6584.76
2018-02 | 4 | 4.0075 | United Arab Emirates | Dubai | Infrastructure | MBR - Dubai Hills Estate | Package 43 - PA 05 | EMAAR | Arabian Coast | Award | 2018 |  | Pipework - Supports And Protection | L531.6 | Pipework : Supports And Protection, Ancillaries To Laying And Excavation;Beds And Surround;Imported Sand Material For Bed And Surround Including Warning Tape;Bed;Lead In Ducts;5 Way - D56 Ducts | 804 | m | AED | 9.14 | 7348.56
2018-02 | 4 | 4.0075 | United Arab Emirates | Dubai | Infrastructure | MBR - Dubai Hills Estate | Package 43 - PA 05 | EMAAR | Arabian Coast | Award | 2018 |  | Pipework - Supports And Protection | L511.1 | Pipework : Supports And Protection, Ancillaries To Laying And Excavation;Beds And Surround;Imported Sand Material For Bed And Surround Including Warning Tape;Surround;Main Ducts Ducts;2 Way - D54 Ducts | 14890 | m | AED | 8.19 | 121949.1
2018-02 | 4 | 4.0075 | United Arab Emirates | Dubai | Infrastructure | MBR - Dubai Hills Estate | Package 43 - PA 05 | EMAAR | Arabian Coast | Award | 2018 |  | Pipework - Supports And Protection | L511.2 | Pipework : Supports And Protection, Ancillaries To Laying And Excavation;Beds And Surround;Imported Sand Material For Bed And Surround Including Warning Tape;Surround;Lead In Ducts;1 Way - D56 Ducts | 5360 | m | AED | 7.22 | 38699.2
2018-02 | 4 | 4.0075 | United Arab Emirates | Dubai | Infrastructure | MBR - Dubai Hills Estate | Package 43 - PA 05 | EMAAR | Arabian Coast | Award | 2018 |  | Pipework - Supports And Protection | L511.3 | Pipework : Supports And Protection, Ancillaries To Laying And Excavation;Beds And Surround;Imported Sand Material For Bed And Surround Including Warning Tape;Surround;Lead In Ducts;2 Way - D56 Ducts | 162 | m | AED | 8.19 | 1326.78
2018-02 | 4 | 4.0075 | United Arab Emirates | Dubai | Infrastructure | MBR - Dubai Hills Estate | Package 43 - PA 05 | EMAAR | Arabian Coast | Award | 2018 |  | Pipework - Supports And Protection | L511.4 | Pipework : Supports And Protection, Ancillaries To Laying And Excavation;Beds And Surround;Imported Sand Material For Bed And Surround Including Warning Tape;Surround;Lead In Ducts;3 Way - D56 Ducts | 162 | m | AED | 9.14 | 1480.68
2018-02 | 4 | 4.0075 | United Arab Emirates | Dubai | Infrastructure | MBR - Dubai Hills Estate | Package 43 - PA 05 | EMAAR | Arabian Coast | Award | 2018 |  | Pipework - Supports And Protection | L511.5 | Pipework : Supports And Protection, Ancillaries To Laying And Excavation;Beds And Surround;Imported Sand Material For Bed And Surround Including Warning Tape;Surround;Lead In Ducts;4 Way - D56 Ducts | 804 | m | AED | 10.11 | 8128.44
2018-02 | 4 | 4.0075 | United Arab Emirates | Dubai | Infrastructure | MBR - Dubai Hills Estate | Package 43 - PA 05 | EMAAR | Arabian Coast | Award | 2018 |  | Pipework - Supports And Protection | L511.6 | Pipework : Supports And Protection, Ancillaries To Laying And Excavation;Beds And Surround;Imported Sand Material For Bed And Surround Including Warning Tape;Surround;Lead In Ducts;5 Way - D56 Ducts | 804 | m | AED | 11.07 | 8900.28
2018-02 | 4 | 4.0075 | United Arab Emirates | Dubai | Infrastructure | MBR - Dubai Hills Estate | Package 43 - PA 05 | EMAAR | Arabian Coast | Award | 2018 |  | Pipework - Manholes And Pipework Ancillaries | K522 | Ducts;Supply And Install Upvc Ducts Laid And Jointed In Trenches Beneath Carriage Way Including End Caps, Draw Chord, Markers, Excavation, Backfilling Of Suitable Excavated Material, Etc. Depth Not Exceeding 1.5M.;Duct, 1X200Mm Upvc | 144 | m | AED | 72.16 | 10391.04
2018-02 | 4 | 4.0076 | United Arab Emirates | Dubai | Infrastructure | MBR - Dubai Hills Estate | Package 43 - PA 05 | EMAAR | Arabian Coast | Award | 2018 |  | Pipework - Supports And Protection | L311 | Pipework : Supports And Protection, Ancillaries To Laying And Excavation;Beds And Surround;Imported Sand Material For Bed And Surround Including Warning Tape;Bed;Duct, 1X200Mm Upvc | 144 | m | AED | 7.22 | 1039.68
2018-02 | 4 | 4.0076 | United Arab Emirates | Dubai | Infrastructure | MBR - Dubai Hills Estate | Package 43 - PA 05 | EMAAR | Arabian Coast | Award | 2018 |  | Pipework - Supports And Protection | L511 | Pipework : Supports And Protection, Ancillaries To Laying And Excavation;Beds And Surround;Imported Sand Material For Bed And Surround Including Warning Tape;Sand Surround;Duct, 1X200Mm Upvc | 144 | m | AED | 9.14 | 1316.16
2018-03 | 4 | 4.0076 | United Arab Emirates | Dubai | Infrastructure | MBR - Dubai Hills Estate | Package 46 - Al Marabea St & North Boulevard | EMAAR | Al Nasr Contracting | Award | 2018 |  | Ground Investigation | B111.1 | Number In Material Other Than Rock; Depth Not Exceeding 1.0M | 3 | Nr | AED | 100 | 300
2018-03 | 4 | 4.0076 | United Arab Emirates | Dubai | Infrastructure | MBR - Dubai Hills Estate | Package 46 - Al Marabea St & North Boulevard | EMAAR | Al Nasr Contracting | Award | 2018 |  | Ground Investigation | B112.1 | Number In Material Other Than Rock; Max. Depth 1-2M | 3 | Nr | AED | 200 | 600
2018-03 | 4 | 4.0076 | United Arab Emirates | Dubai | Infrastructure | MBR - Dubai Hills Estate | Package 46 - Al Marabea St & North Boulevard | EMAAR | Al Nasr Contracting | Award | 2018 |  | Ground Investigation | B111.2 | Trial Trenches To Ascertain/Verify/Locate Existing Services: Maximum Length 3-6M, Excavation By Hand; Number In Material Other Than Rock; Depth Not Exceeding 1.0M | 3 | Nr | AED | 150 | 450
2018-03 | 4 | 4.0076 | United Arab Emirates | Dubai | Infrastructure | MBR - Dubai Hills Estate | Package 46 - Al Marabea St & North Boulevard | EMAAR | Al Nasr Contracting | Award | 2018 |  | Ground Investigation | B112.2 | Trial Trenches To Ascertain/Verify/Locate Existing Services: Maximum Length 3-6M, Excavation By Hand; Number In Material Other Than Rock; Max. Depth 1-2M | 3 | Nr | AED | 299 | 897
2018-03 | 4 | 4.0076 | United Arab Emirates | Dubai | Infrastructure | MBR - Dubai Hills Estate | Package 46 - Al Marabea St & North Boulevard | EMAAR | Al Nasr Contracting | Award | 2018 |  | Ground Investigation | B111.1 | Trial Trenches To Ascertain/Verify/Locate Existing Services: Maximum Length 6-12M, Excavation By Hand; Number In Material Other Than Rock; Depth Not Exceeding 1.0M | 3 | Nr | AED | 299 | 897
2018-03 | 4 | 4.0076 | United Arab Emirates | Dubai | Infrastructure | MBR - Dubai Hills Estate | Package 46 - Al Marabea St & North Boulevard | EMAAR | Al Nasr Contracting | Award | 2018 |  | Ground Investigation | B112.1 | Trial Trenches To Ascertain/Verify/Locate Existing Services: Maximum Length 6-12M, Excavation By Hand; Number In Material Other Than Rock; Max. Depth 1-2M | 3 | Nr | AED | 600 | 1800
2018-03 | 4 | 4.0076 | United Arab Emirates | Dubai | Infrastructure | MBR - Dubai Hills Estate | Package 46 - Al Marabea St & North Boulevard | EMAAR | Al Nasr Contracting | Award | 2018 |  | Demolition And Site Clearance | D100 | General Clearance; General Clearance As Specification | 20000 | m² | AED | 14.3392 | 286784
2018-03 | 4 | 4.0076 | United Arab Emirates | Dubai | Infrastructure | MBR - Dubai Hills Estate | Package 46 - Al Marabea St & North Boulevard | EMAAR | Al Nasr Contracting | Award | 2018 |  | Demolition And Site Clearance | D290.1 | Removal Or Relocation Of Existing Trees; Removal Of Existing Ghaff Trees Girth 0.5-2.0M Including Delivery To Designated Nursery Location In Accordance With The Specification And Agreed Method Of Working. This Shall Include But Not Be Limited To; Protection Of Trees, Trimming, Watering, Excavation, Root Ball Preparation, Boxing, Shifting To The New Location, Disposal Of Excavated Materials And Making Good Of The Area | 6 | Nr | AED | 3260 | 19560
2018-03 | 4 | 4.0076 | United Arab Emirates | Dubai | Infrastructure | MBR - Dubai Hills Estate | Package 46 - Al Marabea St & North Boulevard | EMAAR | Al Nasr Contracting | Award | 2018 |  | Demolition And Site Clearance | D290.2 | Removal Or Relocation Of Existing Trees; Removal Of Existing Ghaff Trees Girth Exceeding 2.0M Including Delivery To Designated Nursery Location In Accordance With The Specification And Agreed Method Of Working. This Shall Include But Not Be Limited To; Protection Of Trees, Trimming, Watering, Excavation, Root Ball Preparation, Boxing, Shifting To The New Location, Disposal Of Excavated Materials And Making Good Of The Area | 6 | Nr | AED | 6520 | 39120
2018-03 | 4 | 4.0077 | United Arab Emirates | Dubai | Infrastructure | MBR - Dubai Hills Estate | Package 46 - Al Marabea St & North Boulevard | EMAAR | Al Nasr Contracting | Award | 2018 |  | Demolition And Site Clearance | D290.3 | Removal Or Relocation Of Existing Trees; Removal And Disposal Of Existing Trees That Are Dead Or To Be Abandoned Only Where Instructed By The Engineer And In Accordance With The Specification | 6 | Nr | AED | 2601 | 15606
2018-03 | 4 | 4.0077 | United Arab Emirates | Dubai | Infrastructure | MBR - Dubai Hills Estate | Package 46 - Al Marabea St & North Boulevard | EMAAR | Al Nasr Contracting | Award | 2018 |  | Miscellaneous Work | X900.1 | Replanting Of Existing Trees; Re-Planting Of Existing Trees At Designated Location In Accordance With The Specification And Agreed Method Of Working. This Shall Include But Not Be Limited To; Tree Repair, Tree Preparation, Excavation, Pit Preparation, Disposal Of Excavated Materials, Compost And Sweet Soil, Tanker Watering For 7 Days. | 11 | Nr | AED | 8150 | 89650
2018-03 | 4 | 4.0077 | United Arab Emirates | Dubai | Infrastructure | MBR - Dubai Hills Estate | Package 46 - Al Marabea St & North Boulevard | EMAAR | Al Nasr Contracting | Award | 2018 |  | Miscellaneous Work | X900.2 | Replanting Of Existing Trees; Tanker Watering Of Existing Nursery For One Month (30 Days) | 1 | Nr | AED | 33029 | 33029
2018-03 | 4 | 4.0077 | United Arab Emirates | Dubai | Infrastructure | MBR - Dubai Hills Estate | Package 46 - Al Marabea St & North Boulevard | EMAAR | Al Nasr Contracting | Award | 2018 |  | Demolition And Site Clearance | D523.1 | Demolition Of Structures; Demolition And Removal Of Surplus Material - Concrete Walls | 225 | m³ | AED | 1482 | 333450
2018-03 | 4 | 4.0077 | United Arab Emirates | Dubai | Infrastructure | MBR - Dubai Hills Estate | Package 46 - Al Marabea St & North Boulevard | EMAAR | Al Nasr Contracting | Award | 2018 |  | Demolition And Site Clearance | D523.2 | Demolition Of Structures; Demolition And Removal Of Surplus Material - Concrete Obelisk | 14 | Nr | AED | 7770 | 108780
2018-03 | 4 | 4.0077 | United Arab Emirates | Dubai | Infrastructure | MBR - Dubai Hills Estate | Package 46 - Al Marabea St & North Boulevard | EMAAR | Al Nasr Contracting | Award | 2018 |  | Earthworks | E220 | Excavation; Excavation For Cuttings; Material Other Than Top Soil | 77725 | m³ | AED | 7 | 544075
2018-03 | 4 | 4.0077 | United Arab Emirates | Dubai | Infrastructure | MBR - Dubai Hills Estate | Package 46 - Al Marabea St & North Boulevard | EMAAR | Al Nasr Contracting | Award | 2018 |  | Earthworks | E230 | Excavation; Excavation For Cuttings Rock | 389 | m³ | AED | 38 | 14767.75
2018-03 | 4 | 4.0077 | United Arab Emirates | Dubai | Infrastructure | MBR - Dubai Hills Estate | Package 46 - Al Marabea St & North Boulevard | EMAAR | Al Nasr Contracting | Award | 2018 |  | Earthworks | E512 | Excavation Ancillaries; Trimming Of Excavated Surfaces Not To Receive Permanent Works; Material Other Than Topsoil Rock Or Artificial Hard Material | 389 | m² | AED | 14 | 5440.75
2018-03 | 4 | 4.0077 | United Arab Emirates | Dubai | Infrastructure | MBR - Dubai Hills Estate | Package 46 - Al Marabea St & North Boulevard | EMAAR | Al Nasr Contracting | Award | 2018 |  | Earthworks | E522 | Excavation Ancillaries; Preparation Of Excavated Surfaces To Receive Permanent Works; Material Other Than Topsoil, Rock Or Artificial Hard Material | 90103 | m² | AED | 4 | 360412
2018-03 | 4 | 4.0077 | United Arab Emirates | Dubai | Infrastructure | MBR - Dubai Hills Estate | Package 46 - Al Marabea St & North Boulevard | EMAAR | Al Nasr Contracting | Award | 2018 |  | Earthworks | E523 | Excavation Ancillaries; Preparation Of Excavated Surfaces To Receive Permanent Works; Rock | 4 | m² | AED | 14 | 56
2018-03 | 4 | 4.0078 | United Arab Emirates | Dubai | Infrastructure | MBR - Dubai Hills Estate | Package 46 - Al Marabea St & North Boulevard | EMAAR | Al Nasr Contracting | Award | 2018 |  | Earthworks | E533.1 | Excavation Ancillaries; Disposal Of Excavated Material, Rock To Tip. | 389 | m³ | AED | 14 | 5440.75
2018-03 | 4 | 4.0078 | United Arab Emirates | Dubai | Infrastructure | MBR - Dubai Hills Estate | Package 46 - Al Marabea St & North Boulevard | EMAAR | Al Nasr Contracting | Award | 2018 |  | Earthworks | E560 | Excavation Ancillaries; Excavation Of Material Below The Final Surface And Replacement With Stabilizing Crushed Materials, Including Disposal Of Excavated Material To Tip | 78 | m³ | AED | 138 | 10726.05
2018-03 | 4 | 4.0078 | United Arab Emirates | Dubai | Infrastructure | MBR - Dubai Hills Estate | Package 46 - Al Marabea St & North Boulevard | EMAAR | Al Nasr Contracting | Award | 2018 |  | Earthworks | E624 | Filling; Filling To Embankments, Suitable Excavated Material Other Than Top Soil Or Rock @ 250Mm Each Layer | 149686 | m³ | AED | 14 | 2095604
2018-03 | 4 | 4.0078 | United Arab Emirates | Dubai | Infrastructure | MBR - Dubai Hills Estate | Package 46 - Al Marabea St & North Boulevard | EMAAR | Al Nasr Contracting | Award | 2018 |  | Earthworks | E625.1 | Filling; Filling To Embankments; Imported Material Other Than Top Soil Or Rock @ 250Mm Each Layer (Within The Project Development Boundary) | 748 | m³ | AED | 32 | 23949.76
2018-03 | 4 | 4.0078 | United Arab Emirates | Dubai | Infrastructure | MBR - Dubai Hills Estate | Package 46 - Al Marabea St & North Boulevard | EMAAR | Al Nasr Contracting | Award | 2018 |  | Earthworks | E625.2 | Filling; Filling To Embankments; Imported Material Other Than Top Soil Or Rock @ 250Mm Each Layer (Outside The Project Development Boundary) | 4 | m³ | AED | 64 | 239.5
2018-03 | 4 | 4.0078 | United Arab Emirates | Dubai | Infrastructure | MBR - Dubai Hills Estate | Package 46 - Al Marabea St & North Boulevard | EMAAR | Al Nasr Contracting | Award | 2018 |  | Earthworks | E625.2 | Filling; Filling Below Subgrade With Imported Natural Material (Improved Subgrade, Material Other Than Top Soil Or Rock) In Areas Where Cbr Is Less Than 10% | 150 | m³ | AED | 51 | 7633.99
2018-03 | 4 | 4.0078 | United Arab Emirates | Dubai | Infrastructure | MBR - Dubai Hills Estate | Package 46 - Al Marabea St & North Boulevard | EMAAR | Al Nasr Contracting | Award | 2018 |  | Earthworks | E645 | Filling; Filling 50Mm Thick Sand Layer Over Geotextile | 150 | m³ | AED | 48 | 7184.93
2018-03 | 4 | 4.0078 | United Arab Emirates | Dubai | Infrastructure | MBR - Dubai Hills Estate | Package 46 - Al Marabea St & North Boulevard | EMAAR | Al Nasr Contracting | Award | 2018 |  | Earthworks | E649 | Filling; Filling General, Thickness 150Mm, Crushed Aggregate Material, As Particular Specification Section Ps 2/21.6 | 150 | m³ | AED | 104 | 15567.34
2018-03 | 4 | 4.0078 | United Arab Emirates | Dubai | Infrastructure | MBR - Dubai Hills Estate | Package 46 - Al Marabea St & North Boulevard | EMAAR | Al Nasr Contracting | Award | 2018 |  | Earthworks | E712 | Filling Ancillaries; Trimming Of Filled Surfaces Not To Receive Permanent Works. | 389 | m² | AED | 9 | 3497.63
2018-03 | 4 | 4.0079 | United Arab Emirates | Dubai | Infrastructure | MBR - Dubai Hills Estate | Package 46 - Al Marabea St & North Boulevard | EMAAR | Al Nasr Contracting | Award | 2018 |  | Earthworks | E722 | Filling Ancillaries; Preparation Of Filled Surfaces To Receive Permanent Work | 90103 | m² | AED | 6 | 540618
2018-03 | 4 | 4.0079 | United Arab Emirates | Dubai | Infrastructure | MBR - Dubai Hills Estate | Package 46 - Al Marabea St & North Boulevard | EMAAR | Al Nasr Contracting | Award | 2018 |  | Earthworks | E730 | Filling Ancillaries; Geotextile Filter Fabric As Specified In Specification Clause 2/22 Laid Upon Surfaces Inclined At An Angle 100-450 To The Horizontal | 19 | m² | AED | 4 | 76
2018-03 | 4 | 4.0079 | United Arab Emirates | Dubai | Infrastructure | MBR - Dubai Hills Estate | Package 46 - Al Marabea St & North Boulevard | EMAAR | Al Nasr Contracting | Award | 2018 |  | Roads And Pavings | R194.1 | Sub-Bases, Flexible Road Bases And Surfacing; Granular Sub-Base; 30% Cbr; Depth150Mm | 22077 | m² | AED | 15 | 331155
2018-03 | 4 | 4.0079 | United Arab Emirates | Dubai | Infrastructure | MBR - Dubai Hills Estate | Package 46 - Al Marabea St & North Boulevard | EMAAR | Al Nasr Contracting | Award | 2018 |  | Roads And Pavings | R194.2 | Sub-Bases, Flexible Road Bases And Surfacing; Granular Sub-Base; 30% Cbr; Depth 220Mm | 52750 | m² | AED | 22 | 1160500
2018-03 | 4 | 4.0079 | United Arab Emirates | Dubai | Infrastructure | MBR - Dubai Hills Estate | Package 46 - Al Marabea St & North Boulevard | EMAAR | Al Nasr Contracting | Award | 2018 |  | Roads And Pavings | R216.1 | Sub-Bases, Flexible Road Bases And Surfacing; Wet Mix Macadam Road Base; Depth 150Mm, Cbr > 80% | 2590 | m² | AED | 40 | 103600
2018-03 | 4 | 4.0079 | United Arab Emirates | Dubai | Infrastructure | MBR - Dubai Hills Estate | Package 46 - Al Marabea St & North Boulevard | EMAAR | Al Nasr Contracting | Award | 2018 |  | Roads And Pavings | R216.2 | Sub-Bases, Flexible Road Bases And Surfacing; Wet Mix Macadam Road Base; Depth 170Mm, Cbr > 80% | 15276 | m² | AED | 45 | 687420
2018-03 | 4 | 4.0079 | United Arab Emirates | Dubai | Infrastructure | MBR - Dubai Hills Estate | Package 46 - Al Marabea St & North Boulevard | EMAAR | Al Nasr Contracting | Award | 2018 |  | Roads And Pavings | R216.3 | Sub-Bases, Flexible Road Bases And Surfacing; Wet Mix Macadam Road Base; Depth 220Mm, Cbr > 80% | 72237 | m² | AED | 57.5 | 4153627.5
2018-03 | 4 | 4.0079 | United Arab Emirates | Dubai | Infrastructure | MBR - Dubai Hills Estate | Package 46 - Al Marabea St & North Boulevard | EMAAR | Al Nasr Contracting | Award | 2018 |  | Roads And Pavings | R216.4 | Sub-Bases, Flexible Road Bases And Surfacing; Wet Mix Macadam Road Base; Depth 230Mm, Cbr > 80% | 15276 | m² | AED | 61 | 931836
2018-03 | 4 | 4.0079 | United Arab Emirates | Dubai | Infrastructure | MBR - Dubai Hills Estate | Package 46 - Al Marabea St & North Boulevard | EMAAR | Al Nasr Contracting | Award | 2018 |  | Roads And Pavings | R322.1 | Sub-Bases, Flexible Road Bases And Surfacing; Bituminous Asphaltic Concrete Binder Course Depth 60Mm | 90103 | m² | AED | 41 | 3694223
2018-03 | 4 | 4.0079 | United Arab Emirates | Dubai | Infrastructure | MBR - Dubai Hills Estate | Package 46 - Al Marabea St & North Boulevard | EMAAR | Al Nasr Contracting | Award | 2018 |  | Roads And Pavings | R322.2 | Sub-Bases, Flexible Road Bases And Surfacing; Bituminous Asphaltic Concrete Wearing Course Depth 50Mm | 90103 | m² | AED | 34 | 3063502
2018-03 | 4 | 4.008 | United Arab Emirates | Dubai | Infrastructure | MBR - Dubai Hills Estate | Package 46 - Al Marabea St & North Boulevard | EMAAR | Al Nasr Contracting | Award | 2018 |  | Roads And Pavings | R359.1 | Sub-Bases, Flexible Road Bases And Surfacing; Prime Coat - Mc 70 | 90103 | m² | AED | 4 | 360412
2018-03 | 4 | 4.008 | United Arab Emirates | Dubai | Infrastructure | MBR - Dubai Hills Estate | Package 46 - Al Marabea St & North Boulevard | EMAAR | Al Nasr Contracting | Award | 2018 |  | Roads And Pavings | R359.2 | Sub-Bases, Flexible Road Bases And Surfacing; Tack Coat - Ss-1H | 90103 | m² | AED | 2 | 180206
2018-03 | 4 | 4.008 | United Arab Emirates | Dubai | Infrastructure | MBR - Dubai Hills Estate | Package 46 - Al Marabea St & North Boulevard | EMAAR | Al Nasr Contracting | Award | 2018 |  | Roads And Pavings | R690.2 | Kerbs, Channels, Edgings; Footway And Paved Areas; Straight Or Curved Complete Including Earthworks, Concrete Bed And Backing, Backfilling And Transitions As Per Dwg.; Precast Concrete Upstand Kerb; 150Mm Height | 16305 | m | AED | 91 | 1483755
2018-03 | 4 | 4.008 | United Arab Emirates | Dubai | Infrastructure | MBR - Dubai Hills Estate | Package 46 - Al Marabea St & North Boulevard | EMAAR | Al Nasr Contracting | Award | 2018 |  | Roads And Pavings | R690.3 | Kerbs, Channels, Edgings; Footway And Paved Areas; Straight Or Curved Complete Including Earthworks, Concrete Bed And Backing, Backfilling And Transitions As Per Dwg.; Precast Dropped Kerb; 305 X 150Mm | 245 | m | AED | 83 | 20335
2018-03 | 4 | 4.008 | United Arab Emirates | Dubai | Infrastructure | MBR - Dubai Hills Estate | Package 46 - Al Marabea St & North Boulevard | EMAAR | Al Nasr Contracting | Award | 2018 |  | Roads And Pavings | R792 | Interlocking Pavers Pavements; Precast Concrete Block Paving Tile; Thickness 60Mm On And Including 30Mm Thick Sand Bed. | 108 | m² | AED | 58 | 6264
2018-03 | 4 | 4.008 | United Arab Emirates | Dubai | Infrastructure | MBR - Dubai Hills Estate | Package 46 - Al Marabea St & North Boulevard | EMAAR | Al Nasr Contracting | Award | 2018 |  | Roads And Pavings | R783 | Interlocking Pavers Pavements; Precast Concrete Block Paving Tile; Thickness 80Mm On And Including 30Mm Thick Sand Bed. | 3131 | m² | AED | 62 | 194122
2018-03 | 4 | 4.008 | United Arab Emirates | Dubai | Infrastructure | MBR - Dubai Hills Estate | Package 46 - Al Marabea St & North Boulevard | EMAAR | Al Nasr Contracting | Award | 2018 |  | Roads And Pavings | R216.1 | Interlocking Pavers Pavements; Wet Mix Macadam Road Base; Depth 150Mm, Cbr > 80% | 3131 | m² | AED | 40 | 125240
2018-03 | 4 | 4.008 | United Arab Emirates | Dubai | Infrastructure | MBR - Dubai Hills Estate | Package 46 - Al Marabea St & North Boulevard | EMAAR | Al Nasr Contracting | Award | 2018 |  | Roads And Pavings | R194.2 | Interlocking Pavers Pavements; Granular Sub-Base; 30% Cbr; Depth150Mm | 3239 | m² | AED | 15 | 48585
2018-03 | 4 | 4.008 | United Arab Emirates | Dubai | Infrastructure | MBR - Dubai Hills Estate | Package 46 - Al Marabea St & North Boulevard | EMAAR | Al Nasr Contracting | Award | 2018 |  | Roads And Pavings | R900.2 | Bus Bays Including Earthworks, Precast Concrete Flush Kerb, Concrete Bed And Backing And Light Duty Pavement As Per Dwg. Upstand Kerb Measured Elsewhere.; Two Bus Parking Bay | 4 | Nr | AED | 34037 | 136148
2018-03 | 4 | 4.008 | United Arab Emirates | Dubai | Infrastructure | MBR - Dubai Hills Estate | Package 46 - Al Marabea St & North Boulevard | EMAAR | Al Nasr Contracting | Award | 2018 |  | Roads And Pavings | R811.1 | Ancillaries - Traffic Signs; Non-Illuminated; Warning And Regulatory Signs Including Posts.; Circular Sign Panel; Diameter = 0.7M (Keep Right Arrow 327, Round About 329, Speed Limit 340) | 27 | Nr | AED | 533 | 14391
2018-03 | 4 | 4.008 | United Arab Emirates | Dubai | Infrastructure | MBR - Dubai Hills Estate | Package 46 - Al Marabea St & North Boulevard | EMAAR | Al Nasr Contracting | Award | 2018 |  | Roads And Pavings | R811.2 | Ancillaries - Traffic Signs; Non-Illuminated; Warning And Regulatory Signs Including Posts.; Triangle Sign Panel; Size = 0.9M (Give Way 302, Round About 420, Two Way 416, Bend 413) | 43 | Nr | AED | 642 | 27606
2018-03 | 4 | 4.0081 | United Arab Emirates | Dubai | Infrastructure | MBR - Dubai Hills Estate | Package 46 - Al Marabea St & North Boulevard | EMAAR | Al Nasr Contracting | Award | 2018 |  | Roads And Pavings | R811.3 | Ancillaries - Traffic Signs; Non-Illuminated; Warning And Regulatory Signs Including Posts.; Rectangular Sign Panel; Size = 350X600Mm (453.1) | 18 | Nr | AED | 671 | 12078
2018-03 | 4 | 4.0081 | United Arab Emirates | Dubai | Infrastructure | MBR - Dubai Hills Estate | Package 46 - Al Marabea St & North Boulevard | EMAAR | Al Nasr Contracting | Award | 2018 |  | Roads And Pavings | R811.4 | Ancillaries - Traffic Signs; Non-Illuminated; Warning And Regulatory Signs Including Posts.; Rectangular Sign Panel; Dwgs Code 454 & 455 | 6 | Nr | AED | 671 | 4026
2018-03 | 4 | 4.0081 | United Arab Emirates | Dubai | Infrastructure | MBR - Dubai Hills Estate | Package 46 - Al Marabea St & North Boulevard | EMAAR | Al Nasr Contracting | Award | 2018 |  | Roads And Pavings | R811.5 | Ancillaries - Traffic Signs; Non-Illuminated; Warning And Regulatory Signs Including Posts.; Rectangular Sign Panel; Dwgs Code 375 | 4 | Nr | AED | 671 | 2684
2018-03 | 4 | 4.0081 | United Arab Emirates | Dubai | Infrastructure | MBR - Dubai Hills Estate | Package 46 - Al Marabea St & North Boulevard | EMAAR | Al Nasr Contracting | Award | 2018 |  | Roads And Pavings | R811.5 | Ancillaries - Traffic Signs; Non-Illuminated; Warning And Regulatory Signs Including Posts.; Rectangular Sign Panel; Dwgs Code 456 | 3 | Nr | AED | 671 | 2013
2018-03 | 4 | 4.0081 | United Arab Emirates | Dubai | Infrastructure | MBR - Dubai Hills Estate | Package 46 - Al Marabea St & North Boulevard | EMAAR | Al Nasr Contracting | Award | 2018 |  | Roads And Pavings | R824.3 | Ancillaries - Traffic Signs; Surface Markings; Ancillaries - Surface Marking; Thermo Plastic; Marking As Specified; White Stop Line; 300Mm Wide. (601) | 125 | m | AED | 14 | 1750
2018-03 | 4 | 4.0081 | United Arab Emirates | Dubai | Infrastructure | MBR - Dubai Hills Estate | Package 46 - Al Marabea St & North Boulevard | EMAAR | Al Nasr Contracting | Award | 2018 |  | Roads And Pavings | R824.2 | Ancillaries - Traffic Signs; Surface Markings; Ancillaries - Surface Marking; Thermo Plastic; Marking As Specified; White Give Way Line Marking: 300Mm Wide. (602) | 243 | m | AED | 14 | 3402
2018-03 | 4 | 4.0081 | United Arab Emirates | Dubai | Infrastructure | MBR - Dubai Hills Estate | Package 46 - Al Marabea St & North Boulevard | EMAAR | Al Nasr Contracting | Award | 2018 |  | Roads And Pavings | R829.2 | Ancillaries - Traffic Signs; Surface Markings; Ancillaries - Surface Marking; Thermo Plastic; Marking As Specified; White Hatch Marking (603) Pedestrian Crossing (290M X 3M) | 870 | m² | AED | 44 | 38280
2018-03 | 4 | 4.0081 | United Arab Emirates | Dubai | Infrastructure | MBR - Dubai Hills Estate | Package 46 - Al Marabea St & North Boulevard | EMAAR | Al Nasr Contracting | Award | 2018 |  | Roads And Pavings | R824.2 | Ancillaries - Traffic Signs; Surface Markings; Ancillaries - Surface Marking; Thermo Plastic; Marking As Specified; White Channelizing Line Marking; 150Mm Wide. (612) | 15 | m | AED | 3 | 45
2018-03 | 4 | 4.0081 | United Arab Emirates | Dubai | Infrastructure | MBR - Dubai Hills Estate | Package 46 - Al Marabea St & North Boulevard | EMAAR | Al Nasr Contracting | Award | 2018 |  | Roads And Pavings | R824.1 | Ancillaries - Traffic Signs; Surface Markings; Ancillaries - Surface Marking; Thermo Plastic; Marking As Specified; Yellow Edge Line Marking; 150Mm Wide. (613) | 3187 | m | AED | 3 | 9561
2018-03 | 4 | 4.0081 | United Arab Emirates | Dubai | Infrastructure | MBR - Dubai Hills Estate | Package 46 - Al Marabea St & North Boulevard | EMAAR | Al Nasr Contracting | Award | 2018 |  | Roads And Pavings | R829.3 | Ancillaries - Traffic Signs; Surface Markings; Ancillaries - Surface Marking; Thermo Plastic; Marking As Specified; White Arrow - Straight (614.1) | 34 | Nr | AED | 55 | 1870
2018-03 | 4 | 4.0082 | United Arab Emirates | Dubai | Infrastructure | MBR - Dubai Hills Estate | Package 46 - Al Marabea St & North Boulevard | EMAAR | Al Nasr Contracting | Award | 2018 |  | Roads And Pavings | R829.4 | Ancillaries - Traffic Signs; Surface Markings; Ancillaries - Surface Marking; Thermo Plastic; Marking As Specified; White Arrow - Right Turn (614.2) | 11 | Nr | AED | 73 | 803
2018-03 | 4 | 4.0082 | United Arab Emirates | Dubai | Infrastructure | MBR - Dubai Hills Estate | Package 46 - Al Marabea St & North Boulevard | EMAAR | Al Nasr Contracting | Award | 2018 |  | Roads And Pavings | R829.5 | Ancillaries - Traffic Signs; Surface Markings; Ancillaries - Surface Marking; Thermo Plastic; Marking As Specified; White Arrow - Left Turn (614.3) | 14 | Nr | AED | 73 | 1022
2018-03 | 4 | 4.0082 | United Arab Emirates | Dubai | Infrastructure | MBR - Dubai Hills Estate | Package 46 - Al Marabea St & North Boulevard | EMAAR | Al Nasr Contracting | Award | 2018 |  | Roads And Pavings | R829.6 | Ancillaries - Traffic Signs; Surface Markings; Ancillaries - Surface Marking; Thermo Plastic; Marking As Specified; White Arrow - Straight/Right (614.4) | 2 | Nr | AED | 104 | 208
2018-03 | 4 | 4.0082 | United Arab Emirates | Dubai | Infrastructure | MBR - Dubai Hills Estate | Package 46 - Al Marabea St & North Boulevard | EMAAR | Al Nasr Contracting | Award | 2018 |  | Roads And Pavings | R829.7 | Ancillaries - Traffic Signs; Surface Markings; Ancillaries - Surface Marking; Thermo Plastic; Marking As Specified; White Arrow - Striaght/Left (614.5) | 6 | Nr | AED | 104 | 624
2018-03 | 4 | 4.0082 | United Arab Emirates | Dubai | Infrastructure | MBR - Dubai Hills Estate | Package 46 - Al Marabea St & North Boulevard | EMAAR | Al Nasr Contracting | Award | 2018 |  | Roads And Pavings | R829.8 | Ancillaries - Traffic Signs; Surface Markings; Ancillaries - Surface Marking; Thermo Plastic; Marking As Specified; White Arrow - U Turn (614.7) | 1 | Nr | AED | 109 | 109
2018-03 | 4 | 4.0082 | United Arab Emirates | Dubai | Infrastructure | MBR - Dubai Hills Estate | Package 46 - Al Marabea St & North Boulevard | EMAAR | Al Nasr Contracting | Award | 2018 |  | Roads And Pavings | R829.9 | Ancillaries - Traffic Signs; Surface Markings; Ancillaries - Surface Marking; Thermo Plastic; Marking As Specified; White Arrow - Straight/U Turn (614.8) | 1 | Nr | AED | 144 | 144
2018-03 | 4 | 4.0082 | United Arab Emirates | Dubai | Infrastructure | MBR - Dubai Hills Estate | Package 46 - Al Marabea St & North Boulevard | EMAAR | Al Nasr Contracting | Award | 2018 |  | Roads And Pavings | R829.11 | Ancillaries - Traffic Signs; Surface Markings; Ancillaries - Surface Marking; Thermo Plastic; Marking As Specified; White Bus Stop Pavement Marking (621) | 56 | m | AED | 5 | 280
2018-03 | 4 | 4.0082 | United Arab Emirates | Dubai | Infrastructure | MBR - Dubai Hills Estate | Package 46 - Al Marabea St & North Boulevard | EMAAR | Al Nasr Contracting | Award | 2018 |  | Roads And Pavings | R825.1 | Ancillaries - Traffic Signs; Surface Markings; Ancillaries - Surface Marking; Thermo Plastic; Marking As Specified; White Lane Line Marking; 150Mm Wide. (654) | 13301 | m | AED | 3 | 39903
2018-03 | 4 | 4.0082 | United Arab Emirates | Dubai | Infrastructure | MBR - Dubai Hills Estate | Package 46 - Al Marabea St & North Boulevard | EMAAR | Al Nasr Contracting | Award | 2018 |  | Roads And Pavings | R829.10 | Ancillaries - Traffic Signs; Surface Markings; Ancillaries - Surface Marking; Thermo Plastic; Marking As Specified; White Lane End Arrow (656) | 11 | Nr | AED | 55 | 605
2018-03 | 4 | 4.0083 | United Arab Emirates | Dubai | Infrastructure | MBR - Dubai Hills Estate | Package 46 - Al Marabea St & North Boulevard | EMAAR | Al Nasr Contracting | Award | 2018 |  | Roads And Pavings | R829.1 | Ancillaries - Traffic Signs; Surface Markings; Ancillaries - Surface Marking; Thermo Plastic; Marking As Specified; White Chevron Marking (657) | 460 | m² | AED | 44 | 20240
2018-03 | 4 | 4.0083 | United Arab Emirates | Dubai | Infrastructure | MBR - Dubai Hills Estate | Package 46 - Al Marabea St & North Boulevard | EMAAR | Al Nasr Contracting | Award | 2018 |  | Roads And Pavings | R824.2 | Ancillaries - Traffic Signs; Surface Markings; Ancillaries - Surface Marking; Thermo Plastic; Marking As Specified; White Channelizing Line Marking; 150Mm Wide. (681) | 1535 | m | AED | 3 | 4605
2018-03 | 4 | 4.0083 | United Arab Emirates | Dubai | Infrastructure | MBR - Dubai Hills Estate | Package 46 - Al Marabea St & North Boulevard | EMAAR | Al Nasr Contracting | Award | 2018 |  | Pipework - Pipes | I912.2 | Supply And Lay Gre Pipes Pipes (Stiffness 10,000 N/Mm²) Laid And Jointed In Trenches With Coupling Including Excavation, Backfilling And Disposal Of Surplus Material, Straight Joints (Flexible Joint), Etc. As Shown On The Drawing.; For 150Mm Diameter Pipes; Depth Not Exceeding 1.5M | 796 | m | AED | 330 | 262680
2018-03 | 4 | 4.0083 | United Arab Emirates | Dubai | Infrastructure | MBR - Dubai Hills Estate | Package 46 - Al Marabea St & North Boulevard | EMAAR | Al Nasr Contracting | Award | 2018 |  | Pipework - Pipes | I913.2 | Supply And Lay Gre Pipes Pipes (Stiffness 10,000 N/Mm²) Laid And Jointed In Trenches With Coupling Including Excavation, Backfilling And Disposal Of Surplus Material, Straight Joints (Flexible Joint), Etc. As Shown On The Drawing.; For 150Mm Diameter Pipes; Depth 1.5-2.0M | 199 | m | AED | 362 | 72038
2018-03 | 4 | 4.0083 | United Arab Emirates | Dubai | Infrastructure | MBR - Dubai Hills Estate | Package 46 - Al Marabea St & North Boulevard | EMAAR | Al Nasr Contracting | Award | 2018 |  | Pipework - Pipes | I922.1 | For 225Mm Diameter Pipes; Depth Not Exceeding 1.5M | 1543 | m | AED | 437 | 674291
2018-03 | 4 | 4.0083 | United Arab Emirates | Dubai | Infrastructure | MBR - Dubai Hills Estate | Package 46 - Al Marabea St & North Boulevard | EMAAR | Al Nasr Contracting | Award | 2018 |  | Pipework - Pipes | I923.1 | For 225Mm Diameter Pipes; Depth 1.5-2.0M | 385 | m | AED | 470 | 180950
2018-03 | 4 | 4.0083 | United Arab Emirates | Dubai | Infrastructure | MBR - Dubai Hills Estate | Package 46 - Al Marabea St & North Boulevard | EMAAR | Al Nasr Contracting | Award | 2018 |  | Pipework - Pipes | I923.2 | For 300Mm Diameter Pipes; For 300Mm Diameter Pipes | 30 | m | AED | 619 | 18570
2018-03 | 4 | 4.0083 | United Arab Emirates | Dubai | Infrastructure | MBR - Dubai Hills Estate | Package 46 - Al Marabea St & North Boulevard | EMAAR | Al Nasr Contracting | Award | 2018 |  | Pipework - Pipes | I932 | For 450Mm Diameter Gre Pipes; Depth Not Exceeding 1.5M | 763 | m | AED | 841 | 641683
2018-03 | 4 | 4.0083 | United Arab Emirates | Dubai | Infrastructure | MBR - Dubai Hills Estate | Package 46 - Al Marabea St & North Boulevard | EMAAR | Al Nasr Contracting | Award | 2018 |  | Pipework - Pipes | I933 | For 450Mm Diameter Gre Pipes; Depth 1.5-2.0M | 190 | m | AED | 877 | 166630
2018-03 | 4 | 4.0083 | United Arab Emirates | Dubai | Infrastructure | MBR - Dubai Hills Estate | Package 46 - Al Marabea St & North Boulevard | EMAAR | Al Nasr Contracting | Award | 2018 |  | Pipework - Pipes | I942 | For 600Mm Diameter Gre Pipes; Depth Not Exceeding 1.5M | 497 | m | AED | 1026 | 509922
2018-03 | 4 | 4.0084 | United Arab Emirates | Dubai | Infrastructure | MBR - Dubai Hills Estate | Package 46 - Al Marabea St & North Boulevard | EMAAR | Al Nasr Contracting | Award | 2018 |  | Pipework - Pipes | I943 | For 600Mm Diameter Gre Pipes; Depth 1.5-2.0M | 124 | m | AED | 1143 | 141732
2018-03 | 4 | 4.0084 | United Arab Emirates | Dubai | Infrastructure | MBR - Dubai Hills Estate | Package 46 - Al Marabea St & North Boulevard | EMAAR | Al Nasr Contracting | Award | 2018 |  | Pipework - Pipes | I911.2 | Supply And Lay Gre Pipes Inside Steel Sleeves. Earthworks And Other Accessories Already Included In Steel Sleeve Item Below. Sleeve To Be 200Mm Larger Than Pipe Dia.; For 150Mm Dia Gre Pipes | 37 | m | AED | 464 | 17168
2018-03 | 4 | 4.0084 | United Arab Emirates | Dubai | Infrastructure | MBR - Dubai Hills Estate | Package 46 - Al Marabea St & North Boulevard | EMAAR | Al Nasr Contracting | Award | 2018 |  | Pipework - Pipes | I921.1 | Supply And Lay Gre Pipes Inside Steel Sleeves. Earthworks And Other Accessories Already Included In Steel Sleeve Item Below. Sleeve To Be 200Mm Larger Than Pipe Dia.; For 225Mm Dia Gre Pipes | 106 | m | AED | 629 | 66674
2018-03 | 4 | 4.0084 | United Arab Emirates | Dubai | Infrastructure | MBR - Dubai Hills Estate | Package 46 - Al Marabea St & North Boulevard | EMAAR | Al Nasr Contracting | Award | 2018 |  | Pipework - Pipes | I921.1 | Supply And Lay Gre Pipes Inside Steel Sleeves. Earthworks And Other Accessories Already Included In Steel Sleeve Item Below. Sleeve To Be 200Mm Larger Than Pipe Dia.; For 450Mm Dia Gre Pipes | 130 | m | AED | 1215 | 157950
2018-03 | 4 | 4.0084 | United Arab Emirates | Dubai | Infrastructure | MBR - Dubai Hills Estate | Package 46 - Al Marabea St & North Boulevard | EMAAR | Al Nasr Contracting | Award | 2018 |  | Pipework - Pipes | I921.2 | Supply And Lay Gre Pipes Inside Steel Sleeves. Earthworks And Other Accessories Already Included In Steel Sleeve Item Below. Sleeve To Be 200Mm Larger Than Pipe Dia.; For 600Mm Dia Gre Pipes | 18 | m | AED | 2033 | 36594
2018-03 | 4 | 4.0084 | United Arab Emirates | Dubai | Infrastructure | MBR - Dubai Hills Estate | Package 46 - Al Marabea St & North Boulevard | EMAAR | Al Nasr Contracting | Award | 2018 |  | Pipework - Pipes | I923.2 | Supply And Lay Gre Diversion And Abandonment Of Existing Gre Pipe Network As Shown On The Drawing. Fittings, Valves, Chambers And Connection To Existing Network Already Measured In Items Below.; For 225Mm Dia Gre Pipe | 99 | m | AED | 409 | 40491
2018-03 | 4 | 4.0084 | United Arab Emirates | Dubai | Infrastructure | MBR - Dubai Hills Estate | Package 46 - Al Marabea St & North Boulevard | EMAAR | Al Nasr Contracting | Award | 2018 |  | Pipework - Fittings And Valves | J911.4 | Supply, Install And Joint Gre Fittings In Trench In Accordance With Specifications; Fittings; Bend 11.25°; 150Mm Dia | 1 | Nr | AED | 1264 | 1264
2018-03 | 4 | 4.0084 | United Arab Emirates | Dubai | Infrastructure | MBR - Dubai Hills Estate | Package 46 - Al Marabea St & North Boulevard | EMAAR | Al Nasr Contracting | Award | 2018 |  | Pipework - Fittings And Valves | J911.5 | Supply, Install And Joint Gre Fittings In Trench In Accordance With Specifications; Fittings; Bend 22.5°; 150Mm Dia | 1 | Nr | AED | 1264 | 1264
2018-03 | 4 | 4.0084 | United Arab Emirates | Dubai | Infrastructure | MBR - Dubai Hills Estate | Package 46 - Al Marabea St & North Boulevard | EMAAR | Al Nasr Contracting | Award | 2018 |  | Pipework - Fittings And Valves | J911.6 | Supply, Install And Joint Gre Fittings In Trench In Accordance With Specifications; Fittings; Bend 45°; 150Mm Dia | 13 | Nr | AED | 1129 | 14677
2018-03 | 4 | 4.0084 | United Arab Emirates | Dubai | Infrastructure | MBR - Dubai Hills Estate | Package 46 - Al Marabea St & North Boulevard | EMAAR | Al Nasr Contracting | Award | 2018 |  | Pipework - Fittings And Valves | J911.7 | Supply, Install And Joint Gre Fittings In Trench In Accordance With Specifications; Fittings; Bend 90O; 150Mm Dia | 1 | Nr | AED | 1720 | 1720
2018-03 | 4 | 4.0084 | United Arab Emirates | Dubai | Infrastructure | MBR - Dubai Hills Estate | Package 46 - Al Marabea St & North Boulevard | EMAAR | Al Nasr Contracting | Award | 2018 |  | Pipework - Fittings And Valves | J912.1 | Supply, Install And Joint Gre Fittings In Trench In Accordance With Specifications; Fittings; Bend 11.25°; 225Mm Dia | 1 | Nr | AED | 1453 | 1453
2018-03 | 4 | 4.0085 | United Arab Emirates | Dubai | Infrastructure | MBR - Dubai Hills Estate | Package 46 - Al Marabea St & North Boulevard | EMAAR | Al Nasr Contracting | Award | 2018 |  | Pipework - Fittings And Valves | J912.2 | Supply, Install And Joint Gre Fittings In Trench In Accordance With Specifications; Fittings; Bend 22.5°; 225Mm Dia | 1 | Nr | AED | 2081 | 2081
2018-03 | 4 | 4.0085 | United Arab Emirates | Dubai | Infrastructure | MBR - Dubai Hills Estate | Package 46 - Al Marabea St & North Boulevard | EMAAR | Al Nasr Contracting | Award | 2018 |  | Pipework - Fittings And Valves | J912.3 | Supply, Install And Joint Gre Fittings In Trench In Accordance With Specifications; Fittings; Bend 45°; 225Mm Dia | 17 | Nr | AED | 1458 | 24786
2018-03 | 4 | 4.0085 | United Arab Emirates | Dubai | Infrastructure | MBR - Dubai Hills Estate | Package 46 - Al Marabea St & North Boulevard | EMAAR | Al Nasr Contracting | Award | 2018 |  | Pipework - Fittings And Valves | J912.4 | Supply, Install And Joint Gre Fittings In Trench In Accordance With Specifications; Fittings; Bend 90O; 225Mm Dia | 2 | Nr | AED | 1762 | 3524
2018-03 | 4 | 4.0085 | United Arab Emirates | Dubai | Infrastructure | MBR - Dubai Hills Estate | Package 46 - Al Marabea St & North Boulevard | EMAAR | Al Nasr Contracting | Award | 2018 |  | Pipework - Fittings And Valves | J913.1 | Fittings; Bend 45°; 450Mm Dia | 9 | Nr | AED | 3513 | 31617
2018-03 | 4 | 4.0085 | United Arab Emirates | Dubai | Infrastructure | MBR - Dubai Hills Estate | Package 46 - Al Marabea St & North Boulevard | EMAAR | Al Nasr Contracting | Award | 2018 |  | Pipework - Fittings And Valves | J913.2 | Fittings; Bend 90O; 450Mm Dia | 3 | Nr | AED | 3513 | 10539
2018-03 | 4 | 4.0085 | United Arab Emirates | Dubai | Infrastructure | MBR - Dubai Hills Estate | Package 46 - Al Marabea St & North Boulevard | EMAAR | Al Nasr Contracting | Award | 2018 |  | Pipework - Fittings And Valves | J914.1 | Fittings; Bend 45O; 600Mm Dia | 5 | Nr | AED | 4222 | 21110
2018-03 | 4 | 4.0085 | United Arab Emirates | Dubai | Infrastructure | MBR - Dubai Hills Estate | Package 46 - Al Marabea St & North Boulevard | EMAAR | Al Nasr Contracting | Award | 2018 |  | Pipework - Fittings And Valves | J914.4 | Fittings; Bend 90O; 600Mm Dia | 1 | Nr | AED | 7200 | 7200
2018-03 | 4 | 4.0085 | United Arab Emirates | Dubai | Infrastructure | MBR - Dubai Hills Estate | Package 46 - Al Marabea St & North Boulevard | EMAAR | Al Nasr Contracting | Award | 2018 |  | Pipework - Fittings And Valves | J921.1 | Fittings; Tee 450X225X150Mm | 1 | Nr | AED | 3443 | 3443
2018-03 | 4 | 4.0085 | United Arab Emirates | Dubai | Infrastructure | MBR - Dubai Hills Estate | Package 46 - Al Marabea St & North Boulevard | EMAAR | Al Nasr Contracting | Award | 2018 |  | Pipework - Fittings And Valves | J921.2 | Fittings; Tee 150X150X150Mm | 3 | Nr | AED | 1449 | 4347
2018-03 | 4 | 4.0085 | United Arab Emirates | Dubai | Infrastructure | MBR - Dubai Hills Estate | Package 46 - Al Marabea St & North Boulevard | EMAAR | Al Nasr Contracting | Award | 2018 |  | Pipework - Fittings And Valves | J932.1 | Fittings; Tee 225X150X225Mm | 4 | Nr | AED | 1795 | 7180
2018-03 | 4 | 4.0086 | United Arab Emirates | Dubai | Infrastructure | MBR - Dubai Hills Estate | Package 46 - Al Marabea St & North Boulevard | EMAAR | Al Nasr Contracting | Award | 2018 |  | Pipework - Fittings And Valves | J922.1 | Fittings; Tee 225X225X225Mm | 3 | Nr | AED | 1804 | 5412
2018-03 | 4 | 4.0086 | United Arab Emirates | Dubai | Infrastructure | MBR - Dubai Hills Estate | Package 46 - Al Marabea St & North Boulevard | EMAAR | Al Nasr Contracting | Award | 2018 |  | Pipework - Fittings And Valves | J932.2 | Fittings; Tee 450X150X450Mm | 1 | Nr | AED | 3086 | 3086
2018-03 | 4 | 4.0086 | United Arab Emirates | Dubai | Infrastructure | MBR - Dubai Hills Estate | Package 46 - Al Marabea St & North Boulevard | EMAAR | Al Nasr Contracting | Award | 2018 |  | Pipework - Fittings And Valves | J922.2 | Fittings; Tee 225X150X600Mm | 1 | Nr | AED | 2132 | 2132
2018-03 | 4 | 4.0086 | United Arab Emirates | Dubai | Infrastructure | MBR - Dubai Hills Estate | Package 46 - Al Marabea St & North Boulevard | EMAAR | Al Nasr Contracting | Award | 2018 |  | Pipework - Fittings And Valves | J922.3 | Fittings; Tee 300X300X300Mm | 1 | Nr | AED | 3599 | 3599
2018-03 | 4 | 4.0086 | United Arab Emirates | Dubai | Infrastructure | MBR - Dubai Hills Estate | Package 46 - Al Marabea St & North Boulevard | EMAAR | Al Nasr Contracting | Award | 2018 |  | Pipework - Fittings And Valves | J933.1 | Fittings; Tee 450X225X450Mm | 3 | Nr | AED | 3595 | 10785
2018-03 | 4 | 4.0086 | United Arab Emirates | Dubai | Infrastructure | MBR - Dubai Hills Estate | Package 46 - Al Marabea St & North Boulevard | EMAAR | Al Nasr Contracting | Award | 2018 |  | Pipework - Fittings And Valves | J923.1 | Fittings; Tee 450X450X450Mm | 3 | Nr | AED | 7871 | 23613
2018-03 | 4 | 4.0086 | United Arab Emirates | Dubai | Infrastructure | MBR - Dubai Hills Estate | Package 46 - Al Marabea St & North Boulevard | EMAAR | Al Nasr Contracting | Award | 2018 |  | Pipework - Fittings And Valves | J933.2 | Fittings; Tee 600X150X600Mm | 1 | Nr | AED | 4706 | 4706
2018-03 | 4 | 4.0086 | United Arab Emirates | Dubai | Infrastructure | MBR - Dubai Hills Estate | Package 46 - Al Marabea St & North Boulevard | EMAAR | Al Nasr Contracting | Award | 2018 |  | Pipework - Fittings And Valves | J924.1 | Fittings; Tee 600X225X600Mm | 1 | Nr | AED | 5056 | 5056
2018-03 | 4 | 4.0086 | United Arab Emirates | Dubai | Infrastructure | MBR - Dubai Hills Estate | Package 46 - Al Marabea St & North Boulevard | EMAAR | Al Nasr Contracting | Award | 2018 |  | Pipework - Fittings And Valves | J924.1 | Fittings; Tee 600X300X300Mm | 1 | Nr | AED | 5343 | 5343
2018-03 | 4 | 4.0087 | United Arab Emirates | Dubai | Infrastructure | MBR - Dubai Hills Estate | Package 46 - Al Marabea St & North Boulevard | EMAAR | Al Nasr Contracting | Award | 2018 |  | Pipework - Fittings And Valves | J991.2 | Fittings; End Cap 150Mm Dia | 9 | Nr | AED | 815 | 7335
2018-03 | 4 | 4.0087 | United Arab Emirates | Dubai | Infrastructure | MBR - Dubai Hills Estate | Package 46 - Al Marabea St & North Boulevard | EMAAR | Al Nasr Contracting | Award | 2018 |  | Pipework - Fittings And Valves | J992.1 | End Cap 225Mm Dia | 2 | Nr | AED | 915 | 1830
2018-03 | 4 | 4.0087 | United Arab Emirates | Dubai | Infrastructure | MBR - Dubai Hills Estate | Package 46 - Al Marabea St & North Boulevard | EMAAR | Al Nasr Contracting | Award | 2018 |  | Pipework - Fittings And Valves | J993.1 | Fittings; End Cap 450Mm Dia | 2 | Nr | AED | 2163 | 4326
2018-03 | 4 | 4.0087 | United Arab Emirates | Dubai | Infrastructure | MBR - Dubai Hills Estate | Package 46 - Al Marabea St & North Boulevard | EMAAR | Al Nasr Contracting | Award | 2018 |  | Pipework - Fittings And Valves | J994.1 | Fittings; End Cap 600Mm Dia | 1 | Nr | AED | 2947 | 2947
2018-03 | 4 | 4.0087 | United Arab Emirates | Dubai | Infrastructure | MBR - Dubai Hills Estate | Package 46 - Al Marabea St & North Boulevard | EMAAR | Al Nasr Contracting | Award | 2018 |  | Pipework - Fittings And Valves | J932.1 | Fittings; Reducer 225X150 | 1 | Nr | AED | 2778 | 2778
2018-03 | 4 | 4.0087 | United Arab Emirates | Dubai | Infrastructure | MBR - Dubai Hills Estate | Package 46 - Al Marabea St & North Boulevard | EMAAR | Al Nasr Contracting | Award | 2018 |  | Pipework - Fittings And Valves | J932.2 | Fittings; Reducer 300X150 | 1 | Nr | AED | 2940 | 2940
2018-03 | 4 | 4.0087 | United Arab Emirates | Dubai | Infrastructure | MBR - Dubai Hills Estate | Package 46 - Al Marabea St & North Boulevard | EMAAR | Al Nasr Contracting | Award | 2018 |  | Pipework - Fittings And Valves | J932.3 | Fittings; Reducer 300X225 | 2 | Nr | AED | 3138 | 6276
2018-03 | 4 | 4.0087 | United Arab Emirates | Dubai | Infrastructure | MBR - Dubai Hills Estate | Package 46 - Al Marabea St & North Boulevard | EMAAR | Al Nasr Contracting | Award | 2018 |  | Pipework - Fittings And Valves | J933 | Fittings; Reducer 600X450 | 1 | Nr | AED | 7520 | 7520
2018-03 | 4 | 4.0087 | United Arab Emirates | Dubai | Infrastructure | MBR - Dubai Hills Estate | Package 46 - Al Marabea St & North Boulevard | EMAAR | Al Nasr Contracting | Award | 2018 |  | Pipework - Fittings And Valves | J811.1 | Valves; Supply And Install Buried Di Gate Valve Including All Fittings, Spindles, Extension Spindles, Pcc (Blinding Base), Reka Joint, Making Cut Pieces, Grp Water Tight Sealing Plate, Heavy Duty Di Covers Surface Box, Pvc Pipe, Concrete Slab, Marker Plate And Post And Other Accessories, Etc. All In Accordance With Dewa-Wd Standard Drawings, Specifications And Dewa-Wd Approval; | 11 | Nr | AED | 3252 | 35772
2018-03 | 4 | 4.0087 | United Arab Emirates | Dubai | Infrastructure | MBR - Dubai Hills Estate | Package 46 - Al Marabea St & North Boulevard | EMAAR | Al Nasr Contracting | Award | 2018 |  | Pipework - Fittings And Valves | J811.2 | Valves; Supply And Install Buried Di Gate Valve Including All Fittings, Spindles, Extension Spindles, Pcc (Blinding Base), Reka Joint, Making Cut Pieces, Grp Water Tight Sealing Plate, Heavy Duty Di Covers Surface Box, Pvc Pipe, Concrete Slab, Marker Plate And Post And Other Accessories, Etc. All In Accordance With Dewa-Wd Standard Drawings, Specifications And Dewa-Wd Approval; | 17 | Nr | AED | 4441 | 75497
2018-03 | 4 | 4.0088 | United Arab Emirates | Dubai | Infrastructure | MBR - Dubai Hills Estate | Package 46 - Al Marabea St & North Boulevard | EMAAR | Al Nasr Contracting | Award | 2018 |  | Pipework - Fittings And Valves | J811.3 | Valves; Supply And Install Buried Di Gate Valve Including All Fittings, Spindles, Extension Spindles, Pcc (Blinding Base), Reka Joint, Making Cut Pieces, Grp Water Tight Sealing Plate, Heavy Duty Di Covers Surface Box, Pvc Pipe, Concrete Slab, Marker Plate And Post And Other Accessories, Etc. All In Accordance With Dewa-Wd Standard Drawings, Specifications And Dewa-Wd Approval; | 1 | Nr | AED | 6984 | 6984
2018-03 | 4 | 4.0088 | United Arab Emirates | Dubai | Infrastructure | MBR - Dubai Hills Estate | Package 46 - Al Marabea St & North Boulevard | EMAAR | Al Nasr Contracting | Award | 2018 |  | Pipework - Fittings And Valves | J813.2 | Supply And Install Di Valve Including Extension Spindle As Shown On The Drawings And As Per Specifications.; Manual Butterfly Valve On 450Mm Dia Gre Pipe | 7 | Nr | AED | 38221 | 267547
2018-03 | 4 | 4.0088 | United Arab Emirates | Dubai | Infrastructure | MBR - Dubai Hills Estate | Package 46 - Al Marabea St & North Boulevard | EMAAR | Al Nasr Contracting | Award | 2018 |  | Pipework - Fittings And Valves | J814.2 | Supply And Install Di Valve Including Extension Spindle As Shown On The Drawings And As Per Specifications.; Manual Butterfly Valve On 600Mm Dia Gre Pipe | 3 | Nr | AED | 46243 | 138729
2018-03 | 4 | 4.0088 | United Arab Emirates | Dubai | Infrastructure | MBR - Dubai Hills Estate | Package 46 - Al Marabea St & North Boulevard | EMAAR | Al Nasr Contracting | Award | 2018 |  | Pipework - Fittings And Valves | J814.3 | Supply And Install Di Valve Including Extension Spindle As Shown On The Drawings And As Per Specifications.; Motorised Butterfly Valve On 450Mm Dia Gre Pipe | 4 | Nr | AED | 68485 | 273940
2018-03 | 4 | 4.0088 | United Arab Emirates | Dubai | Infrastructure | MBR - Dubai Hills Estate | Package 46 - Al Marabea St & North Boulevard | EMAAR | Al Nasr Contracting | Award | 2018 |  | Pipework - Fittings And Valves | J814.4 | Supply And Install Di Valve Including Extension Spindle As Shown On The Drawings And As Per Specifications.; Motorised Butterfly Valve On 600Mm Dia Gre Pipe | 2 | Nr | AED | 77837 | 155674
2018-03 | 4 | 4.0088 | United Arab Emirates | Dubai | Infrastructure | MBR - Dubai Hills Estate | Package 46 - Al Marabea St & North Boulevard | EMAAR | Al Nasr Contracting | Award | 2018 |  | Pipework - Fittings And Valves | J862.1 | Supply And Install Di Valve Including Extension Spindle As Shown On The Drawings And As Per Specifications.; Air Valve On 225Mm Dia Gre Pipe Including Butterfly Valve With Worm Gear. | 2 | Nr | AED | 8076 | 16152
2018-03 | 4 | 4.0088 | United Arab Emirates | Dubai | Infrastructure | MBR - Dubai Hills Estate | Package 46 - Al Marabea St & North Boulevard | EMAAR | Al Nasr Contracting | Award | 2018 |  | Pipework - Fittings And Valves | J863 | Supply And Install Di Valve Including Extension Spindle As Shown On The Drawings And As Per Specifications.; Air Valve On 450Mm Dia Gre Pipe Including Butterfly Valve With Worm Gear. | 1 | Nr | AED | 17420 | 17420
2018-03 | 4 | 4.0088 | United Arab Emirates | Dubai | Infrastructure | MBR - Dubai Hills Estate | Package 46 - Al Marabea St & North Boulevard | EMAAR | Al Nasr Contracting | Award | 2018 |  | Pipework - Fittings And Valves | J864 | Supply And Install Di Valve Including Extension Spindle As Shown On The Drawings And As Per Specifications.; Air Valve On 600Mm Dia Gre Pipe Including Butterfly Valve With Worm Gear. | 1 | Nr | AED | 17420 | 17420
2018-03 | 4 | 4.0088 | United Arab Emirates | Dubai | Infrastructure | MBR - Dubai Hills Estate | Package 46 - Al Marabea St & North Boulevard | EMAAR | Al Nasr Contracting | Award | 2018 |  | Pipework - Fittings And Valves | J892.1 | Supply And Install Di Valve Including Extension Spindle As Shown On The Drawings And As Per Specifications.; Washout Valve On 225Mm Dia Gre Pipe | 1 | Nr | AED | 5545 | 5545
2018-03 | 4 | 4.0088 | United Arab Emirates | Dubai | Infrastructure | MBR - Dubai Hills Estate | Package 46 - Al Marabea St & North Boulevard | EMAAR | Al Nasr Contracting | Award | 2018 |  | Pipework - Fittings And Valves | J894 | Supply And Install Di Valve Including Extension Spindle As Shown On The Drawings And As Per Specifications.; Washout Valve On 600Mm Dia Gre Pipe | 1 | Nr | AED | 14231 | 14231
2018-03 | 4 | 4.0088 | United Arab Emirates | Dubai | Infrastructure | MBR - Dubai Hills Estate | Package 46 - Al Marabea St & North Boulevard | EMAAR | Al Nasr Contracting | Award | 2018 |  | Pipework - Manholes And Pipework Ancillaries | K231.1 | Valve Chambers; Valve Chambers Including Excavation, Backfilling, Short Pipes, Fittings, Joints, Heavy Duty Cover And Frame, Waterproofing, Vent, Ladder, Disposal Of Surplus Material Etc. Complete As Per Drawing Details And Dewa Standard And Specifications.; Gate Valve Chamber; On 150Mm Dia; Depth Not Exceeding 1.5M | 11 | Nr | AED | 10709 | 117799
2018-03 | 4 | 4.0089 | United Arab Emirates | Dubai | Infrastructure | MBR - Dubai Hills Estate | Package 46 - Al Marabea St & North Boulevard | EMAAR | Al Nasr Contracting | Award | 2018 |  | Pipework - Manholes And Pipework Ancillaries | K232.1 | Valve Chambers; Valve Chambers Including Excavation, Backfilling, Short Pipes, Fittings, Joints, Heavy Duty Cover And Frame, Waterproofing, Vent, Ladder, Disposal Of Surplus Material Etc. Complete As Per Drawing Details And Dewa Standard And Specifications.; Gate Valve Chamber; On 225Mm Dia; Depth 1.5M | 17 | Nr | AED | 12432 | 211344
2018-03 | 4 | 4.0089 | United Arab Emirates | Dubai | Infrastructure | MBR - Dubai Hills Estate | Package 46 - Al Marabea St & North Boulevard | EMAAR | Al Nasr Contracting | Award | 2018 |  | Pipework - Manholes And Pipework Ancillaries | K231.1 | Manual Butterfly Valve Chamber; On 450Mm Dia; Depth Not Exceeding 1.5M | 7 | Nr | AED | 56690 | 396830
2018-03 | 4 | 4.0089 | United Arab Emirates | Dubai | Infrastructure | MBR - Dubai Hills Estate | Package 46 - Al Marabea St & North Boulevard | EMAAR | Al Nasr Contracting | Award | 2018 |  | Pipework - Manholes And Pipework Ancillaries | K232.1 | Manual Butterfly Valve Chamber; On 600Mm Dia; Depth 1.5 - 2.0M | 3 | Nr | AED | 71359 | 214077
2018-03 | 4 | 4.0089 | United Arab Emirates | Dubai | Infrastructure | MBR - Dubai Hills Estate | Package 46 - Al Marabea St & North Boulevard | EMAAR | Al Nasr Contracting | Award | 2018 |  | Pipework - Manholes And Pipework Ancillaries | K231.1 | Motorised Butterfly Valve Chamber; On 450Mm Dia; Depth Not Exceeding 1.5M | 4 | Nr | AED | 60358 | 241432
2018-03 | 4 | 4.0089 | United Arab Emirates | Dubai | Infrastructure | MBR - Dubai Hills Estate | Package 46 - Al Marabea St & North Boulevard | EMAAR | Al Nasr Contracting | Award | 2018 |  | Pipework - Manholes And Pipework Ancillaries | K232.1 | Motorised Butterfly Valve Chamber; On 600Mm Dia; Depth 1.5 - 2.0M | 2 | Nr | AED | 74969 | 149938
2018-03 | 4 | 4.0089 | United Arab Emirates | Dubai | Infrastructure | MBR - Dubai Hills Estate | Package 46 - Al Marabea St & North Boulevard | EMAAR | Al Nasr Contracting | Award | 2018 |  | Pipework - Manholes And Pipework Ancillaries | K231.4 | Air Valve Chamber; On 225Mm Dia; Depth Not Exceeding 1.5M | 2 | Nr | AED | 17096 | 34192
2018-03 | 4 | 4.0089 | United Arab Emirates | Dubai | Infrastructure | MBR - Dubai Hills Estate | Package 46 - Al Marabea St & North Boulevard | EMAAR | Al Nasr Contracting | Award | 2018 |  | Pipework - Manholes And Pipework Ancillaries | K231.7 | Air Valve Chamber; On 450Mm Dia; Depth 1.5 - 2.0M | 1 | Nr | AED | 44163 | 44163
2018-03 | 4 | 4.0089 | United Arab Emirates | Dubai | Infrastructure | MBR - Dubai Hills Estate | Package 46 - Al Marabea St & North Boulevard | EMAAR | Al Nasr Contracting | Award | 2018 |  | Pipework - Manholes And Pipework Ancillaries | K231.7 | Air Valve Chamber; On 600Mm Dia; Depth 1.5 - 2.0M | 1 | Nr | AED | 45721 | 45721
2018-03 | 4 | 4.0089 | United Arab Emirates | Dubai | Infrastructure | MBR - Dubai Hills Estate | Package 46 - Al Marabea St & North Boulevard | EMAAR | Al Nasr Contracting | Award | 2018 |  | Pipework - Manholes And Pipework Ancillaries | K232.5 | Washout Valve Chamber; On 225Mm Dia; Depth 1.5 - 2.0M | 1 | Nr | AED | 22910 | 22910
2018-03 | 4 | 4.0089 | United Arab Emirates | Dubai | Infrastructure | MBR - Dubai Hills Estate | Package 46 - Al Marabea St & North Boulevard | EMAAR | Al Nasr Contracting | Award | 2018 |  | Pipework - Manholes And Pipework Ancillaries | K232.8 | Washout Valve Chamber; On 600Mm Dia; Depth 1.5 - 2.0M | 1 | Nr | AED | 48145 | 48145
2018-03 | 4 | 4.009 | United Arab Emirates | Dubai | Infrastructure | MBR - Dubai Hills Estate | Package 46 - Al Marabea St & North Boulevard | EMAAR | Al Nasr Contracting | Award | 2018 |  | Miscellaneous Work | X900.1 | Heavy Duty Di Covers; Extra Over For Recessed Type Heavy Duty Di Cover And Frame For Chambers As Per Dewa-Wd Standards And Specifications. | 2 | Nr | AED | 276 | 552
2018-03 | 4 | 4.009 | United Arab Emirates | Dubai | Infrastructure | MBR - Dubai Hills Estate | Package 46 - Al Marabea St & North Boulevard | EMAAR | Al Nasr Contracting | Award | 2018 |  | Pipework - Manholes And Pipework Ancillaries | K820 | Marker Plate And Posts; Marker Plate And Posts As Per Drawing Details And Specifications | 63 | Nr | AED | 425 | 26775
2018-03 | 4 | 4.009 | United Arab Emirates | Dubai | Infrastructure | MBR - Dubai Hills Estate | Package 46 - Al Marabea St & North Boulevard | EMAAR | Al Nasr Contracting | Award | 2018 |  | Pipework - Manholes And Pipework Ancillaries | K860 | Tie-In Connection; Connection With Existing Potable Water Network Including All Accessories And Fittings As Per Drawing Details And Specifications | 2 | Nr | AED | 113453 | 226906
2018-03 | 4 | 4.009 | United Arab Emirates | Dubai | Infrastructure | MBR - Dubai Hills Estate | Package 46 - Al Marabea St & North Boulevard | EMAAR | Al Nasr Contracting | Award | 2018 |  | Pipework - Manholes And Pipework Ancillaries | K552.2 | Road Crossing Steel Sleeves; Supply And Installation Of Sleeves For Road Crossing Pipes As Shown On The Drawing Including Trenching, Backfill, Disposal And Other Items To Complete As Per Dewa Specifications (Gre Pipes Measured Separately); Steel Sleeves For 150Mm Gre Pipe | 37 | m | AED | 3006 | 111222
2018-03 | 4 | 4.009 | United Arab Emirates | Dubai | Infrastructure | MBR - Dubai Hills Estate | Package 46 - Al Marabea St & North Boulevard | EMAAR | Al Nasr Contracting | Award | 2018 |  | Pipework - Manholes And Pipework Ancillaries | K552.3 | Road Crossing Steel Sleeves; Supply And Installation Of Sleeves For Road Crossing Pipes As Shown On The Drawing Including Trenching, Backfill, Disposal And Other Items To Complete As Per Dewa Specifications (Gre Pipes Measured Separately); Steel Sleeves For 225Mm Gre Pipe | 106 | m | AED | 3456 | 366336
2018-03 | 4 | 4.009 | United Arab Emirates | Dubai | Infrastructure | MBR - Dubai Hills Estate | Package 46 - Al Marabea St & North Boulevard | EMAAR | Al Nasr Contracting | Award | 2018 |  | Pipework - Manholes And Pipework Ancillaries | K552.5 | Road Crossing Steel Sleeves; Supply And Installation Of Sleeves For Road Crossing Pipes As Shown On The Drawing Including Trenching, Backfill, Disposal And Other Items To Complete As Per Dewa Specifications (Gre Pipes Measured Separately); Steel Sleeves For 450Mm Gre Pipe | 130 | m | AED | 4647 | 604110
2018-03 | 4 | 4.009 | United Arab Emirates | Dubai | Infrastructure | MBR - Dubai Hills Estate | Package 46 - Al Marabea St & North Boulevard | EMAAR | Al Nasr Contracting | Award | 2018 |  | Pipework - Manholes And Pipework Ancillaries | K552.6 | Road Crossing Steel Sleeves; Supply And Installation Of Sleeves For Road Crossing Pipes As Shown On The Drawing Including Trenching, Backfill, Disposal And Other Items To Complete As Per Dewa Specifications (Gre Pipes Measured Separately); Steel Sleeves For 600Mm Gre Pipe | 18 | m | AED | 5814 | 104652
2018-03 | 4 | 4.009 | United Arab Emirates | Dubai | Infrastructure | MBR - Dubai Hills Estate | Package 46 - Al Marabea St & North Boulevard | EMAAR | Al Nasr Contracting | Award | 2018 |  | Pipework - Supports And Protection | L513 | Surround; For 450Mm Dia Gre Pipe | 953 | m | AED | 78 | 74334
2018-03 | 4 | 4.009 | United Arab Emirates | Dubai | Infrastructure | MBR - Dubai Hills Estate | Package 46 - Al Marabea St & North Boulevard | EMAAR | Al Nasr Contracting | Award | 2018 |  | Pipework - Supports And Protection | L514 | Surround; For 600Mm Dia Gre Pipe | 621 | m | AED | 97 | 60237
2018-03 | 4 | 4.0091 | United Arab Emirates | Dubai | Infrastructure | MBR - Dubai Hills Estate | Package 46 - Al Marabea St & North Boulevard | EMAAR | Al Nasr Contracting | Award | 2018 |  | Pipework - Supports And Protection | L693 | Beds And Surround; Imported Granular Material For Bed And Surround Including Warning Tape; Geotextile Filter Fabric; For 450Mm Dia Gre Pipe | 953 | m | AED | 20 | 19060
2018-03 | 4 | 4.0091 | United Arab Emirates | Dubai | Infrastructure | MBR - Dubai Hills Estate | Package 46 - Al Marabea St & North Boulevard | EMAAR | Al Nasr Contracting | Award | 2018 |  | Pipework - Supports And Protection | L694 | Beds And Surround; Imported Granular Material For Bed And Surround Including Warning Tape; Geotextile Filter Fabric; For 600Mm Dia Gre Pipe | 621 | m | AED | 23 | 14283
2018-03 | 4 | 4.0091 | United Arab Emirates | Dubai | Infrastructure | MBR - Dubai Hills Estate | Package 46 - Al Marabea St & North Boulevard | EMAAR | Al Nasr Contracting | Award | 2018 |  | Pipework - Supports And Protection | L711 | Concrete Thrust Blocks As Detailed On The Drawing; Volume Not Exceeding 0.1M3; Nominal Bore: Not Exceeding 150Mm | 37 | Nr | AED | 326 | 12062
2018-03 | 4 | 4.0091 | United Arab Emirates | Dubai | Infrastructure | MBR - Dubai Hills Estate | Package 46 - Al Marabea St & North Boulevard | EMAAR | Al Nasr Contracting | Award | 2018 |  | Pipework - Supports And Protection | L722 | Concrete Thrust Blocks As Detailed On The Drawing; Volume 0.1 - 0.2M3; Nominal Bore: Not Exceeding 225Mm | 21 | Nr | AED | 441 | 9261
2018-03 | 4 | 4.0091 | United Arab Emirates | Dubai | Infrastructure | MBR - Dubai Hills Estate | Package 46 - Al Marabea St & North Boulevard | EMAAR | Al Nasr Contracting | Award | 2018 |  | Pipework - Supports And Protection | L732 | Concrete Thrust Blocks As Detailed On The Drawing; Volume 0.2 - 0.5M3; Nominal Bore: Not Exceeding 450Mm | 13 | Nr | AED | 787 | 10231
2018-03 | 4 | 4.0091 | United Arab Emirates | Dubai | Infrastructure | MBR - Dubai Hills Estate | Package 46 - Al Marabea St & North Boulevard | EMAAR | Al Nasr Contracting | Award | 2018 |  | Pipework - Supports And Protection | L744 | Concrete Thrust Blocks As Detailed On The Drawing; Volume 0.5 - 1.0M3; Nominal Bore: Not Exceeding 600Mm | 8 | Nr | AED | 1362 | 10896
2018-03 | 4 | 4.0091 | United Arab Emirates | Dubai | Infrastructure | MBR - Dubai Hills Estate | Package 46 - Al Marabea St & North Boulevard | EMAAR | Al Nasr Contracting | Award | 2018 |  | Miscellaneous Work | X900.1 | Pull Box Including Cover And Frame; Complete In All Respects As Detailed On Drawings; Pull Box | 10 | Nr | AED | 3611 | 36110
2018-03 | 4 | 4.0091 | United Arab Emirates | Dubai | Infrastructure | MBR - Dubai Hills Estate | Package 46 - Al Marabea St & North Boulevard | EMAAR | Al Nasr Contracting | Award | 2018 |  | Miscellaneous Work | X900.2 | Pull Box Including Cover And Frame; Complete In All Respects As Detailed On Drawings; Rtu | 2 | Nr | AED | 580737 | 1161474
2018-03 | 4 | 4.0091 | United Arab Emirates | Dubai | Infrastructure | MBR - Dubai Hills Estate | Package 46 - Al Marabea St & North Boulevard | EMAAR | Al Nasr Contracting | Award | 2018 |  | Miscellaneous Work | X900.3 | Pull Box Including Cover And Frame; Complete In All Respects As Detailed On Drawings; Scada Cables (Hdpe Duct For Control And Signal) | 1525 | m | AED | 86 | 131150
2018-03 | 4 | 4.0091 | United Arab Emirates | Dubai | Infrastructure | MBR - Dubai Hills Estate | Package 46 - Al Marabea St & North Boulevard | EMAAR | Al Nasr Contracting | Award | 2018 |  | Pipework - Manholes And Pipework Ancillaries | K542.1 | Ducts; Supply, Lay And Joint Upvc Cable Ducts In Trenches Beneath Carriageways Including Excavation, Backfilling, End Caps, Warning Tape, Draw Ropes, Markers And Disposal Of Surplus Excavated Material. Depth Not Exceeding 1.5M; For Lv Cables; 2 X 2 Way 150Mm Dia. Upvc Duct | 532 | m | AED | 155 | 82460
2018-03 | 4 | 4.0091 | United Arab Emirates | Dubai | Infrastructure | MBR - Dubai Hills Estate | Package 46 - Al Marabea St & North Boulevard | EMAAR | Al Nasr Contracting | Award | 2018 |  | Pipework - Manholes And Pipework Ancillaries | K542.7 | For 11Kv Ducts; 2 X 6 Way 150Mm Dia. Upvc Duct | 25 | m | AED | 457 | 11425
2018-03 | 4 | 4.0092 | United Arab Emirates | Dubai | Infrastructure | MBR - Dubai Hills Estate | Package 46 - Al Marabea St & North Boulevard | EMAAR | Al Nasr Contracting | Award | 2018 |  | Pipework - Manholes And Pipework Ancillaries | K542.8 | For 11Kv Ducts; 2 X 10 Way 150Mm Dia. Upvc Duct | 545 | m | AED | 757 | 412565
2018-03 | 4 | 4.0092 | United Arab Emirates | Dubai | Infrastructure | MBR - Dubai Hills Estate | Package 46 - Al Marabea St & North Boulevard | EMAAR | Al Nasr Contracting | Award | 2018 |  | Pipework - Manholes And Pipework Ancillaries | K542.9 | For 11Kv Ducts; 2 X 12 Way 150Mm Dia. Upvc Duct | 550 | m | AED | 908 | 499400
2018-03 | 4 | 4.0092 | United Arab Emirates | Dubai | Infrastructure | MBR - Dubai Hills Estate | Package 46 - Al Marabea St & North Boulevard | EMAAR | Al Nasr Contracting | Award | 2018 |  | Pipework - Manholes And Pipework Ancillaries | K542.11 | For 132Kv Ducts; 3 X 11 Way 150Mm Dia. Upvc Duct | 115 | m | AED | 1209 | 139035
2018-03 | 4 | 4.0092 | United Arab Emirates | Dubai | Infrastructure | MBR - Dubai Hills Estate | Package 46 - Al Marabea St & North Boulevard | EMAAR | Al Nasr Contracting | Award | 2018 |  | Pipework - Manholes And Pipework Ancillaries | K542.12 | For 132Kv Ducts; 4 X 11 Way 150Mm Dia. Upvc Duct | 145 | m | AED | 1586 | 229970
2018-03 | 4 | 4.0092 | United Arab Emirates | Dubai | Infrastructure | MBR - Dubai Hills Estate | Package 46 - Al Marabea St & North Boulevard | EMAAR | Al Nasr Contracting | Award | 2018 |  | Pipework - Manholes And Pipework Ancillaries | K542.13 | For 132Kv Ducts; 1 X 11 Way 150Mm Dia. Upvc Duct | 106 | m | AED | 456 | 48336
2018-03 | 4 | 4.0092 | United Arab Emirates | Dubai | Infrastructure | MBR - Dubai Hills Estate | Package 46 - Al Marabea St & North Boulevard | EMAAR | Al Nasr Contracting | Award | 2018 |  | Pipework - Supports And Protection | L511.1 | Surround; For Lv Cables; 2 X 2 Way 150Mm Dia. Upvc Duct | 532 | m | AED | 23 | 12236
2018-03 | 4 | 4.0092 | United Arab Emirates | Dubai | Infrastructure | MBR - Dubai Hills Estate | Package 46 - Al Marabea St & North Boulevard | EMAAR | Al Nasr Contracting | Award | 2018 |  | Pipework - Supports And Protection | L511.7 | For 11Kv Ducts; 2 X 6 Way 150Mm Dia. Upvc Duct | 25 | m | AED | 53 | 1325
2018-03 | 4 | 4.0092 | United Arab Emirates | Dubai | Infrastructure | MBR - Dubai Hills Estate | Package 46 - Al Marabea St & North Boulevard | EMAAR | Al Nasr Contracting | Award | 2018 |  | Pipework - Supports And Protection | L511.8 | For 11Kv Ducts; 2 X 10 Way 150Mm Dia. Upvc Duct | 545 | m | AED | 84 | 45780
2018-03 | 4 | 4.0092 | United Arab Emirates | Dubai | Infrastructure | MBR - Dubai Hills Estate | Package 46 - Al Marabea St & North Boulevard | EMAAR | Al Nasr Contracting | Award | 2018 |  | Pipework - Supports And Protection | L511.9 | For 11Kv Ducts; 2 X 12 Way 150Mm Dia. Upvc Duct | 550 | m | AED | 99 | 54450
2018-03 | 4 | 4.0092 | United Arab Emirates | Dubai | Infrastructure | MBR - Dubai Hills Estate | Package 46 - Al Marabea St & North Boulevard | EMAAR | Al Nasr Contracting | Award | 2018 |  | Pipework - Supports And Protection | L511.11 | For 132Kv Ducts; 3 X 11 Way 150Mm Dia. Upvc Duct | 115 | m | AED | 121 | 13915
2018-03 | 4 | 4.0093 | United Arab Emirates | Dubai | Infrastructure | MBR - Dubai Hills Estate | Package 46 - Al Marabea St & North Boulevard | EMAAR | Al Nasr Contracting | Award | 2018 |  | Pipework - Supports And Protection | L511.12 | For 132Kv Ducts; 4 X 11 Way 150Mm Dia. Upvc Duct | 145 | m | AED | 151 | 21895
2018-03 | 4 | 4.0093 | United Arab Emirates | Dubai | Infrastructure | MBR - Dubai Hills Estate | Package 46 - Al Marabea St & North Boulevard | EMAAR | Al Nasr Contracting | Award | 2018 |  | Miscellaneous Work | X900.4 | Substation; Construction Of Foundation For Substation Including Duct Sleeve, Gratings, Excavation, Backfilling, Disposal Of Surplus Material, Etc. As Per Dewa Standard And Requirements. | 2 | Nr | AED | 13810 | 27620
2018-03 | 4 | 4.0093 | United Arab Emirates | Dubai | Infrastructure | MBR - Dubai Hills Estate | Package 46 - Al Marabea St & North Boulevard | EMAAR | Al Nasr Contracting | Award | 2018 |  | Miscellaneous Work | X900.5 | Removal; Carefully Excavate, Expose, Lift And Remove Existing Cable And Return To Client'S Store Including Backfilling Trench, For Single Or Group Of Cables, Complete In All Respects; 11 Kv, 300Sq.Mm. 3 Core, Xlpe Copper Conductor Cables | 766 | m | AED | 35 | 26810
2018-03 | 4 | 4.0093 | United Arab Emirates | Dubai | Infrastructure | MBR - Dubai Hills Estate | Package 46 - Al Marabea St & North Boulevard | EMAAR | Al Nasr Contracting | Award | 2018 |  | Miscellaneous Work | X900.7 | Removal; Carefully Excavate, Expose, Lift And Remove Existing Cable And Return To Client'S Store Including Backfilling Trench, For Single Or Group Of Cables, Complete In All Respects; 6.6 Kv, 300Sq.Mm. 3 Core, Xlpe Copper Conductor Cables | 875 | m | AED | 35 | 30625
2018-03 | 4 | 4.0093 | United Arab Emirates | Dubai | Infrastructure | MBR - Dubai Hills Estate | Package 46 - Al Marabea St & North Boulevard | EMAAR | Al Nasr Contracting | Award | 2018 |  | Pipework - Manholes And Pipework Ancillaries | K231 | Manholes; Reinforced Concrete Manhole Complete Including, But Not Limited To, Water Proofing Membrane And Multiple Pipe Entries, Internal Finishes, Excavation, Backfilling, Disposal Of Surplus Excavated Material, Etc. Complete As Per Detail And Requirements.; Frame And Cover Is Free Issue From The Authorities. Contractor To Arrange Collection From Authority Stores And Delivery To Site.; Jrc 14; Depth Not Exceeding 1.5M | 74 | Nr | AED | 4256 | 314944
2018-03 | 4 | 4.0093 | United Arab Emirates | Dubai | Infrastructure | MBR - Dubai Hills Estate | Package 46 - Al Marabea St & North Boulevard | EMAAR | Al Nasr Contracting | Award | 2018 |  | Pipework - Manholes And Pipework Ancillaries | K231 | Manholes; Reinforced Concrete Manhole Complete Including, But Not Limited To, Water Proofing Membrane And Multiple Pipe Entries, Internal Finishes, Excavation, Backfilling, Disposal Of Surplus Excavated Material, Etc. Complete As Per Detail And Requirements.; Frame And Cover Is Free Issue From The Authorities. Contractor To Arrange Collection From Authority Stores And Delivery To Site.; Jrc 14; Depth Exceeding 1.5M | 24 | Nr | AED | 4288 | 102912
2018-03 | 4 | 4.0093 | United Arab Emirates | Dubai | Infrastructure | MBR - Dubai Hills Estate | Package 46 - Al Marabea St & North Boulevard | EMAAR | Al Nasr Contracting | Award | 2018 |  | Pipework - Manholes And Pipework Ancillaries | K133 | Manholes; Reinforced Concrete Manhole Complete Including, But Not Limited To, Water Proofing Membrane And Multiple Pipe Entries, Internal Finishes, Excavation, Backfilling, Disposal Of Surplus Excavated Material, Etc. Complete As Per Detail And Requirements.; Frame And Cover Is Free Issue From The Authorities. Contractor To Arrange Collection From Authority Stores And Delivery To Site.; Mr4; Depth Exceeding 1.5M | 8 | Nr | AED | 10923 | 87384
2018-03 | 4 | 4.0093 | United Arab Emirates | Dubai | Infrastructure | MBR - Dubai Hills Estate | Package 46 - Al Marabea St & North Boulevard | EMAAR | Al Nasr Contracting | Award | 2018 |  | Miscellaneous Work | X900 | Heavy Duty Di Covers; Extra Over For Recessed Type Heavy Duty Di Cover And Frame For Chambers As Per Etisalat & Du Standards And Specifications | 2 | Nr | AED | 935 | 1870
2018-03 | 4 | 4.0093 | United Arab Emirates | Dubai | Infrastructure | MBR - Dubai Hills Estate | Package 46 - Al Marabea St & North Boulevard | EMAAR | Al Nasr Contracting | Award | 2018 |  | Pipework - Manholes And Pipework Ancillaries | K542.1 | Duct; Lay And Joint Pvc Duct Pipe In Trench Including Excavation, Backfilling, End Caps, Warning Tape, Draw Ropes, Disposal Of Surplus Excavated Material, Etc.; Ducts Are Free Issue From The Authorities. Contractor To Arrange Collection From Authority Stores And Delivery To Site.; Main Ducts; 4 Way - D54 Ducts | 10050 | m | AED | 22 | 221100
2018-03 | 4 | 4.0094 | United Arab Emirates | Dubai | Infrastructure | MBR - Dubai Hills Estate | Package 46 - Al Marabea St & North Boulevard | EMAAR | Al Nasr Contracting | Award | 2018 |  | Pipework - Manholes And Pipework Ancillaries | K522.2 | Lead In Ducts; 2 Way - D56 Ducts | 4730 | m | AED | 14 | 66220
2018-03 | 4 | 4.0094 | United Arab Emirates | Dubai | Infrastructure | MBR - Dubai Hills Estate | Package 46 - Al Marabea St & North Boulevard | EMAAR | Al Nasr Contracting | Award | 2018 |  | Pipework - Manholes And Pipework Ancillaries | K521 | Lay And Joint D56 Ducts In Open Trench On Top Of D54 Including Bends, End Caps, Draw Rope, Etc.; 2 Way - D56 Ducts | 4730 | m | AED | 10 | 47300
2018-03 | 4 | 4.0094 | United Arab Emirates | Dubai | Infrastructure | MBR - Dubai Hills Estate | Package 46 - Al Marabea St & North Boulevard | EMAAR | Al Nasr Contracting | Award | 2018 |  | Pipework - Manholes And Pipework Ancillaries | K860 | Tie-In Connection; Connection With Etisalat/Du'S Existing Duct Network Including All Accessories And Fittings As Per Drawing Details And Specifications | 18 | Nr | AED | 1405 | 25290
2018-03 | 4 | 4.0094 | United Arab Emirates | Dubai | Infrastructure | MBR - Dubai Hills Estate | Package 46 - Al Marabea St & North Boulevard | EMAAR | Al Nasr Contracting | Award | 2018 |  | Pipework - Supports And Protection | L511.2 | Surround; Main Ducts; 4 Way - D54 Ducts | 10050 | m | AED | 3 | 30150
2018-03 | 4 | 4.0094 | United Arab Emirates | Dubai | Infrastructure | MBR - Dubai Hills Estate | Package 46 - Al Marabea St & North Boulevard | EMAAR | Al Nasr Contracting | Award | 2018 |  | Pipework - Supports And Protection | L511.2 | Lead In Ducts; 2 Way Ducts | 4730 | m | AED | 2 | 9460
2018-03 | 4 | 4.0094 | United Arab Emirates | Dubai | Infrastructure | MBR - Dubai Hills Estate | Package 46 - Al Marabea St & North Boulevard | EMAAR | Al Nasr Contracting | Award | 2018 |  | Pipework - Manholes And Pipework Ancillaries | K139 | Manholes; 1600 X 1300Mm Traffic Signal Manhole As Shown On Drawing | 92 | Nr | AED | 5363 | 493396
2018-03 | 4 | 4.0094 | United Arab Emirates | Dubai | Infrastructure | MBR - Dubai Hills Estate | Package 46 - Al Marabea St & North Boulevard | EMAAR | Al Nasr Contracting | Award | 2018 |  | Pipework - Manholes And Pipework Ancillaries | K231 | Other Stated Chambers; 600 X 600Mm Traffic Signal Bypass Chamber, Type Ii, As Shown On Drawing. | 76 | Nr | AED | 2269 | 172444
2018-03 | 4 | 4.0094 | United Arab Emirates | Dubai | Infrastructure | MBR - Dubai Hills Estate | Package 46 - Al Marabea St & North Boulevard | EMAAR | Al Nasr Contracting | Award | 2018 |  | Pipework - Manholes And Pipework Ancillaries | K512 | Ducts; Upvc Cable Ducts To Bs 3506 Class C Laid And Jointed In Trench Beneath Carriage Ways Including End Caps, 8 Mm Dia Draw Cords, Studs And Concrete Duct Markers As Specified; 1-Way, 100Mm Dia, Depth Not Exceeding 1.5M | 440 | m | AED | 55 | 24200
2018-03 | 4 | 4.0094 | United Arab Emirates | Dubai | Infrastructure | MBR - Dubai Hills Estate | Package 46 - Al Marabea St & North Boulevard | EMAAR | Al Nasr Contracting | Award | 2018 |  | Pipework - Manholes And Pipework Ancillaries | K522 | Ducts; Upvc Cable Ducts To Bs 3506 Class C Laid And Jointed In Trench Beneath Carriage Ways Including End Caps, 8 Mm Dia Draw Cords, Studs And Concrete Duct Markers As Specified; 2-Way, 100Mm Dia, Depth Not Exceeding 1.5M | 2950 | m | AED | 82 | 241900
2018-03 | 4 | 4.0094 | United Arab Emirates | Dubai | Infrastructure | MBR - Dubai Hills Estate | Package 46 - Al Marabea St & North Boulevard | EMAAR | Al Nasr Contracting | Award | 2018 |  | Pipework - Manholes And Pipework Ancillaries | K542.1 | Ducts; Upvc Cable Ducts To Bs 3506 Class C Laid And Jointed In Trench Beneath Carriage Ways Including End Caps, 8 Mm Dia Draw Cords, Studs And Concrete Duct Markers As Specified; 3-Way; 100Mm Dia, Depth Not Exceeding 1.5M | 520 | m | AED | 110 | 57200
2018-03 | 4 | 4.0095 | United Arab Emirates | Dubai | Infrastructure | MBR - Dubai Hills Estate | Package 46 - Al Marabea St & North Boulevard | EMAAR | Al Nasr Contracting | Award | 2018 |  | Pipework - Manholes And Pipework Ancillaries | K542.2 | Ducts; Upvc Cable Ducts To Bs 3506 Class C Laid And Jointed In Trench Beneath Carriage Ways Including End Caps, 8 Mm Dia Draw Cords, Studs And Concrete Duct Markers As Specified; 4-Way; 100Mm Dia, Depth Not Exceeding 1.5M | 555 | m | AED | 137 | 76035
2018-03 | 4 | 4.0095 | United Arab Emirates | Dubai | Infrastructure | MBR - Dubai Hills Estate | Package 46 - Al Marabea St & North Boulevard | EMAAR | Al Nasr Contracting | Award | 2018 |  | Pipework - Manholes And Pipework Ancillaries | K542.3 | Ducts; Upvc Cable Ducts To Bs 3506 Class C Laid And Jointed In Trench Beneath Carriage Ways Including End Caps, 8 Mm Dia Draw Cords, Studs And Concrete Duct Markers As Specified; 6-Way; 100Mm Dia, Depth Not Exceeding 1.5M | 775 | m | AED | 191 | 148025
2018-03 | 4 | 4.0095 | United Arab Emirates | Dubai | Infrastructure | MBR - Dubai Hills Estate | Package 46 - Al Marabea St & North Boulevard | EMAAR | Al Nasr Contracting | Award | 2018 |  | Pipework - Supports And Protection | L511.1 | Surround; 1-Way Duct, 100Mm Dia. | 352 | m | AED | 8 | 2816
2018-03 | 4 | 4.0095 | United Arab Emirates | Dubai | Infrastructure | MBR - Dubai Hills Estate | Package 46 - Al Marabea St & North Boulevard | EMAAR | Al Nasr Contracting | Award | 2018 |  | Pipework - Supports And Protection | L511.2 | Surround; 2-Way Duct, 100Mm Dia. | 2360 | m | AED | 11 | 25960
2018-03 | 4 | 4.0095 | United Arab Emirates | Dubai | Infrastructure | MBR - Dubai Hills Estate | Package 46 - Al Marabea St & North Boulevard | EMAAR | Al Nasr Contracting | Award | 2018 |  | Pipework - Supports And Protection | L511.3 | Surround; 3-Way Duct, 100Mm Dia. | 416 | m | AED | 14 | 5824
2018-03 | 4 | 4.0095 | United Arab Emirates | Dubai | Infrastructure | MBR - Dubai Hills Estate | Package 46 - Al Marabea St & North Boulevard | EMAAR | Al Nasr Contracting | Award | 2018 |  | Pipework - Supports And Protection | L511.4 | Surround; 4-Way Duct, 100Mm Dia. | 444 | m | AED | 17 | 7548
2018-03 | 4 | 4.0095 | United Arab Emirates | Dubai | Infrastructure | MBR - Dubai Hills Estate | Package 46 - Al Marabea St & North Boulevard | EMAAR | Al Nasr Contracting | Award | 2018 |  | Pipework - Supports And Protection | L511.5 | Surround; 6-Way Duct, 100Mm Dia. | 620 | m | AED | 25 | 15500
2018-03 | 4 | 4.0095 | United Arab Emirates | Dubai | Infrastructure | MBR - Dubai Hills Estate | Package 46 - Al Marabea St & North Boulevard | EMAAR | Al Nasr Contracting | Award | 2018 |  | Pipework - Supports And Protection | L541.1 | Concrete Surround As Shown On Drawings Including Formwork, Polythene And Waterproofing; 1-Way, 100Mm Dia, Depth Not Exceeding 1.5M | 88 | m | AED | 159 | 13992
2018-03 | 4 | 4.0095 | United Arab Emirates | Dubai | Infrastructure | MBR - Dubai Hills Estate | Package 46 - Al Marabea St & North Boulevard | EMAAR | Al Nasr Contracting | Award | 2018 |  | Pipework - Supports And Protection | L541.2 | Concrete Surround As Shown On Drawings Including Formwork, Polythene And Waterproofing; 2-Way, 100Mm Dia, Depth Not Exceeding 1.5M | 590 | m | AED | 188 | 110920
2018-03 | 4 | 4.0095 | United Arab Emirates | Dubai | Infrastructure | MBR - Dubai Hills Estate | Package 46 - Al Marabea St & North Boulevard | EMAAR | Al Nasr Contracting | Award | 2018 |  | Pipework - Supports And Protection | L541.3 | Concrete Surround As Shown On Drawings Including Formwork, Polythene And Waterproofing; 3-Way; 100Mm Dia, Depth Not Exceeding 1.5M | 104 | m | AED | 218 | 22672
2018-03 | 4 | 4.0095 | United Arab Emirates | Dubai | Infrastructure | MBR - Dubai Hills Estate | Package 46 - Al Marabea St & North Boulevard | EMAAR | Al Nasr Contracting | Award | 2018 |  | Pipework - Supports And Protection | L541.4 | Concrete Surround As Shown On Drawings Including Formwork, Polythene And Waterproofing; 4-Way; 100Mm Dia, Depth Not Exceeding 1.5M | 111 | m | AED | 248 | 27528
2018-03 | 4 | 4.0096 | United Arab Emirates | Dubai | Infrastructure | MBR - Dubai Hills Estate | Package 46 - Al Marabea St & North Boulevard | EMAAR | Al Nasr Contracting | Award | 2018 |  | Pipework - Supports And Protection | L541.5 | Concrete Surround As Shown On Drawings Including Formwork, Polythene And Waterproofing; 6-Way; 100Mm Dia, Depth Not Exceeding 1.5M | 155 | m | AED | 307 | 47585
2018-03 | 4 | 4.0096 | United Arab Emirates | Dubai | Infrastructure | MBR - Dubai Hills Estate | Package 46 - Al Marabea St & North Boulevard | EMAAR | Al Nasr Contracting | Award | 2018 |  | Miscellaneous Work | X900.1 | Foundations; Mass Concrete Foundation For Traffic Signal Post/ Controller Complete As Detailed On Drawing Including Excavation, Backfilling, Compaction, Formwork, Concrete, Upvc Conduit, Rebars, Holding Down Bolts, Protection Of Holding Down Bolts, Nuts And Washers With Dense Tape, Rubber Spacers, Bitumen Paint Etc; Foundation For 3.5 M Traffic Signal Poles | 142 | Nr | AED | 929 | 131918
2018-03 | 4 | 4.0096 | United Arab Emirates | Dubai | Infrastructure | MBR - Dubai Hills Estate | Package 46 - Al Marabea St & North Boulevard | EMAAR | Al Nasr Contracting | Award | 2018 |  | Miscellaneous Work | X900.2 | Foundations; Mass Concrete Foundation For Traffic Signal Post/ Controller Complete As Detailed On Drawing Including Excavation, Backfilling, Compaction, Formwork, Concrete, Upvc Conduit, Rebars, Holding Down Bolts, Protection Of Holding Down Bolts, Nuts And Washers With Dense Tape, Rubber Spacers, Bitumen Paint Etc; Foundation For Traffic Signal Controller (Type St-950) | 11 | Nr | AED | 517 | 5687
2018-03 | 4 | 4.0096 | United Arab Emirates | Dubai | Infrastructure | MBR - Dubai Hills Estate | Package 46 - Al Marabea St & North Boulevard | EMAAR | Al Nasr Contracting | Award | 2018 |  | Miscellaneous Work | X900.3 | Foundations; Mass Concrete Foundation For Traffic Signal Post/ Controller Complete As Detailed On Drawing Including Excavation, Backfilling, Compaction, Formwork, Concrete, Upvc Conduit, Rebars, Holding Down Bolts, Protection Of Holding Down Bolts, Nuts And Washers With Dense Tape, Rubber Spacers, Bitumen Paint Etc; Foundation For Changeover Switch | 11 | Nr | AED | 517 | 5687
2018-03 | 4 | 4.0096 | United Arab Emirates | Dubai | Infrastructure | MBR - Dubai Hills Estate | Package 46 - Al Marabea St & North Boulevard | EMAAR | Al Nasr Contracting | Award | 2018 |  | Miscellaneous Work | X900.4 | Foundations; Reinforced Concrete Foundation For Cantilever Traffic Signal Post Complete As Detailed On Dwgs Including Excavation, Backfilling, Compaction, Formwork, Reinforcement, Concrete, Upvc Conduit, Rebars, Holding Down Bolts, Protection Of Holding Down Bolts, Nuts And Washers With Denso Tape, Rubber Spacers, Bitumen Paint Etc; Foundation For Cantilever Post With Height Of 6M And Arm Of 12M Length (Led Type) | 6 | Nr | AED | 10179 | 61074
2018-03 | 4 | 4.0096 | United Arab Emirates | Dubai | Infrastructure | MBR - Dubai Hills Estate | Package 46 - Al Marabea St & North Boulevard | EMAAR | Al Nasr Contracting | Award | 2018 |  | Miscellaneous Work | X900.5 | Foundations; Reinforced Concrete Foundation For Cantilever Traffic Signal Post Complete As Detailed On Dwgs Including Excavation, Backfilling, Compaction, Formwork, Reinforcement, Concrete, Upvc Conduit, Rebars, Holding Down Bolts, Protection Of Holding Down Bolts, Nuts And Washers With Denso Tape, Rubber Spacers, Bitumen Paint Etc; Foundation For Cantilever Post With Height Of 6M And Arm Of 9M Length (Led Type) | 19 | Nr | AED | 10179 | 193401
2018-03 | 4 | 4.0096 | United Arab Emirates | Dubai | Infrastructure | MBR - Dubai Hills Estate | Package 46 - Al Marabea St & North Boulevard | EMAAR | Al Nasr Contracting | Award | 2018 |  | Miscellaneous Work | X900.6 | Foundations; Reinforced Concrete Foundation For Cantilever Traffic Signal Post Complete As Detailed On Dwgs Including Excavation, Backfilling, Compaction, Formwork, Reinforcement, Concrete, Upvc Conduit, Rebars, Holding Down Bolts, Protection Of Holding Down Bolts, Nuts And Washers With Denso Tape, Rubber Spacers, Bitumen Paint Etc; Foundation For Cantilever Post With Height Of 6M And Arm Of 6M Length (Led Type) | 14 | m³ | AED | 10179 | 142506
2018-03 | 4 | 4.0096 | United Arab Emirates | Dubai | Infrastructure | MBR - Dubai Hills Estate | Package 46 - Al Marabea St & North Boulevard | EMAAR | Al Nasr Contracting | Award | 2018 |  | Miscellaneous Work | X900.7 | Foundations; Reinforced Concrete Foundation For Cantilever Traffic Signal Post Complete As Detailed On Dwgs Including Excavation, Backfilling, Compaction, Formwork, Reinforcement, Concrete, Upvc Conduit, Rebars, Holding Down Bolts, Protection Of Holding Down Bolts, Nuts And Washers With Denso Tape, Rubber Spacers, Bitumen Paint Etc; Foundation For Cantilever Post With Height Of 6M And Arm Of 9M X 6M Length (Led Type) | 2 | m³ | AED | 10179 | 20358
2018-03 | 4 | 4.0096 | United Arab Emirates | Dubai | Infrastructure | MBR - Dubai Hills Estate | Package 46 - Al Marabea St & North Boulevard | EMAAR | Al Nasr Contracting | Award | 2018 |  | Miscellaneous Work | X900.8 | Foundations; Reinforced Concrete Foundation For Cantilever Traffic Signal Post Complete As Detailed On Dwgs Including Excavation, Backfilling, Compaction, Formwork, Reinforcement, Concrete, Upvc Conduit, Rebars, Holding Down Bolts, Protection Of Holding Down Bolts, Nuts And Washers With Denso Tape, Rubber Spacers, Bitumen Paint Etc; Foundation For Cantilever Post With Height Of 6M And Arm Of 9M X 3M Length (Led Type) | 3 | m³ | AED | 11902 | 35706
2018-03 | 4 | 4.0096 | United Arab Emirates | Dubai | Infrastructure | MBR - Dubai Hills Estate | Package 46 - Al Marabea St & North Boulevard | EMAAR | Al Nasr Contracting | Award | 2018 |  | Miscellaneous Work | X900.9 | Foundations; Reinforced Concrete Foundation For Cantilever Traffic Signal Post Complete As Detailed On Dwgs Including Excavation, Backfilling, Compaction, Formwork, Reinforcement, Concrete, Upvc Conduit, Rebars, Holding Down Bolts, Protection Of Holding Down Bolts, Nuts And Washers With Denso Tape, Rubber Spacers, Bitumen Paint Etc; Foundation For Cantilever Post With Height Of 6M And Arm Of 6M X 3M Length (Led Type) | 6 | m³ | AED | 11902 | 71412
2018-03 | 4 | 4.0097 | United Arab Emirates | Dubai | Infrastructure | MBR - Dubai Hills Estate | Package 46 - Al Marabea St & North Boulevard | EMAAR | Al Nasr Contracting | Award | 2018 |  | Miscellaneous Work | X900.9 | Traffic Signal Works; Supply Traffic Signal Post, Signal Head With Brackets And Lamps (Unless Noted), Push Buttons, Cables And Install With All Accessories And Commission; "Cantilever Post With Height Of 6M And Arm Of 12M Length (Led Type)" | 6 | Nr | AED | 94233 | 565398
2018-03 | 4 | 4.0097 | United Arab Emirates | Dubai | Infrastructure | MBR - Dubai Hills Estate | Package 46 - Al Marabea St & North Boulevard | EMAAR | Al Nasr Contracting | Award | 2018 |  | Miscellaneous Work | X900.10 | Traffic Signal Works; Supply Traffic Signal Post, Signal Head With Brackets And Lamps (Unless Noted), Push Buttons, Cables And Install With All Accessories And Commission; "Cantilever Post With Height Of 6M And Arm Of 9M Length (Led Type)" | 10 | Nr | AED | 89064 | 890640
2018-03 | 4 | 4.0097 | United Arab Emirates | Dubai | Infrastructure | MBR - Dubai Hills Estate | Package 46 - Al Marabea St & North Boulevard | EMAAR | Al Nasr Contracting | Award | 2018 |  | Miscellaneous Work | X900.11 | Traffic Signal Works; Supply Traffic Signal Post, Signal Head With Brackets And Lamps (Unless Noted), Push Buttons, Cables And Install With All Accessories And Commission; "Cantilever Post With Height Of 6M And Arm Of 6M Length (Led Type)" | 14 | Nr | AED | 77483 | 1084762
2018-03 | 4 | 4.0097 | United Arab Emirates | Dubai | Infrastructure | MBR - Dubai Hills Estate | Package 46 - Al Marabea St & North Boulevard | EMAAR | Al Nasr Contracting | Award | 2018 |  | Miscellaneous Work | X900.12 | Traffic Signal Works; Supply Traffic Signal Post, Signal Head With Brackets And Lamps (Unless Noted), Push Buttons, Cables And Install With All Accessories And Commission; "Cantilever Post With Height Of 6M And Arm Of 9M X 6M Length (Led Type)" | 2 | Nr | AED | 101665 | 203330
2018-03 | 4 | 4.0097 | United Arab Emirates | Dubai | Infrastructure | MBR - Dubai Hills Estate | Package 46 - Al Marabea St & North Boulevard | EMAAR | Al Nasr Contracting | Award | 2018 |  | Miscellaneous Work | X900.13 | Traffic Signal Works; Supply Traffic Signal Post, Signal Head With Brackets And Lamps (Unless Noted), Push Buttons, Cables And Install With All Accessories And Commission; "Cantilever Post With Height Of 6M And Arm Of 9M X 3M Length (Led Type)" | 3 | Nr | AED | 96966 | 290898
2018-03 | 4 | 4.0097 | United Arab Emirates | Dubai | Infrastructure | MBR - Dubai Hills Estate | Package 46 - Al Marabea St & North Boulevard | EMAAR | Al Nasr Contracting | Award | 2018 |  | Miscellaneous Work | X900.14 | Traffic Signal Works; Supply Traffic Signal Post, Signal Head With Brackets And Lamps (Unless Noted), Push Buttons, Cables And Install With All Accessories And Commission; "Cantilever Post With Height Of 6M And Arm Of 6M X 3M Length (Led Type)" | 6 | Nr | AED | 91644 | 549864
2018-03 | 4 | 4.0097 | United Arab Emirates | Dubai | Infrastructure | MBR - Dubai Hills Estate | Package 46 - Al Marabea St & North Boulevard | EMAAR | Al Nasr Contracting | Award | 2018 |  | Miscellaneous Work | X900.15 | Traffic Signal Works; Supply Traffic Signal Post, Signal Head With Brackets And Lamps (Unless Noted), Push Buttons, Cables And Install With All Accessories And Commission; Pedestrian Signal Head (Led Type), Post Mounted | 82 | Nr | AED | 36643 | 3004726
2018-03 | 4 | 4.0097 | United Arab Emirates | Dubai | Infrastructure | MBR - Dubai Hills Estate | Package 46 - Al Marabea St & North Boulevard | EMAAR | Al Nasr Contracting | Award | 2018 |  | Miscellaneous Work | X900.16 | Traffic Signal Works; Supply Traffic Signal Post, Signal Head With Brackets And Lamps (Unless Noted), Push Buttons, Cables And Install With All Accessories And Commission; 300Mm Vehicular Signal Head (Led Type), Cantilever Mounted. | 13 | Nr | AED | 37342 | 485446
2018-03 | 4 | 4.0097 | United Arab Emirates | Dubai | Infrastructure | MBR - Dubai Hills Estate | Package 46 - Al Marabea St & North Boulevard | EMAAR | Al Nasr Contracting | Award | 2018 |  | Miscellaneous Work | X900.17 | Traffic Signal Works; Supply Traffic Signal Post, Signal Head With Brackets And Lamps (Unless Noted), Push Buttons, Cables And Install With All Accessories And Commission; 300Mm Vehicular Signal Head (Led Type), Post Mounted. | 18 | Nr | AED | 40748 | 733464
2018-03 | 4 | 4.0098 | United Arab Emirates | Dubai | Infrastructure | MBR - Dubai Hills Estate | Package 46 - Al Marabea St & North Boulevard | EMAAR | Al Nasr Contracting | Award | 2018 |  | Miscellaneous Work | X900.18 | Traffic Signal Works; Supply Traffic Signal Post, Signal Head With Brackets And Lamps (Unless Noted), Push Buttons, Cables And Install With All Accessories And Commission; 100Mm Auxiliary Vehicular Signal Head (Led Type), Post Mounted. | 18 | Nr | AED | 33438 | 601884
2018-03 | 4 | 4.0098 | United Arab Emirates | Dubai | Infrastructure | MBR - Dubai Hills Estate | Package 46 - Al Marabea St & North Boulevard | EMAAR | Al Nasr Contracting | Award | 2018 |  | Miscellaneous Work | X900.19 | Traffic Signal Works; Supply Traffic Signal Post, Signal Head With Brackets And Lamps (Unless Noted), Push Buttons, Cables And Install With All Accessories And Commission; Traffic Signal Post. | 100 | Nr | AED | 5988 | 598800
2018-03 | 4 | 4.0098 | United Arab Emirates | Dubai | Infrastructure | MBR - Dubai Hills Estate | Package 46 - Al Marabea St & North Boulevard | EMAAR | Al Nasr Contracting | Award | 2018 |  | Miscellaneous Work | X900.20 | Traffic Signal Works; Supply Traffic Signal Post, Signal Head With Brackets And Lamps (Unless Noted), Push Buttons, Cables And Install With All Accessories And Commission; Pedestrian Pushbutton, Post Mounted. | 82 | Nr | AED | 13225 | 1084450
2018-03 | 4 | 4.0098 | United Arab Emirates | Dubai | Infrastructure | MBR - Dubai Hills Estate | Package 46 - Al Marabea St & North Boulevard | EMAAR | Al Nasr Contracting | Award | 2018 |  | Miscellaneous Work | X900.21 | Traffic Signal Works; Supply Traffic Signal Post, Signal Head With Brackets And Lamps (Unless Noted), Push Buttons, Cables And Install With All Accessories And Commission; Traffic Signal St 950 Controller With 3 G Connectivity Including Earthing System, Router And Sim Card (Earthing System & Sim Card Excluded) | 11 | Nr | AED | 253231 | 2785541
2018-03 | 4 | 4.0098 | United Arab Emirates | Dubai | Infrastructure | MBR - Dubai Hills Estate | Package 46 - Al Marabea St & North Boulevard | EMAAR | Al Nasr Contracting | Award | 2018 |  | Miscellaneous Work | X900.22 | Traffic Signal Works; Supply Traffic Signal Post, Signal Head With Brackets And Lamps (Unless Noted), Push Buttons, Cables And Install With All Accessories And Commission; Ups And Changeover Switch Install With Accessories Including Termination Of Cables And Commissioning Etc, Complete. | 11 | Nr | AED | 70892 | 779812
2018-03 | 4 | 4.0098 | United Arab Emirates | Dubai | Infrastructure | MBR - Dubai Hills Estate | Package 46 - Al Marabea St & North Boulevard | EMAAR | Al Nasr Contracting | Award | 2018 |  | Miscellaneous Work | X900.18 | Connections To Manholes/ Feeder Pillars; Connect To Etisalat Manhole/Chamber Including Additional Fittings, Excavation, Backfill Etc (Ducts Measured Else Where). | 11 | Nr | AED | 4947 | 54417
2018-03 | 4 | 4.0098 | United Arab Emirates | Dubai | Infrastructure | MBR - Dubai Hills Estate | Package 46 - Al Marabea St & North Boulevard | EMAAR | Al Nasr Contracting | Award | 2018 |  | Miscellaneous Work | X900.19 | Connections To Manholes/ Feeder Pillars; Connect To Street Lighting Feeder Pillar Including Additional Fittings, Excavation, Backfill Etc (Cable And Ducts Measured Else Where). | 11 | Nr | AED | 4947 | 54417
2018-03 | 4 | 4.0098 | United Arab Emirates | Dubai | Infrastructure | MBR - Dubai Hills Estate | Package 46 - Al Marabea St & North Boulevard | EMAAR | Al Nasr Contracting | Award | 2018 |  | Miscellaneous Work | X900.20 | Vehicle Loop Detector System; Supply And Installation Of Vehicle Detector Loops (Stop Line, Mid Block And Utc) In The Road Surface; Including Saw Cutting And Reinstatement Of Pavement All Complete As Per Specifications And As Shown On Drawings,; Supply And Install Loop Detector Cable (Never Fail Type F-38) All As Detailed On Drawings | 1830 | m | AED | 548 | 1002840
2018-03 | 4 | 4.0098 | United Arab Emirates | Dubai | Infrastructure | MBR - Dubai Hills Estate | Package 46 - Al Marabea St & North Boulevard | EMAAR | Al Nasr Contracting | Award | 2018 |  | Miscellaneous Work | X900.21 | Vehicle Loop Detector System; Supply And Installation Of Vehicle Detector Loops (Stop Line, Mid Block And Utc) In The Road Surface; Including Saw Cutting And Reinstatement Of Pavement All Complete As Per Specifications And As Shown On Drawings,; Supply And Install Preformed Loop Detectors (Never Fail Type A) And Cable As Detailed On Drawings | 1980 | m | AED | 538 | 1065240
2018-03 | 4 | 4.0098 | United Arab Emirates | Dubai | Infrastructure | MBR - Dubai Hills Estate | Package 46 - Al Marabea St & North Boulevard | EMAAR | Al Nasr Contracting | Award | 2018 |  | Miscellaneous Work | X900.22 | Vehicle Loop Detector System; Supply And Installation Of Vehicle Detector Loops (Stop Line, Mid Block And Utc) In The Road Surface; Including Saw Cutting And Reinstatement Of Pavement All Complete As Per Specifications And As Shown On Drawings,; Supply And Install 14 Core (1.5Mm Conductor) Cables | 995 | m | AED | 62 | 61690
2018-03 | 4 | 4.0099 | United Arab Emirates | Dubai | Infrastructure | MBR - Dubai Hills Estate | Package 46 - Al Marabea St & North Boulevard | EMAAR | Al Nasr Contracting | Award | 2018 |  | Miscellaneous Work | X900.23 | Vehicle Loop Detector System; Supply And Installation Of Vehicle Detector Loops (Stop Line, Mid Block And Utc) In The Road Surface; Including Saw Cutting And Reinstatement Of Pavement All Complete As Per Specifications And As Shown On Drawings,; Supply And Install 7 Core (1.5Mm Conductor) Cables | 4245 | m | AED | 44 | 186780
2018-03 | 4 | 4.0099 | United Arab Emirates | Dubai | Infrastructure | MBR - Dubai Hills Estate | Package 46 - Al Marabea St & North Boulevard | EMAAR | Al Nasr Contracting | Award | 2018 |  | Pipework - Pipes | I512.1 | Supply And Lay Upvc Pipes, Class D, Laid And Jointed In Trench With Coupling Including Excavation, Backfilling And Disposal Of Surplus Material As Shown On The Drawing.; For 110Mm Diameter Pipes; Depth Not Exceeding 1.5M | 2465 | m | AED | 96 | 236640
2018-03 | 4 | 4.0099 | United Arab Emirates | Dubai | Infrastructure | MBR - Dubai Hills Estate | Package 46 - Al Marabea St & North Boulevard | EMAAR | Al Nasr Contracting | Award | 2018 |  | Pipework - Pipes | I512.2 | For 160Mm Diameter Pipes; Depth Not Exceeding 1.5M | 280 | m | AED | 124 | 34720
2018-03 | 4 | 4.0099 | United Arab Emirates | Dubai | Infrastructure | MBR - Dubai Hills Estate | Package 46 - Al Marabea St & North Boulevard | EMAAR | Al Nasr Contracting | Award | 2018 |  | Pipework - Pipes | I512.3 | For 200Mm Diameter Pipes; Depth Not Exceeding 1.5M | 1245 | m | AED | 150 | 186750
2018-03 | 4 | 4.0099 | United Arab Emirates | Dubai | Infrastructure | MBR - Dubai Hills Estate | Package 46 - Al Marabea St & North Boulevard | EMAAR | Al Nasr Contracting | Award | 2018 |  | Pipework - Pipes | I522.2 | For 315Mm Diameter Pipes; Depth Not Exceeding 1.5M | 155 | m | AED | 233 | 36115
2018-03 | 4 | 4.0099 | United Arab Emirates | Dubai | Infrastructure | MBR - Dubai Hills Estate | Package 46 - Al Marabea St & North Boulevard | EMAAR | Al Nasr Contracting | Award | 2018 |  | Pipework - Pipes | I532.3 | Supply And Lay Grp Pipes Pipes (Stiffness 10,000 Pn 12) Laid And Jointed In Trenches With Coupling Including Excavation, Backfilling And Disposal Of Surplus Material, Straight Joints (Flexible Joint), Etc. As Shown On The Drawing.; For 400Mm Diameter Pipes; Depth: 1.5M -2.0M | 300 | m | AED | 371 | 111300
2018-03 | 4 | 4.0099 | United Arab Emirates | Dubai | Infrastructure | MBR - Dubai Hills Estate | Package 46 - Al Marabea St & North Boulevard | EMAAR | Al Nasr Contracting | Award | 2018 |  | Pipework - Pipes | I532.4 | For 450Mm Diameter Pipes; Depth: 1.5M - 2.0M | 1520 | m | AED | 412 | 626240
2018-03 | 4 | 4.0099 | United Arab Emirates | Dubai | Infrastructure | MBR - Dubai Hills Estate | Package 46 - Al Marabea St & North Boulevard | EMAAR | Al Nasr Contracting | Award | 2018 |  | Pipework - Pipes | I532.5 | For 500Mm Diameter Pipes; Depth: 1.5M - 2.0M | 50 | m | AED | 461 | 23050
2018-03 | 4 | 4.0099 | United Arab Emirates | Dubai | Infrastructure | MBR - Dubai Hills Estate | Package 46 - Al Marabea St & North Boulevard | EMAAR | Al Nasr Contracting | Award | 2018 |  | Pipework - Pipes | I542.6 | For 700Mm Diameter Pipes; Depth: 1.5M - 2.0M | 1640 | m | AED | 682 | 1118480
2018-03 | 4 | 4.0099 | United Arab Emirates | Dubai | Infrastructure | MBR - Dubai Hills Estate | Package 46 - Al Marabea St & North Boulevard | EMAAR | Al Nasr Contracting | Award | 2018 |  | Pipework - Fittings And Valves | J411.3 | Supply, Install And Joint Upvc Fittings In Trench In Accordance With Specifications; Fittings; Bend 45°; 110Mm Dia | 14 | Nr | AED | 134 | 1876
2018-03 | 4 | 4.0099 | United Arab Emirates | Dubai | Infrastructure | MBR - Dubai Hills Estate | Package 46 - Al Marabea St & North Boulevard | EMAAR | Al Nasr Contracting | Award | 2018 |  | Pipework - Fittings And Valves | J411.3 | Supply, Install And Joint Upvc Fittings In Trench In Accordance With Specifications; Fittings; Bend 90°; 110Mm Dia | 5 | Nr | AED | 139 | 695
2018-03 | 4 | 4.01 | United Arab Emirates | Dubai | Infrastructure | MBR - Dubai Hills Estate | Package 46 - Al Marabea St & North Boulevard | EMAAR | Al Nasr Contracting | Award | 2018 |  | Pipework - Fittings And Valves | J411.6 | Supply, Install And Joint Upvc Fittings In Trench In Accordance With Specifications; Fittings; Bend 45°; 160Mm Dia | 6 | Nr | AED | 202 | 1212
2018-03 | 4 | 4.01 | United Arab Emirates | Dubai | Infrastructure | MBR - Dubai Hills Estate | Package 46 - Al Marabea St & North Boulevard | EMAAR | Al Nasr Contracting | Award | 2018 |  | Pipework - Fittings And Valves | J411.3 | Supply, Install And Joint Upvc Fittings In Trench In Accordance With Specifications; Fittings; Bend 90°; 160Mm Dia | 2 | Nr | AED | 209 | 418
2018-03 | 4 | 4.01 | United Arab Emirates | Dubai | Infrastructure | MBR - Dubai Hills Estate | Package 46 - Al Marabea St & North Boulevard | EMAAR | Al Nasr Contracting | Award | 2018 |  | Pipework - Fittings And Valves | J411.9 | Fittings; Bend 45°; 200Mm Dia | 8 | Nr | AED | 406 | 3248
2018-03 | 4 | 4.01 | United Arab Emirates | Dubai | Infrastructure | MBR - Dubai Hills Estate | Package 46 - Al Marabea St & North Boulevard | EMAAR | Al Nasr Contracting | Award | 2018 |  | Pipework - Fittings And Valves | J411.9 | Fittings; Bend 90°; 200Mm Dia | 3 | Nr | AED | 420 | 1260
2018-03 | 4 | 4.01 | United Arab Emirates | Dubai | Infrastructure | MBR - Dubai Hills Estate | Package 46 - Al Marabea St & North Boulevard | EMAAR | Al Nasr Contracting | Award | 2018 |  | Pipework - Fittings And Valves | J413.3 | Fittings; Bend 90°; 315Mm Dia | 1 | Nr | AED | 1694 | 1694
2018-03 | 4 | 4.01 | United Arab Emirates | Dubai | Infrastructure | MBR - Dubai Hills Estate | Package 46 - Al Marabea St & North Boulevard | EMAAR | Al Nasr Contracting | Award | 2018 |  | Pipework - Fittings And Valves | J421.1 | Fittings; Tee 200X200X110Mm | 15 | Nr | AED | 719 | 10785
2018-03 | 4 | 4.01 | United Arab Emirates | Dubai | Infrastructure | MBR - Dubai Hills Estate | Package 46 - Al Marabea St & North Boulevard | EMAAR | Al Nasr Contracting | Award | 2018 |  | Pipework - Fittings And Valves | J421.1 | Fittings; Tee 450X450X110Mm | 14 | Nr | AED | 4248 | 59472
2018-03 | 4 | 4.01 | United Arab Emirates | Dubai | Infrastructure | MBR - Dubai Hills Estate | Package 46 - Al Marabea St & North Boulevard | EMAAR | Al Nasr Contracting | Award | 2018 |  | Pipework - Fittings And Valves | J421.1 | Fittings; Tee 110X110X110Mm | 10 | Nr | AED | 255 | 2550
2018-03 | 4 | 4.01 | United Arab Emirates | Dubai | Infrastructure | MBR - Dubai Hills Estate | Package 46 - Al Marabea St & North Boulevard | EMAAR | Al Nasr Contracting | Award | 2018 |  | Pipework - Fittings And Valves | J491.1 | Fittings; End Cap 110Mm Dia | 3 | Nr | AED | 31 | 93
2018-03 | 4 | 4.01 | United Arab Emirates | Dubai | Infrastructure | MBR - Dubai Hills Estate | Package 46 - Al Marabea St & North Boulevard | EMAAR | Al Nasr Contracting | Award | 2018 |  | Pipework - Fittings And Valves | J491.2 | Fittings; End Cap 160Mm Dia | 1 | Nr | AED | 55 | 55
2018-03 | 4 | 4.0101 | United Arab Emirates | Dubai | Infrastructure | MBR - Dubai Hills Estate | Package 46 - Al Marabea St & North Boulevard | EMAAR | Al Nasr Contracting | Award | 2018 |  | Pipework - Fittings And Valves | J491.3 | Fittings; End Cap 200Mm Dia | 2 | Nr | AED | 100 | 200
2018-03 | 4 | 4.0101 | United Arab Emirates | Dubai | Infrastructure | MBR - Dubai Hills Estate | Package 46 - Al Marabea St & North Boulevard | EMAAR | Al Nasr Contracting | Award | 2018 |  | Pipework - Fittings And Valves | J413.4 | Supply, Install And Joint Grp Fittings In Trench In Accordance With Specifications; Bend 45°; 400Mm Dia | 1 | Nr | AED | 1838 | 1838
2018-03 | 4 | 4.0101 | United Arab Emirates | Dubai | Infrastructure | MBR - Dubai Hills Estate | Package 46 - Al Marabea St & North Boulevard | EMAAR | Al Nasr Contracting | Award | 2018 |  | Pipework - Fittings And Valves | J413.5 | Supply, Install And Joint Grp Fittings In Trench In Accordance With Specifications; Bend 22.5°; 450Mm Dia | 8 | Nr | AED | 1424 | 11392
2018-03 | 4 | 4.0101 | United Arab Emirates | Dubai | Infrastructure | MBR - Dubai Hills Estate | Package 46 - Al Marabea St & North Boulevard | EMAAR | Al Nasr Contracting | Award | 2018 |  | Pipework - Fittings And Valves | J413.6 | Supply, Install And Joint Grp Fittings In Trench In Accordance With Specifications; Bend 45°; 450Mm Dia | 8 | Nr | AED | 2108 | 16864
2018-03 | 4 | 4.0101 | United Arab Emirates | Dubai | Infrastructure | MBR - Dubai Hills Estate | Package 46 - Al Marabea St & North Boulevard | EMAAR | Al Nasr Contracting | Award | 2018 |  | Pipework - Fittings And Valves | J413.6 | Supply, Install And Joint Grp Fittings In Trench In Accordance With Specifications; Bend 90°; 450Mm Dia | 3 | Nr | AED | 2734 | 8202
2018-03 | 4 | 4.0101 | United Arab Emirates | Dubai | Infrastructure | MBR - Dubai Hills Estate | Package 46 - Al Marabea St & North Boulevard | EMAAR | Al Nasr Contracting | Award | 2018 |  | Pipework - Fittings And Valves | J413.6 | Supply, Install And Joint Grp Fittings In Trench In Accordance With Specifications; Bend 45°; 700Mm Dia | 3 | Nr | AED | 4403 | 13209
2018-03 | 4 | 4.0101 | United Arab Emirates | Dubai | Infrastructure | MBR - Dubai Hills Estate | Package 46 - Al Marabea St & North Boulevard | EMAAR | Al Nasr Contracting | Award | 2018 |  | Pipework - Fittings And Valves | J413.6 | Supply, Install And Joint Grp Fittings In Trench In Accordance With Specifications; Bend 90°; 700Mm Dia | 3 | Nr | AED | 5964 | 17892
2018-03 | 4 | 4.0101 | United Arab Emirates | Dubai | Infrastructure | MBR - Dubai Hills Estate | Package 46 - Al Marabea St & North Boulevard | EMAAR | Al Nasr Contracting | Award | 2018 |  | Pipework - Fittings And Valves | J493.2 | Supply, Install And Joint Grp Fittings In Trench In Accordance With Specifications; End Cap 450Mm Dia | 2 | Nr | AED | 1957 | 3914
2018-03 | 4 | 4.0101 | United Arab Emirates | Dubai | Infrastructure | MBR - Dubai Hills Estate | Package 46 - Al Marabea St & North Boulevard | EMAAR | Al Nasr Contracting | Award | 2018 |  | Pipework - Pipes | I993 | Supply And Install 'Bulk' Flow Meter Assembly Consisting Of Manual Butterly Valv, Air Valve, Motorised Butterfly Vlave, Strainer, Prv, Elctromagnet Flow Meter, Guages, Ducting And Rtu. Laid And Jointed In Trenches With Coupling Including Excavation, Backfilling And Disposal Of Surplus Material, Straight Joints (Flexible Joint), Chambers Etc. As Shown On The Drawing.; For 400Mm Diameter Pipes; Depth: 2.5M - 3.0M | 1 | Nr | AED | 587558 | 587558
2018-03 | 4 | 4.0102 | United Arab Emirates | Dubai | Infrastructure | MBR - Dubai Hills Estate | Package 46 - Al Marabea St & North Boulevard | EMAAR | Al Nasr Contracting | Award | 2018 |  | Pipework - Fittings And Valves | J811.1 | Valves; Supply And Install Di Valve Including Extension Spindle As Shown On The Drawings And As Per Specifications.; Gate Valve On 110Mm Dia Pipe | 41 | Nr | AED | 4053 | 166173
2018-03 | 4 | 4.0102 | United Arab Emirates | Dubai | Infrastructure | MBR - Dubai Hills Estate | Package 46 - Al Marabea St & North Boulevard | EMAAR | Al Nasr Contracting | Award | 2018 |  | Pipework - Fittings And Valves | J811.2 | Valves; Supply And Install Di Valve Including Extension Spindle As Shown On The Drawings And As Per Specifications.; Gate Valve On 160Mm Dia Pipe | 2 | Nr | AED | 5129 | 10258
2018-03 | 4 | 4.0102 | United Arab Emirates | Dubai | Infrastructure | MBR - Dubai Hills Estate | Package 46 - Al Marabea St & North Boulevard | EMAAR | Al Nasr Contracting | Award | 2018 |  | Pipework - Fittings And Valves | J811.3 | Valves; Supply And Install Di Valve Including Extension Spindle As Shown On The Drawings And As Per Specifications.; Gate Valve On 200Mm Dia Pipe | 9 | Nr | AED | 6155 | 55395
2018-03 | 4 | 4.0102 | United Arab Emirates | Dubai | Infrastructure | MBR - Dubai Hills Estate | Package 46 - Al Marabea St & North Boulevard | EMAAR | Al Nasr Contracting | Award | 2018 |  | Pipework - Fittings And Valves | J812.2 | Valves; Supply And Install Di Valve Including Extension Spindle As Shown On The Drawings And As Per Specifications.; Gate Valve On 300Mm Dia Pipe | 2 | Nr | AED | 11252 | 22504
2018-03 | 4 | 4.0102 | United Arab Emirates | Dubai | Infrastructure | MBR - Dubai Hills Estate | Package 46 - Al Marabea St & North Boulevard | EMAAR | Al Nasr Contracting | Award | 2018 |  | Pipework - Fittings And Valves | J813.2 | Valves; Supply And Install Di Valve Including Extension Spindle As Shown On The Drawings And As Per Specifications.; Butterfly Valve On 400Mm Dia Pipe | 1 | Nr | AED | 22216 | 22216
2018-03 | 4 | 4.0102 | United Arab Emirates | Dubai | Infrastructure | MBR - Dubai Hills Estate | Package 46 - Al Marabea St & North Boulevard | EMAAR | Al Nasr Contracting | Award | 2018 |  | Pipework - Fittings And Valves | J813.2 | Valves; Supply And Install Di Valve Including Extension Spindle As Shown On The Drawings And As Per Specifications.; Butterfly Valve On 450Mm Dia Pipe | 7 | Nr | AED | 32218 | 225526
2018-03 | 4 | 4.0102 | United Arab Emirates | Dubai | Infrastructure | MBR - Dubai Hills Estate | Package 46 - Al Marabea St & North Boulevard | EMAAR | Al Nasr Contracting | Award | 2018 |  | Pipework - Fittings And Valves | J813.2 | Valves; Supply And Install Di Valve Including Extension Spindle As Shown On The Drawings And As Per Specifications.; Butterfly Valve On 700Mm Dia Pipe | 2 | Nr | AED | 60166 | 120332
2018-03 | 4 | 4.0102 | United Arab Emirates | Dubai | Infrastructure | MBR - Dubai Hills Estate | Package 46 - Al Marabea St & North Boulevard | EMAAR | Al Nasr Contracting | Award | 2018 |  | Pipework - Fittings And Valves | J861.3 | Valves; Supply And Install Di Valve Including Extension Spindle As Shown On The Drawings And As Per Specifications.; Air Valve On 200Mm Dia Pipe | 1 | Nr | AED | 10402 | 10402
2018-03 | 4 | 4.0102 | United Arab Emirates | Dubai | Infrastructure | MBR - Dubai Hills Estate | Package 46 - Al Marabea St & North Boulevard | EMAAR | Al Nasr Contracting | Award | 2018 |  | Pipework - Fittings And Valves | J863.2 | Valves; Supply And Install Di Valve Including Extension Spindle As Shown On The Drawings And As Per Specifications.; Air Valve On 400Mm Dia Pipe | 1 | Nr | AED | 16914 | 16914
2018-03 | 4 | 4.0102 | United Arab Emirates | Dubai | Infrastructure | MBR - Dubai Hills Estate | Package 46 - Al Marabea St & North Boulevard | EMAAR | Al Nasr Contracting | Award | 2018 |  | Pipework - Fittings And Valves | J863.2 | Valves; Supply And Install Di Valve Including Extension Spindle As Shown On The Drawings And As Per Specifications.; Air Valve On 450Mm Dia Pipe | 2 | Nr | AED | 17368 | 34736
2018-03 | 4 | 4.0103 | United Arab Emirates | Dubai | Infrastructure | MBR - Dubai Hills Estate | Package 46 - Al Marabea St & North Boulevard | EMAAR | Al Nasr Contracting | Award | 2018 |  | Pipework - Fittings And Valves | J863.2 | Valves; Supply And Install Di Valve Including Extension Spindle As Shown On The Drawings And As Per Specifications.; Air Valve On 700Mm Dia Pipe | 2 | Nr | AED | 23765 | 47530
2018-03 | 4 | 4.0103 | United Arab Emirates | Dubai | Infrastructure | MBR - Dubai Hills Estate | Package 46 - Al Marabea St & North Boulevard | EMAAR | Al Nasr Contracting | Award | 2018 |  | Pipework - Fittings And Valves | J893.2 | Valves; Supply And Install Di Valve Including Extension Spindle As Shown On The Drawings And As Per Specifications.; Washout Valve On 300Mm Dia Pipe | 1 | Nr | AED | 22683 | 22683
2018-03 | 4 | 4.0103 | United Arab Emirates | Dubai | Infrastructure | MBR - Dubai Hills Estate | Package 46 - Al Marabea St & North Boulevard | EMAAR | Al Nasr Contracting | Award | 2018 |  | Pipework - Fittings And Valves | J893.2 | Valves; Supply And Install Di Valve Including Extension Spindle As Shown On The Drawings And As Per Specifications.; Washout Valve On 450Mm Dia Pipe | 1 | Nr | AED | 41980 | 41980
2018-03 | 4 | 4.0103 | United Arab Emirates | Dubai | Infrastructure | MBR - Dubai Hills Estate | Package 46 - Al Marabea St & North Boulevard | EMAAR | Al Nasr Contracting | Award | 2018 |  | Pipework - Fittings And Valves | J893.2 | Valves; Supply And Install Di Valve Including Extension Spindle As Shown On The Drawings And As Per Specifications.; Washout Valve On 700Mm Dia Pipe | 2 | Nr | AED | 74960 | 149920
2018-03 | 4 | 4.0103 | United Arab Emirates | Dubai | Infrastructure | MBR - Dubai Hills Estate | Package 46 - Al Marabea St & North Boulevard | EMAAR | Al Nasr Contracting | Award | 2018 |  | Pipework - Manholes And Pipework Ancillaries | K232.1 | Valve Chamber; Reinforced Concrete Valve Chamber Including Excavation, Backfilling, Short Pipes, Fittings, Joints, Heavy Duty Cover And Frame, Waterproofing, Vent, Ladder, Disposal Of Surplus Material Etc. Complete As Per Drawing Details And Dm Standard.; Gate Valve Chamber; On 110Mm Dia; Depth 1.5M - 2.0M | 41 | Nr | AED | 15693 | 643413
2018-03 | 4 | 4.0103 | United Arab Emirates | Dubai | Infrastructure | MBR - Dubai Hills Estate | Package 46 - Al Marabea St & North Boulevard | EMAAR | Al Nasr Contracting | Award | 2018 |  | Pipework - Manholes And Pipework Ancillaries | K232.2 | Valve Chamber; Reinforced Concrete Valve Chamber Including Excavation, Backfilling, Short Pipes, Fittings, Joints, Heavy Duty Cover And Frame, Waterproofing, Vent, Ladder, Disposal Of Surplus Material Etc. Complete As Per Drawing Details And Dm Standard.; Gate Valve Chamber; On 160Mm Dia; Depth 1.5M - 2.0M | 2 | Nr | AED | 16854 | 33708
2018-03 | 4 | 4.0103 | United Arab Emirates | Dubai | Infrastructure | MBR - Dubai Hills Estate | Package 46 - Al Marabea St & North Boulevard | EMAAR | Al Nasr Contracting | Award | 2018 |  | Pipework - Manholes And Pipework Ancillaries | K232.3 | Valve Chamber; Reinforced Concrete Valve Chamber Including Excavation, Backfilling, Short Pipes, Fittings, Joints, Heavy Duty Cover And Frame, Waterproofing, Vent, Ladder, Disposal Of Surplus Material Etc. Complete As Per Drawing Details And Dm Standard.; Gate Valve Chamber; On 200Mm Dia; Depth 1.5M - 2.0M | 9 | Nr | AED | 20160 | 181440
2018-03 | 4 | 4.0103 | United Arab Emirates | Dubai | Infrastructure | MBR - Dubai Hills Estate | Package 46 - Al Marabea St & North Boulevard | EMAAR | Al Nasr Contracting | Award | 2018 |  | Pipework - Manholes And Pipework Ancillaries | K232.5 | Valve Chamber; Reinforced Concrete Valve Chamber Including Excavation, Backfilling, Short Pipes, Fittings, Joints, Heavy Duty Cover And Frame, Waterproofing, Vent, Ladder, Disposal Of Surplus Material Etc. Complete As Per Drawing Details And Dm Standard.; Gate Valve Chamber; On 300Mm Dia; Depth 1.5M - 2.0M | 2 | Nr | AED | 27247 | 54494
2018-03 | 4 | 4.0103 | United Arab Emirates | Dubai | Infrastructure | MBR - Dubai Hills Estate | Package 46 - Al Marabea St & North Boulevard | EMAAR | Al Nasr Contracting | Award | 2018 |  | Pipework - Manholes And Pipework Ancillaries | K232.5 | Butterfly Valve Chamber; On 400Mm Dia; Depth 2.0M - 3.0M | 1 | Nr | AED | 27095 | 27095
2018-03 | 4 | 4.0103 | United Arab Emirates | Dubai | Infrastructure | MBR - Dubai Hills Estate | Package 46 - Al Marabea St & North Boulevard | EMAAR | Al Nasr Contracting | Award | 2018 |  | Pipework - Manholes And Pipework Ancillaries | K232.6 | Butterfly Valve Chamber; On 450Mm Dia; Depth 2.0M - 3.0M | 7 | Nr | AED | 30741 | 215187
2018-03 | 4 | 4.0103 | United Arab Emirates | Dubai | Infrastructure | MBR - Dubai Hills Estate | Package 46 - Al Marabea St & North Boulevard | EMAAR | Al Nasr Contracting | Award | 2018 |  | Pipework - Manholes And Pipework Ancillaries | K232.6 | Butterfly Valve Chamber; On 700Mm Dia; Depth 2.0M - 3.0M | 2 | Nr | AED | 39832 | 79664
2018-03 | 4 | 4.0104 | United Arab Emirates | Dubai | Infrastructure | MBR - Dubai Hills Estate | Package 46 - Al Marabea St & North Boulevard | EMAAR | Al Nasr Contracting | Award | 2018 |  | Pipework - Manholes And Pipework Ancillaries | K232.9 | Air Valve Chamber; On 200Mm Dia; Depth 1.5M - 2.0M | 1 | Nr | AED | 25163 | 25163
2018-03 | 4 | 4.0104 | United Arab Emirates | Dubai | Infrastructure | MBR - Dubai Hills Estate | Package 46 - Al Marabea St & North Boulevard | EMAAR | Al Nasr Contracting | Award | 2018 |  | Pipework - Manholes And Pipework Ancillaries | K232.12 | Air Valve Chamber; On 400Mm Dia; Depth 2.0M - 3.0M | 1 | Nr | AED | 33448 | 33448
2018-03 | 4 | 4.0104 | United Arab Emirates | Dubai | Infrastructure | MBR - Dubai Hills Estate | Package 46 - Al Marabea St & North Boulevard | EMAAR | Al Nasr Contracting | Award | 2018 |  | Pipework - Manholes And Pipework Ancillaries | K232.13 | Air Valve Chamber; On 450Mm Dia; Depth 2.0M - 3.0M | 2 | Nr | AED | 36713 | 73426
2018-03 | 4 | 4.0104 | United Arab Emirates | Dubai | Infrastructure | MBR - Dubai Hills Estate | Package 46 - Al Marabea St & North Boulevard | EMAAR | Al Nasr Contracting | Award | 2018 |  | Pipework - Manholes And Pipework Ancillaries | K232.13 | Air Valve Chamber; On 700Mm Dia; Depth 2.0M - 3.0M | 2 | Nr | AED | 52416 | 104832
2018-03 | 4 | 4.0104 | United Arab Emirates | Dubai | Infrastructure | MBR - Dubai Hills Estate | Package 46 - Al Marabea St & North Boulevard | EMAAR | Al Nasr Contracting | Award | 2018 |  | Pipework - Manholes And Pipework Ancillaries | K232.17 | Washout Valve Chamber; On 300Mm Dia; Depth 1.5 - 2.0M | 1 | Nr | AED | 48235 | 48235
2018-03 | 4 | 4.0104 | United Arab Emirates | Dubai | Infrastructure | MBR - Dubai Hills Estate | Package 46 - Al Marabea St & North Boulevard | EMAAR | Al Nasr Contracting | Award | 2018 |  | Pipework - Manholes And Pipework Ancillaries | K232.18 | Washout Valve Chamber; On 450Mm Dia; Depth 2.0 - 3.0M | 1 | Nr | AED | 57291 | 57291
2018-03 | 4 | 4.0104 | United Arab Emirates | Dubai | Infrastructure | MBR - Dubai Hills Estate | Package 46 - Al Marabea St & North Boulevard | EMAAR | Al Nasr Contracting | Award | 2018 |  | Pipework - Manholes And Pipework Ancillaries | K232.18 | Washout Valve Chamber; On 700Mm Dia; Depth 2.0 - 3.0M | 2 | Nr | AED | 78745 | 157490
2018-03 | 4 | 4.0104 | United Arab Emirates | Dubai | Infrastructure | MBR - Dubai Hills Estate | Package 46 - Al Marabea St & North Boulevard | EMAAR | Al Nasr Contracting | Award | 2018 |  | Miscellaneous Work | X900.1 | Heavy Duty Di Covers; Extra Over For Recessed Type Heavy Duty Di Cover And Frame For Chambers As Per Dmdid Standards And Specifications. | 1 | Nr | AED | 172 | 172
2018-03 | 4 | 4.0104 | United Arab Emirates | Dubai | Infrastructure | MBR - Dubai Hills Estate | Package 46 - Al Marabea St & North Boulevard | EMAAR | Al Nasr Contracting | Award | 2018 |  | Pipework - Manholes And Pipework Ancillaries | K592.1 | Upvc Ducts Crossing; Supply And Installation Of Ducts Crossing As Shown On The Drawing Including Draw Rope, End Caps, Trenching, Backfill, Disposal And Other Items To Complete As Per Drawing Detail; 1 X 300 + 2 X 150Mm Dia Duct Pipe; Depth Not Exceeding 1.50M | 588 | m | AED | 348 | 204624
2018-03 | 4 | 4.0104 | United Arab Emirates | Dubai | Infrastructure | MBR - Dubai Hills Estate | Package 46 - Al Marabea St & North Boulevard | EMAAR | Al Nasr Contracting | Award | 2018 |  | Miscellaneous Work | X900.3 | Protection Slab; 150Mm Thick Protection Slab | 975 | m² | AED | 162 | 157950
2018-03 | 4 | 4.0105 | United Arab Emirates | Dubai | Infrastructure | MBR - Dubai Hills Estate | Package 46 - Al Marabea St & North Boulevard | EMAAR | Al Nasr Contracting | Award | 2018 |  | Pipework - Manholes And Pipework Ancillaries | K860 | Tie-In Connection; Connection With Existing Irrigation Network Including All Accessories And Fittings As Per Drawing Details And Specifications | 10 | Nr | AED | 20468 | 204680
2018-03 | 4 | 4.0105 | United Arab Emirates | Dubai | Infrastructure | MBR - Dubai Hills Estate | Package 46 - Al Marabea St & North Boulevard | EMAAR | Al Nasr Contracting | Award | 2018 |  | Pipework - Supports And Protection | L531.1 | Surround; For 110Mm Dia Pipe | 2465 | m | AED | 44 | 108460
2018-03 | 4 | 4.0105 | United Arab Emirates | Dubai | Infrastructure | MBR - Dubai Hills Estate | Package 46 - Al Marabea St & North Boulevard | EMAAR | Al Nasr Contracting | Award | 2018 |  | Pipework - Supports And Protection | L531.2 | Surround; For 160Mm Dia Pipe | 280 | m | AED | 47 | 13160
2018-03 | 4 | 4.0105 | United Arab Emirates | Dubai | Infrastructure | MBR - Dubai Hills Estate | Package 46 - Al Marabea St & North Boulevard | EMAAR | Al Nasr Contracting | Award | 2018 |  | Pipework - Supports And Protection | L531.3 | Surround; For 200Mm Dia Pipe | 1245 | m | AED | 53 | 65985
2018-03 | 4 | 4.0105 | United Arab Emirates | Dubai | Infrastructure | MBR - Dubai Hills Estate | Package 46 - Al Marabea St & North Boulevard | EMAAR | Al Nasr Contracting | Award | 2018 |  | Pipework - Supports And Protection | L533.1 | Surround; For 300Mm Dia Pipe | 150 | m | AED | 68 | 10200
2018-03 | 4 | 4.0105 | United Arab Emirates | Dubai | Infrastructure | MBR - Dubai Hills Estate | Package 46 - Al Marabea St & North Boulevard | EMAAR | Al Nasr Contracting | Award | 2018 |  | Pipework - Supports And Protection | L533.2 | Surround; For 400Mm Dia Pipe | 220 | m | AED | 90 | 19800
2018-03 | 4 | 4.0105 | United Arab Emirates | Dubai | Infrastructure | MBR - Dubai Hills Estate | Package 46 - Al Marabea St & North Boulevard | EMAAR | Al Nasr Contracting | Award | 2018 |  | Pipework - Supports And Protection | L533.3 | Surround; For 450Mm Dia Pipe | 1520 | m | AED | 99 | 150480
2018-03 | 4 | 4.0105 | United Arab Emirates | Dubai | Infrastructure | MBR - Dubai Hills Estate | Package 46 - Al Marabea St & North Boulevard | EMAAR | Al Nasr Contracting | Award | 2018 |  | Pipework - Supports And Protection | L533.4 | Surround; For 500Mm Dia Pipe | 50 | m | AED | 109 | 5450
2018-03 | 4 | 4.0105 | United Arab Emirates | Dubai | Infrastructure | MBR - Dubai Hills Estate | Package 46 - Al Marabea St & North Boulevard | EMAAR | Al Nasr Contracting | Award | 2018 |  | Pipework - Supports And Protection | L533.5 | Surround; For 700Mm Dia Pipe | 1640 | m | AED | 152 | 249280
2018-03 | 4 | 4.0106 | United Arab Emirates | Dubai | Infrastructure | MBR - Dubai Hills Estate | Package 46 - Al Marabea St & North Boulevard | EMAAR | Al Nasr Contracting | Award | 2018 |  | Pipework - Supports And Protection | L541.1 | Concrete Surround As Per Details; For 110Mm Dia Pipe | 247 | m | AED | 242 | 59774
2018-03 | 4 | 4.0106 | United Arab Emirates | Dubai | Infrastructure | MBR - Dubai Hills Estate | Package 46 - Al Marabea St & North Boulevard | EMAAR | Al Nasr Contracting | Award | 2018 |  | Pipework - Supports And Protection | L541.2 | Concrete Surround As Per Details; For 160Mm Dia Pipe | 50 | m | AED | 277 | 13850
2018-03 | 4 | 4.0106 | United Arab Emirates | Dubai | Infrastructure | MBR - Dubai Hills Estate | Package 46 - Al Marabea St & North Boulevard | EMAAR | Al Nasr Contracting | Award | 2018 |  | Pipework - Supports And Protection | L541.3 | Concrete Surround As Per Details; For 200Mm Dia Pipe | 125 | m | AED | 306 | 38250
2018-03 | 4 | 4.0106 | United Arab Emirates | Dubai | Infrastructure | MBR - Dubai Hills Estate | Package 46 - Al Marabea St & North Boulevard | EMAAR | Al Nasr Contracting | Award | 2018 |  | Pipework - Supports And Protection | L543.1 | Concrete Surround As Per Details; For 300Mm Dia Pipe | 15 | m | AED | 382 | 5730
2018-03 | 4 | 4.0106 | United Arab Emirates | Dubai | Infrastructure | MBR - Dubai Hills Estate | Package 46 - Al Marabea St & North Boulevard | EMAAR | Al Nasr Contracting | Award | 2018 |  | Pipework - Supports And Protection | L543.2 | Concrete Surround As Per Details; For 400Mm Dia Pipe | 32 | m | AED | 463 | 14816
2018-03 | 4 | 4.0106 | United Arab Emirates | Dubai | Infrastructure | MBR - Dubai Hills Estate | Package 46 - Al Marabea St & North Boulevard | EMAAR | Al Nasr Contracting | Award | 2018 |  | Pipework - Supports And Protection | L543.2 | Concrete Surround As Per Details; For 450Mm Dia Pipe | 175 | m | AED | 506 | 88550
2018-03 | 4 | 4.0106 | United Arab Emirates | Dubai | Infrastructure | MBR - Dubai Hills Estate | Package 46 - Al Marabea St & North Boulevard | EMAAR | Al Nasr Contracting | Award | 2018 |  | Pipework - Supports And Protection | L543.2 | Concrete Surround As Per Details; For 500Mm Dia Pipe | 5 | m | AED | 549 | 2745
2018-03 | 4 | 4.0106 | United Arab Emirates | Dubai | Infrastructure | MBR - Dubai Hills Estate | Package 46 - Al Marabea St & North Boulevard | EMAAR | Al Nasr Contracting | Award | 2018 |  | Pipework - Supports And Protection | L543.2 | Concrete Surround As Per Details; For 700Mm Dia Pipe | 164 | m | AED | 739 | 121196
2018-03 | 4 | 4.0106 | United Arab Emirates | Dubai | Infrastructure | MBR - Dubai Hills Estate | Package 46 - Al Marabea St & North Boulevard | EMAAR | Al Nasr Contracting | Award | 2018 |  | Pipework - Supports And Protection | L691.1 | Geotextile Fabric Surrounds To Pipe; For 110Mm Dia Pipe | 2465 | m | AED | 13 | 32045
2018-03 | 4 | 4.0106 | United Arab Emirates | Dubai | Infrastructure | MBR - Dubai Hills Estate | Package 46 - Al Marabea St & North Boulevard | EMAAR | Al Nasr Contracting | Award | 2018 |  | Pipework - Supports And Protection | L691.2 | Geotextile Fabric Surrounds To Pipe; For 160Mm Dia Pipe | 280 | m | AED | 13 | 3640
2018-03 | 4 | 4.0107 | United Arab Emirates | Dubai | Infrastructure | MBR - Dubai Hills Estate | Package 46 - Al Marabea St & North Boulevard | EMAAR | Al Nasr Contracting | Award | 2018 |  | Pipework - Supports And Protection | L691.3 | Geotextile Fabric Surrounds To Pipe; For 200Mm Dia Pipe | 1245 | m | AED | 14 | 17430
2018-03 | 4 | 4.0107 | United Arab Emirates | Dubai | Infrastructure | MBR - Dubai Hills Estate | Package 46 - Al Marabea St & North Boulevard | EMAAR | Al Nasr Contracting | Award | 2018 |  | Pipework - Supports And Protection | L693.1 | Geotextile Fabric Surrounds To Pipe; For 300Mm Dia Pipe | 150 | m | AED | 15 | 2250
2018-03 | 4 | 4.0107 | United Arab Emirates | Dubai | Infrastructure | MBR - Dubai Hills Estate | Package 46 - Al Marabea St & North Boulevard | EMAAR | Al Nasr Contracting | Award | 2018 |  | Pipework - Supports And Protection | L693.2 | Geotextile Fabric Surrounds To Pipe; For 400Mm Dia Pipe | 220 | m | AED | 17 | 3740
2018-03 | 4 | 4.0107 | United Arab Emirates | Dubai | Infrastructure | MBR - Dubai Hills Estate | Package 46 - Al Marabea St & North Boulevard | EMAAR | Al Nasr Contracting | Award | 2018 |  | Pipework - Supports And Protection | L693.2 | Geotextile Fabric Surrounds To Pipe; For 450Mm Dia Pipe | 1520 | m | AED | 18 | 27360
2018-03 | 4 | 4.0107 | United Arab Emirates | Dubai | Infrastructure | MBR - Dubai Hills Estate | Package 46 - Al Marabea St & North Boulevard | EMAAR | Al Nasr Contracting | Award | 2018 |  | Pipework - Supports And Protection | L693.2 | Geotextile Fabric Surrounds To Pipe; For 500Mm Dia Pipe | 50 | m | AED | 19 | 950
2018-03 | 4 | 4.0107 | United Arab Emirates | Dubai | Infrastructure | MBR - Dubai Hills Estate | Package 46 - Al Marabea St & North Boulevard | EMAAR | Al Nasr Contracting | Award | 2018 |  | Pipework - Supports And Protection | L693.2 | Geotextile Fabric Surrounds To Pipe; For 700Mm Dia Pipe | 1640 | m | AED | 23 | 37720
2018-03 | 4 | 4.0107 | United Arab Emirates | Dubai | Infrastructure | MBR - Dubai Hills Estate | Package 46 - Al Marabea St & North Boulevard | EMAAR | Al Nasr Contracting | Award | 2018 |  | Pipework - Supports And Protection | L519.1 | Surround; 1X300+ 2X150Mm Dia Duct | 443 | m | AED | 59 | 26137
2018-03 | 4 | 4.0107 | United Arab Emirates | Dubai | Infrastructure | MBR - Dubai Hills Estate | Package 46 - Al Marabea St & North Boulevard | EMAAR | Al Nasr Contracting | Award | 2018 |  | Pipework - Supports And Protection | L549 | Concrete Surround As Per Details; 1X300 + 2X150Mm Dia Duct | 145 | m | AED | 344 | 49880
2018-03 | 4 | 4.0107 | United Arab Emirates | Dubai | Infrastructure | MBR - Dubai Hills Estate | Package 46 - Al Marabea St & North Boulevard | EMAAR | Al Nasr Contracting | Award | 2018 |  | Pipework - Supports And Protection | L711 | Concrete Thrust Blocks As Detailed On The Drawings; Volume Not Exceeding 0.1M3; Nominal Bore: Not Exceeding 200Mm | 10 | Nr | AED | 115 | 1150
2018-03 | 4 | 4.0107 | United Arab Emirates | Dubai | Infrastructure | MBR - Dubai Hills Estate | Package 46 - Al Marabea St & North Boulevard | EMAAR | Al Nasr Contracting | Award | 2018 |  | Pipework - Supports And Protection | L721 | Concrete Thrust Blocks As Detailed On The Drawings; Volume 0.1 - 0.2M3; Nominal Bore: Not Exceeding 200Mm | 9 | Nr | AED | 230 | 2070
2018-03 | 4 | 4.0107 | United Arab Emirates | Dubai | Infrastructure | MBR - Dubai Hills Estate | Package 46 - Al Marabea St & North Boulevard | EMAAR | Al Nasr Contracting | Award | 2018 |  | Pipework - Supports And Protection | L722 | Concrete Thrust Blocks As Detailed On The Drawings; Volume 0.1 - 0.2M3; Nominal Bore: 200 - 300Mm | 8 | Nr | AED | 230 | 1840
2018-03 | 4 | 4.0108 | United Arab Emirates | Dubai | Infrastructure | MBR - Dubai Hills Estate | Package 46 - Al Marabea St & North Boulevard | EMAAR | Al Nasr Contracting | Award | 2018 |  | Pipework - Supports And Protection | L732 | Concrete Thrust Blocks As Detailed On The Drawings; Volume 0.2 - 0.5M3; Nominal Bore: 200 - 300Mm | 1 | Nr | AED | 575 | 575
2018-03 | 4 | 4.0108 | United Arab Emirates | Dubai | Infrastructure | MBR - Dubai Hills Estate | Package 46 - Al Marabea St & North Boulevard | EMAAR | Al Nasr Contracting | Award | 2018 |  | Pipework - Supports And Protection | L741 | Concrete Thrust Blocks As Detailed On The Drawings; Volume 0.5 - 1M3; Nominal Bore: Not Exceeding 200Mm | 4 | Nr | AED | 1151 | 4604
2018-03 | 4 | 4.0108 | United Arab Emirates | Dubai | Infrastructure | MBR - Dubai Hills Estate | Package 46 - Al Marabea St & North Boulevard | EMAAR | Al Nasr Contracting | Award | 2018 |  | Pipework - Supports And Protection | L742 | Concrete Thrust Blocks As Detailed On The Drawings; Volume 0.5 - 1M3; Nominal Bore: 200 - 300Mm | 16 | Nr | AED | 1151 | 18416
2018-03 | 4 | 4.0108 | United Arab Emirates | Dubai | Infrastructure | MBR - Dubai Hills Estate | Package 46 - Al Marabea St & North Boulevard | EMAAR | Al Nasr Contracting | Award | 2018 |  | Miscellaneous Work | X900.1 | Risers; Supply And Lay Pipe Riser Including Valve, Chamaber, End Cap, Fittings, Connection To The Main Line, Etc. Complete As Per Dwg.; Risers On 110Mm Dia | 10 | Nr | AED | 14058 | 140580
2018-03 | 4 | 4.0108 | United Arab Emirates | Dubai | Infrastructure | MBR - Dubai Hills Estate | Package 46 - Al Marabea St & North Boulevard | EMAAR | Al Nasr Contracting | Award | 2018 |  | Miscellaneous Work | X900.2 | Risers; Supply And Lay Pipe Riser Including Valve, Chamaber, End Cap, Fittings, Connection To The Main Line, Etc. Complete As Per Dwg.; Risers On 160Mm Dia | 2 | Nr | AED | 24850 | 49700
2018-03 | 4 | 4.0108 | United Arab Emirates | Dubai | Infrastructure | MBR - Dubai Hills Estate | Package 46 - Al Marabea St & North Boulevard | EMAAR | Al Nasr Contracting | Award | 2018 |  | Miscellaneous Work | X900.3 | Risers; Supply And Lay Pipe Riser Including Valve, Chamaber, End Cap, Fittings, Connection To The Main Line, Etc. Complete As Per Dwg.; Risers On 200Mm Dia | 8 | Nr | AED | 25043 | 200344
2018-03 | 4 | 4.0108 | United Arab Emirates | Dubai | Infrastructure | MBR - Dubai Hills Estate | Package 46 - Al Marabea St & North Boulevard | EMAAR | Al Nasr Contracting | Award | 2018 |  | Miscellaneous Work | X900.5 | Risers; Supply And Lay Pipe Riser Including Valve, Chamaber, End Cap, Fittings, Connection To The Main Line, Etc. Complete As Per Dwg.; Risers On 300Mm Dia | 2 | Nr | AED | 25505 | 51010
2018-03 | 4 | 4.0108 | United Arab Emirates | Dubai | Infrastructure | MBR - Dubai Hills Estate | Package 46 - Al Marabea St & North Boulevard | EMAAR | Al Nasr Contracting | Award | 2018 |  | Miscellaneous Work | X900.6 | Risers; Supply And Lay Pipe Riser Including Valve, Chamaber, End Cap, Fittings, Connection To The Main Line, Etc. Complete As Per Dwg.; Risers On 450Mm Dia | 13 | Nr | AED | 29779 | 387127
2018-03 | 4 | 4.0108 | United Arab Emirates | Dubai | Infrastructure | MBR - Dubai Hills Estate | Package 46 - Al Marabea St & North Boulevard | EMAAR | Al Nasr Contracting | Award | 2018 |  | Pipework - Pipes | I634.1 | Supply And Lay Grp Pipes Pipes (Stiffness 5,000, Pn 6) Laid And Jointed In Trenches With Coupling Including Excavation, Backfilling And Disposal Of Surplus Material, Straight Joints (Flexible Joint), Etc. As Shown On The Drawing.; Depth: 2.0M - 2.5M | 96 | m | AED | 394 | 37824
2018-03 | 4 | 4.0108 | United Arab Emirates | Dubai | Infrastructure | MBR - Dubai Hills Estate | Package 46 - Al Marabea St & North Boulevard | EMAAR | Al Nasr Contracting | Award | 2018 |  | Pipework - Pipes | I635.1 | Supply And Lay Grp Pipes Pipes (Stiffness 5,000, Pn 6) Laid And Jointed In Trenches With Coupling Including Excavation, Backfilling And Disposal Of Surplus Material, Straight Joints (Flexible Joint), Etc. As Shown On The Drawing.; Depth: 2.5M - 3.0M | 190 | m | AED | 449 | 85310
2018-03 | 4 | 4.0109 | United Arab Emirates | Dubai | Infrastructure | MBR - Dubai Hills Estate | Package 46 - Al Marabea St & North Boulevard | EMAAR | Al Nasr Contracting | Award | 2018 |  | Pipework - Pipes | I636.1 | Supply And Lay Grp Pipes Pipes (Stiffness 5,000, Pn 6) Laid And Jointed In Trenches With Coupling Including Excavation, Backfilling And Disposal Of Surplus Material, Straight Joints (Flexible Joint), Etc. As Shown On The Drawing.; Depth: 3.0M - 3.5M | 310 | m | AED | 497 | 154070
2018-03 | 4 | 4.0109 | United Arab Emirates | Dubai | Infrastructure | MBR - Dubai Hills Estate | Package 46 - Al Marabea St & North Boulevard | EMAAR | Al Nasr Contracting | Award | 2018 |  | Pipework - Pipes | I637.1 | Supply And Lay Grp Pipes Pipes (Stiffness 5,000, Pn 6) Laid And Jointed In Trenches With Coupling Including Excavation, Backfilling And Disposal Of Surplus Material, Straight Joints (Flexible Joint), Etc. As Shown On The Drawing.; Depth: 3.5M - 4.0M | 220 | m | AED | 564 | 124080
2018-03 | 4 | 4.0109 | United Arab Emirates | Dubai | Infrastructure | MBR - Dubai Hills Estate | Package 46 - Al Marabea St & North Boulevard | EMAAR | Al Nasr Contracting | Award | 2018 |  | Pipework - Pipes | I638.1 | Supply And Lay Grp Pipes Pipes (Stiffness 5,000, Pn 6) Laid And Jointed In Trenches With Coupling Including Excavation, Backfilling And Disposal Of Surplus Material, Straight Joints (Flexible Joint), Etc. As Shown On The Drawing.; Depth: 4.0M - 4.5M | 16 | m | AED | 638 | 10208
2018-03 | 4 | 4.0109 | United Arab Emirates | Dubai | Infrastructure | MBR - Dubai Hills Estate | Package 46 - Al Marabea St & North Boulevard | EMAAR | Al Nasr Contracting | Award | 2018 |  | Pipework - Pipes | I635.2 | For 500Mm Dia Grp Pipe; Depth: 2.5M - 3.0M | 30 | m | AED | 534 | 16020
2018-03 | 4 | 4.0109 | United Arab Emirates | Dubai | Infrastructure | MBR - Dubai Hills Estate | Package 46 - Al Marabea St & North Boulevard | EMAAR | Al Nasr Contracting | Award | 2018 |  | Pipework - Pipes | I637.2 | For 500Mm Dia Grp Pipe; Depth: 4.0M - 4.5M | 210 | m | AED | 633 | 132930
2018-03 | 4 | 4.0109 | United Arab Emirates | Dubai | Infrastructure | MBR - Dubai Hills Estate | Package 46 - Al Marabea St & North Boulevard | EMAAR | Al Nasr Contracting | Award | 2018 |  | Pipework - Pipes | I638.2 | For 500Mm Dia Grp Pipe; Depth: 4.5M - 5.0M | 57 | m | AED | 729 | 41553
2018-03 | 4 | 4.0109 | United Arab Emirates | Dubai | Infrastructure | MBR - Dubai Hills Estate | Package 46 - Al Marabea St & North Boulevard | EMAAR | Al Nasr Contracting | Award | 2018 |  | Pipework - Pipes | I638.3 | For 500Mm Dia Grp Pipe; Depth: 5.0M - 5.5M | 168 | m | AED | 934 | 156912
2018-03 | 4 | 4.0109 | United Arab Emirates | Dubai | Infrastructure | MBR - Dubai Hills Estate | Package 46 - Al Marabea St & North Boulevard | EMAAR | Al Nasr Contracting | Award | 2018 |  | Pipework - Pipes | I638.4 | For 500Mm Dia Grp Pipe; Depth: 5.5M - 6.0M | 50 | m | AED | 1144 | 57200
2018-03 | 4 | 4.0109 | United Arab Emirates | Dubai | Infrastructure | MBR - Dubai Hills Estate | Package 46 - Al Marabea St & North Boulevard | EMAAR | Al Nasr Contracting | Award | 2018 |  | Pipework - Pipes | I638.5 | For 600Mm Dia Grp Pipe; Depth: 4.0M - 4.5M | 282 | m | AED | 837 | 236034
2018-03 | 4 | 4.011 | United Arab Emirates | Dubai | Infrastructure | MBR - Dubai Hills Estate | Package 46 - Al Marabea St & North Boulevard | EMAAR | Al Nasr Contracting | Award | 2018 |  | Pipework - Pipes | I638.6 | For 600Mm Dia Grp Pipe; Depth: 4.5M - 5.0M | 70 | m | AED | 996 | 69720
2018-03 | 4 | 4.011 | United Arab Emirates | Dubai | Infrastructure | MBR - Dubai Hills Estate | Package 46 - Al Marabea St & North Boulevard | EMAAR | Al Nasr Contracting | Award | 2018 |  | Pipework - Pipes | I638.7 | For 600Mm Dia Grp Pipe; Depth: 5.0M - 5.5M | 110 | m | AED | 1104 | 121440
2018-03 | 4 | 4.011 | United Arab Emirates | Dubai | Infrastructure | MBR - Dubai Hills Estate | Package 46 - Al Marabea St & North Boulevard | EMAAR | Al Nasr Contracting | Award | 2018 |  | Pipework - Pipes | I648.1 | For 800Mm Dia Grp Pipe; Depth: 6.0M - 7.0M | 35 | m | AED | 2168 | 75880
2018-03 | 4 | 4.011 | United Arab Emirates | Dubai | Infrastructure | MBR - Dubai Hills Estate | Package 46 - Al Marabea St & North Boulevard | EMAAR | Al Nasr Contracting | Award | 2018 |  | Pipework - Pipes | I648.2 | For 900Mm Dia Grp Pipe; Depth: 5.0M - 5.5M | 130 | m | AED | 1523 | 197990
2018-03 | 4 | 4.011 | United Arab Emirates | Dubai | Infrastructure | MBR - Dubai Hills Estate | Package 46 - Al Marabea St & North Boulevard | EMAAR | Al Nasr Contracting | Award | 2018 |  | Pipework - Pipes | I658.1 | For 1000Mm Dia Grp Pipe; Depth: 5.0M - 6.0M | 153 | m | AED | 2073 | 317169
2018-03 | 4 | 4.011 | United Arab Emirates | Dubai | Infrastructure | MBR - Dubai Hills Estate | Package 46 - Al Marabea St & North Boulevard | EMAAR | Al Nasr Contracting | Award | 2018 |  | Pipework - Pipes | I658.2 | For 1200Mm Dia Grp Pipe; Depth: 6.0M - 6.5M | 328 | m | AED | 2492 | 817376
2018-03 | 4 | 4.011 | United Arab Emirates | Dubai | Infrastructure | MBR - Dubai Hills Estate | Package 46 - Al Marabea St & North Boulevard | EMAAR | Al Nasr Contracting | Award | 2018 |  | Pipework - Pipes | I645 | Supply And Lay Grp Pipes Pipes (Stiffness 10,000, Pn 12) Laid And Jointed In Trenches With Coupling Including Excavation, Backfilling And Disposal Of Surplus Material, Straight Joints (Flexible Joint), Etc. As Shown On The Drawing.; For Rising Main 800Mm Diameter Grp Pipe; Depth: 2.5M - 3.0M. | 1825 | m | AED | 976 | 1781200
2018-03 | 4 | 4.011 | United Arab Emirates | Dubai | Infrastructure | MBR - Dubai Hills Estate | Package 46 - Al Marabea St & North Boulevard | EMAAR | Al Nasr Contracting | Award | 2018 |  | Pipework - Pipes | I523 | Supply And Lay Upvc Pipes, Class D, Laid And Jointed In Trench With Coupling Including Excavation, Backfilling And Disposal Of Surplus Material As Shown On The Drawing.; For 250Mm Diameter Pipes; Depth: 1.5M - 2.0M. | 660 | m | AED | 180 | 118800
2018-03 | 4 | 4.011 | United Arab Emirates | Dubai | Infrastructure | MBR - Dubai Hills Estate | Package 46 - Al Marabea St & North Boulevard | EMAAR | Al Nasr Contracting | Award | 2018 |  | Pipework - Pipes | I524 | Supply And Lay Upvc Pipes, Class D, Laid And Jointed In Trench With Coupling Including Excavation, Backfilling And Disposal Of Surplus Material As Shown On The Drawing.; For 250Mm Diameter Pipes; Depth: 2.0M - 2.5M. | 75 | m | AED | 180 | 13500
2018-03 | 4 | 4.011 | United Arab Emirates | Dubai | Infrastructure | MBR - Dubai Hills Estate | Package 46 - Al Marabea St & North Boulevard | EMAAR | Al Nasr Contracting | Award | 2018 |  | Pipework - Pipes | I534 | For 315Mm Diameter Pipes; Depth: 2.0M - 2.5M. | 545 | m | AED | 219 | 119355
2018-03 | 4 | 4.0111 | United Arab Emirates | Dubai | Infrastructure | MBR - Dubai Hills Estate | Package 46 - Al Marabea St & North Boulevard | EMAAR | Al Nasr Contracting | Award | 2018 |  | Pipework - Pipes | I535 | For 315Mm Diameter Pipes; Depth: 2.5M - 3.0M. | 380 | m | AED | 305 | 115900
2018-03 | 4 | 4.0111 | United Arab Emirates | Dubai | Infrastructure | MBR - Dubai Hills Estate | Package 46 - Al Marabea St & North Boulevard | EMAAR | Al Nasr Contracting | Award | 2018 |  | Pipework - Pipes | I533 | For 315Mm Diameter Pipes; 315Mm Dia Pipe Gully Connection | 2345 | m | AED | 219 | 513555
2018-03 | 4 | 4.0111 | United Arab Emirates | Dubai | Infrastructure | MBR - Dubai Hills Estate | Package 46 - Al Marabea St & North Boulevard | EMAAR | Al Nasr Contracting | Award | 2018 |  | Pipework - Pipes | I512 | For 315Mm Diameter Pipes; 160Mm Dia Pipe Gully Connection | 3774 | m | AED | 141 | 532134
2018-03 | 4 | 4.0111 | United Arab Emirates | Dubai | Infrastructure | MBR - Dubai Hills Estate | Package 46 - Al Marabea St & North Boulevard | EMAAR | Al Nasr Contracting | Award | 2018 |  | Pipework - Pipes | I512 | Supply And Lay Slotted Upvc Pipes, Class D, Laid And Jointed In Trench Above Solid Pipe With Coupling Including Fittings, Natural Gravel Bed And Surround And Geotextile Membrane As Shown Onthe Drawing. (Excavation, Backfilling And Removal Surplus Material Measured In Laying Solid Pipes); For 200Mm Diameter Pipes (Slotted Pipes); Depth To Invert Not Exceeding 1.5M | 374 | m | AED | 163 | 60962
2018-03 | 4 | 4.0111 | United Arab Emirates | Dubai | Infrastructure | MBR - Dubai Hills Estate | Package 46 - Al Marabea St & North Boulevard | EMAAR | Al Nasr Contracting | Award | 2018 |  | Pipework - Fittings And Valves | J814 | Valves; Supply And Install Di Valve Including Extension Spindle As Shown On The Drawings And As Per Specifications.; Gate Valve On 800Mm Dia Pipe; Depth 2.5M - 3.5M | 4 | Nr | AED | 151576 | 606304
2018-03 | 4 | 4.0111 | United Arab Emirates | Dubai | Infrastructure | MBR - Dubai Hills Estate | Package 46 - Al Marabea St & North Boulevard | EMAAR | Al Nasr Contracting | Award | 2018 |  | Pipework - Fittings And Valves | J864 | Valves; Supply And Install Di Valve Including Extension Spindle As Shown On The Drawings And As Per Specifications.; Air Valve On 800Mm Dia Pipe; Depth 2.5M - 3.5M | 3 | Nr | AED | 45346 | 136038
2018-03 | 4 | 4.0111 | United Arab Emirates | Dubai | Infrastructure | MBR - Dubai Hills Estate | Package 46 - Al Marabea St & North Boulevard | EMAAR | Al Nasr Contracting | Award | 2018 |  | Pipework - Fittings And Valves | J894 | Valves; Supply And Install Di Valve Including Extension Spindle As Shown On The Drawings And As Per Specifications.; Washout Valve On 800Mm Dia Pipe; Depth 2.5M - 3.0M | 3 | Nr | AED | 166688 | 500064
2018-03 | 4 | 4.0111 | United Arab Emirates | Dubai | Infrastructure | MBR - Dubai Hills Estate | Package 46 - Al Marabea St & North Boulevard | EMAAR | Al Nasr Contracting | Award | 2018 |  | Pipework - Fittings And Valves | J411 | Fittings; Supply, Install And Joint Grp Fittings In Trench In Accordance With Specifications; Bend 45°; 800Mm Dia | 15 | Nr | AED | 4873 | 73095
2018-03 | 4 | 4.0111 | United Arab Emirates | Dubai | Infrastructure | MBR - Dubai Hills Estate | Package 46 - Al Marabea St & North Boulevard | EMAAR | Al Nasr Contracting | Award | 2018 |  | Pipework - Manholes And Pipework Ancillaries | K132.1 | Chambers /Manholes Complete As Shown On The Dwg, Supply Of All Ladders, Pipework, Pipe Pieces, Stub Pipe, Pipe Fittings, 600X600 Heavy Duty Recessed Type Manhole Covers, Extra Joints, Extra Excavation, Extra Backfilling, Extra Reinforcement, Protective Coating And Lining Metal Work; Manhole - Type G, 1200Mm Inner Dia,; On 250Mm Dia; Depth: 1.5M - 2.0M | 8 | Nr | AED | 10772 | 86176
2018-03 | 4 | 4.0111 | United Arab Emirates | Dubai | Infrastructure | MBR - Dubai Hills Estate | Package 46 - Al Marabea St & North Boulevard | EMAAR | Al Nasr Contracting | Award | 2018 |  | Pipework - Manholes And Pipework Ancillaries | K133.1 | Chambers /Manholes Complete As Shown On The Dwg, Supply Of All Ladders, Pipework, Pipe Pieces, Stub Pipe, Pipe Fittings, 600X600 Heavy Duty Recessed Type Manhole Covers, Extra Joints, Extra Excavation, Extra Backfilling, Extra Reinforcement, Protective Coating And Lining Metal Work; Manhole - Type G, 1200Mm Inner Dia,; On 250Mm Dia; Depth: 2.0M - 2.5M | 1 | Nr | AED | 11957 | 11957
2018-03 | 4 | 4.0111 | United Arab Emirates | Dubai | Infrastructure | MBR - Dubai Hills Estate | Package 46 - Al Marabea St & North Boulevard | EMAAR | Al Nasr Contracting | Award | 2018 |  | Pipework - Manholes And Pipework Ancillaries | K132.5 | Manhole - Type G, 1200Mm Inner Dia, With Vortex Valve (10 L/S) As Per Drawing; On 250Mm Dia; Depth: 1.5M - 2.0M | 1 | Nr | AED | 46081 | 46081
2018-03 | 4 | 4.0112 | United Arab Emirates | Dubai | Infrastructure | MBR - Dubai Hills Estate | Package 46 - Al Marabea St & North Boulevard | EMAAR | Al Nasr Contracting | Award | 2018 |  | Pipework - Manholes And Pipework Ancillaries | K132.4 | Manhole - Type H, 1500Mm Inner Dia,; On 315Mm Dia; Depth: 1.5M - 2.0M | 8 | Nr | AED | 14636 | 117088
2018-03 | 4 | 4.0112 | United Arab Emirates | Dubai | Infrastructure | MBR - Dubai Hills Estate | Package 46 - Al Marabea St & North Boulevard | EMAAR | Al Nasr Contracting | Award | 2018 |  | Pipework - Manholes And Pipework Ancillaries | K134.1 | Manhole - Type H, 1500Mm Inner Dia,; On 315Mm Dia; Depth: 2.5M - 3.0M | 3 | Nr | AED | 17541 | 52623
2018-03 | 4 | 4.0112 | United Arab Emirates | Dubai | Infrastructure | MBR - Dubai Hills Estate | Package 46 - Al Marabea St & North Boulevard | EMAAR | Al Nasr Contracting | Award | 2018 |  | Pipework - Manholes And Pipework Ancillaries | K135.3 | Manhole - Type H, 1500Mm Inner Dia,; On 315Mm Dia; Depth: 3.0M - 3.5M | 6 | Nr | AED | 18994 | 113964
2018-03 | 4 | 4.0112 | United Arab Emirates | Dubai | Infrastructure | MBR - Dubai Hills Estate | Package 46 - Al Marabea St & North Boulevard | EMAAR | Al Nasr Contracting | Award | 2018 |  | Pipework - Manholes And Pipework Ancillaries | K132.2 | Manhole - Type H, 1500Mm Inner Dia,; On 400Mm Dia; Depth: 1.5M - 2.0M | 1 | Nr | AED | 15056 | 15056
2018-03 | 4 | 4.0112 | United Arab Emirates | Dubai | Infrastructure | MBR - Dubai Hills Estate | Package 46 - Al Marabea St & North Boulevard | EMAAR | Al Nasr Contracting | Award | 2018 |  | Pipework - Manholes And Pipework Ancillaries | K133.2 | Manhole - Type H, 1500Mm Inner Dia,; On 400Mm Dia; Depth: 2.0M - 2.5M | 1 | Nr | AED | 16508 | 16508
2018-03 | 4 | 4.0112 | United Arab Emirates | Dubai | Infrastructure | MBR - Dubai Hills Estate | Package 46 - Al Marabea St & North Boulevard | EMAAR | Al Nasr Contracting | Award | 2018 |  | Pipework - Manholes And Pipework Ancillaries | K134.2 | Manhole - Type H, 1500Mm Inner Dia,; On 400Mm Dia; Depth: 2.5M - 3.0M | 3 | Nr | AED | 17961 | 53883
2018-03 | 4 | 4.0112 | United Arab Emirates | Dubai | Infrastructure | MBR - Dubai Hills Estate | Package 46 - Al Marabea St & North Boulevard | EMAAR | Al Nasr Contracting | Award | 2018 |  | Pipework - Manholes And Pipework Ancillaries | K135.1 | Manhole - Type H, 1500Mm Inner Dia,; On 400Mm Dia; Depth: 3.0M - 3.5M | 2 | Nr | AED | 19585 | 39170
2018-03 | 4 | 4.0112 | United Arab Emirates | Dubai | Infrastructure | MBR - Dubai Hills Estate | Package 46 - Al Marabea St & North Boulevard | EMAAR | Al Nasr Contracting | Award | 2018 |  | Pipework - Manholes And Pipework Ancillaries | K135.2 | Manhole - Type H, 1500Mm Inner Dia,; On 500Mm Dia; Depth: 3.0M - 3.5M | 1 | Nr | AED | 20533 | 20533
2018-03 | 4 | 4.0112 | United Arab Emirates | Dubai | Infrastructure | MBR - Dubai Hills Estate | Package 46 - Al Marabea St & North Boulevard | EMAAR | Al Nasr Contracting | Award | 2018 |  | Pipework - Manholes And Pipework Ancillaries | K136.1 | Manhole - Type I, 1500Mm Inner Dia,; On 400Mm Dia; Depth: 3.5M - 4.0M | 4 | Nr | AED | 23699 | 94796
2018-03 | 4 | 4.0113 | United Arab Emirates | Dubai | Infrastructure | MBR - Dubai Hills Estate | Package 46 - Al Marabea St & North Boulevard | EMAAR | Al Nasr Contracting | Award | 2018 |  | Pipework - Manholes And Pipework Ancillaries | K137.1 | Manhole - Type I, 1500Mm Inner Dia,; On 400Mm Dia; Depth: 4.0M - 4.5M | 2 | Nr | AED | 23907 | 47814
2018-03 | 4 | 4.0113 | United Arab Emirates | Dubai | Infrastructure | MBR - Dubai Hills Estate | Package 46 - Al Marabea St & North Boulevard | EMAAR | Al Nasr Contracting | Award | 2018 |  | Pipework - Manholes And Pipework Ancillaries | K137.2 | Manhole - Type I, 1500Mm Inner Dia,; On 400Mm Dia; Depth: 4.5M - 5.0M | 2 | Nr | AED | 25440 | 50880
2018-03 | 4 | 4.0113 | United Arab Emirates | Dubai | Infrastructure | MBR - Dubai Hills Estate | Package 46 - Al Marabea St & North Boulevard | EMAAR | Al Nasr Contracting | Award | 2018 |  | Pipework - Manholes And Pipework Ancillaries | K137.3 | Manhole - Type J, 1800Mm Inner Dia,; On 500Mm Dia; Depth: 5.5M - 6.0M | 2 | Nr | AED | 33538 | 67076
2018-03 | 4 | 4.0113 | United Arab Emirates | Dubai | Infrastructure | MBR - Dubai Hills Estate | Package 46 - Al Marabea St & North Boulevard | EMAAR | Al Nasr Contracting | Award | 2018 |  | Pipework - Manholes And Pipework Ancillaries | K137.4 | Manhole - Type J, 1800Mm Inner Dia,; On 500Mm Dia; Depth: 6.0M - 6.5M | 1 | Nr | AED | 35408 | 35408
2018-03 | 4 | 4.0113 | United Arab Emirates | Dubai | Infrastructure | MBR - Dubai Hills Estate | Package 46 - Al Marabea St & North Boulevard | EMAAR | Al Nasr Contracting | Award | 2018 |  | Pipework - Manholes And Pipework Ancillaries | K137.5 | Manhole - Type L, 2400Mm Inner Dia,; On 1200Mm Dia; Depth: 5.5M - 6.0M | 1 | Nr | AED | 62771 | 62771
2018-03 | 4 | 4.0113 | United Arab Emirates | Dubai | Infrastructure | MBR - Dubai Hills Estate | Package 46 - Al Marabea St & North Boulevard | EMAAR | Al Nasr Contracting | Award | 2018 |  | Pipework - Manholes And Pipework Ancillaries | K137.6 | Manhole - Type L, 2400Mm Inner Dia,; On 1200Mm Dia; Depth: 6.0M - 6.5M | 3 | Nr | AED | 64612 | 193836
2018-03 | 4 | 4.0113 | United Arab Emirates | Dubai | Infrastructure | MBR - Dubai Hills Estate | Package 46 - Al Marabea St & North Boulevard | EMAAR | Al Nasr Contracting | Award | 2018 |  | Pipework - Manholes And Pipework Ancillaries | K234.1 | Valve Chamber; Reinforced Concrete Valve Chamber Including Excavation, Backfilling, Short Pipes, Fittings, Joints, Heavy Duty Cover And Frame, Waterproofing, Vent, Ladder, Disposal Of Surplus Material Etc. Complete As Per Drawing Details And Dm Standard.; Gate Valve Chamber; On 800Mm Dia; Depth: 2.5M - 3.5M | 4 | Nr | AED | 60700 | 242800
2018-03 | 4 | 4.0113 | United Arab Emirates | Dubai | Infrastructure | MBR - Dubai Hills Estate | Package 46 - Al Marabea St & North Boulevard | EMAAR | Al Nasr Contracting | Award | 2018 |  | Pipework - Manholes And Pipework Ancillaries | K234.2 | Air Valve Chamber; On 800Mm Dia; Depth: 2.5M - 3.5M | 3 | Nr | AED | 61435 | 184305
2018-03 | 4 | 4.0113 | United Arab Emirates | Dubai | Infrastructure | MBR - Dubai Hills Estate | Package 46 - Al Marabea St & North Boulevard | EMAAR | Al Nasr Contracting | Award | 2018 |  | Pipework - Manholes And Pipework Ancillaries | K234.2 | Washout Valve Chamber; On 800Mm Dia; Depth: 2.5M - 3.5M | 3 | Nr | AED | 110239 | 330717
2018-03 | 4 | 4.0113 | United Arab Emirates | Dubai | Infrastructure | MBR - Dubai Hills Estate | Package 46 - Al Marabea St & North Boulevard | EMAAR | Al Nasr Contracting | Award | 2018 |  | Pipework - Manholes And Pipework Ancillaries | K863 | Tie-In Connection; Connection With Existing Stormwater Network Including All Accessories And Fittings As Per Drawing Details And Specifications | 2 | Nr | AED | 130513 | 261026
2018-03 | 4 | 4.0114 | United Arab Emirates | Dubai | Infrastructure | MBR - Dubai Hills Estate | Package 46 - Al Marabea St & North Boulevard | EMAAR | Al Nasr Contracting | Award | 2018 |  | Pipework - Manholes And Pipework Ancillaries | K330 | Gullies; On 250Mm Dia; Depth Not Exceeding 1.5M | 330 | Nr | AED | 3817 | 1259610
2018-03 | 4 | 4.0114 | United Arab Emirates | Dubai | Infrastructure | MBR - Dubai Hills Estate | Package 46 - Al Marabea St & North Boulevard | EMAAR | Al Nasr Contracting | Award | 2018 |  | Miscellaneous Work | X900.1 | Supply And Install Class 1 Full Retention Separator, Single Chamber To Bs En 858 Inluding Foundation, Shaft Extension And Covers Complete As Per Drawing Details.; Oil Interceptor - 100 L/S | 1 | Nr | AED | 351486 | 351486
2018-03 | 4 | 4.0114 | United Arab Emirates | Dubai | Infrastructure | MBR - Dubai Hills Estate | Package 46 - Al Marabea St & North Boulevard | EMAAR | Al Nasr Contracting | Award | 2018 |  | Miscellaneous Work | X900.2 | Supply And Install Geocelular Stormwater Storage System Including Excavation, Backfilling, Gravel And Geotextile Surround Short Pipes, Fittings, Joints, Disposal Of Surplus Material Etc. Complete As Per Drawing Details.; 1,000M (L) X 500Mm (W) X 400Mm (H) | 5880 | Nr | AED | 198 | 1164240
2018-03 | 4 | 4.0114 | United Arab Emirates | Dubai | Infrastructure | MBR - Dubai Hills Estate | Package 46 - Al Marabea St & North Boulevard | EMAAR | Al Nasr Contracting | Award | 2018 |  | Pipework - Supports And Protection | L532 | Surround; For 250Mm Dia Upvc Pipe | 735 | m | AED | 60 | 44100
2018-03 | 4 | 4.0114 | United Arab Emirates | Dubai | Infrastructure | MBR - Dubai Hills Estate | Package 46 - Al Marabea St & North Boulevard | EMAAR | Al Nasr Contracting | Award | 2018 |  | Pipework - Supports And Protection | L533.1 | Surround; For 315Mm Dia Upvc Pipe | 925 | m | AED | 70 | 64750
2018-03 | 4 | 4.0114 | United Arab Emirates | Dubai | Infrastructure | MBR - Dubai Hills Estate | Package 46 - Al Marabea St & North Boulevard | EMAAR | Al Nasr Contracting | Award | 2018 |  | Pipework - Supports And Protection | L533.2 | Surround; For 400Mm Dia Grp Pipe | 832 | m | AED | 85 | 70720
2018-03 | 4 | 4.0114 | United Arab Emirates | Dubai | Infrastructure | MBR - Dubai Hills Estate | Package 46 - Al Marabea St & North Boulevard | EMAAR | Al Nasr Contracting | Award | 2018 |  | Pipework - Supports And Protection | L533.3 | Surround; For 500Mm Dia Grp Pipe | 515 | m | AED | 103 | 53045
2018-03 | 4 | 4.0114 | United Arab Emirates | Dubai | Infrastructure | MBR - Dubai Hills Estate | Package 46 - Al Marabea St & North Boulevard | EMAAR | Al Nasr Contracting | Award | 2018 |  | Pipework - Supports And Protection | L533.4 | Surround; For 600Mm Dia Grp Pipe | 462 | m | AED | 123 | 56826
2018-03 | 4 | 4.0114 | United Arab Emirates | Dubai | Infrastructure | MBR - Dubai Hills Estate | Package 46 - Al Marabea St & North Boulevard | EMAAR | Al Nasr Contracting | Award | 2018 |  | Pipework - Supports And Protection | L533.5 | Surround; For 800Mm Dia Grp Pipe | 1860 | m | AED | 166 | 308760
2018-03 | 4 | 4.0114 | United Arab Emirates | Dubai | Infrastructure | MBR - Dubai Hills Estate | Package 46 - Al Marabea St & North Boulevard | EMAAR | Al Nasr Contracting | Award | 2018 |  | Pipework - Supports And Protection | L534 | Surround; For 900Mm Dia Grp Pipe | 130 | m | AED | 190 | 24700
2018-03 | 4 | 4.0114 | United Arab Emirates | Dubai | Infrastructure | MBR - Dubai Hills Estate | Package 46 - Al Marabea St & North Boulevard | EMAAR | Al Nasr Contracting | Award | 2018 |  | Pipework - Supports And Protection | L535.1 | Surround; For 1000Mm Dia Grp Pipe | 153 | m | AED | 215 | 32895
2018-03 | 4 | 4.0115 | United Arab Emirates | Dubai | Infrastructure | MBR - Dubai Hills Estate | Package 46 - Al Marabea St & North Boulevard | EMAAR | Al Nasr Contracting | Award | 2018 |  | Pipework - Supports And Protection | L535.2 | Surround; For 1200Mm Dia Grp Pipe | 328 | m | AED | 270 | 88560
2018-03 | 4 | 4.0115 | United Arab Emirates | Dubai | Infrastructure | MBR - Dubai Hills Estate | Package 46 - Al Marabea St & North Boulevard | EMAAR | Al Nasr Contracting | Award | 2018 |  | Pipework - Supports And Protection | L541.1 | Concrete Surround As Per Details; For 800Mm Dia Pipe | 180 | m | AED | 802 | 144360
2018-03 | 4 | 4.0115 | United Arab Emirates | Dubai | Infrastructure | MBR - Dubai Hills Estate | Package 46 - Al Marabea St & North Boulevard | EMAAR | Al Nasr Contracting | Award | 2018 |  | Pipework - Supports And Protection | L692 | Geotextile Fabric Surrounds To Pipe; For 250Mm Dia Upvc Pipe | 735 | m | AED | 14 | 10290
2018-03 | 4 | 4.0115 | United Arab Emirates | Dubai | Infrastructure | MBR - Dubai Hills Estate | Package 46 - Al Marabea St & North Boulevard | EMAAR | Al Nasr Contracting | Award | 2018 |  | Pipework - Supports And Protection | L693.1 | Geotextile Fabric Surrounds To Pipe; For 315Mm Dia Upvc Pipe | 925 | m | AED | 15 | 13875
2018-03 | 4 | 4.0115 | United Arab Emirates | Dubai | Infrastructure | MBR - Dubai Hills Estate | Package 46 - Al Marabea St & North Boulevard | EMAAR | Al Nasr Contracting | Award | 2018 |  | Pipework - Supports And Protection | L693.2 | Geotextile Fabric Surrounds To Pipe; For 400Mm Dia Grp Pipe | 832 | m | AED | 17 | 14144
2018-03 | 4 | 4.0115 | United Arab Emirates | Dubai | Infrastructure | MBR - Dubai Hills Estate | Package 46 - Al Marabea St & North Boulevard | EMAAR | Al Nasr Contracting | Award | 2018 |  | Pipework - Supports And Protection | L693.3 | Geotextile Fabric Surrounds To Pipe; For 500Mm Dia Grp Pipe | 515 | m | AED | 19 | 9785
2018-03 | 4 | 4.0115 | United Arab Emirates | Dubai | Infrastructure | MBR - Dubai Hills Estate | Package 46 - Al Marabea St & North Boulevard | EMAAR | Al Nasr Contracting | Award | 2018 |  | Pipework - Supports And Protection | L693.4 | Geotextile Fabric Surrounds To Pipe; For 600Mm Dia Grp Pipe | 462 | m | AED | 21 | 9702
2018-03 | 4 | 4.0115 | United Arab Emirates | Dubai | Infrastructure | MBR - Dubai Hills Estate | Package 46 - Al Marabea St & North Boulevard | EMAAR | Al Nasr Contracting | Award | 2018 |  | Pipework - Supports And Protection | L693.5 | Geotextile Fabric Surrounds To Pipe; For 800Mm Dia Grp Pipe | 1860 | m | AED | 25 | 46500
2018-03 | 4 | 4.0115 | United Arab Emirates | Dubai | Infrastructure | MBR - Dubai Hills Estate | Package 46 - Al Marabea St & North Boulevard | EMAAR | Al Nasr Contracting | Award | 2018 |  | Pipework - Supports And Protection | L694 | Geotextile Fabric Surrounds To Pipe; For 900Mm Dia Grp Pipe | 130 | m | AED | 27 | 3510
2018-03 | 4 | 4.0115 | United Arab Emirates | Dubai | Infrastructure | MBR - Dubai Hills Estate | Package 46 - Al Marabea St & North Boulevard | EMAAR | Al Nasr Contracting | Award | 2018 |  | Pipework - Supports And Protection | L695.1 | Geotextile Fabric Surrounds To Pipe; For 1000Mm Dia Grp Pipe | 153 | m | AED | 29 | 4437
2018-03 | 4 | 4.0116 | United Arab Emirates | Dubai | Infrastructure | MBR - Dubai Hills Estate | Package 46 - Al Marabea St & North Boulevard | EMAAR | Al Nasr Contracting | Award | 2018 |  | Pipework - Supports And Protection | L695.2 | Geotextile Fabric Surrounds To Pipe; For 1200Mm Dia Grp Pipe | 328 | m | AED | 33 | 10824
2018-03 | 4 | 4.0116 | United Arab Emirates | Dubai | Infrastructure | MBR - Dubai Hills Estate | Package 46 - Al Marabea St & North Boulevard | EMAAR | Al Nasr Contracting | Award | 2018 |  | Pipework - Supports And Protection | L711 | Concrete Thrust Blocks As Detailed On The Drawings; Volume Not Exceeding 0.1M3; Nominal Bore: Not Exceeding 200Mm | 17 | Nr | AED | 326 | 5542
2018-03 | 4 | 4.0116 | United Arab Emirates | Dubai | Infrastructure | MBR - Dubai Hills Estate | Package 46 - Al Marabea St & North Boulevard | EMAAR | Al Nasr Contracting | Award | 2018 |  | Pipework - Pipes | I514.1 | Supply And Lay Upvc Pipes, Class D, Laid And Jointed In Trench With Coupling Including Excavation, Backfilling And Disposal Of Surplus Material As Shown On The Drawing.; For 200Mm Dia Upvc Pipe; Depth: 2.0 - 2.5M | 222 | m | AED | 179 | 39738
2018-03 | 4 | 4.0116 | United Arab Emirates | Dubai | Infrastructure | MBR - Dubai Hills Estate | Package 46 - Al Marabea St & North Boulevard | EMAAR | Al Nasr Contracting | Award | 2018 |  | Pipework - Pipes | I515 | Supply And Lay Upvc Pipes, Class D, Laid And Jointed In Trench With Coupling Including Excavation, Backfilling And Disposal Of Surplus Material As Shown On The Drawing.; For 200Mm Dia Upvc Pipe; Depth: 2.5 - 3.0M | 57 | m | AED | 228 | 12996
2018-03 | 4 | 4.0116 | United Arab Emirates | Dubai | Infrastructure | MBR - Dubai Hills Estate | Package 46 - Al Marabea St & North Boulevard | EMAAR | Al Nasr Contracting | Award | 2018 |  | Pipework - Pipes | I514.2 | For 250Mm Dia Upvc Pipe; Depth: 2.0 - 2.5M | 95 | m | AED | 252 | 23940
2018-03 | 4 | 4.0116 | United Arab Emirates | Dubai | Infrastructure | MBR - Dubai Hills Estate | Package 46 - Al Marabea St & North Boulevard | EMAAR | Al Nasr Contracting | Award | 2018 |  | Pipework - Pipes | I538.1 | For 315Mm Dia Upvc Pipe; Depth: 4.0 - 4.5M | 320 | m | AED | 474 | 151680
2018-03 | 4 | 4.0116 | United Arab Emirates | Dubai | Infrastructure | MBR - Dubai Hills Estate | Package 46 - Al Marabea St & North Boulevard | EMAAR | Al Nasr Contracting | Award | 2018 |  | Pipework - Pipes | I538.2 | For 315Mm Dia Upvc Pipe; Depth: 4.5 - 5.0M | 161 | m | AED | 580 | 93380
2018-03 | 4 | 4.0116 | United Arab Emirates | Dubai | Infrastructure | MBR - Dubai Hills Estate | Package 46 - Al Marabea St & North Boulevard | EMAAR | Al Nasr Contracting | Award | 2018 |  | Pipework - Pipes | I638.1 | Supply And Lay Grp Pipes Pipes (Stiffness 5,000, Pn 6) Laid And Jointed In Trenches With Coupling Including Excavation, Backfilling And Disposal Of Surplus Material, Straight Joints (Flexible Joint), Etc. As Shown On The Drawing.; For 400Mm Dia Grp Pipe; Depth: 4.0 - 4.5M | 355 | m | AED | 666 | 236430
2018-03 | 4 | 4.0116 | United Arab Emirates | Dubai | Infrastructure | MBR - Dubai Hills Estate | Package 46 - Al Marabea St & North Boulevard | EMAAR | Al Nasr Contracting | Award | 2018 |  | Pipework - Pipes | I638.2 | Supply And Lay Grp Pipes Pipes (Stiffness 5,000, Pn 6) Laid And Jointed In Trenches With Coupling Including Excavation, Backfilling And Disposal Of Surplus Material, Straight Joints (Flexible Joint), Etc. As Shown On The Drawing.; For 400Mm Dia Grp Pipe; Depth: 4.5 - 5.0M | 56 | m | AED | 747 | 41832
2018-03 | 4 | 4.0117 | United Arab Emirates | Dubai | Infrastructure | MBR - Dubai Hills Estate | Package 46 - Al Marabea St & North Boulevard | EMAAR | Al Nasr Contracting | Award | 2018 |  | Pipework - Pipes | I638.3 | For 500Mm Dia Grp Pipe; Depth: 4.5 - 5.0M | 157 | m | AED | 842 | 132194
2018-03 | 4 | 4.0117 | United Arab Emirates | Dubai | Infrastructure | MBR - Dubai Hills Estate | Package 46 - Al Marabea St & North Boulevard | EMAAR | Al Nasr Contracting | Award | 2018 |  | Pipework - Pipes | I638.4 | For 500Mm Dia Grp Pipe; Depth: 5.0 - 5.5M | 53 | m | AED | 934 | 49502
2018-03 | 4 | 4.0117 | United Arab Emirates | Dubai | Infrastructure | MBR - Dubai Hills Estate | Package 46 - Al Marabea St & North Boulevard | EMAAR | Al Nasr Contracting | Award | 2018 |  | Pipework - Pipes | I638.5 | For 500Mm Dia Grp Pipe; Depth: 5.5 - 6.0M | 80 | m | AED | 1144 | 91520
2018-03 | 4 | 4.0117 | United Arab Emirates | Dubai | Infrastructure | MBR - Dubai Hills Estate | Package 46 - Al Marabea St & North Boulevard | EMAAR | Al Nasr Contracting | Award | 2018 |  | Pipework - Pipes | I638.6 | For 600Mm Dia Grp Pipe; Depth: 9.5 - 10.0M | 20 | m | AED | 2627 | 52540
2018-03 | 4 | 4.0117 | United Arab Emirates | Dubai | Infrastructure | MBR - Dubai Hills Estate | Package 46 - Al Marabea St & North Boulevard | EMAAR | Al Nasr Contracting | Award | 2018 |  | Pipework - Pipes | I648.1 | For 700Mm Dia Grp Pipe; Depth: 9.5 - 10.0M | 45 | m | AED | 2780 | 125100
2018-03 | 4 | 4.0117 | United Arab Emirates | Dubai | Infrastructure | MBR - Dubai Hills Estate | Package 46 - Al Marabea St & North Boulevard | EMAAR | Al Nasr Contracting | Award | 2018 |  | Pipework - Pipes | I648.2 | For 700Mm Dia Grp Pipe; Depth: 10.0 - 10.5M | 345 | m | AED | 2984 | 1029480
2018-03 | 4 | 4.0117 | United Arab Emirates | Dubai | Infrastructure | MBR - Dubai Hills Estate | Package 46 - Al Marabea St & North Boulevard | EMAAR | Al Nasr Contracting | Award | 2018 |  | Pipework - Pipes | I648.3 | For 800Mm Dia Grp Pipe; Depth: 10.0 - 10.5M | 115 | m | AED | 3138 | 360870
2018-03 | 4 | 4.0117 | United Arab Emirates | Dubai | Infrastructure | MBR - Dubai Hills Estate | Package 46 - Al Marabea St & North Boulevard | EMAAR | Al Nasr Contracting | Award | 2018 |  | Pipework - Pipes | I648.4 | For 900Mm Dia Grp Pipe; Depth: 12.0 - 14.0M | 250 | m | AED | 4717 | 1179250
2018-03 | 4 | 4.0117 | United Arab Emirates | Dubai | Infrastructure | MBR - Dubai Hills Estate | Package 46 - Al Marabea St & North Boulevard | EMAAR | Al Nasr Contracting | Award | 2018 |  | Pipework - Pipes | I635 | Supply And Lay Grp Pipes Pipes (Stiffness 10,000, Pn 12) Laid And Jointed In Trenches With Coupling Including Excavation, Backfilling And Disposal Of Surplus Material, Straight Joints (Flexible Joint), Etc. As Shown On The Drawing.; For Rising Main 600Mm Diameter Grp Pipe; Depth 2.5-3.5M | 860 | m | AED | 708 | 608880
2018-03 | 4 | 4.0117 | United Arab Emirates | Dubai | Infrastructure | MBR - Dubai Hills Estate | Package 46 - Al Marabea St & North Boulevard | EMAAR | Al Nasr Contracting | Award | 2018 |  | Pipework - Pipes | I944 | Ndrc Works For Al Marbea Road Crossing; On 600Mm | 150 | m | AED | 7250 | 1087500
2018-03 | 4 | 4.0118 | United Arab Emirates | Dubai | Infrastructure | MBR - Dubai Hills Estate | Package 46 - Al Marabea St & North Boulevard | EMAAR | Al Nasr Contracting | Award | 2018 |  | Pipework - Fittings And Valves | J814.1 | Valves; Supply And Install Di Valve Including Extension Spindle As Shown On The Drawings And As Per Specifications.; Gate Valve On 600Mm Dia Pipe; Depth 2.5M - 3.5M | 1 | Nr | AED | 65430 | 65430
2018-03 | 4 | 4.0118 | United Arab Emirates | Dubai | Infrastructure | MBR - Dubai Hills Estate | Package 46 - Al Marabea St & North Boulevard | EMAAR | Al Nasr Contracting | Award | 2018 |  | Pipework - Fittings And Valves | J863.2 | Valves; Supply And Install Di Valve Including Extension Spindle As Shown On The Drawings And As Per Specifications.; Air Valve On 600Mm Dia Pipe; Depth 2.5M - 3.5M | 1 | Nr | AED | 39879 | 39879
2018-03 | 4 | 4.0118 | United Arab Emirates | Dubai | Infrastructure | MBR - Dubai Hills Estate | Package 46 - Al Marabea St & North Boulevard | EMAAR | Al Nasr Contracting | Award | 2018 |  | Pipework - Fittings And Valves | J891.1 | Valves; Supply And Install Di Valve Including Extension Spindle As Shown On The Drawings And As Per Specifications.; Washout Valve On 600Mm Dia Pipe; Depth 2.5M - 3.5M | 1 | Nr | AED | 80218 | 80218
2018-03 | 4 | 4.0118 | United Arab Emirates | Dubai | Infrastructure | MBR - Dubai Hills Estate | Package 46 - Al Marabea St & North Boulevard | EMAAR | Al Nasr Contracting | Award | 2018 |  | Pipework - Fittings And Valves | J411.1 | Fittings; Supply, Install And Joint Grp Fittings In Trench In Accordance With Specifications; Bend 45°; 600Mm Dia | 4 | Nr | AED | 3105 | 12420
2018-03 | 4 | 4.0118 | United Arab Emirates | Dubai | Infrastructure | MBR - Dubai Hills Estate | Package 46 - Al Marabea St & North Boulevard | EMAAR | Al Nasr Contracting | Award | 2018 |  | Pipework - Fittings And Valves | J491.1 | Future Connection; Stub For Future Connection Including 200Mm Dia. Upvc End Cap | 6 | Nr | AED | 97 | 582
2018-03 | 4 | 4.0118 | United Arab Emirates | Dubai | Infrastructure | MBR - Dubai Hills Estate | Package 46 - Al Marabea St & North Boulevard | EMAAR | Al Nasr Contracting | Award | 2018 |  | Pipework - Fittings And Valves | J491.2 | Stub Connection With End Cap For House Connection Chamber; 200Mm Dia. Upvc Stub Connection With End Cap | 22 | Nr | AED | 97 | 2134
2018-03 | 4 | 4.0118 | United Arab Emirates | Dubai | Infrastructure | MBR - Dubai Hills Estate | Package 46 - Al Marabea St & North Boulevard | EMAAR | Al Nasr Contracting | Award | 2018 |  | Pipework - Manholes And Pipework Ancillaries | K133.1 | Manholes; Manholes Including Excavation, Concrete Works, Grp Liner, Tanking Membrane With Protection Board, Built In Short Pipes, Heavy Duty Cover With Frame Complete In All Respect As Detailed On Drawing.; Manhole - Type A, 1200Mm Inner Dia,; On 200Mm Dia: Depth: 2.0M - 2.5M | 6 | Nr | AED | 12405 | 74430
2018-03 | 4 | 4.0118 | United Arab Emirates | Dubai | Infrastructure | MBR - Dubai Hills Estate | Package 46 - Al Marabea St & North Boulevard | EMAAR | Al Nasr Contracting | Award | 2018 |  | Pipework - Manholes And Pipework Ancillaries | K134 | Manholes; Manholes Including Excavation, Concrete Works, Grp Liner, Tanking Membrane With Protection Board, Built In Short Pipes, Heavy Duty Cover With Frame Complete In All Respect As Detailed On Drawing.; Manhole - Type A, 1200Mm Inner Dia,; On 200Mm Dia: Depth: 2.5M - 3.0M | 1 | Nr | AED | 13833 | 13833
2018-03 | 4 | 4.0118 | United Arab Emirates | Dubai | Infrastructure | MBR - Dubai Hills Estate | Package 46 - Al Marabea St & North Boulevard | EMAAR | Al Nasr Contracting | Award | 2018 |  | Pipework - Manholes And Pipework Ancillaries | K133.2 | Manhole - Type B, 1500Mm Inner Dia.; On 250Mm Dia; Depth: 2.0M - 2.5M | 4 | Nr | AED | 16140 | 64560
2018-03 | 4 | 4.0118 | United Arab Emirates | Dubai | Infrastructure | MBR - Dubai Hills Estate | Package 46 - Al Marabea St & North Boulevard | EMAAR | Al Nasr Contracting | Award | 2018 |  | Pipework - Manholes And Pipework Ancillaries | K137.1 | Manhole - Type C, 1500Mm Inner Dia.; On 200Mm Dia; Depth: 5.5M - 6.0M | 2 | Nr | AED | 31028 | 62056
2018-03 | 4 | 4.0118 | United Arab Emirates | Dubai | Infrastructure | MBR - Dubai Hills Estate | Package 46 - Al Marabea St & North Boulevard | EMAAR | Al Nasr Contracting | Award | 2018 |  | Pipework - Manholes And Pipework Ancillaries | K137.2 | Manhole - Type C, 1500Mm Inner Dia.; On 500Mm Dia; Depth: 4.5M - 5.0M | 2 | Nr | AED | 31902 | 63804
2018-03 | 4 | 4.0119 | United Arab Emirates | Dubai | Infrastructure | MBR - Dubai Hills Estate | Package 46 - Al Marabea St & North Boulevard | EMAAR | Al Nasr Contracting | Award | 2018 |  | Pipework - Manholes And Pipework Ancillaries | K137.3 | Manhole - Type C, 1500Mm Inner Dia.; On 500Mm Dia; Depth: 5.0M - 5.5M | 1 | Nr | AED | 34019 | 34019
2018-03 | 4 | 4.0119 | United Arab Emirates | Dubai | Infrastructure | MBR - Dubai Hills Estate | Package 46 - Al Marabea St & North Boulevard | EMAAR | Al Nasr Contracting | Award | 2018 |  | Pipework - Manholes And Pipework Ancillaries | K137.4 | Manhole - Type: M (Special), 2400Mm Inner Dia; On 700Mm Dia; Depth: 10.0M - 10.5M | 5 | Nr | AED | 85694 | 428470
2018-03 | 4 | 4.0119 | United Arab Emirates | Dubai | Infrastructure | MBR - Dubai Hills Estate | Package 46 - Al Marabea St & North Boulevard | EMAAR | Al Nasr Contracting | Award | 2018 |  | Pipework - Manholes And Pipework Ancillaries | K137.5 | Manhole - Type: M (Special), 2400Mm Inner Dia; On 800Mm Dia; Depth: 10.0M - 10.5M | 3 | Nr | AED | 86799 | 260397
2018-03 | 4 | 4.0119 | United Arab Emirates | Dubai | Infrastructure | MBR - Dubai Hills Estate | Package 46 - Al Marabea St & North Boulevard | EMAAR | Al Nasr Contracting | Award | 2018 |  | Pipework - Manholes And Pipework Ancillaries | K137.6 | Manhole - Type: M (Special), 2400Mm Inner Dia; On 1200Mm Dia; Depth: 12.0M - 14.0M | 5 | Nr | AED | 124687 | 623435
2018-03 | 4 | 4.0119 | United Arab Emirates | Dubai | Infrastructure | MBR - Dubai Hills Estate | Package 46 - Al Marabea St & North Boulevard | EMAAR | Al Nasr Contracting | Award | 2018 |  | Pipework - Manholes And Pipework Ancillaries | K144.1 | Manhole - Type B, 1500Mm Inner Dia. (Backdrop); On 315Mm Dia; Depth: 2.5M - 3.0M | 3 | Nr | AED | 20798 | 62394
2018-03 | 4 | 4.0119 | United Arab Emirates | Dubai | Infrastructure | MBR - Dubai Hills Estate | Package 46 - Al Marabea St & North Boulevard | EMAAR | Al Nasr Contracting | Award | 2018 |  | Pipework - Manholes And Pipework Ancillaries | K146.1 | Manhole - Type B, 1500Mm Inner Dia. (Backdrop); On 315Mm Dia; Depth: 3.5M - 4.0M | 1 | Nr | AED | 23983 | 23983
2018-03 | 4 | 4.0119 | United Arab Emirates | Dubai | Infrastructure | MBR - Dubai Hills Estate | Package 46 - Al Marabea St & North Boulevard | EMAAR | Al Nasr Contracting | Award | 2018 |  | Pipework - Manholes And Pipework Ancillaries | K147.1 | Manhole - Type C, 1500Mm Inner Dia. (Backdrop); On 200Mm Dia; Depth: 4.5M - 5.0M | 1 | Nr | AED | 30181 | 30181
2018-03 | 4 | 4.0119 | United Arab Emirates | Dubai | Infrastructure | MBR - Dubai Hills Estate | Package 46 - Al Marabea St & North Boulevard | EMAAR | Al Nasr Contracting | Award | 2018 |  | Pipework - Manholes And Pipework Ancillaries | K147.2 | Manhole - Type C, 1500Mm Inner Dia. (Backdrop); On 200Mm Dia; Depth: 6.5M - 7.0M | 1 | Nr | AED | 40257 | 40257
2018-03 | 4 | 4.0119 | United Arab Emirates | Dubai | Infrastructure | MBR - Dubai Hills Estate | Package 46 - Al Marabea St & North Boulevard | EMAAR | Al Nasr Contracting | Award | 2018 |  | Pipework - Manholes And Pipework Ancillaries | K146.2 | Manhole - Type C, 1500Mm Inner Dia. (Backdrop); On 250Mm Dia; Depth: 3.5M - 4.0M | 1 | Nr | AED | 26333 | 26333
2018-03 | 4 | 4.0119 | United Arab Emirates | Dubai | Infrastructure | MBR - Dubai Hills Estate | Package 46 - Al Marabea St & North Boulevard | EMAAR | Al Nasr Contracting | Award | 2018 |  | Pipework - Manholes And Pipework Ancillaries | K147.3 | Manhole - Type C, 1500Mm Inner Dia. (Backdrop); On 315Mm Dia; Depth: 4.0M - 4.5M | 2 | Nr | AED | 29405 | 58810
2018-03 | 4 | 4.012 | United Arab Emirates | Dubai | Infrastructure | MBR - Dubai Hills Estate | Package 46 - Al Marabea St & North Boulevard | EMAAR | Al Nasr Contracting | Award | 2018 |  | Pipework - Manholes And Pipework Ancillaries | K147.4 | Manhole - Type C, 1500Mm Inner Dia. (Backdrop); On 315Mm Dia; Depth: 4.5M - 5.0M | 1 | Nr | AED | 31501 | 31501
2018-03 | 4 | 4.012 | United Arab Emirates | Dubai | Infrastructure | MBR - Dubai Hills Estate | Package 46 - Al Marabea St & North Boulevard | EMAAR | Al Nasr Contracting | Award | 2018 |  | Pipework - Manholes And Pipework Ancillaries | K147.5 | Manhole - Type C, 1500Mm Inner Dia. (Backdrop); On 315Mm Dia; Depth: 5.0M - 5.5M | 1 | Nr | AED | 33910 | 33910
2018-03 | 4 | 4.012 | United Arab Emirates | Dubai | Infrastructure | MBR - Dubai Hills Estate | Package 46 - Al Marabea St & North Boulevard | EMAAR | Al Nasr Contracting | Award | 2018 |  | Pipework - Manholes And Pipework Ancillaries | K147.6 | Manhole - Type C, 1500Mm Inner Dia. (Backdrop); On 400Mm Dia; Depth: 4.5M - 5.0M | 5 | Nr | AED | 31501 | 157505
2018-03 | 4 | 4.012 | United Arab Emirates | Dubai | Infrastructure | MBR - Dubai Hills Estate | Package 46 - Al Marabea St & North Boulevard | EMAAR | Al Nasr Contracting | Award | 2018 |  | Pipework - Manholes And Pipework Ancillaries | K147.7 | Manhole - Type C, 1500Mm Inner Dia. (Backdrop); On 400Mm Dia; Depth: 5.0M - 5.5M | 5 | Nr | AED | 33910 | 169550
2018-03 | 4 | 4.012 | United Arab Emirates | Dubai | Infrastructure | MBR - Dubai Hills Estate | Package 46 - Al Marabea St & North Boulevard | EMAAR | Al Nasr Contracting | Award | 2018 |  | Pipework - Manholes And Pipework Ancillaries | K147.8 | Manhole - Type C, 1500Mm Inner Dia. (Backdrop); On 500Mm Dia; Depth: 5.5M - 6.0M | 1 | Nr | AED | 36319 | 36319
2018-03 | 4 | 4.012 | United Arab Emirates | Dubai | Infrastructure | MBR - Dubai Hills Estate | Package 46 - Al Marabea St & North Boulevard | EMAAR | Al Nasr Contracting | Award | 2018 |  | Pipework - Manholes And Pipework Ancillaries | K147.8 | Manhole - Type: M (Special), 2400Mm Inner Dia (Backdrop); On 200Mm Dia; Depth: 9.0M - 9.5M | 1 | Nr | AED | 74112 | 74112
2018-03 | 4 | 4.012 | United Arab Emirates | Dubai | Infrastructure | MBR - Dubai Hills Estate | Package 46 - Al Marabea St & North Boulevard | EMAAR | Al Nasr Contracting | Award | 2018 |  | Pipework - Manholes And Pipework Ancillaries | K147.9 | Manhole - Type: M (Special), 2400Mm Inner Dia (Backdrop); On 600Mm Dia; Depth: 9.5M - 10.0M | 2 | Nr | AED | 85838 | 171676
2018-03 | 4 | 4.012 | United Arab Emirates | Dubai | Infrastructure | MBR - Dubai Hills Estate | Package 46 - Al Marabea St & North Boulevard | EMAAR | Al Nasr Contracting | Award | 2018 |  | Pipework - Manholes And Pipework Ancillaries | K147.10 | Manhole - Type: M (Special), 2400Mm Inner Dia (Backdrop); On 700Mm Dia; Depth: 10.0M - 10.5M | 2 | Nr | AED | 92833 | 185666
2018-03 | 4 | 4.012 | United Arab Emirates | Dubai | Infrastructure | MBR - Dubai Hills Estate | Package 46 - Al Marabea St & North Boulevard | EMAAR | Al Nasr Contracting | Award | 2018 |  | Pipework - Manholes And Pipework Ancillaries | K147.11 | Manhole - Type: M (Special), 2400Mm Inner Dia (Backdrop); On 800Mm Dia; Depth: 10.0M - 10.5M | 1 | Nr | AED | 93938 | 93938
2018-03 | 4 | 4.0121 | United Arab Emirates | Dubai | Infrastructure | MBR - Dubai Hills Estate | Package 46 - Al Marabea St & North Boulevard | EMAAR | Al Nasr Contracting | Award | 2018 |  | Pipework - Manholes And Pipework Ancillaries | K147.12 | Manhole - Type: M (Special), 2400Mm Inner Dia (Backdrop); On 1200Mm Dia; Depth: 12.0M - 14.0M | 1 | Nr | AED | 133431 | 133431
2018-03 | 4 | 4.0121 | United Arab Emirates | Dubai | Infrastructure | MBR - Dubai Hills Estate | Package 46 - Al Marabea St & North Boulevard | EMAAR | Al Nasr Contracting | Award | 2018 |  | Pipework - Manholes And Pipework Ancillaries | K232.13 | Valve Chamber; Reinforced Concrete Valve Chamber Including Excavation, Backfilling, Short Pipes, Fittings, Joints, Heavy Duty Cover And Frame, Waterproofing, Vent, Ladder, Disposal Of Surplus Material Etc. Complete As Per Drawing Details And Dm Standard.; Gate Valve Chamber; On 600Mm Dia; Depth 2.5M - 3.5M | 1 | Nr | AED | 73056 | 73056
2018-03 | 4 | 4.0121 | United Arab Emirates | Dubai | Infrastructure | MBR - Dubai Hills Estate | Package 46 - Al Marabea St & North Boulevard | EMAAR | Al Nasr Contracting | Award | 2018 |  | Pipework - Manholes And Pipework Ancillaries | K232.13 | Air Valve Chamber; On 600Mm Dia; Depth 2.5M - 3.5M | 1 | Nr | AED | 77438 | 77438
2018-03 | 4 | 4.0121 | United Arab Emirates | Dubai | Infrastructure | MBR - Dubai Hills Estate | Package 46 - Al Marabea St & North Boulevard | EMAAR | Al Nasr Contracting | Award | 2018 |  | Pipework - Manholes And Pipework Ancillaries | K232.13 | Washout Valve Chamber; On 600Mm Dia; Depth 2.0M - 3.5M | 1 | Nr | AED | 114479 | 114479
2018-03 | 4 | 4.0121 | United Arab Emirates | Dubai | Infrastructure | MBR - Dubai Hills Estate | Package 46 - Al Marabea St & North Boulevard | EMAAR | Al Nasr Contracting | Award | 2018 |  | Pipework - Manholes And Pipework Ancillaries | K860 | Tie-In Connection; Connection With Existing Sewerage Network Including All Accessories And Fittings As Per Drawing Details And Specifications | 3 | Nr | AED | 130926 | 392778
2018-03 | 4 | 4.0121 | United Arab Emirates | Dubai | Infrastructure | MBR - Dubai Hills Estate | Package 46 - Al Marabea St & North Boulevard | EMAAR | Al Nasr Contracting | Award | 2018 |  | Miscellaneous Work | X900.1 | Heavy Duty Di Covers; Extra Over For Recessed Type Heavy Duty Di Cover And Frame For Chambers As Per Dmdid Standards And Specifications.; For Sewer Manholes | 1 | Nr | AED | 34 | 172
2018-03 | 4 | 4.0121 | United Arab Emirates | Dubai | Infrastructure | MBR - Dubai Hills Estate | Package 46 - Al Marabea St & North Boulevard | EMAAR | Al Nasr Contracting | Award | 2018 |  | Pipework - Supports And Protection | L531 | Surround; For 200Mm Dia Upvc Pipe | 279 | m | AED | 53 | 14787
2018-03 | 4 | 4.0121 | United Arab Emirates | Dubai | Infrastructure | MBR - Dubai Hills Estate | Package 46 - Al Marabea St & North Boulevard | EMAAR | Al Nasr Contracting | Award | 2018 |  | Pipework - Supports And Protection | L532 | Surround; For 250Mm Dia Upvc Pipe | 95 | m | AED | 60 | 5700
2018-03 | 4 | 4.0121 | United Arab Emirates | Dubai | Infrastructure | MBR - Dubai Hills Estate | Package 46 - Al Marabea St & North Boulevard | EMAAR | Al Nasr Contracting | Award | 2018 |  | Pipework - Supports And Protection | L533.1 | Surround; For 315Mm Dia Upvc Pipe | 481 | m | AED | 70 | 33670
2018-03 | 4 | 4.0121 | United Arab Emirates | Dubai | Infrastructure | MBR - Dubai Hills Estate | Package 46 - Al Marabea St & North Boulevard | EMAAR | Al Nasr Contracting | Award | 2018 |  | Pipework - Supports And Protection | L533.2 | Surround; For 400Mm Dia Grp Pipe | 411 | m | AED | 85 | 34935
2018-03 | 4 | 4.0122 | United Arab Emirates | Dubai | Infrastructure | MBR - Dubai Hills Estate | Package 46 - Al Marabea St & North Boulevard | EMAAR | Al Nasr Contracting | Award | 2018 |  | Pipework - Supports And Protection | L533.3 | Surround; For 500Mm Dia Grp Pipe | 290 | m | AED | 103 | 29870
2018-03 | 4 | 4.0122 | United Arab Emirates | Dubai | Infrastructure | MBR - Dubai Hills Estate | Package 46 - Al Marabea St & North Boulevard | EMAAR | Al Nasr Contracting | Award | 2018 |  | Pipework - Supports And Protection | L533.4 | Surround; For 600Mm Dia Grp Pipe | 20 | m | AED | 123 | 2460
2018-03 | 4 | 4.0122 | United Arab Emirates | Dubai | Infrastructure | MBR - Dubai Hills Estate | Package 46 - Al Marabea St & North Boulevard | EMAAR | Al Nasr Contracting | Award | 2018 |  | Pipework - Supports And Protection | L534.1 | Surround; For 700Mm Dia Grp Pipe | 390 | m | AED | 144 | 56160
2018-03 | 4 | 4.0122 | United Arab Emirates | Dubai | Infrastructure | MBR - Dubai Hills Estate | Package 46 - Al Marabea St & North Boulevard | EMAAR | Al Nasr Contracting | Award | 2018 |  | Pipework - Supports And Protection | L534.2 | Surround; For 800Mm Dia Grp Pipe | 115 | m | AED | 166 | 19090
2018-03 | 4 | 4.0122 | United Arab Emirates | Dubai | Infrastructure | MBR - Dubai Hills Estate | Package 46 - Al Marabea St & North Boulevard | EMAAR | Al Nasr Contracting | Award | 2018 |  | Pipework - Supports And Protection | L534.3 | Surround; For 900Mm Dia Grp Pipe | 250 | m | AED | 190 | 47500
2018-03 | 4 | 4.0122 | United Arab Emirates | Dubai | Infrastructure | MBR - Dubai Hills Estate | Package 46 - Al Marabea St & North Boulevard | EMAAR | Al Nasr Contracting | Award | 2018 |  | Pipework - Supports And Protection | L543. | Concrete Surround As Per Details; For 600Mm Dia Pipe | 180 | m | AED | 608 | 109440
2018-03 | 4 | 4.0122 | United Arab Emirates | Dubai | Infrastructure | MBR - Dubai Hills Estate | Package 46 - Al Marabea St & North Boulevard | EMAAR | Al Nasr Contracting | Award | 2018 |  | Pipework - Supports And Protection | L601 | Geotextile Fabric Surrounds To Pipe; For 200Mm Dia Upvc Pipe | 279 | m | AED | 14 | 3906
2018-03 | 4 | 4.0122 | United Arab Emirates | Dubai | Infrastructure | MBR - Dubai Hills Estate | Package 46 - Al Marabea St & North Boulevard | EMAAR | Al Nasr Contracting | Award | 2018 |  | Pipework - Supports And Protection | L602 | Geotextile Fabric Surrounds To Pipe; For 250Mm Dia Upvc Pipe | 95 | m | AED | 14 | 1330
2018-03 | 4 | 4.0122 | United Arab Emirates | Dubai | Infrastructure | MBR - Dubai Hills Estate | Package 46 - Al Marabea St & North Boulevard | EMAAR | Al Nasr Contracting | Award | 2018 |  | Pipework - Supports And Protection | L603.1 | Geotextile Fabric Surrounds To Pipe; For 315Mm Dia Upvc Pipe | 481 | m | AED | 15 | 7215
2018-03 | 4 | 4.0122 | United Arab Emirates | Dubai | Infrastructure | MBR - Dubai Hills Estate | Package 46 - Al Marabea St & North Boulevard | EMAAR | Al Nasr Contracting | Award | 2018 |  | Pipework - Supports And Protection | L603.2 | Geotextile Fabric Surrounds To Pipe; For 400Mm Dia Grp Pipe | 411 | m | AED | 17 | 6987
2018-03 | 4 | 4.0122 | United Arab Emirates | Dubai | Infrastructure | MBR - Dubai Hills Estate | Package 46 - Al Marabea St & North Boulevard | EMAAR | Al Nasr Contracting | Award | 2018 |  | Pipework - Supports And Protection | L603.3 | Geotextile Fabric Surrounds To Pipe; For 500Mm Dia Grp Pipe | 290 | m | AED | 19 | 5510
2018-03 | 4 | 4.0123 | United Arab Emirates | Dubai | Infrastructure | MBR - Dubai Hills Estate | Package 46 - Al Marabea St & North Boulevard | EMAAR | Al Nasr Contracting | Award | 2018 |  | Pipework - Supports And Protection | L603.4 | Geotextile Fabric Surrounds To Pipe; For 600Mm Dia Grp Pipe | 20 | m | AED | 21 | 420
2018-03 | 4 | 4.0123 | United Arab Emirates | Dubai | Infrastructure | MBR - Dubai Hills Estate | Package 46 - Al Marabea St & North Boulevard | EMAAR | Al Nasr Contracting | Award | 2018 |  | Pipework - Supports And Protection | L604.1 | Geotextile Fabric Surrounds To Pipe; For 700Mm Dia Grp Pipe | 390 | m | AED | 23 | 8970
2018-03 | 4 | 4.0123 | United Arab Emirates | Dubai | Infrastructure | MBR - Dubai Hills Estate | Package 46 - Al Marabea St & North Boulevard | EMAAR | Al Nasr Contracting | Award | 2018 |  | Pipework - Supports And Protection | L604.2 | Geotextile Fabric Surrounds To Pipe; For 800Mm Dia Grp Pipe | 115 | m | AED | 25 | 2875
2018-03 | 4 | 4.0123 | United Arab Emirates | Dubai | Infrastructure | MBR - Dubai Hills Estate | Package 46 - Al Marabea St & North Boulevard | EMAAR | Al Nasr Contracting | Award | 2018 |  | Pipework - Supports And Protection | L604.3 | Geotextile Fabric Surrounds To Pipe; For 900Mm Dia Grp Pipe | 250 | m | AED | 27 | 6750
2018-03 | 4 | 4.0123 | United Arab Emirates | Dubai | Infrastructure | MBR - Dubai Hills Estate | Package 46 - Al Marabea St & North Boulevard | EMAAR | Al Nasr Contracting | Award | 2018 |  | Pipework - Supports And Protection | L711 | Concrete Thrust Blocks As Detailed On The Drawings; Volume Not Exceeding 0.1M3; Nominal Bore: Not Exceeding 200Mm | 9 | Nr | AED | 326 | 2934
2018-03 | 4 | 4.0123 | United Arab Emirates | Dubai | Infrastructure | MBR - Dubai Hills Estate | Package 46 - Al Marabea St & North Boulevard | EMAAR | Al Nasr Contracting | Award | 2018 |  | Miscellaneous Work | X900.1 | Supply And Installation Of The Following Power Supply Cabling As Shown On The Drawings; 4C X 25Mm2 Cu/Xlpe/Swa/Mdpe + 4C X 16Mm2 Cu/Pvc Ecc | 7400 | m | AED | 102 | 754800
2018-03 | 4 | 4.0123 | United Arab Emirates | Dubai | Infrastructure | MBR - Dubai Hills Estate | Package 46 - Al Marabea St & North Boulevard | EMAAR | Al Nasr Contracting | Award | 2018 |  | Miscellaneous Work | X900.2 | Earthing System; Supply And Install Complete Earthing System Including Excavation, Backfilling, Compaction And Handling As Shown In Dwg. | 21 | Nr | AED | 5830 | 122430
2018-03 | 4 | 4.0123 | United Arab Emirates | Dubai | Infrastructure | MBR - Dubai Hills Estate | Package 46 - Al Marabea St & North Boulevard | EMAAR | Al Nasr Contracting | Award | 2018 |  | Miscellaneous Work | X900.3 | Supply And Install Lighting Column With Foundation And Accessories Complete With Brackets, Luminaries, Lamps And Cut-Outs, Terminate Cables, Junction Boxes, Commission And Grouting Of Base Plate And Handling (As Shown On Drawing); | 3 | Nr | AED | 19936 | 59808
2018-03 | 4 | 4.0123 | United Arab Emirates | Dubai | Infrastructure | MBR - Dubai Hills Estate | Package 46 - Al Marabea St & North Boulevard | EMAAR | Al Nasr Contracting | Award | 2018 |  | Miscellaneous Work | X900.4 | Supply And Install Lighting Column With Foundation And Accessories Complete With Brackets, Luminaries, Lamps And Cut-Outs, Terminate Cables, Junction Boxes, Commission And Grouting Of Base Plate And Handling (As Shown On Drawing); | 4 | Nr | AED | 21283 | 85132
2018-03 | 4 | 4.0123 | United Arab Emirates | Dubai | Infrastructure | MBR - Dubai Hills Estate | Package 46 - Al Marabea St & North Boulevard | EMAAR | Al Nasr Contracting | Award | 2018 |  | Miscellaneous Work | X900.5 | Supply And Install Lighting Column With Foundation And Accessories Complete With Brackets, Luminaries, Lamps And Cut-Outs, Terminate Cables, Junction Boxes, Commission And Grouting Of Base Plate And Handling (As Shown On Drawing); | 4 | Nr | AED | 9609 | 38436
2018-03 | 4 | 4.0124 | United Arab Emirates | Dubai | Infrastructure | MBR - Dubai Hills Estate | Package 46 - Al Marabea St & North Boulevard | EMAAR | Al Nasr Contracting | Award | 2018 |  | Miscellaneous Work | X900.6 | Supply And Install Lighting Column With Foundation And Accessories Complete With Brackets, Luminaries, Lamps And Cut-Outs, Terminate Cables, Junction Boxes, Commission And Grouting Of Base Plate And Handling (As Shown On Drawing); | 1 | Nr | AED | 13706 | 13706
2018-03 | 4 | 4.0124 | United Arab Emirates | Dubai | Infrastructure | MBR - Dubai Hills Estate | Package 46 - Al Marabea St & North Boulevard | EMAAR | Al Nasr Contracting | Award | 2018 |  | Miscellaneous Work | X900.7 | Relocated Existing Poles With Accessories And Foundation (As Shown On The Drawing); 16M High Pole With 2 X 225-275W Led Luminaire & Brackets (Marabea Street - Rta Spec) | 7 | Nr | AED | 33520 | 234640
2018-03 | 4 | 4.0124 | United Arab Emirates | Dubai | Infrastructure | MBR - Dubai Hills Estate | Package 46 - Al Marabea St & North Boulevard | EMAAR | Al Nasr Contracting | Award | 2018 |  | Miscellaneous Work | X900.8 | Installation Of Emaar Supplied Lighting Column Complete With Brackets, Luminaries, Lamps And Cut-Outs, Terminate Cables, Junction Boxes, Commission And Grouting Of Base Plate And Handling (As Shown On The Drawing); 12M High Pole With 3 X 110W Led Luminaire & Brackets (Boulevard - Emaar Spec) | 4 | Nr | AED | 13778 | 55112
2018-03 | 4 | 4.0124 | United Arab Emirates | Dubai | Infrastructure | MBR - Dubai Hills Estate | Package 46 - Al Marabea St & North Boulevard | EMAAR | Al Nasr Contracting | Award | 2018 |  | Miscellaneous Work | X900.9 | Installation Of Emaar Supplied Lighting Column Complete With Brackets, Luminaries, Lamps And Cut-Outs, Terminate Cables, Junction Boxes, Commission And Grouting Of Base Plate And Handling (As Shown On The Drawing); 10M High Pole With 1 X 204 Led Luminaire & Brackets (Boulevard - Emaar Spec) | 25 | Nr | AED | 8747 | 218675
2018-03 | 4 | 4.0124 | United Arab Emirates | Dubai | Infrastructure | MBR - Dubai Hills Estate | Package 46 - Al Marabea St & North Boulevard | EMAAR | Al Nasr Contracting | Award | 2018 |  | Miscellaneous Work | X900.10 | Installation Of Emaar Supplied Lighting Column Complete With Brackets, Luminaries, Lamps And Cut-Outs, Terminate Cables, Junction Boxes, Commission And Grouting Of Base Plate And Handling (As Shown On The Drawing); 10M High Pole With 1 X 110 Led Luminaire & Brackets (Boulevard - Emaar Spec) | 148 | Nr | AED | 8689 | 1285972
2018-03 | 4 | 4.0124 | United Arab Emirates | Dubai | Infrastructure | MBR - Dubai Hills Estate | Package 46 - Al Marabea St & North Boulevard | EMAAR | Al Nasr Contracting | Award | 2018 |  | Miscellaneous Work | X900.11 | Installation Of Emaar Supplied Lighting Column Complete With Brackets, Luminaries, Lamps And Cut-Outs, Terminate Cables, Junction Boxes, Commission And Grouting Of Base Plate And Handling (As Shown On The Drawing); 10M High Pole With 2X 110 Led Luminaire & Brackets (Boulevard - Emaar Spec) | 15 | Nr | AED | 10306 | 154590
2018-03 | 4 | 4.0124 | United Arab Emirates | Dubai | Infrastructure | MBR - Dubai Hills Estate | Package 46 - Al Marabea St & North Boulevard | EMAAR | Al Nasr Contracting | Award | 2018 |  | Miscellaneous Work | X900.12 | Suply And Install Concrete Foundation For Emaar Supplied Poles Including Formwork, Holding Down Bolts, Nuts And Washers With Denso Tape And Waterproofing As Per Manufactruers Specification.; | 4 | m | AED | 2051 | 8204
2018-03 | 4 | 4.0124 | United Arab Emirates | Dubai | Infrastructure | MBR - Dubai Hills Estate | Package 46 - Al Marabea St & North Boulevard | EMAAR | Al Nasr Contracting | Award | 2018 |  | Miscellaneous Work | X900.13 | Suply And Install Concrete Foundation For Emaar Supplied Poles Including Formwork, Holding Down Bolts, Nuts And Washers With Denso Tape And Waterproofing As Per Manufactruers Specification.; | 25 | m | AED | 1076 | 26900
2018-03 | 4 | 4.0124 | United Arab Emirates | Dubai | Infrastructure | MBR - Dubai Hills Estate | Package 46 - Al Marabea St & North Boulevard | EMAAR | Al Nasr Contracting | Award | 2018 |  | Miscellaneous Work | X900.14 | Suply And Install Concrete Foundation For Emaar Supplied Poles Including Formwork, Holding Down Bolts, Nuts And Washers With Denso Tape And Waterproofing As Per Manufactruers Specification.; | 148 | m | AED | 1076 | 159248
2018-03 | 4 | 4.0125 | United Arab Emirates | Dubai | Infrastructure | MBR - Dubai Hills Estate | Package 46 - Al Marabea St & North Boulevard | EMAAR | Al Nasr Contracting | Award | 2018 |  | Miscellaneous Work | X900.15 | Suply And Install Concrete Foundation For Emaar Supplied Poles Including Formwork, Holding Down Bolts, Nuts And Washers With Denso Tape And Waterproofing As Per Manufactruers Specification.; | 15 | m | AED | 1076 | 16140
2018-03 | 4 | 4.0125 | United Arab Emirates | Dubai | Infrastructure | MBR - Dubai Hills Estate | Package 46 - Al Marabea St & North Boulevard | EMAAR | Al Nasr Contracting | Award | 2018 |  | Miscellaneous Work | X900.40 | Low Voltage Feeder Pillar; Supply And Installation Of Feeder Pillar Including Construction Of Foundation For Lv Feeder Pillar Including Excavation, Backfilling, Disposal Of Surplus Material, Etc. As Per Shown Drawings.; Street Lighting Control Cabinet / Feeder Pillar | 4 | Nr | AED | 57810 | 231240
2018-03 | 4 | 4.0125 | United Arab Emirates | Dubai | Infrastructure | MBR - Dubai Hills Estate | Package 46 - Al Marabea St & North Boulevard | EMAAR | Al Nasr Contracting | Award | 2018 |  | Pipework - Manholes And Pipework Ancillaries | K522 | Ducts; Supply And Install Upvc Cable Ducts To Bs3506 Class C Laid And Jointed In Trench Beneath Carriageways Including Endcaps, 8Mm Dia Draw Cords, Studs And Concrete Duct Markers As Specified.; 2 Way 100Mm Dia Upvc Duct; Depth Not Exceeding 1.5M. | 430 | m | AED | 76 | 32680
2018-03 | 4 | 4.0125 | United Arab Emirates | Dubai | Infrastructure | MBR - Dubai Hills Estate | Package 46 - Al Marabea St & North Boulevard | EMAAR | Al Nasr Contracting | Award | 2018 |  | Pipework - Supports And Protection | L521 | Surround; 2 Way 100Mm Dia Upvc Duct | 430 | m | AED | 8 | 3440
2018-03 | 4 | 4.0125 | United Arab Emirates | Dubai | Infrastructure | MBR - Dubai Hills Estate | Package 46 - Al Marabea St & North Boulevard | EMAAR | Al Nasr Contracting | Award | 2018 |  | Pipework - Pipes | I722.1 | Supply And Lay Hdpe Pipes (Hdpe Pe100 Sdr 9 Pn20 To Bs Iso 4427 Or Pe3408 Class 200 Dr9 To Awwa C906, Fm Approved) Laid And Jointed In Trench With Coupling Including Excavation, Backfilling And Disposal Of Surplus Material.; For 200Mm Outside Diameter Pipes; Depth Not Exceeding 1.5M | 1602 | m | AED | 189 | 302778
2018-03 | 4 | 4.0125 | United Arab Emirates | Dubai | Infrastructure | MBR - Dubai Hills Estate | Package 46 - Al Marabea St & North Boulevard | EMAAR | Al Nasr Contracting | Award | 2018 |  | Pipework - Pipes | I723.1 | Supply And Lay Hdpe Pipes (Hdpe Pe100 Sdr 9 Pn20 To Bs Iso 4427 Or Pe3408 Class 200 Dr9 To Awwa C906, Fm Approved) Laid And Jointed In Trench With Coupling Including Excavation, Backfilling And Disposal Of Surplus Material.; For 200Mm Outside Diameter Pipes; Depth 1.5-2.0M | 400 | m | AED | 193 | 77200
2018-03 | 4 | 4.0125 | United Arab Emirates | Dubai | Infrastructure | MBR - Dubai Hills Estate | Package 46 - Al Marabea St & North Boulevard | EMAAR | Al Nasr Contracting | Award | 2018 |  | Pipework - Pipes | I732.1 | For 250Mm Outside Diameter Pipes; Depth Not Exceeding 1.5M | 850 | m | AED | 262 | 222700
2018-03 | 4 | 4.0125 | United Arab Emirates | Dubai | Infrastructure | MBR - Dubai Hills Estate | Package 46 - Al Marabea St & North Boulevard | EMAAR | Al Nasr Contracting | Award | 2018 |  | Pipework - Pipes | I733.2 | For 250Mm Outside Diameter Pipes; Depth 1.5-2.0M | 212 | m | AED | 267 | 56604
2018-03 | 4 | 4.0125 | United Arab Emirates | Dubai | Infrastructure | MBR - Dubai Hills Estate | Package 46 - Al Marabea St & North Boulevard | EMAAR | Al Nasr Contracting | Award | 2018 |  | Pipework - Pipes | I732.2 | For 315Mm Outside Diameter Pipes; Depth Not Exceeding 1.5M | 120 | m | AED | 368 | 44160
2018-03 | 4 | 4.0125 | United Arab Emirates | Dubai | Infrastructure | MBR - Dubai Hills Estate | Package 46 - Al Marabea St & North Boulevard | EMAAR | Al Nasr Contracting | Award | 2018 |  | Pipework - Pipes | I733.3 | For 315Mm Outside Diameter Pipes; Depth 1.5-2.0M | 30 | m | AED | 374 | 11220
2018-03 | 4 | 4.0126 | United Arab Emirates | Dubai | Infrastructure | MBR - Dubai Hills Estate | Package 46 - Al Marabea St & North Boulevard | EMAAR | Al Nasr Contracting | Award | 2018 |  | Pipework - Pipes | I732.2 | For 355Mm Outside Diameter Pipes; Depth Not Exceeding 1.5M | 1282 | m | AED | 439 | 562798
2018-03 | 4 | 4.0126 | United Arab Emirates | Dubai | Infrastructure | MBR - Dubai Hills Estate | Package 46 - Al Marabea St & North Boulevard | EMAAR | Al Nasr Contracting | Award | 2018 |  | Pipework - Pipes | I733.3 | For 355Mm Outside Diameter Pipes; Depth 1.5-2.0M | 320 | m | AED | 443 | 141760
2018-03 | 4 | 4.0126 | United Arab Emirates | Dubai | Infrastructure | MBR - Dubai Hills Estate | Package 46 - Al Marabea St & North Boulevard | EMAAR | Al Nasr Contracting | Award | 2018 |  | Pipework - Pipes | I722.2 | Supply And Lay Hdpe Pipes Inside Upvc Ducts. Earthworks And Other Accessories Already Included In Ducts.; 200Mm Outside Dia. | 110 | m | AED | 307 | 33770
2018-03 | 4 | 4.0126 | United Arab Emirates | Dubai | Infrastructure | MBR - Dubai Hills Estate | Package 46 - Al Marabea St & North Boulevard | EMAAR | Al Nasr Contracting | Award | 2018 |  | Pipework - Pipes | I732.4 | Supply And Lay Hdpe Pipes Inside Upvc Ducts. Earthworks And Other Accessories Already Included In Ducts.; 250Mm Outside Dia. | 90 | m | AED | 378 | 34020
2018-03 | 4 | 4.0126 | United Arab Emirates | Dubai | Infrastructure | MBR - Dubai Hills Estate | Package 46 - Al Marabea St & North Boulevard | EMAAR | Al Nasr Contracting | Award | 2018 |  | Pipework - Pipes | I732.4 | Supply And Lay Hdpe Pipes Inside Upvc Ducts. Earthworks And Other Accessories Already Included In Ducts.; 315Mm Outside Dia. | 10 | m | AED | 560 | 5600
2018-03 | 4 | 4.0126 | United Arab Emirates | Dubai | Infrastructure | MBR - Dubai Hills Estate | Package 46 - Al Marabea St & North Boulevard | EMAAR | Al Nasr Contracting | Award | 2018 |  | Pipework - Pipes | I732.4 | Supply And Lay Hdpe Pipes Inside Upvc Ducts. Earthworks And Other Accessories Already Included In Ducts.; 355Mm Outside Dia. | 185 | m | AED | 694 | 128390
2018-03 | 4 | 4.0126 | United Arab Emirates | Dubai | Infrastructure | MBR - Dubai Hills Estate | Package 46 - Al Marabea St & North Boulevard | EMAAR | Al Nasr Contracting | Award | 2018 |  | Pipework - Fittings And Valves | J612.1 | Supply, Install And Joint Hdpe Fittings Complete With Accessories In Trench In Accordance With Specifications; Fittings; Bend 11.25°; 200Mm Dia | 18 | Nr | AED | 609 | 10962
2018-03 | 4 | 4.0126 | United Arab Emirates | Dubai | Infrastructure | MBR - Dubai Hills Estate | Package 46 - Al Marabea St & North Boulevard | EMAAR | Al Nasr Contracting | Award | 2018 |  | Pipework - Fittings And Valves | J612.2 | Supply, Install And Joint Hdpe Fittings Complete With Accessories In Trench In Accordance With Specifications; Fittings; Bend 22.5°; 200Mm Dia | 16 | Nr | AED | 609 | 9744
2018-03 | 4 | 4.0126 | United Arab Emirates | Dubai | Infrastructure | MBR - Dubai Hills Estate | Package 46 - Al Marabea St & North Boulevard | EMAAR | Al Nasr Contracting | Award | 2018 |  | Pipework - Fittings And Valves | J612.3 | Supply, Install And Joint Hdpe Fittings Complete With Accessories In Trench In Accordance With Specifications; Fittings; Bend 45°; 200Mm Dia | 7 | Nr | AED | 687 | 4809
2018-03 | 4 | 4.0126 | United Arab Emirates | Dubai | Infrastructure | MBR - Dubai Hills Estate | Package 46 - Al Marabea St & North Boulevard | EMAAR | Al Nasr Contracting | Award | 2018 |  | Pipework - Fittings And Valves | J611.3 | Supply, Install And Joint Hdpe Fittings Complete With Accessories In Trench In Accordance With Specifications; Fittings; Bend 90°; 200Mm Dia | 4 | Nr | AED | 786 | 3144
2018-03 | 4 | 4.0126 | United Arab Emirates | Dubai | Infrastructure | MBR - Dubai Hills Estate | Package 46 - Al Marabea St & North Boulevard | EMAAR | Al Nasr Contracting | Award | 2018 |  | Pipework - Fittings And Valves | J612.4 | Supply, Install And Joint Hdpe Fittings Complete With Accessories In Trench In Accordance With Specifications; Fittings; Bend 11.25°; 250Mm Dia | 11 | Nr | AED | 765 | 8751.6
2018-03 | 4 | 4.0127 | United Arab Emirates | Dubai | Infrastructure | MBR - Dubai Hills Estate | Package 46 - Al Marabea St & North Boulevard | EMAAR | Al Nasr Contracting | Award | 2018 |  | Pipework - Fittings And Valves | J612.5 | Supply, Install And Joint Hdpe Fittings Complete With Accessories In Trench In Accordance With Specifications; Fittings; Bend 22.5°; 250Mm Dia | 8 | Nr | AED | 765 | 5967
2018-03 | 4 | 4.0127 | United Arab Emirates | Dubai | Infrastructure | MBR - Dubai Hills Estate | Package 46 - Al Marabea St & North Boulevard | EMAAR | Al Nasr Contracting | Award | 2018 |  | Pipework - Fittings And Valves | J612.6 | Supply, Install And Joint Hdpe Fittings Complete With Accessories In Trench In Accordance With Specifications; Fittings; Bend 45°; 250Mm Dia | 8 | Nr | AED | 875 | 7000
2018-03 | 4 | 4.0127 | United Arab Emirates | Dubai | Infrastructure | MBR - Dubai Hills Estate | Package 46 - Al Marabea St & North Boulevard | EMAAR | Al Nasr Contracting | Award | 2018 |  | Pipework - Fittings And Valves | J611.3 | Supply, Install And Joint Hdpe Fittings Complete With Accessories In Trench In Accordance With Specifications; Fittings; Bend 90°; 250Mm Dia | 3 | Nr | AED | 1020 | 3060
2018-03 | 4 | 4.0127 | United Arab Emirates | Dubai | Infrastructure | MBR - Dubai Hills Estate | Package 46 - Al Marabea St & North Boulevard | EMAAR | Al Nasr Contracting | Award | 2018 |  | Pipework - Fittings And Valves | J611.3 | Supply, Install And Joint Hdpe Fittings Complete With Accessories In Trench In Accordance With Specifications; Fittings; Bend 90°; 315Mm Dia | 1 | Nr | AED | 1544 | 1544
2018-03 | 4 | 4.0127 | United Arab Emirates | Dubai | Infrastructure | MBR - Dubai Hills Estate | Package 46 - Al Marabea St & North Boulevard | EMAAR | Al Nasr Contracting | Award | 2018 |  | Pipework - Fittings And Valves | J613.1 | Supply, Install And Joint Hdpe Fittings Complete With Accessories In Trench In Accordance With Specifications; Fittings; Bend 11.25°; 355Mm Dia | 3 | Nr | AED | 1407 | 4221
2018-03 | 4 | 4.0127 | United Arab Emirates | Dubai | Infrastructure | MBR - Dubai Hills Estate | Package 46 - Al Marabea St & North Boulevard | EMAAR | Al Nasr Contracting | Award | 2018 |  | Pipework - Fittings And Valves | J613.2 | Supply, Install And Joint Hdpe Fittings Complete With Accessories In Trench In Accordance With Specifications; Fittings; Bend 22.5°; 355Mm Dia | 1 | Nr | AED | 1407 | 1407
2018-03 | 4 | 4.0127 | United Arab Emirates | Dubai | Infrastructure | MBR - Dubai Hills Estate | Package 46 - Al Marabea St & North Boulevard | EMAAR | Al Nasr Contracting | Award | 2018 |  | Pipework - Fittings And Valves | J613.3 | Supply, Install And Joint Hdpe Fittings Complete With Accessories In Trench In Accordance With Specifications; Fittings; Bend 45°; 355Mm Dia | 8 | Nr | AED | 1609 | 12872
2018-03 | 4 | 4.0127 | United Arab Emirates | Dubai | Infrastructure | MBR - Dubai Hills Estate | Package 46 - Al Marabea St & North Boulevard | EMAAR | Al Nasr Contracting | Award | 2018 |  | Pipework - Fittings And Valves | J611.3 | Supply, Install And Joint Hdpe Fittings Complete With Accessories In Trench In Accordance With Specifications; Fittings; Bend 90°; 355Mm Dia | 3 | Nr | AED | 1920 | 5760
2018-03 | 4 | 4.0127 | United Arab Emirates | Dubai | Infrastructure | MBR - Dubai Hills Estate | Package 46 - Al Marabea St & North Boulevard | EMAAR | Al Nasr Contracting | Award | 2018 |  | Pipework - Fittings And Valves | J622.1 | Supply, Install And Joint Hdpe Fittings Complete With Accessories In Trench In Accordance With Specifications; Fittings; Tee 200X200X200Mm | 3 | Nr | AED | 952 | 2856
2018-03 | 4 | 4.0127 | United Arab Emirates | Dubai | Infrastructure | MBR - Dubai Hills Estate | Package 46 - Al Marabea St & North Boulevard | EMAAR | Al Nasr Contracting | Award | 2018 |  | Pipework - Fittings And Valves | J622.2 | Supply, Install And Joint Hdpe Fittings Complete With Accessories In Trench In Accordance With Specifications; Fittings; Tee 250X250X250Mm | 1 | Nr | AED | 1390 | 1390
2018-03 | 4 | 4.0128 | United Arab Emirates | Dubai | Infrastructure | MBR - Dubai Hills Estate | Package 46 - Al Marabea St & North Boulevard | EMAAR | Al Nasr Contracting | Award | 2018 |  | Pipework - Fittings And Valves | J623 | Supply, Install And Joint Hdpe Fittings Complete With Accessories In Trench In Accordance With Specifications; Fittings; Tee 355X355X355Mm | 1 | Nr | AED | 2746 | 2746
2018-03 | 4 | 4.0128 | United Arab Emirates | Dubai | Infrastructure | MBR - Dubai Hills Estate | Package 46 - Al Marabea St & North Boulevard | EMAAR | Al Nasr Contracting | Award | 2018 |  | Pipework - Fittings And Valves | J692 | Supply, Install And Joint Hdpe Fittings Complete With Accessories In Trench In Accordance With Specifications; Fittings; End Cap; 200Mm Dia | 6 | Nr | AED | 528 | 3168
2018-03 | 4 | 4.0128 | United Arab Emirates | Dubai | Infrastructure | MBR - Dubai Hills Estate | Package 46 - Al Marabea St & North Boulevard | EMAAR | Al Nasr Contracting | Award | 2018 |  | Pipework - Fittings And Valves | J693.1 | Supply, Install And Joint Hdpe Fittings Complete With Accessories In Trench In Accordance With Specifications; Fittings; End Cap; 250Mm Dia | 1 | Nr | AED | 916 | 916
2018-03 | 4 | 4.0128 | United Arab Emirates | Dubai | Infrastructure | MBR - Dubai Hills Estate | Package 46 - Al Marabea St & North Boulevard | EMAAR | Al Nasr Contracting | Award | 2018 |  | Pipework - Fittings And Valves | J693.2 | Supply, Install And Joint Hdpe Fittings Complete With Accessories In Trench In Accordance With Specifications; Fittings; End Cap; 355Mm Dia | 2 | Nr | AED | 1246 | 2492
2018-03 | 4 | 4.0128 | United Arab Emirates | Dubai | Infrastructure | MBR - Dubai Hills Estate | Package 46 - Al Marabea St & North Boulevard | EMAAR | Al Nasr Contracting | Award | 2018 |  | Pipework - Fittings And Valves | J812.1 | Valves; Supply And Install Valve Including Extension Spindle As Shown On The Drawings And As Per Specifications.; Gate Valve On 200Mm Dia. Hdpe Pipe | 14 | Nr | AED | 4831 | 67634
2018-03 | 4 | 4.0128 | United Arab Emirates | Dubai | Infrastructure | MBR - Dubai Hills Estate | Package 46 - Al Marabea St & North Boulevard | EMAAR | Al Nasr Contracting | Award | 2018 |  | Pipework - Fittings And Valves | J812.2 | Valves; Supply And Install Valve Including Extension Spindle As Shown On The Drawings And As Per Specifications.; Gate Valve On 250Mm Dia. Hdpe Pipe | 7 | Nr | AED | 7074 | 49518
2018-03 | 4 | 4.0128 | United Arab Emirates | Dubai | Infrastructure | MBR - Dubai Hills Estate | Package 46 - Al Marabea St & North Boulevard | EMAAR | Al Nasr Contracting | Award | 2018 |  | Pipework - Fittings And Valves | J813.2 | Valves; Supply And Install Valve Including Extension Spindle As Shown On The Drawings And As Per Specifications.; Gate Valve On 315Mm Dia. Hdpe Pipe | 1 | Nr | AED | 7895 | 4105.4
2018-03 | 4 | 4.0128 | United Arab Emirates | Dubai | Infrastructure | MBR - Dubai Hills Estate | Package 46 - Al Marabea St & North Boulevard | EMAAR | Al Nasr Contracting | Award | 2018 |  | Pipework - Fittings And Valves | J813.2 | Valves; Supply And Install Valve Including Extension Spindle As Shown On The Drawings And As Per Specifications.; Gate Valve On 355Mm Dia. Hdpe Pipe | 9 | Nr | AED | 21723 | 195507
2018-03 | 4 | 4.0128 | United Arab Emirates | Dubai | Infrastructure | MBR - Dubai Hills Estate | Package 46 - Al Marabea St & North Boulevard | EMAAR | Al Nasr Contracting | Award | 2018 |  | Pipework - Fittings And Valves | J863.2 | Valves; Supply And Install Valve Including Extension Spindle As Shown On The Drawings And As Per Specifications.; Air Valve On 355Mm Dia Hdpe Pipe Including Butterfly Valve With Worm Gear. | 2 | Nr | AED | 12843 | 25686
2018-03 | 4 | 4.0129 | United Arab Emirates | Dubai | Infrastructure | MBR - Dubai Hills Estate | Package 46 - Al Marabea St & North Boulevard | EMAAR | Al Nasr Contracting | Award | 2018 |  | Pipework - Fittings And Valves | J893.1 | Valves; Supply And Install Valve Including Extension Spindle As Shown On The Drawings And As Per Specifications.; Washout Valve On 315Mm Dia. Hdpe Pipe | 1 | Nr | AED | 7291 | 7291
2018-03 | 4 | 4.0129 | United Arab Emirates | Dubai | Infrastructure | MBR - Dubai Hills Estate | Package 46 - Al Marabea St & North Boulevard | EMAAR | Al Nasr Contracting | Award | 2018 |  | Pipework - Fittings And Valves | J893.2 | Valves; Supply And Install Valve Including Extension Spindle As Shown On The Drawings And As Per Specifications.; Washout Valve On 355Mm Dia. Hdpe Pipe | 1 | Nr | AED | 9335 | 9335
2018-03 | 4 | 4.0129 | United Arab Emirates | Dubai | Infrastructure | MBR - Dubai Hills Estate | Package 46 - Al Marabea St & North Boulevard | EMAAR | Al Nasr Contracting | Award | 2018 |  | Pipework - Fittings And Valves | J892.1 | Fire Hydrant; Supply And Fix Fire Hydrants With Valve And Valve Box, Riser, Duckfoot, Bend Including Connection To Main Pipeline (Up To 12M Length,180Mm Od Hdpe), Fittings, Excavation, Concrete Base, Concrete Thrust Block & Foundation, Granular Material, Backfilling, Disposal Of Surplus Excavated Materials And Other Associated Works As Per Drawing Details And Requirements.; 200Mm Outside Dia. | 20 | Nr | AED | 27009 | 540180
2018-03 | 4 | 4.0129 | United Arab Emirates | Dubai | Infrastructure | MBR - Dubai Hills Estate | Package 46 - Al Marabea St & North Boulevard | EMAAR | Al Nasr Contracting | Award | 2018 |  | Pipework - Fittings And Valves | J892.2 | Fire Hydrant; Supply And Fix Fire Hydrants With Valve And Valve Box, Riser, Duckfoot, Bend Including Connection To Main Pipeline (Up To 12M Length,180Mm Od Hdpe), Fittings, Excavation, Concrete Base, Concrete Thrust Block & Foundation, Granular Material, Backfilling, Disposal Of Surplus Excavated Materials And Other Associated Works As Per Drawing Details And Requirements.; 250Mm Outside Dia. | 9 | Nr | AED | 21220 | 190980
2018-03 | 4 | 4.0129 | United Arab Emirates | Dubai | Infrastructure | MBR - Dubai Hills Estate | Package 46 - Al Marabea St & North Boulevard | EMAAR | Al Nasr Contracting | Award | 2018 |  | Pipework - Fittings And Valves | J892.2 | Fire Hydrant; Supply And Fix Fire Hydrants With Valve And Valve Box, Riser, Duckfoot, Bend Including Connection To Main Pipeline (Up To 12M Length,180Mm Od Hdpe), Fittings, Excavation, Concrete Base, Concrete Thrust Block & Foundation, Granular Material, Backfilling, Disposal Of Surplus Excavated Materials And Other Associated Works As Per Drawing Details And Requirements.; 315Mm Outside Dia. | 1 | Nr | AED | 21928 | 11402.56
2018-03 | 4 | 4.0129 | United Arab Emirates | Dubai | Infrastructure | MBR - Dubai Hills Estate | Package 46 - Al Marabea St & North Boulevard | EMAAR | Al Nasr Contracting | Award | 2018 |  | Pipework - Fittings And Valves | J893 | Fire Hydrant; Supply And Fix Fire Hydrants With Valve And Valve Box, Riser, Duckfoot, Bend Including Connection To Main Pipeline (Up To 12M Length,180Mm Od Hdpe), Fittings, Excavation, Concrete Base, Concrete Thrust Block & Foundation, Granular Material, Backfilling, Disposal Of Surplus Excavated Materials And Other Associated Works As Per Drawing Details And Requirements.; 355Mm Outside Dia. | 12 | Nr | AED | 22765 | 273180
2018-03 | 4 | 4.0129 | United Arab Emirates | Dubai | Infrastructure | MBR - Dubai Hills Estate | Package 46 - Al Marabea St & North Boulevard | EMAAR | Al Nasr Contracting | Award | 2018 |  | Pipework - Manholes And Pipework Ancillaries | K232.2 | Valve Chamber; Reinforced Concrete Valve Chamber Including Excavation, Backfilling, Short Pipes, Fittings, Joints, Heavy Duty Cover And Frame, Waterproofing, Vent, Ladder, Disposal Of Surplus Material Etc. Complete As Per Drawing Details.; Gate Valve Chamber; On 200Mm Dia; Depth 1.5-2.0M | 14 | Nr | AED | 14713 | 205982
2018-03 | 4 | 4.0129 | United Arab Emirates | Dubai | Infrastructure | MBR - Dubai Hills Estate | Package 46 - Al Marabea St & North Boulevard | EMAAR | Al Nasr Contracting | Award | 2018 |  | Pipework - Manholes And Pipework Ancillaries | K232.3 | Valve Chamber; Reinforced Concrete Valve Chamber Including Excavation, Backfilling, Short Pipes, Fittings, Joints, Heavy Duty Cover And Frame, Waterproofing, Vent, Ladder, Disposal Of Surplus Material Etc. Complete As Per Drawing Details.; Gate Valve Chamber; On 250Mm Dia; Depth 1.5-2.0M | 7 | Nr | AED | 15110 | 105770
2018-03 | 4 | 4.0129 | United Arab Emirates | Dubai | Infrastructure | MBR - Dubai Hills Estate | Package 46 - Al Marabea St & North Boulevard | EMAAR | Al Nasr Contracting | Award | 2018 |  | Pipework - Manholes And Pipework Ancillaries | K232.2 | Valve Chamber; Reinforced Concrete Valve Chamber Including Excavation, Backfilling, Short Pipes, Fittings, Joints, Heavy Duty Cover And Frame, Waterproofing, Vent, Ladder, Disposal Of Surplus Material Etc. Complete As Per Drawing Details.; Gate Valve Chamber; On 315Mm Dia; Depth 1.5-2.0M | 1 | Nr | AED | 17390 | 17390
2018-03 | 4 | 4.0129 | United Arab Emirates | Dubai | Infrastructure | MBR - Dubai Hills Estate | Package 46 - Al Marabea St & North Boulevard | EMAAR | Al Nasr Contracting | Award | 2018 |  | Pipework - Manholes And Pipework Ancillaries | K232.3 | Valve Chamber; Reinforced Concrete Valve Chamber Including Excavation, Backfilling, Short Pipes, Fittings, Joints, Heavy Duty Cover And Frame, Waterproofing, Vent, Ladder, Disposal Of Surplus Material Etc. Complete As Per Drawing Details.; Gate Valve Chamber; On 355Mm Dia; Depth 1.5-2.0M | 9 | Nr | AED | 18689 | 168201
2018-03 | 4 | 4.013 | United Arab Emirates | Dubai | Infrastructure | MBR - Dubai Hills Estate | Package 46 - Al Marabea St & North Boulevard | EMAAR | Al Nasr Contracting | Award | 2018 |  | Pipework - Manholes And Pipework Ancillaries | K232.9 | Air Valve Chamber; On 355Mm Dia; Depth 1.5-2.0M | 2 | Nr | AED | 19234 | 38468
2018-03 | 4 | 4.013 | United Arab Emirates | Dubai | Infrastructure | MBR - Dubai Hills Estate | Package 46 - Al Marabea St & North Boulevard | EMAAR | Al Nasr Contracting | Award | 2018 |  | Pipework - Manholes And Pipework Ancillaries | K232.12 | Washout Valve Chamber; On 315Mm Dia; Depth 1.5-2.0M | 1 | Nr | AED | 32210 | 32210
2018-03 | 4 | 4.013 | United Arab Emirates | Dubai | Infrastructure | MBR - Dubai Hills Estate | Package 46 - Al Marabea St & North Boulevard | EMAAR | Al Nasr Contracting | Award | 2018 |  | Pipework - Manholes And Pipework Ancillaries | K232.14 | Washout Valve Chamber; On 355Mm Dia; Depth 1.5-2.0M | 1 | Nr | AED | 44900 | 44900
2018-03 | 4 | 4.013 | United Arab Emirates | Dubai | Infrastructure | MBR - Dubai Hills Estate | Package 46 - Al Marabea St & North Boulevard | EMAAR | Al Nasr Contracting | Award | 2018 |  | Pipework - Manholes And Pipework Ancillaries | K592 | Proposed Ducts For Road Crossing Pipe; Supply And Installation Of Pvc Ducts For Road Crossing Pipes As Shown On The Drawing Including Draw Rope, End Caps, Plastic Skid, Trenching, Backfill, Disposal And Other Items To Complete As Per Drawing Detail.; 300 Mm Dia Upvc Duct | 23 | m | AED | 265 | 6095
2018-03 | 4 | 4.013 | United Arab Emirates | Dubai | Infrastructure | MBR - Dubai Hills Estate | Package 46 - Al Marabea St & North Boulevard | EMAAR | Al Nasr Contracting | Award | 2018 |  | Pipework - Manholes And Pipework Ancillaries | K592 | Proposed Ducts For Road Crossing Pipe; Supply And Installation Of Pvc Ducts For Road Crossing Pipes As Shown On The Drawing Including Draw Rope, End Caps, Plastic Skid, Trenching, Backfill, Disposal And Other Items To Complete As Per Drawing Detail.; 400 Mm Dia Upvc Duct | 11 | m | AED | 287 | 3157
2018-03 | 4 | 4.013 | United Arab Emirates | Dubai | Infrastructure | MBR - Dubai Hills Estate | Package 46 - Al Marabea St & North Boulevard | EMAAR | Al Nasr Contracting | Award | 2018 |  | Pipework - Manholes And Pipework Ancillaries | K860 | Tie-In Connection; Connection With Existing Firefighting Network Including All Accessories And Fittings As Per Drawing Details And Specifications | 2 | Nr | AED | 27291 | 54582
2018-03 | 4 | 4.013 | United Arab Emirates | Dubai | Infrastructure | MBR - Dubai Hills Estate | Package 46 - Al Marabea St & North Boulevard | EMAAR | Al Nasr Contracting | Award | 2018 |  | Miscellaneous Work | X900 | Protection Slab; 150Mm Thk Protection Slab | 150 | m² | AED | 162 | 24300
2018-03 | 4 | 4.013 | United Arab Emirates | Dubai | Infrastructure | MBR - Dubai Hills Estate | Package 46 - Al Marabea St & North Boulevard | EMAAR | Al Nasr Contracting | Award | 2018 |  | Pipework - Supports And Protection | L522.1 | Surround; For 200Mm Dia Hdpe Pipe | 2002 | m | AED | 49 | 98098
2018-03 | 4 | 4.013 | United Arab Emirates | Dubai | Infrastructure | MBR - Dubai Hills Estate | Package 46 - Al Marabea St & North Boulevard | EMAAR | Al Nasr Contracting | Award | 2018 |  | Pipework - Supports And Protection | L522.2 | Surround; For 250Mm Dia Hdpe Pipe | 1062 | m | AED | 56 | 59472
2018-03 | 4 | 4.013 | United Arab Emirates | Dubai | Infrastructure | MBR - Dubai Hills Estate | Package 46 - Al Marabea St & North Boulevard | EMAAR | Al Nasr Contracting | Award | 2018 |  | Pipework - Supports And Protection | L523.1 | Surround; For 315Mm Dia Hdpe Pipe | 150 | m | AED | 71 | 10650
2018-03 | 4 | 4.013 | United Arab Emirates | Dubai | Infrastructure | MBR - Dubai Hills Estate | Package 46 - Al Marabea St & North Boulevard | EMAAR | Al Nasr Contracting | Award | 2018 |  | Pipework - Supports And Protection | L523.2 | Surround; For 355Mm Dia Hdpe Pipe | 1602 | m | AED | 78 | 124956
2018-03 | 4 | 4.0131 | United Arab Emirates | Dubai | Infrastructure | MBR - Dubai Hills Estate | Package 46 - Al Marabea St & North Boulevard | EMAAR | Al Nasr Contracting | Award | 2018 |  | Pipework - Supports And Protection | L691.2 | Geotextile Fabric Surrounds To Pipe; For 200Mm Dia Hdpe Pipe | 2002 | m | AED | 14 | 28028
2018-03 | 4 | 4.0131 | United Arab Emirates | Dubai | Infrastructure | MBR - Dubai Hills Estate | Package 46 - Al Marabea St & North Boulevard | EMAAR | Al Nasr Contracting | Award | 2018 |  | Pipework - Supports And Protection | L692 | Geotextile Fabric Surrounds To Pipe; For 250Mm Dia Hdpe Pipe | 1062 | m | AED | 14 | 14868
2018-03 | 4 | 4.0131 | United Arab Emirates | Dubai | Infrastructure | MBR - Dubai Hills Estate | Package 46 - Al Marabea St & North Boulevard | EMAAR | Al Nasr Contracting | Award | 2018 |  | Pipework - Supports And Protection | L693.1 | Geotextile Fabric Surrounds To Pipe; For 315Mm Dia Hdpe Pipe | 150 | m | AED | 15 | 2250
2018-03 | 4 | 4.0131 | United Arab Emirates | Dubai | Infrastructure | MBR - Dubai Hills Estate | Package 46 - Al Marabea St & North Boulevard | EMAAR | Al Nasr Contracting | Award | 2018 |  | Pipework - Supports And Protection | L693.2 | Geotextile Fabric Surrounds To Pipe; For 355Mm Dia Hdpe Pipe | 1602 | m | AED | 16 | 25632
2018-03 | 4 | 4.0131 | United Arab Emirates | Dubai | Infrastructure | MBR - Dubai Hills Estate | Package 46 - Al Marabea St & North Boulevard | EMAAR | Al Nasr Contracting | Award | 2018 |  | Pipework - Supports And Protection | L552 | Concrete Surround As Per Details; 200Mm Dia Upvc Duct | 110 | m | AED | 306 | 33660
2018-03 | 4 | 4.0131 | United Arab Emirates | Dubai | Infrastructure | MBR - Dubai Hills Estate | Package 46 - Al Marabea St & North Boulevard | EMAAR | Al Nasr Contracting | Award | 2018 |  | Pipework - Supports And Protection | L553 | Concrete Surround As Per Details; 250Mm Dia Upvc Duct | 90 | m | AED | 344 | 30960
2018-03 | 4 | 4.0131 | United Arab Emirates | Dubai | Infrastructure | MBR - Dubai Hills Estate | Package 46 - Al Marabea St & North Boulevard | EMAAR | Al Nasr Contracting | Award | 2018 |  | Pipework - Supports And Protection | L554 | Concrete Surround As Per Details; 315Mm Dia Upvc Duct | 10 | m | AED | 394 | 3940
2018-03 | 4 | 4.0131 | United Arab Emirates | Dubai | Infrastructure | MBR - Dubai Hills Estate | Package 46 - Al Marabea St & North Boulevard | EMAAR | Al Nasr Contracting | Award | 2018 |  | Pipework - Supports And Protection | L555 | Concrete Surround As Per Details; 355Mm Dia Upvc Duct | 185 | m | AED | 426 | 78810
2018-03 | 4 | 4.0131 | United Arab Emirates | Dubai | Infrastructure | MBR - Dubai Hills Estate | Package 46 - Al Marabea St & North Boulevard | EMAAR | Al Nasr Contracting | Award | 2018 |  | Pipework - Manholes And Pipework Ancillaries | K251 | Manholes; Supply And Install Precast Concrete Chamber With Cover & Frame And Pockets For Connections, Including Excavation, Blinding, Waterproofing As Applicable, Backfilling, Disposal Of Surplus Excavated Material, Complete As Per Drawing. Complete As Per Detail And Requirements.; Jrc 4; Depth Not Exceeding 1.5M | 37 | Nr | AED | 2510 | 92870
2018-03 | 4 | 4.0132 | United Arab Emirates | Dubai | Infrastructure | MBR - Dubai Hills Estate | Package 46 - Al Marabea St & North Boulevard | EMAAR | Al Nasr Contracting | Award | 2018 |  | Pipework - Manholes And Pipework Ancillaries | K252 | Manholes; Supply And Install Precast Concrete Chamber With Cover & Frame And Pockets For Connections, Including Excavation, Blinding, Waterproofing As Applicable, Backfilling, Disposal Of Surplus Excavated Material, Complete As Per Drawing. Complete As Per Detail And Requirements.; Jrc 4; Depth 1.5 - 2.0M | 20 | Nr | AED | 2510 | 50200
2018-03 | 4 | 4.0132 | United Arab Emirates | Dubai | Infrastructure | MBR - Dubai Hills Estate | Package 46 - Al Marabea St & North Boulevard | EMAAR | Al Nasr Contracting | Award | 2018 |  | Miscellaneous Work | X900.1 | Heavy Duty Di Covers; Extra Over For Recessed Type Heavy Duty Di Cover And Frame For Chambers As Per Etisalat Standards And Specifications. | 20 | Nr | AED | 304 | 6080
2018-03 | 4 | 4.0132 | United Arab Emirates | Dubai | Infrastructure | MBR - Dubai Hills Estate | Package 46 - Al Marabea St & North Boulevard | EMAAR | Al Nasr Contracting | Award | 2018 |  | Pipework - Manholes And Pipework Ancillaries | K522.1 | Duct; Supply, Lay And Joint Pvc Duct Pipe In Trench Including Excavation, Backfilling, End Caps; Warning Tape; Draw Ropes; Disposal Of Surplus Excavated Material, Etc.; Main Ducts; 2 Way - D54 Ducts | 6420 | m | AED | 32 | 205440
2018-03 | 4 | 4.0132 | United Arab Emirates | Dubai | Infrastructure | MBR - Dubai Hills Estate | Package 46 - Al Marabea St & North Boulevard | EMAAR | Al Nasr Contracting | Award | 2018 |  | Pipework - Manholes And Pipework Ancillaries | K512.1 | Lead In Ducts; 1 Way - D56 Ducts | 7000 | m | AED | 12 | 84000
2018-03 | 4 | 4.0132 | United Arab Emirates | Dubai | Infrastructure | MBR - Dubai Hills Estate | Package 46 - Al Marabea St & North Boulevard | EMAAR | Al Nasr Contracting | Award | 2018 |  | Pipework - Manholes And Pipework Ancillaries | K512.2 | Supply, Lay And Joint D56 Ducts In Open Trench On Top Of D54 Including Bends, End Caps, Draw Rope, Etc.; 1 Way - D56 Ducts | 7000 | m | AED | 9 | 63000
2018-03 | 4 | 4.0132 | United Arab Emirates | Dubai | Infrastructure | MBR - Dubai Hills Estate | Package 46 - Al Marabea St & North Boulevard | EMAAR | Al Nasr Contracting | Award | 2018 |  | Pipework - Manholes And Pipework Ancillaries | K522.4 | Lay And Joint Pvc Diversion And Abandonment Of Existing Pvc Duct Network As Shown On The Drawing. Chambers And Connection To Existing Network Already Measured In Other Items.; 2 Way - D54 Ducts | 6420 | m | AED | 33 | 211860
2018-03 | 4 | 4.0132 | United Arab Emirates | Dubai | Infrastructure | MBR - Dubai Hills Estate | Package 46 - Al Marabea St & North Boulevard | EMAAR | Al Nasr Contracting | Award | 2018 |  | Pipework - Manholes And Pipework Ancillaries | K860 | Tie-In Connection; Connection With Emaar It Existing Duct Network Including All Accessories And Fittings As Per Drawing Details And Specifications | 14 | Nr | AED | 1576 | 22064
2018-03 | 4 | 4.0132 | United Arab Emirates | Dubai | Infrastructure | MBR - Dubai Hills Estate | Package 46 - Al Marabea St & North Boulevard | EMAAR | Al Nasr Contracting | Award | 2018 |  | Pipework - Supports And Protection | L511.1 | Surround; Main Ducts Ducts; 2 Way - D54 Ducts | 6420 | m | AED | 3 | 19260
2018-03 | 4 | 4.0132 | United Arab Emirates | Dubai | Infrastructure | MBR - Dubai Hills Estate | Package 46 - Al Marabea St & North Boulevard | EMAAR | Al Nasr Contracting | Award | 2018 |  | Pipework - Supports And Protection | L511.2 | Lead In Ducts; 1 Way - D56 Ducts | 7000 | m | AED | 1 | 7000
2018-03 | 4 | 4.0132 | United Arab Emirates | Dubai | Infrastructure | MBR - Dubai Hills Estate | Package 46 - Al Marabea St & North Boulevard | EMAAR | Al Nasr Contracting | Award | 2018 |  | Pipework - Manholes And Pipework Ancillaries | K522 | Ducts; Supply And Install Upvc Ducts Laid And Jointed In Trenches Beneath Carriage Way Including End Caps, Draw Chord, Markers, Excavation, Backfilling Of Suitable Excavated Material, Etc. Depth Not Exceeding 1.5M.; Duct, 1X200Mm Upvc | 760 | m | AED | 65 | 49400
2018-03 | 4 | 4.0133 | United Arab Emirates | Dubai | Infrastructure | MBR - Dubai Hills Estate | Package 46 - Al Marabea St & North Boulevard | EMAAR | Al Nasr Contracting | Award | 2018 |  | Pipework - Supports And Protection | L311 | Beds And Surround; Imported Sand Material For Bed And Surround Including Warning Tape; Bed; Duct, 1X200Mm Upvc | 760 | m | AED | 22 | 16720
2018-03 | 4 | 4.0133 | United Arab Emirates | Dubai | Infrastructure | MBR - Dubai Hills Estate | Package 46 - Al Marabea St & North Boulevard | EMAAR | Al Nasr Contracting | Award | 2018 |  | Pipework - Supports And Protection | L511 | Sand Surround; Duct, 1X200Mm Upvc | 760 | m | AED | 11 | 8360
2019-10 | 4 | 4.0133 | United Arab Emirates | Abu Dhabi | Infrastructure | Al Mina Tunnel | Road Tunnel | MUSANADA | tba | Award | 2019 |  | Demolition And Site Clearance | D100 | Site Clearance; General Clearance | 413 | m² | AED | 31.47 | 12997.11
2019-10 | 4 | 4.0133 | United Arab Emirates | Abu Dhabi | Infrastructure | Al Mina Tunnel | Road Tunnel | MUSANADA | tba | Award | 2019 |  | Demolition And Site Clearance | D290.1 | Carefully Excavate, Remove And Handover Trees; Including Backfilling Root Pits With Selected Excavated Material, Reinstate The Ground To Original Condition And Disposal Of Unsuitable Material To Approved Tip; All In Accordance With The Specifications; As Instructed By The Engineer; Palm Trees; Removal Of Existing Palm Trees Up To 300Mm Girth | 42 | Nr | AED | 2913.17 | 122353.14
2019-10 | 4 | 4.0133 | United Arab Emirates | Abu Dhabi | Infrastructure | Al Mina Tunnel | Road Tunnel | MUSANADA | tba | Award | 2019 |  | Demolition And Site Clearance | D290.2 | Carefully Excavate, Remove And Handover Trees; Including Backfilling Root Pits With Selected Excavated Material, Reinstate The Ground To Original Condition And Disposal Of Unsuitable Material To Approved Tip; All In Accordance With The Specifications; As Instructed By The Engineer; Palm Trees; Removal Of Existing Palm Trees More Than 300Mm Girth | 24 | Nr | AED | 2731.1 | 65546.4
2019-10 | 4 | 4.0133 | United Arab Emirates | Abu Dhabi | Infrastructure | Al Mina Tunnel | Road Tunnel | MUSANADA | tba | Award | 2019 |  | Demolition And Site Clearance | D290.3 | Trees; Replantation Of Trees; Root Ball As Specified; Including Excavation, Root Control Barrier, Planting Soil And Sweet Soil And All Necessary Planting Accessories; All In Accordance With The Specifications | 29 | Nr | AED | 4248.35 | 123202.15
2019-10 | 4 | 4.0133 | United Arab Emirates | Abu Dhabi | Infrastructure | Al Mina Tunnel | Road Tunnel | MUSANADA | tba | Award | 2019 |  | Demolition And Site Clearance | D290.7 | Trees; Trees | 95 | Nr | AED | 3641.45 | 345937.75
2019-10 | 4 | 4.0133 | United Arab Emirates | Abu Dhabi | Infrastructure | Al Mina Tunnel | Road Tunnel | MUSANADA | tba | Award | 2019 |  | Demolition And Site Clearance | D900.15 | Demolition; Removal Of Existing Asphalt Pavement And Kerbs; Carefully Remove Existing Asphalt Pavements Up To And Including Subgrade; Removed Asphalt Pavement Shall Be Broken Up And Stockpiled For Re-Use In Aggregate Base Course Layers; Complete As Directed By The Engineer And In Accordance With The Specifications Existing Asphalt To Be Removed And Re-Asphalted (New Asphalt Is Measured Separately); Remove Existing Asphalt Pavements; Thickness Upto 200Mm | 938 | m³ | AED | 41.31 | 38748.78
2019-10 | 4 | 4.0133 | United Arab Emirates | Abu Dhabi | Infrastructure | Al Mina Tunnel | Road Tunnel | MUSANADA | tba | Award | 2019 |  | Demolition And Site Clearance | D900.16 | Demolition; Removal Of Existing Asphalt Pavement And Kerbs; Carefully Remove Existing Asphalt Pavements Up To And Including Subgrade; Removed Asphalt Pavement Shall Be Broken Up And Stockpiled For Re-Use In Aggregate Base Course Layers; Complete As Directed By The Engineer And In Accordance With The Specifications Existing Asphalt To Be Removed And Re-Asphalted (New Asphalt Is Measured Separately); Remove Existing Asphalt Pavements; Thickness 200-400Mm | 1877 | m³ | AED | 40.93 | 76825.61
2019-10 | 4 | 4.0133 | United Arab Emirates | Abu Dhabi | Infrastructure | Al Mina Tunnel | Road Tunnel | MUSANADA | tba | Award | 2019 |  | Demolition And Site Clearance | D900.17 | Demolition; Removal Of Existing Asphalt Pavement And Kerbs; Carefully Remove Existing Asphalt Pavements Up To And Including Subgrade; Removed Asphalt Pavement Shall Be Broken Up And Stockpiled For Re-Use In Aggregate Base Course Layers; Complete As Directed By The Engineer And In Accordance With The Specifications Existing Asphalt To Be Removed And Re-Asphalted (New Asphalt Is Measured Separately); Remove Existing Asphalt Pavements; Thickness 400-600Mm | 2815 | m³ | AED | 40.44 | 113838.6
2019-10 | 4 | 4.0133 | United Arab Emirates | Abu Dhabi | Infrastructure | Al Mina Tunnel | Road Tunnel | MUSANADA | tba | Award | 2019 |  | Demolition And Site Clearance | D900.18 | Demolition; Removal Of Existing Asphalt Pavement And Kerbs; Carefully Remove Existing Asphalt Pavements Up To And Including Subgrade; Removed Asphalt Pavement Shall Be Broken Up And Stockpiled For Re-Use In Aggregate Base Course Layers; Complete As Directed By The Engineer And In Accordance With The Specifications Existing Asphalt To Be Removed And Re-Asphalted (New Asphalt Is Measured Separately); Remove Existing Asphalt Pavements; Thickness 600-800Mm | 3754 | m³ | AED | 39.98 | 150084.92
2019-10 | 4 | 4.0134 | United Arab Emirates | Abu Dhabi | Infrastructure | Al Mina Tunnel | Road Tunnel | MUSANADA | tba | Award | 2019 |  | Demolition And Site Clearance | D900.19 | Demolition; Removal Of Existing Asphalt Pavement And Kerbs; Carefully Remove Existing Asphalt Pavements Up To And Including Subgrade; Removed Asphalt Pavement Shall Be Broken Up And Stockpiled For Re-Use In Aggregate Base Course Layers; Complete As Directed By The Engineer And In Accordance With The Specifications Existing Asphalt To Be Removed And Re-Asphalted (New Asphalt Is Measured Separately); Remove Existing Asphalt Pavements; Thickness 800-1000Mm | 4692 | m³ | AED | 39.49 | 185287.08
2019-10 | 4 | 4.0134 | United Arab Emirates | Abu Dhabi | Infrastructure | Al Mina Tunnel | Road Tunnel | MUSANADA | tba | Award | 2019 |  | Demolition And Site Clearance | D900.2 | Carefully Remove Existing Asphalt Up To Aggregate Base Course Level; Removed Asphalt Pavement Shall Be Broken Up And Stockpiled For Re-Use In Gatch Material Layers; Complete As Directed By The Engineer And In Accordance With The Specifications; Remove Existing Asphalt Pavements (Parking); Thickness Upto 200Mm | 97 | m³ | AED | 42.43 | 4115.71
2019-10 | 4 | 4.0134 | United Arab Emirates | Abu Dhabi | Infrastructure | Al Mina Tunnel | Road Tunnel | MUSANADA | tba | Award | 2019 |  | Demolition And Site Clearance | D900.19 | Carefully Remove Existing Asphalt Up To Aggregate Base Course Level; Removed Asphalt Pavement Shall Be Broken Up And Stockpiled For Re-Use In Gatch Material Layers; Complete As Directed By The Engineer And In Accordance With The Specifications; Remove Existing Asphalt Pavements (Parking); Thickness 200 - 400Mm | 194 | m³ | AED | 41.73 | 8095.62
2019-10 | 4 | 4.0134 | United Arab Emirates | Abu Dhabi | Infrastructure | Al Mina Tunnel | Road Tunnel | MUSANADA | tba | Award | 2019 |  | Demolition And Site Clearance | D900.20 | Carefully Remove Existing Asphalt Up To Aggregate Base Course Level; Removed Asphalt Pavement Shall Be Broken Up And Stockpiled For Re-Use In Gatch Material Layers; Complete As Directed By The Engineer And In Accordance With The Specifications; Remove Existing Asphalt Pavements (Parking); Thickness 400 - 600Mm | 291 | m³ | AED | 41.31 | 12021.21
2019-10 | 4 | 4.0134 | United Arab Emirates | Abu Dhabi | Infrastructure | Al Mina Tunnel | Road Tunnel | MUSANADA | tba | Award | 2019 |  | Demolition And Site Clearance | D900.21 | Carefully Remove Existing Asphalt Up To Aggregate Base Course Level; Removed Asphalt Pavement Shall Be Broken Up And Stockpiled For Re-Use In Gatch Material Layers; Complete As Directed By The Engineer And In Accordance With The Specifications; Remove Existing Asphalt Pavements (Parking); Thickness 600 - 800Mm | 388 | m³ | AED | 40.61 | 15756.68
2019-10 | 4 | 4.0134 | United Arab Emirates | Abu Dhabi | Infrastructure | Al Mina Tunnel | Road Tunnel | MUSANADA | tba | Award | 2019 |  | Demolition And Site Clearance | D900.3 | Break-Out And Remove Existing Kerbs Without Damaging The Pavement To Be Retained; Including Foundation; Dispose Off Site; As Directed By The Engineer And In Accordance With The Specifications; All Types Of Kerbs (Roads & Parking) | 560 | m | AED | 42.47 | 23783.2
2019-10 | 4 | 4.0134 | United Arab Emirates | Abu Dhabi | Infrastructure | Al Mina Tunnel | Road Tunnel | MUSANADA | tba | Award | 2019 |  | Demolition And Site Clearance | D900.4 | Allow For Repair Of Any Distresses In Existing Pavement Prior To Re-Surfacing/Overlay; All In Accordance With The Specifications; Pavements; Patches | 1200 | m² | AED | 182.07 | 218484
2019-10 | 4 | 4.0134 | United Arab Emirates | Abu Dhabi | Infrastructure | Al Mina Tunnel | Road Tunnel | MUSANADA | tba | Award | 2019 |  | Demolition And Site Clearance | D900.5 | Allow For Repair Of Any Distresses In Existing Pavement Prior To Re-Surfacing/Overlay; All In Accordance With The Specifications; Pavements; Crack Sealing | 800 | m | AED | 54.65 | 43720
2019-10 | 4 | 4.0134 | United Arab Emirates | Abu Dhabi | Infrastructure | Al Mina Tunnel | Road Tunnel | MUSANADA | tba | Award | 2019 |  | Demolition And Site Clearance | D900.6 | Allow For Repair Of Any Distresses In Existing Pavement Prior To Re-Surfacing/Overlay; All In Accordance With The Specifications; Pavements; Mill Existing Pavement (Upto 50Mm) | 5500 | m² | AED | 48.54 | 266970
2019-10 | 4 | 4.0134 | United Arab Emirates | Abu Dhabi | Infrastructure | Al Mina Tunnel | Road Tunnel | MUSANADA | tba | Award | 2019 |  | Demolition And Site Clearance | D900.7 | Allow For Repair Of Any Distresses In Existing Pavement Prior To Re-Surfacing/Overlay; All In Accordance With The Specifications; Pavements; Pave Asphalt (Upto 50Mm Wearing Coarse) | 5500 | m² | AED | 60.7 | 333850
2019-10 | 4 | 4.0135 | United Arab Emirates | Abu Dhabi | Infrastructure | Al Mina Tunnel | Road Tunnel | MUSANADA | tba | Award | 2019 |  | Demolition And Site Clearance | D900.5 | Removal Of Existing Road Signs; Carefully Remove Existing Traffic Signs And Posts Including Cleaning Etc.; Remove Foundation And Cart To Approved Tip Including Excavation And Backfilling Of Voids; All In Accordance With The Specifications; Clean And Deliver To Stores As Directed By The Engineer | 120 | Nr | AED | 327.73 | 39327.6
2019-10 | 4 | 4.0135 | United Arab Emirates | Abu Dhabi | Infrastructure | Al Mina Tunnel | Road Tunnel | MUSANADA | tba | Award | 2019 |  | Demolition And Site Clearance | D900.6 | Removal Of Existing Road Signs; Carefully Remove Existing Traffic Signs And Posts Including Cleaning Etc.; Remove Foundation And Cart To Approved Tip Including Excavation And Backfilling Of Voids; All In Accordance With The Specifications; Remove Existing Road Markings | 500 | m² | AED | 92.84 | 46420
2019-10 | 4 | 4.0135 | United Arab Emirates | Abu Dhabi | Infrastructure | Al Mina Tunnel | Road Tunnel | MUSANADA | tba | Award | 2019 |  | Demolition And Site Clearance | D900.8 | Removal Of Existing Concrete Barriers; Breakout And Remove Existing Concrete Barrier And Haul To Approved Dump Site; All Types Of Concrete Barriers And Guard Rail | 2340 | m | AED | 281.72 | 659224.8
2019-10 | 4 | 4.0135 | United Arab Emirates | Abu Dhabi | Infrastructure | Al Mina Tunnel | Road Tunnel | MUSANADA | tba | Award | 2019 |  | Demolition And Site Clearance | D900.9 | Removal Of Existing Concrete Barriers; Breakout And Remove Existing Concrete Barrier And Haul To Approved Dump Site; | 500 | m | AED | 121.36 | 60680
2019-10 | 4 | 4.0135 | United Arab Emirates | Abu Dhabi | Infrastructure | Al Mina Tunnel | Road Tunnel | MUSANADA | tba | Award | 2019 |  | Miscellaneous Work | X900.1 | Removal Of Existing Concrete Barriers; Breakout And Remove Existing Concrete Barrier And Haul To Approved Dump Site; Reuse Re-Usable Barriers As Directed By The Engineer | 1450 | m | AED | 182.07 | 264001.5
2019-10 | 4 | 4.0135 | United Arab Emirates | Abu Dhabi | Infrastructure | Al Mina Tunnel | Road Tunnel | MUSANADA | tba | Award | 2019 |  | Demolition And Site Clearance | D900.12 | Removal Of Existing Underpasses; Carefully Demolish Existing Underpass Bridge Superstructure, Substructure, Wing Walls And Associated Structures As Shown On Drawing; Underpass Bridge; Demolition | 2 | Nr | AED | 1122897.91 | 2245795.82
2019-10 | 4 | 4.0135 | United Arab Emirates | Abu Dhabi | Infrastructure | Al Mina Tunnel | Road Tunnel | MUSANADA | tba | Award | 2019 |  | Demolition And Site Clearance | D900.13 | Removal Of Existing Gantry Signs/Posts; Removal Of Existing Gantry Sign/Post Complete And Its Transport/ Handover As Directed By The Engineer;Gantry Sign - Cantilever Type | 2 | Nr | AED | 39327.6 | 78655.2
2019-10 | 4 | 4.0135 | United Arab Emirates | Abu Dhabi | Infrastructure | Al Mina Tunnel | Road Tunnel | MUSANADA | tba | Award | 2019 |  | Demolition And Site Clearance | D900.14 | Removal Of Existing Gantry Signs/Posts; Removal Of Existing Gantry Sign/Post Complete And Its Transport/ Handover As Directed By The Engineer; Gantry Sign - Two Post Type | 4 | Nr | AED | 6554.61 | 26218.44
2019-10 | 4 | 4.0135 | United Arab Emirates | Abu Dhabi | Infrastructure | Al Mina Tunnel | Road Tunnel | MUSANADA | tba | Award | 2019 |  | Structural Metalwork | M900.1 | Overhead Gantries; Hot Rolled Structural Steelwork Supporting Monotube Structure; Complete; Including All Supports, Bracings, Protective Coating, Catwalk Assembly, And Anchoring System To Concrete Foundations; All In Accordance With The Drawings And Specifications; Overhead Gantry; Cantilever; Gtry-Mc00-003 | 1 | Nr | AED | 53034.41 | 53034.41
2019-10 | 4 | 4.0136 | United Arab Emirates | Abu Dhabi | Infrastructure | Al Mina Tunnel | Road Tunnel | MUSANADA | tba | Award | 2019 |  | Structural Metalwork | M900.2 | Overhead Gantries; Hot Rolled Structural Steelwork Supporting Monotube Structure; Complete; Including All Supports, Bracings, Protective Coating, Catwalk Assembly, And Anchoring System To Concrete Foundations; All In Accordance With The Drawings And Specifications; Overhead Gantry; Cantilever; Gtry-Mc00-005 | 1 | Nr | AED | 71077.09 | 71077.09
2019-10 | 4 | 4.0136 | United Arab Emirates | Abu Dhabi | Infrastructure | Al Mina Tunnel | Road Tunnel | MUSANADA | tba | Award | 2019 |  | Structural Metalwork | M900.3 | Overhead Gantry; Two Supports; Gtry-M07A-001 | 1 | Nr | AED | 124806.31 | 124806.31
2019-10 | 4 | 4.0136 | United Arab Emirates | Abu Dhabi | Infrastructure | Al Mina Tunnel | Road Tunnel | MUSANADA | tba | Award | 2019 |  | Structural Metalwork | M900.4 | Overhead Gantry; Two Supports; Gtry-Mc00-001 | 1 | Nr | AED | 139955.09 | 139955.09
2019-10 | 4 | 4.0136 | United Arab Emirates | Abu Dhabi | Infrastructure | Al Mina Tunnel | Road Tunnel | MUSANADA | tba | Award | 2019 |  | Structural Metalwork | M900.5 | Overhead Gantry; Two Supports; Gtry-Mc00-002 | 1 | Nr | AED | 227960.55 | 227960.55
2019-10 | 4 | 4.0136 | United Arab Emirates | Abu Dhabi | Infrastructure | Al Mina Tunnel | Road Tunnel | MUSANADA | tba | Award | 2019 |  | Structural Metalwork | M900.6 | Overhead Gantry; Two Supports; Gtry-Mc00-004 | 1 | Nr | AED | 154308.58 | 154308.58
2019-10 | 4 | 4.0136 | United Arab Emirates | Abu Dhabi | Infrastructure | Al Mina Tunnel | Road Tunnel | MUSANADA | tba | Award | 2019 |  | Structural Metalwork | M900.7 | Overhead Gantry; Two Supports; Gtry-Mc00-006 | 1 | Nr | AED | 124381.35 | 124381.35
2019-10 | 4 | 4.0136 | United Arab Emirates | Abu Dhabi | Infrastructure | Al Mina Tunnel | Road Tunnel | MUSANADA | tba | Award | 2019 |  | Structural Metalwork | M900.8 | Overhead Gantry; Two Supports; Gtry-Mc01-001 | 1 | Nr | AED | 108064.71 | 108064.71
2019-10 | 4 | 4.0136 | United Arab Emirates | Abu Dhabi | Infrastructure | Al Mina Tunnel | Road Tunnel | MUSANADA | tba | Award | 2019 |  | Structural Metalwork | M900.9 | Overhead Gantry; Two Supports; Gtry-Mc01-002 | 1 | Nr | AED | 62085.25 | 62085.25
2019-10 | 4 | 4.0136 | United Arab Emirates | Abu Dhabi | Infrastructure | Al Mina Tunnel | Road Tunnel | MUSANADA | tba | Award | 2019 |  | Structural Metalwork | M900.10 | Overhead Gantry; Three Supports; Gtry-Mc01-003 | 1 | Nr | AED | 257746.86 | 257746.86
2019-10 | 4 | 4.0136 | United Arab Emirates | Abu Dhabi | Infrastructure | Al Mina Tunnel | Road Tunnel | MUSANADA | tba | Award | 2019 |  | Structural Metalwork | M900.11 | Overhead Gantry; Ceiling Mounted; Gtry-Mc00-007 | 1 | Nr | AED | 39684.89 | 39684.89
2019-10 | 4 | 4.0137 | United Arab Emirates | Abu Dhabi | Infrastructure | Al Mina Tunnel | Road Tunnel | MUSANADA | tba | Award | 2019 |  | Structural Metalwork | M900.12 | Overhead Gantry; Ceiling Mounted; Gtry-Mc00-008 | 1 | Nr | AED | 39684.89 | 39684.89
2019-10 | 4 | 4.0137 | United Arab Emirates | Abu Dhabi | Infrastructure | Al Mina Tunnel | Road Tunnel | MUSANADA | tba | Award | 2019 |  | Structural Metalwork | M900.1 | Foundations For Overhead Gantries; Supply And Installation Of Cidh Foundations For Overhead Gantries, Including Excavation, Dewatering, Piling Backfilling, As Required In Drawings And Specifications.; Gtry-Mc00-003 | 1 | Nr | AED | 15427.88 | 15427.88
2019-10 | 4 | 4.0137 | United Arab Emirates | Abu Dhabi | Infrastructure | Al Mina Tunnel | Road Tunnel | MUSANADA | tba | Award | 2019 |  | Structural Metalwork | M900.2 | Foundations For Overhead Gantries; Supply And Installation Of Cidh Foundations For Overhead Gantries, Including Excavation, Dewatering, Piling Backfilling, As Required In Drawings And Specifications.; Gtry-Mc00-005 | 1 | Nr | AED | 18544.92 | 18544.92
2019-10 | 4 | 4.0137 | United Arab Emirates | Abu Dhabi | Infrastructure | Al Mina Tunnel | Road Tunnel | MUSANADA | tba | Award | 2019 |  | Structural Metalwork | M900.3 | Overhead Gantry; Two Supports; Gtry-M07A-001 | 1 | Nr | AED | 54945.07 | 54945.07
2019-10 | 4 | 4.0137 | United Arab Emirates | Abu Dhabi | Infrastructure | Al Mina Tunnel | Road Tunnel | MUSANADA | tba | Award | 2019 |  | Structural Metalwork | M900.4 | Overhead Gantry; Two Supports; Gtry-Mc00-001 | 1 | Nr | AED | 67021.82 | 67021.82
2019-10 | 4 | 4.0137 | United Arab Emirates | Abu Dhabi | Infrastructure | Al Mina Tunnel | Road Tunnel | MUSANADA | tba | Award | 2019 |  | Structural Metalwork | M900.5 | Overhead Gantry; Two Supports; Gtry-Mc00-002 | 1 | Nr | AED | 88145.29 | 88145.29
2019-10 | 4 | 4.0137 | United Arab Emirates | Abu Dhabi | Infrastructure | Al Mina Tunnel | Road Tunnel | MUSANADA | tba | Award | 2019 |  | Structural Metalwork | M900.6 | Overhead Gantry; Two Supports; Gtry-Mc00-004 | 1 | Nr | AED | 71303.09 | 71303.09
2019-10 | 4 | 4.0137 | United Arab Emirates | Abu Dhabi | Infrastructure | Al Mina Tunnel | Road Tunnel | MUSANADA | tba | Award | 2019 |  | Structural Metalwork | M900.7 | Overhead Gantry; Two Supports; Gtry-Mc00-006 | 1 | Nr | AED | 54945.07 | 54945.07
2019-10 | 4 | 4.0137 | United Arab Emirates | Abu Dhabi | Infrastructure | Al Mina Tunnel | Road Tunnel | MUSANADA | tba | Award | 2019 |  | Structural Metalwork | M900.8 | Overhead Gantry; Two Supports; Gtry-Mc01-001 | 1 | Nr | AED | 49358.25 | 49358.25
2019-10 | 4 | 4.0137 | United Arab Emirates | Abu Dhabi | Infrastructure | Al Mina Tunnel | Road Tunnel | MUSANADA | tba | Award | 2019 |  | Structural Metalwork | M900.9 | Overhead Gantry; Two Supports; Gtry-Mc01-002 | 1 | Nr | AED | 32795.78 | 32795.78
2019-10 | 4 | 4.0137 | United Arab Emirates | Abu Dhabi | Infrastructure | Al Mina Tunnel | Road Tunnel | MUSANADA | tba | Award | 2019 |  | Structural Metalwork | M900.10 | Overhead Gantry; Three Supports; Gtry-Mc01-003 | 1 | Nr | AED | 127560.25 | 127560.25
2019-10 | 4 | 4.0138 | United Arab Emirates | Abu Dhabi | Infrastructure | Al Mina Tunnel | Road Tunnel | MUSANADA | tba | Award | 2019 |  | Structural Metalwork | M900.13 | Sign Boards; Sign Panels; Fixed To Ground Mounted Double Sign Post; Including Earthworks, Foundations, Poles, Finishes And Writing And All Necessary Fixing Accessories; As Shown On Drawings To Complete All In Accordance With The Drawings And Specifications; Ground Mounted; Two Posts; Gm-M16A-001 | 1 | Nr | AED | 15154.26 | 15154.26
2019-10 | 4 | 4.0138 | United Arab Emirates | Abu Dhabi | Infrastructure | Al Mina Tunnel | Road Tunnel | MUSANADA | tba | Award | 2019 |  | Structural Metalwork | M900.14 | Sign Boards; Sign Panels; Fixed To Ground Mounted Double Sign Post; Including Earthworks, Foundations, Poles, Finishes And Writing And All Necessary Fixing Accessories; As Shown On Drawings To Complete All In Accordance With The Drawings And Specifications; Ground Mounted; Two Posts; Gm-M16A-002 | 1 | Nr | AED | 19151.46 | 19151.46
2019-10 | 4 | 4.0138 | United Arab Emirates | Abu Dhabi | Infrastructure | Al Mina Tunnel | Road Tunnel | MUSANADA | tba | Award | 2019 |  | Structural Metalwork | M900.15 | Sign Boards; Sign Panels; Fixed To Ground Mounted Double Sign Post; Including Earthworks, Foundations, Poles, Finishes And Writing And All Necessary Fixing Accessories; As Shown On Drawings To Complete All In Accordance With The Drawings And Specifications; Ground Mounted; Two Posts; Gm-M16B-001 | 1 | Nr | AED | 14356.77 | 14356.77
2019-10 | 4 | 4.0138 | United Arab Emirates | Abu Dhabi | Infrastructure | Al Mina Tunnel | Road Tunnel | MUSANADA | tba | Award | 2019 |  | Structural Metalwork | M900.16 | Sign Boards; Sign Panels; Fixed To Ground Mounted Double Sign Post; Including Earthworks, Foundations, Poles, Finishes And Writing And All Necessary Fixing Accessories; As Shown On Drawings To Complete All In Accordance With The Drawings And Specifications; Ground Mounted; Two Posts; Gm-M06B-001 | 1 | Nr | AED | 17318.36 | 17318.36
2019-10 | 4 | 4.0138 | United Arab Emirates | Abu Dhabi | Infrastructure | Al Mina Tunnel | Road Tunnel | MUSANADA | tba | Award | 2019 |  | Structural Metalwork | M900.17 | Sign Boards; Sign Panels; Fixed To Ground Mounted Double Sign Post; Including Earthworks, Foundations, Poles, Finishes And Writing And All Necessary Fixing Accessories; As Shown On Drawings To Complete All In Accordance With The Drawings And Specifications; Ground Mounted; Two Posts; Gm-Mc00-001 | 1 | Nr | AED | 13764.69 | 13764.69
2019-10 | 4 | 4.0138 | United Arab Emirates | Abu Dhabi | Infrastructure | Al Mina Tunnel | Road Tunnel | MUSANADA | tba | Award | 2019 |  | Structural Metalwork | M900.18 | Sign Boards; Sign Panels; Fixed To Ground Mounted Double Sign Post; Including Earthworks, Foundations, Poles, Finishes And Writing And All Necessary Fixing Accessories; As Shown On Drawings To Complete All In Accordance With The Drawings And Specifications; Ground Mounted; Two Posts; Gm-Mc00-002 | 1 | Nr | AED | 4078.08 | 4078.08
2019-10 | 4 | 4.0138 | United Arab Emirates | Abu Dhabi | Infrastructure | Al Mina Tunnel | Road Tunnel | MUSANADA | tba | Award | 2019 |  | Structural Metalwork | M900.19 | Ground Mounted; Two Posts; Chevron; Chvrn-Mc01-001 | 1 | Nr | AED | 2633.86 | 2633.86
2019-10 | 4 | 4.0138 | United Arab Emirates | Abu Dhabi | Infrastructure | Al Mina Tunnel | Road Tunnel | MUSANADA | tba | Award | 2019 |  | Structural Metalwork | M900.20 | Ground Mounted; Two Posts; Chevron; Chvrn-Mc05-001 | 1 | Nr | AED | 1521.78 | 1521.78
2019-10 | 4 | 4.0138 | United Arab Emirates | Abu Dhabi | Infrastructure | Al Mina Tunnel | Road Tunnel | MUSANADA | tba | Award | 2019 |  | Earthworks | E220 | Excavation For Structures: Material For Attaining The Proposed Sub Grade; Including Shoring, Dewatering And Protection; Haul Up To Stockpiles Or Designated Area To Be Determined By The Engineer; Excavation; Excavation For Cuttings, Material Other; Than Top Soil, Rock Or Artificial Hard; Material To Formation Level Of Pavement | 3500 | m³ | AED | 26.83 | 93905
2019-10 | 4 | 4.0138 | United Arab Emirates | Abu Dhabi | Infrastructure | Al Mina Tunnel | Road Tunnel | MUSANADA | tba | Award | 2019 |  | Earthworks | E324.1 | Excavation For Structures: Material For Attaining The Proposed Sub Grade; Including Shoring, Dewatering And Protection; Haul Up To Stockpiles Or Designated Area To Be Determined By The Engineer; Excavation; Excavation For Cuttings, Material Other; Than Top Soil, Rock Or Artificial Hard; Excavation For Road Formation Level; Not Exceeding 2M | 8135 | m³ | AED | 10.01 | 81431.35
2019-10 | 4 | 4.0139 | United Arab Emirates | Abu Dhabi | Infrastructure | Al Mina Tunnel | Road Tunnel | MUSANADA | tba | Award | 2019 |  | Earthworks | E324.2 | Excavation For Structures: Material For Attaining The Proposed Sub Grade; Including Shoring, Dewatering And Protection; Haul Up To Stockpiles Or Designated Area To Be Determined By The Engineer; Excavation; Excavation For Cuttings, Material Other; Than Top Soil, Rock Or Artificial Hard; Excavation For Road Formation Level; 2.0 To 2.5M | 56925 | m³ | AED | 11.46 | 652360.5
2019-10 | 4 | 4.0139 | United Arab Emirates | Abu Dhabi | Infrastructure | Al Mina Tunnel | Road Tunnel | MUSANADA | tba | Award | 2019 |  | Earthworks | E324.3 | Excavation For Structures: Material For Attaining The Proposed Sub Grade; Including Shoring, Dewatering And Protection; Haul Up To Stockpiles Or Designated Area To Be Determined By The Engineer; Excavation; Excavation For Cuttings, Material Other; Than Top Soil, Rock Or Artificial Hard; Excavation For Road Formation Level, 2.5M To 3.0M | 16265 | m³ | AED | 13.58 | 220878.7
2019-10 | 4 | 4.0139 | United Arab Emirates | Abu Dhabi | Infrastructure | Al Mina Tunnel | Road Tunnel | MUSANADA | tba | Award | 2019 |  | Earthworks | E539.2 | Excavation Ancillaries; Disposal Of Suitable/ Unsuitable Excavated Material; Disposal Of Unsuitable Excavated Material Including Loading, Unloading, Site Handling And Transportation To An Approved Dump Site As Directed By The Engineer | 33930 | m³ | AED | 56.59 | 1920098.7
2019-10 | 4 | 4.0139 | United Arab Emirates | Abu Dhabi | Infrastructure | Al Mina Tunnel | Road Tunnel | MUSANADA | tba | Award | 2019 |  | Earthworks | E624.3 | Filling; Filling To Structure Using Suitable Excavated Material; 250Mm Thick Each Layer | 20550 | m³ | AED | 12.12 | 249066
2019-10 | 4 | 4.0139 | United Arab Emirates | Abu Dhabi | Infrastructure | Al Mina Tunnel | Road Tunnel | MUSANADA | tba | Award | 2019 |  | Roads And Pavings | R352.1 | Bituminous Bound Pavements (At Grade); Bituminous Asphaltic Concrete Wearing Course 50Mm Thick; Pmb (Polymenr Modified Bitumen); Depth: 50 Mm | 145000 | m² | AED | 40.4 | 5858000
2019-10 | 4 | 4.0139 | United Arab Emirates | Abu Dhabi | Infrastructure | Al Mina Tunnel | Road Tunnel | MUSANADA | tba | Award | 2019 |  | Roads And Pavings | R352.2 | Bituminous Bound Pavements (At Grade); Bituminous Asphaltic Concrete Wearing Course 50Mm Thick; Pmb (Polymenr Modified Bitumen); Ditto; Red Asphalt; To Bus Stop | 1200 | m² | AED | 115.29 | 138348
2019-10 | 4 | 4.0139 | United Arab Emirates | Abu Dhabi | Infrastructure | Al Mina Tunnel | Road Tunnel | MUSANADA | tba | Award | 2019 |  | Roads And Pavings | R399.5 | Tack Coat; All In Accordance With The Specifications; Tack Coat | 292400 | m² | AED | 3.12 | 912288
2019-10 | 4 | 4.0139 | United Arab Emirates | Abu Dhabi | Infrastructure | Al Mina Tunnel | Road Tunnel | MUSANADA | tba | Award | 2019 |  | Roads And Pavings | R322 | Asphaltic Binder Course; All In Accordance With The Specifications; Depth: 70 Mm | 146200 | m² | AED | 45.63 | 6671106
2019-10 | 4 | 4.0139 | United Arab Emirates | Abu Dhabi | Infrastructure | Al Mina Tunnel | Road Tunnel | MUSANADA | tba | Award | 2019 |  | Roads And Pavings | R313.4 | Asphaltic Base Course; All In Accordance With The Specifications; Depth: 100 Mm | 146200 | m² | AED | 64.15 | 9378730
2019-10 | 4 | 4.014 | United Arab Emirates | Abu Dhabi | Infrastructure | Al Mina Tunnel | Road Tunnel | MUSANADA | tba | Award | 2019 |  | Roads And Pavings | R391 | Prime Coat; All In Accordance With The Specifications; Prime Coat | 146200 | m² | AED | 4.53 | 662286
2019-10 | 4 | 4.014 | United Arab Emirates | Abu Dhabi | Infrastructure | Al Mina Tunnel | Road Tunnel | MUSANADA | tba | Award | 2019 |  | Roads And Pavings | R399.6 | Prime Coat; All In Accordance With The Specifications; 150 Mm Wet Mix Macadam | 146200 | m² | AED | 32.5 | 4751500
2019-10 | 4 | 4.014 | United Arab Emirates | Abu Dhabi | Infrastructure | Al Mina Tunnel | Road Tunnel | MUSANADA | tba | Award | 2019 |  | Roads And Pavings | R399.7 | Prime Coat; All In Accordance With The Specifications; 150 Mm Granular Sub Base | 146200 | m² | AED | 25.82 | 3774884
2019-10 | 4 | 4.014 | United Arab Emirates | Abu Dhabi | Infrastructure | Al Mina Tunnel | Road Tunnel | MUSANADA | tba | Award | 2019 |  | Roads And Pavings | R399.8 | Prime Coat; All In Accordance With The Specifications; Compacted Subgrade | 146200 | m² | AED | 18.31 | 2676922
2019-10 | 4 | 4.014 | United Arab Emirates | Abu Dhabi | Infrastructure | Al Mina Tunnel | Road Tunnel | MUSANADA | tba | Award | 2019 |  | Roads And Pavings | R699.1 | Allow For Tie-In Between New And Existing Pavements; All In Accordance With The Specifications; Transverse | 180 | m | AED | 108.33 | 19499.4
2019-10 | 4 | 4.014 | United Arab Emirates | Abu Dhabi | Infrastructure | Al Mina Tunnel | Road Tunnel | MUSANADA | tba | Award | 2019 |  | Roads And Pavings | R699.2 | Allow For Tie-In Between New And Existing Pavements; All In Accordance With The Specifications; Longitudinal | 1150 | m | AED | 78.55 | 90332.5
2019-10 | 4 | 4.014 | United Arab Emirates | Abu Dhabi | Infrastructure | Al Mina Tunnel | Road Tunnel | MUSANADA | tba | Award | 2019 |  | Roads And Pavings | R352.3 | Cycle Track; 50Mm Bituminous Macadam Wearing Course; Ral Code 6037 Green | 16750 | m² | AED | 129.5 | 2169125
2019-10 | 4 | 4.014 | United Arab Emirates | Abu Dhabi | Infrastructure | Al Mina Tunnel | Road Tunnel | MUSANADA | tba | Award | 2019 |  | Roads And Pavings | R352.3 | Cycle Track; 150Mm Consolidated Granular Base Compacted To 95% Mdd | 16750 | m² | AED | 25.5 | 427125
2019-10 | 4 | 4.014 | United Arab Emirates | Abu Dhabi | Infrastructure | Al Mina Tunnel | Road Tunnel | MUSANADA | tba | Award | 2019 |  | Roads And Pavings | R352.3 | Cycle Track; Prime Coat | 16750 | m² | AED | 5.4 | 90450
2019-10 | 4 | 4.014 | United Arab Emirates | Abu Dhabi | Infrastructure | Al Mina Tunnel | Road Tunnel | MUSANADA | tba | Award | 2019 |  | Roads And Pavings | R399.8 | Cycle Track; Compacted Subgrade | 16750 | m² | AED | 7.76 | 129980
2019-10 | 4 | 4.0141 | United Arab Emirates | Abu Dhabi | Infrastructure | Al Mina Tunnel | Road Tunnel | MUSANADA | tba | Award | 2019 |  | Roads And Pavings | R399.7 | Raised Crosswalk Paving; As Shown On Drawings; All In Accordance With Specifications; Raised Pedestrian Crossing | 390 | m | AED | 1475.09 | 575285.1
2019-10 | 4 | 4.0141 | United Arab Emirates | Abu Dhabi | Infrastructure | Al Mina Tunnel | Road Tunnel | MUSANADA | tba | Award | 2019 |  | Roads And Pavings | R711.1 | Kerbs, Channels, Edgings, Footways And Paved Areas; Precast Concrete Upstand Kerbs; Including Required Earthworks, Concrete Foundations, Concrete Haunchings, Cement Mortar; Complete All In Accordance With The Specifications; Straight Or Curved; Type C | 11350 | m | AED | 69.17 | 785079.5
2019-10 | 4 | 4.0141 | United Arab Emirates | Abu Dhabi | Infrastructure | Al Mina Tunnel | Road Tunnel | MUSANADA | tba | Award | 2019 |  | Roads And Pavings | R711.2 | Tire-Friendly Kerbs; Exposed Height; Including Required Earthworks, Concrete Foundations, Concrete Haunchings, Cement Mortar; Complete As Shown On Drawing All In Accordance With The Specifications; Straight Or Curved; Kerb Mountable | 460 | m | AED | 65.56 | 30157.6
2019-10 | 4 | 4.0141 | United Arab Emirates | Abu Dhabi | Infrastructure | Al Mina Tunnel | Road Tunnel | MUSANADA | tba | Award | 2019 |  | Roads And Pavings | R111 | Interlock Pavements; Unbound Sub-Base Below Interlock Pavement; For Interlocking Tiles Thickness: 60 Mm | 9850 | m² | AED | 26.7 | 262995
2019-10 | 4 | 4.0141 | United Arab Emirates | Abu Dhabi | Infrastructure | Al Mina Tunnel | Road Tunnel | MUSANADA | tba | Award | 2019 |  | Roads And Pavings | R111 | Interlock Pavements; Unbound Sub-Base Below Interlock Pavement; For Interlocking Tiles Thickness: 80 Mm | 9490 | m² | AED | 30.35 | 288021.5
2019-10 | 4 | 4.0141 | United Arab Emirates | Abu Dhabi | Infrastructure | Al Mina Tunnel | Road Tunnel | MUSANADA | tba | Award | 2019 |  | Roads And Pavings | R790.1 | Paving Blocks Interlocking Tiles; Bedded On 50 Mm Thick Crushed Black Sand; Thickness: 60 Mm | 9850 | m² | AED | 75.27 | 741409.5
2019-10 | 4 | 4.0141 | United Arab Emirates | Abu Dhabi | Infrastructure | Al Mina Tunnel | Road Tunnel | MUSANADA | tba | Award | 2019 |  | Roads And Pavings | R790.1 | Paving Blocks Interlocking Tiles; Bedded On 50 Mm Thick Crushed Black Sand; Thickness: 80 Mm | 9490 | m² | AED | 78.89 | 748666.1
2019-10 | 4 | 4.0141 | United Arab Emirates | Abu Dhabi | Infrastructure | Al Mina Tunnel | Road Tunnel | MUSANADA | tba | Award | 2019 |  | Roads And Pavings | R812.1 | Ancillaries; Traffic Signage; Traffic Signage; Including All Necessary, Earthworks, Foundations, Structures, Frame/Supports, Sign Panels, Illumination (Where Required),Finishes And All Necessary Fixing Accessories; All In Accordance With Drawings & Specifications; 301 Stop | 10 | Nr | AED | 431.51 | 4315.1
2019-10 | 4 | 4.0141 | United Arab Emirates | Abu Dhabi | Infrastructure | Al Mina Tunnel | Road Tunnel | MUSANADA | tba | Award | 2019 |  | Roads And Pavings | R812.2 | Ancillaries; Traffic Signage; Traffic Signage; Including All Necessary, Earthworks, Foundations, Structures, Frame/Supports, Sign Panels, Illumination (Where Required),Finishes And All Necessary Fixing Accessories; All In Accordance With Drawings & Specifications; 303 Give Way | 24 | Nr | AED | 470.83 | 11299.92
2019-10 | 4 | 4.0141 | United Arab Emirates | Abu Dhabi | Infrastructure | Al Mina Tunnel | Road Tunnel | MUSANADA | tba | Award | 2019 |  | Roads And Pavings | R812.3 | Ancillaries; Traffic Signage; Traffic Signage; Including All Necessary, Earthworks, Foundations, Structures, Frame/Supports, Sign Panels, Illumination (Where Required),Finishes And All Necessary Fixing Accessories; All In Accordance With Drawings & Specifications; 323 Left Turn | 1 | Nr | AED | 416.19 | 416.19
2019-10 | 4 | 4.0141 | United Arab Emirates | Abu Dhabi | Infrastructure | Al Mina Tunnel | Road Tunnel | MUSANADA | tba | Award | 2019 |  | Roads And Pavings | R812.4 | Ancillaries; Traffic Signage; Traffic Signage; Including All Necessary, Earthworks, Foundations, Structures, Frame/Supports, Sign Panels, Illumination (Where Required),Finishes And All Necessary Fixing Accessories; All In Accordance With Drawings & Specifications; 326 2 Way Arrow | 20 | Nr | AED | 310.23 | 6204.6
2019-10 | 4 | 4.0142 | United Arab Emirates | Abu Dhabi | Infrastructure | Al Mina Tunnel | Road Tunnel | MUSANADA | tba | Award | 2019 |  | Roads And Pavings | R812.5 | Ancillaries; Traffic Signage; Traffic Signage; Including All Necessary, Earthworks, Foundations, Structures, Frame/Supports, Sign Panels, Illumination (Where Required),Finishes And All Necessary Fixing Accessories; All In Accordance With Drawings & Specifications; 327 1 Way Arrow | 11 | Nr | AED | 416.19 | 4578.09
2019-10 | 4 | 4.0142 | United Arab Emirates | Abu Dhabi | Infrastructure | Al Mina Tunnel | Road Tunnel | MUSANADA | tba | Award | 2019 |  | Roads And Pavings | R812.6 | Ancillaries; Traffic Signage; Traffic Signage; Including All Necessary, Earthworks, Foundations, Structures, Frame/Supports, Sign Panels, Illumination (Where Required),Finishes And All Necessary Fixing Accessories; All In Accordance With Drawings & Specifications; 330 U Turn | 12 | Nr | AED | 416.19 | 4994.28
2019-10 | 4 | 4.0142 | United Arab Emirates | Abu Dhabi | Infrastructure | Al Mina Tunnel | Road Tunnel | MUSANADA | tba | Award | 2019 |  | Roads And Pavings | R812.7 | Ancillaries; Traffic Signage; Traffic Signage; Including All Necessary, Earthworks, Foundations, Structures, Frame/Supports, Sign Panels, Illumination (Where Required),Finishes And All Necessary Fixing Accessories; All In Accordance With Drawings & Specifications; 339 Speed-Limit 30 | 1 | Nr | AED | 340.83 | 340.83
2019-10 | 4 | 4.0142 | United Arab Emirates | Abu Dhabi | Infrastructure | Al Mina Tunnel | Road Tunnel | MUSANADA | tba | Award | 2019 |  | Roads And Pavings | R812.8 | Ancillaries; Traffic Signage; Traffic Signage; Including All Necessary, Earthworks, Foundations, Structures, Frame/Supports, Sign Panels, Illumination (Where Required),Finishes And All Necessary Fixing Accessories; All In Accordance With Drawings & Specifications; 340 Speed-Limit 40 | 1 | Nr | AED | 340.83 | 340.83
2019-10 | 4 | 4.0142 | United Arab Emirates | Abu Dhabi | Infrastructure | Al Mina Tunnel | Road Tunnel | MUSANADA | tba | Award | 2019 |  | Roads And Pavings | R812.9 | Ancillaries; Traffic Signage; Traffic Signage; Including All Necessary, Earthworks, Foundations, Structures, Frame/Supports, Sign Panels, Illumination (Where Required),Finishes And All Necessary Fixing Accessories; All In Accordance With Drawings & Specifications; 341 Speed Limit 60 | 23 | Nr | AED | 416.19 | 9572.37
2019-10 | 4 | 4.0142 | United Arab Emirates | Abu Dhabi | Infrastructure | Al Mina Tunnel | Road Tunnel | MUSANADA | tba | Award | 2019 |  | Roads And Pavings | R812.10 | Ancillaries; Traffic Signage; Traffic Signage; Including All Necessary, Earthworks, Foundations, Structures, Frame/Supports, Sign Panels, Illumination (Where Required),Finishes And All Necessary Fixing Accessories; All In Accordance With Drawings & Specifications; 347 No Right Turn | 1 | Nr | AED | 416.19 | 416.19
2019-10 | 4 | 4.0142 | United Arab Emirates | Abu Dhabi | Infrastructure | Al Mina Tunnel | Road Tunnel | MUSANADA | tba | Award | 2019 |  | Roads And Pavings | R812.11 | Ancillaries; Traffic Signage; Traffic Signage; Including All Necessary, Earthworks, Foundations, Structures, Frame/Supports, Sign Panels, Illumination (Where Required),Finishes And All Necessary Fixing Accessories; All In Accordance With Drawings & Specifications; 351 No Trucks | 11 | Nr | AED | 416.19 | 4578.09
2019-10 | 4 | 4.0142 | United Arab Emirates | Abu Dhabi | Infrastructure | Al Mina Tunnel | Road Tunnel | MUSANADA | tba | Award | 2019 |  | Roads And Pavings | R812.12 | Ancillaries; Traffic Signage; Traffic Signage; Including All Necessary, Earthworks, Foundations, Structures, Frame/Supports, Sign Panels, Illumination (Where Required),Finishes And All Necessary Fixing Accessories; All In Accordance With Drawings & Specifications; 355 Height Clearance 5.5 | 10 | Nr | AED | 416.19 | 4161.9
2019-10 | 4 | 4.0142 | United Arab Emirates | Abu Dhabi | Infrastructure | Al Mina Tunnel | Road Tunnel | MUSANADA | tba | Award | 2019 |  | Roads And Pavings | R812.13 | Ancillaries; Traffic Signage; Traffic Signage; Including All Necessary, Earthworks, Foundations, Structures, Frame/Supports, Sign Panels, Illumination (Where Required),Finishes And All Necessary Fixing Accessories; All In Accordance With Drawings & Specifications; 392 Bus-Stop Time Schedule | 10 | Nr | AED | 4568.41 | 45684.1
2019-10 | 4 | 4.0142 | United Arab Emirates | Abu Dhabi | Infrastructure | Al Mina Tunnel | Road Tunnel | MUSANADA | tba | Award | 2019 |  | Roads And Pavings | R812.14 | Ancillaries; Traffic Signage; Traffic Signage; Including All Necessary, Earthworks, Foundations, Structures, Frame/Supports, Sign Panels, Illumination (Where Required),Finishes And All Necessary Fixing Accessories; All In Accordance With Drawings & Specifications; 394 Drop Off Only | 1 | Nr | AED | 374.72 | 374.72
2019-10 | 4 | 4.0143 | United Arab Emirates | Abu Dhabi | Infrastructure | Al Mina Tunnel | Road Tunnel | MUSANADA | tba | Award | 2019 |  | Roads And Pavings | R812.15 | Ancillaries; Traffic Signage; Traffic Signage; Including All Necessary, Earthworks, Foundations, Structures, Frame/Supports, Sign Panels, Illumination (Where Required),Finishes And All Necessary Fixing Accessories; All In Accordance With Drawings & Specifications; 403 Tee Junction | 5 | Nr | AED | 383.43 | 1917.15
2019-10 | 4 | 4.0143 | United Arab Emirates | Abu Dhabi | Infrastructure | Al Mina Tunnel | Road Tunnel | MUSANADA | tba | Award | 2019 |  | Roads And Pavings | R812.16 | Ancillaries; Traffic Signage; Traffic Signage; Including All Necessary, Earthworks, Foundations, Structures, Frame/Supports, Sign Panels, Illumination (Where Required),Finishes And All Necessary Fixing Accessories; All In Accordance With Drawings & Specifications; 410 Road Merge From Right | 5 | Nr | AED | 383.43 | 1917.15
2019-10 | 4 | 4.0143 | United Arab Emirates | Abu Dhabi | Infrastructure | Al Mina Tunnel | Road Tunnel | MUSANADA | tba | Award | 2019 |  | Roads And Pavings | R812.17 | Ancillaries; Traffic Signage; Traffic Signage; Including All Necessary, Earthworks, Foundations, Structures, Frame/Supports, Sign Panels, Illumination (Where Required),Finishes And All Necessary Fixing Accessories; All In Accordance With Drawings & Specifications; 411 Road Merge From Left | 7 | Nr | AED | 383.43 | 2684.01
2019-10 | 4 | 4.0143 | United Arab Emirates | Abu Dhabi | Infrastructure | Al Mina Tunnel | Road Tunnel | MUSANADA | tba | Award | 2019 |  | Roads And Pavings | R812.18 | Ancillaries; Traffic Signage; Traffic Signage; Including All Necessary, Earthworks, Foundations, Structures, Frame/Supports, Sign Panels, Illumination (Where Required),Finishes And All Necessary Fixing Accessories; All In Accordance With Drawings & Specifications; 412 Bend-Right | 3 | Nr | AED | 383.43 | 1150.29
2019-10 | 4 | 4.0143 | United Arab Emirates | Abu Dhabi | Infrastructure | Al Mina Tunnel | Road Tunnel | MUSANADA | tba | Award | 2019 |  | Roads And Pavings | R812.19 | Ancillaries; Traffic Signage; Traffic Signage; Including All Necessary, Earthworks, Foundations, Structures, Frame/Supports, Sign Panels, Illumination (Where Required),Finishes And All Necessary Fixing Accessories; All In Accordance With Drawings & Specifications; 413 Bend-Left | 2 | Nr | AED | 383.43 | 766.86
2019-10 | 4 | 4.0143 | United Arab Emirates | Abu Dhabi | Infrastructure | Al Mina Tunnel | Road Tunnel | MUSANADA | tba | Award | 2019 |  | Roads And Pavings | R812.20 | Ancillaries; Traffic Signage; Traffic Signage; Including All Necessary, Earthworks, Foundations, Structures, Frame/Supports, Sign Panels, Illumination (Where Required),Finishes And All Necessary Fixing Accessories; All In Accordance With Drawings & Specifications; 417 Road Merges From Right | 1 | Nr | AED | 383.43 | 383.43
2019-10 | 4 | 4.0143 | United Arab Emirates | Abu Dhabi | Infrastructure | Al Mina Tunnel | Road Tunnel | MUSANADA | tba | Award | 2019 |  | Roads And Pavings | R812.21 | Ancillaries; Traffic Signage; Traffic Signage; Including All Necessary, Earthworks, Foundations, Structures, Frame/Supports, Sign Panels, Illumination (Where Required),Finishes And All Necessary Fixing Accessories; All In Accordance With Drawings & Specifications; 430 Signal At 100M | 28 | Nr | AED | 598.62 | 16761.36
2019-10 | 4 | 4.0143 | United Arab Emirates | Abu Dhabi | Infrastructure | Al Mina Tunnel | Road Tunnel | MUSANADA | tba | Award | 2019 |  | Roads And Pavings | R812.22 | Ancillaries; Traffic Signage; Traffic Signage; Including All Necessary, Earthworks, Foundations, Structures, Frame/Supports, Sign Panels, Illumination (Where Required),Finishes And All Necessary Fixing Accessories; All In Accordance With Drawings & Specifications; 435 Hump Ahead | 21 | Nr | AED | 383.43 | 8052.03
2019-10 | 4 | 4.0143 | United Arab Emirates | Abu Dhabi | Infrastructure | Al Mina Tunnel | Road Tunnel | MUSANADA | tba | Award | 2019 |  | Roads And Pavings | R812.23 | Ancillaries; Traffic Signage; Traffic Signage; Including All Necessary, Earthworks, Foundations, Structures, Frame/Supports, Sign Panels, Illumination (Where Required),Finishes And All Necessary Fixing Accessories; All In Accordance With Drawings & Specifications; 454 Chevron Board | 18 | Nr | AED | 340.83 | 6134.94
2019-10 | 4 | 4.0144 | United Arab Emirates | Abu Dhabi | Infrastructure | Al Mina Tunnel | Road Tunnel | MUSANADA | tba | Award | 2019 |  | Roads And Pavings | R812.24 | Ancillaries; Traffic Signage; Traffic Signage; Including All Necessary, Earthworks, Foundations, Structures, Frame/Supports, Sign Panels, Illumination (Where Required),Finishes And All Necessary Fixing Accessories; All In Accordance With Drawings & Specifications; 455 Chevron Board | 13 | Nr | AED | 340.83 | 4430.79
2019-10 | 4 | 4.0144 | United Arab Emirates | Abu Dhabi | Infrastructure | Al Mina Tunnel | Road Tunnel | MUSANADA | tba | Award | 2019 |  | Roads And Pavings | R812.25 | Ancillaries; Traffic Signage; Traffic Signage; Including All Necessary, Earthworks, Foundations, Structures, Frame/Supports, Sign Panels, Illumination (Where Required),Finishes And All Necessary Fixing Accessories; All In Accordance With Drawings & Specifications; 465 Lane Merge | 6 | Nr | AED | 1245.33 | 7471.98
2019-10 | 4 | 4.0144 | United Arab Emirates | Abu Dhabi | Infrastructure | Al Mina Tunnel | Road Tunnel | MUSANADA | tba | Award | 2019 |  | Roads And Pavings | R812.26 | Ancillaries; Traffic Signage; Traffic Signage; Including All Necessary, Earthworks, Foundations, Structures, Frame/Supports, Sign Panels, Illumination (Where Required),Finishes And All Necessary Fixing Accessories; All In Accordance With Drawings & Specifications; 486 Lane Use Directional Restriction - Multi Post | 2 | Nr | AED | 1404.8 | 2809.6
2019-10 | 4 | 4.0144 | United Arab Emirates | Abu Dhabi | Infrastructure | Al Mina Tunnel | Road Tunnel | MUSANADA | tba | Award | 2019 |  | Roads And Pavings | R812.27 | Ancillaries; Traffic Signage; Traffic Signage; Including All Necessary, Earthworks, Foundations, Structures, Frame/Supports, Sign Panels, Illumination (Where Required),Finishes And All Necessary Fixing Accessories; All In Accordance With Drawings & Specifications; 515 Parking Sign Single Post | 2 | Nr | AED | 1092.42 | 2184.84
2019-10 | 4 | 4.0144 | United Arab Emirates | Abu Dhabi | Infrastructure | Al Mina Tunnel | Road Tunnel | MUSANADA | tba | Award | 2019 |  | Roads And Pavings | R812.28 | Ancillaries; Traffic Signage; Traffic Signage; Including All Necessary, Earthworks, Foundations, Structures, Frame/Supports, Sign Panels, Illumination (Where Required),Finishes And All Necessary Fixing Accessories; All In Accordance With Drawings & Specifications; 554 Exit | 1 | Nr | AED | 394.35 | 394.35
2019-10 | 4 | 4.0144 | United Arab Emirates | Abu Dhabi | Infrastructure | Al Mina Tunnel | Road Tunnel | MUSANADA | tba | Award | 2019 |  | Roads And Pavings | R812.29 | Ancillaries; Traffic Signage; Traffic Signage; Including All Necessary, Earthworks, Foundations, Structures, Frame/Supports, Sign Panels, Illumination (Where Required),Finishes And All Necessary Fixing Accessories; All In Accordance With Drawings & Specifications; 606 Official Vehicle Only | 4 | Nr | AED | 849.9 | 3399.6
2019-10 | 4 | 4.0144 | United Arab Emirates | Abu Dhabi | Infrastructure | Al Mina Tunnel | Road Tunnel | MUSANADA | tba | Award | 2019 |  | Roads And Pavings | R812.30 | Ancillaries; Traffic Signage; Traffic Signage; Including All Necessary, Earthworks, Foundations, Structures, Frame/Supports, Sign Panels, Illumination (Where Required),Finishes And All Necessary Fixing Accessories; All In Accordance With Drawings & Specifications; Restrictions Signs As Per Drawings And Specifications | 2 | Nr | AED | 2284.18 | 4568.36
2019-10 | 4 | 4.0144 | United Arab Emirates | Abu Dhabi | Infrastructure | Al Mina Tunnel | Road Tunnel | MUSANADA | tba | Award | 2019 |  | Roads And Pavings | R822.1 | Reflecting Road Studs; Including All Necessary Fixing Accessories; As Shown On Drawing; All In Accordance With The Specifications; Reflecting Road Studs | 12550 | Nr | AED | 54.64 | 685732
2019-10 | 4 | 4.0144 | United Arab Emirates | Abu Dhabi | Infrastructure | Al Mina Tunnel | Road Tunnel | MUSANADA | tba | Award | 2019 |  | Roads And Pavings | R823.1 | Thermoplastic Road Markings; Necessary Fixing Accessories; As Shown On Drawing; All In Accordance With Specifications; Straight Arrow Type 614 | 252 | Nr | AED | 60.07 | 15137.64
2019-10 | 4 | 4.0144 | United Arab Emirates | Abu Dhabi | Infrastructure | Al Mina Tunnel | Road Tunnel | MUSANADA | tba | Award | 2019 |  | Roads And Pavings | R823.2 | Thermoplastic Road Markings; Necessary Fixing Accessories; As Shown On Drawing; All In Accordance With Specifications; Right Turn Arrow Type 615 | 52 | Nr | AED | 81.92 | 4259.84
2019-10 | 4 | 4.0145 | United Arab Emirates | Abu Dhabi | Infrastructure | Al Mina Tunnel | Road Tunnel | MUSANADA | tba | Award | 2019 |  | Roads And Pavings | R823.3 | Thermoplastic Road Markings; Necessary Fixing Accessories; As Shown On Drawing; All In Accordance With Specifications; Left Turn Arrow Type 616 | 20 | Nr | AED | 81.92 | 1638.4
2019-10 | 4 | 4.0145 | United Arab Emirates | Abu Dhabi | Infrastructure | Al Mina Tunnel | Road Tunnel | MUSANADA | tba | Award | 2019 |  | Roads And Pavings | R823.3 | Thermoplastic Road Markings; Necessary Fixing Accessories; As Shown On Drawing; All In Accordance With Specifications; Left Turn Arrow Type 616.1 (U Turn Arrow) | 36 | Nr | AED | 141.99 | 5111.64
2019-10 | 4 | 4.0145 | United Arab Emirates | Abu Dhabi | Infrastructure | Al Mina Tunnel | Road Tunnel | MUSANADA | tba | Award | 2019 |  | Roads And Pavings | R823.4 | Thermoplastic Road Markings; Necessary Fixing Accessories; As Shown On Drawing; All In Accordance With Specifications; Straight/Right Arrow Type 617 | 10 | Nr | AED | 114.72 | 1147.2
2019-10 | 4 | 4.0145 | United Arab Emirates | Abu Dhabi | Infrastructure | Al Mina Tunnel | Road Tunnel | MUSANADA | tba | Award | 2019 |  | Roads And Pavings | R823.5 | Thermoplastic Road Markings; Necessary Fixing Accessories; As Shown On Drawing; All In Accordance With Specifications; Straight/Left Arrow Type 618 | 20 | Nr | AED | 114.72 | 2294.4
2019-10 | 4 | 4.0145 | United Arab Emirates | Abu Dhabi | Infrastructure | Al Mina Tunnel | Road Tunnel | MUSANADA | tba | Award | 2019 |  | Roads And Pavings | R823.6 | Thermoplastic Road Markings; Necessary Fixing Accessories; As Shown On Drawing; All In Accordance With Specifications; Chevron Marking Type 657 (Provisional Quantity) | 50 | m² | AED | 49.15 | 2457.5
2019-10 | 4 | 4.0145 | United Arab Emirates | Abu Dhabi | Infrastructure | Al Mina Tunnel | Road Tunnel | MUSANADA | tba | Award | 2019 |  | Roads And Pavings | R823.7 | Thermoplastic Road Markings; Necessary Fixing Accessories; As Shown On Drawing; All In Accordance With Specifications; Lane Arrows Type 656 | 13 | Nr | AED | 60.07 | 780.91
2019-10 | 4 | 4.0145 | United Arab Emirates | Abu Dhabi | Infrastructure | Al Mina Tunnel | Road Tunnel | MUSANADA | tba | Award | 2019 |  | Roads And Pavings | R823.8 | Thermoplastic Road Markings; Necessary Fixing Accessories; As Shown On Drawing; All In Accordance With Specifications; Road Worded Markings "Bus Stop" (English) | 11 | Nr | AED | 2731.01 | 30041.11
2019-10 | 4 | 4.0145 | United Arab Emirates | Abu Dhabi | Infrastructure | Al Mina Tunnel | Road Tunnel | MUSANADA | tba | Award | 2019 |  | Roads And Pavings | R823.9 | Thermoplastic Road Markings; Necessary Fixing Accessories; As Shown On Drawing; All In Accordance With Specifications; Road Worded Markings "Bus Stop" (Arabic) | 11 | Nr | AED | 2731.01 | 30041.11
2019-10 | 4 | 4.0145 | United Arab Emirates | Abu Dhabi | Infrastructure | Al Mina Tunnel | Road Tunnel | MUSANADA | tba | Award | 2019 |  | Roads And Pavings | R823.10 | Thermoplastic Road Markings; Necessary Fixing Accessories; As Shown On Drawing; All In Accordance With Specifications; Rumble Strips 650 (300Mm) | 430 | m | AED | 32.76 | 14086.8
2019-10 | 4 | 4.0145 | United Arab Emirates | Abu Dhabi | Infrastructure | Al Mina Tunnel | Road Tunnel | MUSANADA | tba | Award | 2019 |  | Roads And Pavings | R823.10 | Thermoplastic Road Markings; Necessary Fixing Accessories; As Shown On Drawing; All In Accordance With Specifications; Zebra Crossing Strips 603 (300Mm) | 185 | m | AED | 15.28 | 2826.8
2019-10 | 4 | 4.0145 | United Arab Emirates | Abu Dhabi | Infrastructure | Al Mina Tunnel | Road Tunnel | MUSANADA | tba | Award | 2019 |  | Roads And Pavings | R823.11 | Mosque Sign Marking | 21 | Nr | AED | 456.84 | 9593.64
2019-10 | 4 | 4.0146 | United Arab Emirates | Abu Dhabi | Infrastructure | Al Mina Tunnel | Road Tunnel | MUSANADA | tba | Award | 2019 |  | Roads And Pavings | R823.12 | Cycle Track Sign Marking | 48 | Nr | AED | 382.35 | 18352.8
2019-10 | 4 | 4.0146 | United Arab Emirates | Abu Dhabi | Infrastructure | Al Mina Tunnel | Road Tunnel | MUSANADA | tba | Award | 2019 |  | Roads And Pavings | R824.1 | Continuous Lines; Stop Line Markings Type 601W; 300 Mm Wide | 325 | m | AED | 15.28 | 4966
2019-10 | 4 | 4.0146 | United Arab Emirates | Abu Dhabi | Infrastructure | Al Mina Tunnel | Road Tunnel | MUSANADA | tba | Award | 2019 |  | Roads And Pavings | R824.2 | Continuous Lines; Pedestrian Lane Markings Type 603 | 750 | m | AED | 25.12 | 18840
2019-10 | 4 | 4.0146 | United Arab Emirates | Abu Dhabi | Infrastructure | Al Mina Tunnel | Road Tunnel | MUSANADA | tba | Award | 2019 |  | Roads And Pavings | R824.3 | Continuous Lines; Speed Table Line Markings Type 603 | 150 | m | AED | 25.12 | 3768
2019-10 | 4 | 4.0146 | United Arab Emirates | Abu Dhabi | Infrastructure | Al Mina Tunnel | Road Tunnel | MUSANADA | tba | Award | 2019 |  | Roads And Pavings | R824.4 | Continuous Lines; No Passing Line Markings Type 611; 100 Mm Wide | 275 | m | AED | 2.74 | 753.5
2019-10 | 4 | 4.0146 | United Arab Emirates | Abu Dhabi | Infrastructure | Al Mina Tunnel | Road Tunnel | MUSANADA | tba | Award | 2019 |  | Roads And Pavings | R824.7 | Continuous Lines; Parking Line Markings Type 620; 100 Mm Wide | 180 | m | AED | 4.89 | 880.2
2019-10 | 4 | 4.0146 | United Arab Emirates | Abu Dhabi | Infrastructure | Al Mina Tunnel | Road Tunnel | MUSANADA | tba | Award | 2019 |  | Roads And Pavings | R824.9 | Continuous Lines; Parking Line Markings Type 621; 100 Mm Wide | 240 | m | AED | 4.89 | 1173.6
2019-10 | 4 | 4.0146 | United Arab Emirates | Abu Dhabi | Infrastructure | Al Mina Tunnel | Road Tunnel | MUSANADA | tba | Award | 2019 |  | Roads And Pavings | R824.11 | Continuous Lines; Edge Line Markings Type 613Y; 150 Mm Wide | 17900 | m | AED | 4.14 | 74106
2019-10 | 4 | 4.0146 | United Arab Emirates | Abu Dhabi | Infrastructure | Al Mina Tunnel | Road Tunnel | MUSANADA | tba | Award | 2019 |  | Roads And Pavings | R824.14 | Continuous Lines; Yellow Bus Stop Line Markings; 100 Mm Wide | 260 | m | AED | 2.74 | 712.4
2019-10 | 4 | 4.0146 | United Arab Emirates | Abu Dhabi | Infrastructure | Al Mina Tunnel | Road Tunnel | MUSANADA | tba | Award | 2019 |  | Roads And Pavings | R825.1 | Continuous Lines; Bus Stop Line Markings Type 620 ; 150 Mm Wide | 325 | m | AED | 4.89 | 1589.25
2019-10 | 4 | 4.0147 | United Arab Emirates | Abu Dhabi | Infrastructure | Al Mina Tunnel | Road Tunnel | MUSANADA | tba | Award | 2019 |  | Roads And Pavings | R825.2 | Continuous Lines; Lane Line Markings Type 654W; 100 Mm Wide | 28800 | m | AED | 2.74 | 78912
2019-10 | 4 | 4.0147 | United Arab Emirates | Abu Dhabi | Infrastructure | Al Mina Tunnel | Road Tunnel | MUSANADA | tba | Award | 2019 |  | Roads And Pavings | R825.3 | Continuous Lines; Continuity Line Markings Type 681W; 150 Mm Wide | 1560 | m | AED | 4.15 | 6474
2019-10 | 4 | 4.0147 | United Arab Emirates | Abu Dhabi | Infrastructure | Al Mina Tunnel | Road Tunnel | MUSANADA | tba | Award | 2019 |  | Miscellaneous Work | X999.1 | Concrete Barrier; Precast Concrete Barrier; Class C30; Including Finishes And All Necessary Fixing Accessories; Complete As Detailed In Drawings; All In Accordance With The Specifications; Concrete Barrier - Type Tl2 | 800 | m | AED | 775.45 | 620360
2019-10 | 4 | 4.0147 | United Arab Emirates | Abu Dhabi | Infrastructure | Al Mina Tunnel | Road Tunnel | MUSANADA | tba | Award | 2019 |  | Miscellaneous Work | X999.1 | Concrete Barrier; Precast Concrete Barrier; Class C30; Including Finishes And All Necessary Fixing Accessories; Complete As Detailed In Drawings; All In Accordance With The Specifications; Concrete Barrier - Type Tl2- Transition | 50 | m | AED | 699.15 | 34957.5
2019-10 | 4 | 4.0147 | United Arab Emirates | Abu Dhabi | Infrastructure | Al Mina Tunnel | Road Tunnel | MUSANADA | tba | Award | 2019 |  | Miscellaneous Work | X999.1 | Concrete Barrier; Precast Concrete Barrier; Class C30; Including Finishes And All Necessary Fixing Accessories; Complete As Detailed In Drawings; All In Accordance With The Specifications; Concrete Barrier - Type Tl4 | 2700 | m | AED | 775.45 | 2093715
2019-10 | 4 | 4.0147 | United Arab Emirates | Abu Dhabi | Infrastructure | Al Mina Tunnel | Road Tunnel | MUSANADA | tba | Award | 2019 |  | Miscellaneous Work | X900.1 | Concrete Barrier; Precast Concrete Barrier; Class C30; Including Finishes And All Necessary Fixing Accessories; Complete As Detailed In Drawings; All In Accordance With The Specifications; Concrete Barrier - Type Tl4 With Aluminium Hand Rail At Top Of Retaining Wall/ Bridge | 550 | m | AED | 1245.66 | 685113
2019-10 | 4 | 4.0147 | United Arab Emirates | Abu Dhabi | Infrastructure | Al Mina Tunnel | Road Tunnel | MUSANADA | tba | Award | 2019 |  | Miscellaneous Work | X999.1 | Concrete Barrier; Precast Concrete Barrier; Class C30; Including Finishes And All Necessary Fixing Accessories; Complete As Detailed In Drawings; All In Accordance With The Specifications; Concrete Barrier - Type Tl4- Transition | 125 | m | AED | 699.15 | 87393.75
2019-10 | 4 | 4.0147 | United Arab Emirates | Abu Dhabi | Infrastructure | Al Mina Tunnel | Road Tunnel | MUSANADA | tba | Award | 2019 |  | Miscellaneous Work | X999.1 | Concrete Barrier; Precast Concrete Barrier; Class C30; Including Finishes And All Necessary Fixing Accessories; Complete As Detailed In Drawings; All In Accordance With The Specifications; Concrete Barrier - Type Tl5 | 860 | m | AED | 710.35 | 610901
2019-10 | 4 | 4.0147 | United Arab Emirates | Abu Dhabi | Infrastructure | Al Mina Tunnel | Road Tunnel | MUSANADA | tba | Award | 2019 |  | Miscellaneous Work | X900.2 | Concrete Barrier; Precast Concrete Barrier; Class C30; Including Finishes And All Necessary Fixing Accessories; Complete As Detailed In Drawings; All In Accordance With The Specifications; Concrete Barrier - Type Tl5 With Aluminium Hand Rail At Top Of Retaining Wall/ Bridge | 1138 | m | AED | 1180.56 | 1343477.28
2019-10 | 4 | 4.0148 | United Arab Emirates | Abu Dhabi | Infrastructure | Al Mina Tunnel | Road Tunnel | MUSANADA | tba | Award | 2019 |  | Miscellaneous Work | X999.1 | Concrete Barrier; Precast Concrete Barrier; Class C30; Including Finishes And All Necessary Fixing Accessories; Complete As Detailed In Drawings; All In Accordance With The Specifications; Concrete Barrier - Type Tl5- Transition | 215 | m | AED | 650.27 | 139808.05
2019-10 | 4 | 4.0148 | United Arab Emirates | Abu Dhabi | Infrastructure | Al Mina Tunnel | Road Tunnel | MUSANADA | tba | Award | 2019 |  | Miscellaneous Work | X900.3 | Fences; Construction Of Fence Including All Necessary Work To Complete As Detailed On Drawings And Specifications; Construction Of Isps Fence Including All Necessary Work To Complete As Detailed On The Drawing No.1855292 Rev.0 | 1600 | m | AED | 328.21 | 525136
2019-10 | 4 | 4.0148 | United Arab Emirates | Abu Dhabi | Infrastructure | Al Mina Tunnel | Road Tunnel | MUSANADA | tba | Award | 2019 |  | Miscellaneous Work | X900.4 | Fences; Construction Of Fence Including All Necessary Work To Complete As Detailed On Drawings And Specifications; Construction Of Temporary Fence Including All Necessary Work To Complete As Required By Contractor'S Intended Work And Purpose | 7500 | m | AED | 169.73 | 1272975
2019-10 | 4 | 4.0148 | United Arab Emirates | Abu Dhabi | Infrastructure | Al Mina Tunnel | Road Tunnel | MUSANADA | tba | Award | 2019 |  | Miscellaneous Work | X900.9 | Fences; Construction Of Fence Including All Necessary Work To Complete As Detailed On Drawings And Specifications; Construct, Maintain And Removal Of The Temporary Media Fence Including Digital Stretch Fabric Film Sheet And All Other Necessary Work To Complete As Directed By The Engineer And Detailed On The Drawings And Specifications | 6600 | m | AED | 424.82 | 2803812
2019-10 | 4 | 4.0148 | United Arab Emirates | Abu Dhabi | Infrastructure | Al Mina Tunnel | Road Tunnel | MUSANADA | tba | Award | 2019 |  | Miscellaneous Work | X999.3 | Wheel Stoppers; Precast Wheel Stopper; Including Finishes And All Necessary Fixing Accessories; Complete As Detailed In Drawings; All In Accordance With The Specifications; Wheel Stoppers; 150 X 2000 Mm Size | 45 | Nr | AED | 606.88 | 27309.6
2019-10 | 4 | 4.0148 | United Arab Emirates | Abu Dhabi | Infrastructure | Al Mina Tunnel | Road Tunnel | MUSANADA | tba | Award | 2019 |  | Miscellaneous Work | X999.4 | Miscellaneous Works; Supply And Install Bus Stop Shelter As Per Drawings And Specifications; Bus Stop Shelter | 11 | Nr | AED | 373996.08 | 4113956.88
2019-10 | 4 | 4.0148 | United Arab Emirates | Abu Dhabi | Infrastructure | Al Mina Tunnel | Road Tunnel | MUSANADA | tba | Award | 2019 |  | Miscellaneous Work | X999.5 | Supply And Install Cycle Stands As Per Drawings And Specifications; Cycle Stand | 4 | Nr | AED | 3035.74 | 12142.96
2019-10 | 4 | 4.0148 | United Arab Emirates | Abu Dhabi | Infrastructure | Al Mina Tunnel | Road Tunnel | MUSANADA | tba | Award | 2019 |  | Miscellaneous Work | X999.6 | Supply And Install Road Crash Cushions As Per Drawings And Specifications; Road Crash Cushion | 3 | Nr | AED | 74829.15 | 224487.45
2019-10 | 4 | 4.0148 | United Arab Emirates | Abu Dhabi | Infrastructure | Al Mina Tunnel | Road Tunnel | MUSANADA | tba | Award | 2019 |  | Miscellaneous Work | X999.7 | Supply And Install Bollards As Per Drawings And Specifications; Bollards - Type 2 | 110 | Nr | AED | 1576.4 | 173404
2019-10 | 4 | 4.0148 | United Arab Emirates | Abu Dhabi | Infrastructure | Al Mina Tunnel | Road Tunnel | MUSANADA | tba | Award | 2019 |  | Miscellaneous Work | X999.8 | Supply And Install Bollards As Per Drawings And Specifications; Passive Bollards | 800 | Nr | AED | 209.25 | 167400
2019-10 | 4 | 4.0149 | United Arab Emirates | Abu Dhabi | Infrastructure | Al Mina Tunnel | Road Tunnel | MUSANADA | tba | Award | 2019 |  | Earthworks | E326.1 | Excavation For Foundations; Excavation For Structures: Material For Attaining The Proposed Sub Grade; Including Shoring, Dewatering And Protection; Haul Up To Stockpiles Or Designated Area To Be Determined By The Engineer; Excavation For Structures; Up To 3.0M | 3360 | m³ | AED | 107.83 | 362308.8
2019-10 | 4 | 4.0149 | United Arab Emirates | Abu Dhabi | Infrastructure | Al Mina Tunnel | Road Tunnel | MUSANADA | tba | Award | 2019 |  | Earthworks | E522 | Excavation Ancillaries; Preparation Of Excavated Surface | 2800 | m² | AED | 15.24 | 42672
2019-10 | 4 | 4.0149 | United Arab Emirates | Abu Dhabi | Infrastructure | Al Mina Tunnel | Road Tunnel | MUSANADA | tba | Award | 2019 |  | Earthworks | E539 | Disposal Of Suitable/ Unsuitable Excavated Material; Disposal Of Unsuitable Excavated Material Including Loading, Unloading, Site Handling And Transportation To An Approved Dump Site As Directed By The Engineer | 1344 | m³ | AED | 29.52 | 39674.88
2019-10 | 4 | 4.0149 | United Arab Emirates | Abu Dhabi | Infrastructure | Al Mina Tunnel | Road Tunnel | MUSANADA | tba | Award | 2019 |  | Earthworks | E614 | Filling; Filling To Structure Using Suitable Excavated Material | 3530 | m³ | AED | 16.86 | 59515.8
2019-10 | 4 | 4.0149 | United Arab Emirates | Abu Dhabi | Infrastructure | Al Mina Tunnel | Road Tunnel | MUSANADA | tba | Award | 2019 |  | Earthworks | E614 | Filling; Filling Between Mse Walls Using Suitable Excavated Crushed Material After Screening To Required Gradation Onsite | 30180 | m³ | AED | 20.13 | 607523.4
2019-10 | 4 | 4.0149 | United Arab Emirates | Abu Dhabi | Infrastructure | Al Mina Tunnel | Road Tunnel | MUSANADA | tba | Award | 2019 |  | In situ concrete | F132 | Concrete For Pile Caps, Piers; Blinding Concrete (Src) At Pile Cap, Abutment & Wing Wall (Concrete Class 20/20); Provision; Thickness: Not Exceeding 150 Mm | 154 | m³ | AED | 240.97 | 37109.38
2019-10 | 4 | 4.0149 | United Arab Emirates | Abu Dhabi | Infrastructure | Al Mina Tunnel | Road Tunnel | MUSANADA | tba | Award | 2019 |  | In situ concrete | F611 | Blinding Concrete (Src) At Pile Cap, Abutment & Wing Wall (Concrete Class 20/20); Placing; Thickness: Not Exceeding 150 Mm | 154 | m³ | AED | 66.68 | 10268.72
2019-10 | 4 | 4.0149 | United Arab Emirates | Abu Dhabi | Infrastructure | Al Mina Tunnel | Road Tunnel | MUSANADA | tba | Award | 2019 |  | In situ concrete | F132 | Reinforced Concrete Including Reinforcement, Formwork, Stated Surface Features, Chamfers, Recess For Any Fittings As Specified And Shown On The Drawings; Pile Caps (Concrete Class 40/20); Provision; Thickness: Exceeding 500 Mm | 1420 | m³ | AED | 272.4 | 386808
2019-10 | 4 | 4.0149 | United Arab Emirates | Abu Dhabi | Infrastructure | Al Mina Tunnel | Road Tunnel | MUSANADA | tba | Award | 2019 |  | In situ concrete | F724.1 | Pile Caps (Concrete Class 40/20); Placing; Thickness: Exceeding 500 Mm | 1420 | m³ | AED | 105.42 | 149696.4
2019-10 | 4 | 4.0149 | United Arab Emirates | Abu Dhabi | Infrastructure | Al Mina Tunnel | Road Tunnel | MUSANADA | tba | Award | 2019 |  | In situ concrete | F132 | Pier/Pier Shaft/Pier Cap (Concrete Class 40/20); Provision; Cross-Sectional Area: Exceeding 1 M² | 35 | m³ | AED | 272.4 | 9534
2019-10 | 4 | 4.0149 | United Arab Emirates | Abu Dhabi | Infrastructure | Al Mina Tunnel | Road Tunnel | MUSANADA | tba | Award | 2019 |  | In situ concrete | F755.2 | Pier/Pier Shaft/Pier Cap (Concrete Class 40/20); Placing; Cross-Sectional Area: Exceeding 1 M² | 35 | m³ | AED | 116.87 | 4090.45
2019-10 | 4 | 4.015 | United Arab Emirates | Abu Dhabi | Infrastructure | Al Mina Tunnel | Road Tunnel | MUSANADA | tba | Award | 2019 |  | In situ concrete | F132 | Abutment Base (Concrete Class 40/20); Provision; Thickness: Exceeding 500 Mm | 35 | m³ | AED | 272.4 | 9534
2019-10 | 4 | 4.015 | United Arab Emirates | Abu Dhabi | Infrastructure | Al Mina Tunnel | Road Tunnel | MUSANADA | tba | Award | 2019 |  | In situ concrete | F724.2 | Abutment Base (Concrete Class 40/20); Placing; Thickness: Exceeding 500 Mm | 35 | m³ | AED | 87.02 | 3045.7
2019-10 | 4 | 4.015 | United Arab Emirates | Abu Dhabi | Infrastructure | Al Mina Tunnel | Road Tunnel | MUSANADA | tba | Award | 2019 |  | Concrete Ancillaries | G244 | Formwork; Rough Finish; To All Pile Caps, Abutment Base | 3160 | m² | AED | 123.06 | 388869.6
2019-10 | 4 | 4.015 | United Arab Emirates | Abu Dhabi | Infrastructure | Al Mina Tunnel | Road Tunnel | MUSANADA | tba | Award | 2019 |  | Concrete Ancillaries | G244 | Formwork; Fair Finish; To All Piers | 1390 | m² | AED | 226.81 | 315265.9
2019-10 | 4 | 4.015 | United Arab Emirates | Abu Dhabi | Infrastructure | Al Mina Tunnel | Road Tunnel | MUSANADA | tba | Award | 2019 |  | Concrete Ancillaries | G525 | Deformed High Yield Steel Bars To Bs 4449:1997 To Pile Caps, Abutment Walls, Piers; Reinforcement Steel; Various Sizes | 135 | t | AED | 3327.11 | 449159.85
2019-10 | 4 | 4.015 | United Arab Emirates | Abu Dhabi | Infrastructure | Al Mina Tunnel | Road Tunnel | MUSANADA | tba | Award | 2019 |  | In situ concrete | F132 | Concrete For Abutment Walls, Wing Walls Etc.; Abutment Walls, Wing Walls Etc. (Concrete Class 45/20); Provision; Thickness: Exceeding 500 Mm | 540 | m³ | AED | 278.47 | 150373.8
2019-10 | 4 | 4.015 | United Arab Emirates | Abu Dhabi | Infrastructure | Al Mina Tunnel | Road Tunnel | MUSANADA | tba | Award | 2019 |  | In situ concrete | F744 | Abutment Walls, Wing Walls & Curtain Walls (Concrete Class 45/20); Placing; Thickness: Exceeding 500 Mm | 540 | m³ | AED | 102.43 | 55312.2
2019-10 | 4 | 4.015 | United Arab Emirates | Abu Dhabi | Infrastructure | Al Mina Tunnel | Road Tunnel | MUSANADA | tba | Award | 2019 |  | In situ concrete | F132 | Approach Slab (Concrete Class 45/20); Provision; Thickness: 300-500 Mm | 110 | m³ | AED | 278.47 | 30631.7
2019-10 | 4 | 4.015 | United Arab Emirates | Abu Dhabi | Infrastructure | Al Mina Tunnel | Road Tunnel | MUSANADA | tba | Award | 2019 |  | In situ concrete | F733 | Approach Slab (Concrete Class 45/20); Placing; Thickness: 300-500 Mm | 110 | m³ | AED | 87.02 | 9572.2
2019-10 | 4 | 4.015 | United Arab Emirates | Abu Dhabi | Infrastructure | Al Mina Tunnel | Road Tunnel | MUSANADA | tba | Award | 2019 |  | In situ concrete | F132 | Coping Beam (Concrete Class 45/20); Provision; Thickness: 150-300 Mm | 430 | m³ | AED | 278.47 | 119742.1
2019-10 | 4 | 4.0151 | United Arab Emirates | Abu Dhabi | Infrastructure | Al Mina Tunnel | Road Tunnel | MUSANADA | tba | Award | 2019 |  | In situ concrete | F732 | Coping Beam (Concrete Class 45/20); Placing; Thickness: 150-300 Mm | 430 | m³ | AED | 100.18 | 43077.4
2019-10 | 4 | 4.0151 | United Arab Emirates | Abu Dhabi | Infrastructure | Al Mina Tunnel | Road Tunnel | MUSANADA | tba | Award | 2019 |  | Concrete Ancillaries | G244 | Formwork; Rough Finish; To Abutment Walls; | 860 | m² | AED | 170.6 | 146716
2019-10 | 4 | 4.0151 | United Arab Emirates | Abu Dhabi | Infrastructure | Al Mina Tunnel | Road Tunnel | MUSANADA | tba | Award | 2019 |  | Concrete Ancillaries | G244 | Formwork; Rough Finish; To Approach Slab | 860 | m² | AED | 200.99 | 172851.4
2019-10 | 4 | 4.0151 | United Arab Emirates | Abu Dhabi | Infrastructure | Al Mina Tunnel | Road Tunnel | MUSANADA | tba | Award | 2019 |  | Concrete Ancillaries | G244 | Formwork; Fair Finish; To Coping Beam | 455 | m² | AED | 283.53 | 129006.15
2019-10 | 4 | 4.0151 | United Arab Emirates | Abu Dhabi | Infrastructure | Al Mina Tunnel | Road Tunnel | MUSANADA | tba | Award | 2019 |  | Concrete Ancillaries | G525 | Deformed High Yield Steel Bars To Bs 4449:1997 To Abutment Walls, Approach Slab, Coping; Reinforcement Steel; Various Sizes | 285 | t | AED | 3327.11 | 948226.35
2019-10 | 4 | 4.0151 | United Arab Emirates | Abu Dhabi | Infrastructure | Al Mina Tunnel | Road Tunnel | MUSANADA | tba | Award | 2019 |  | Precast Concrete | H52* | Precast Panels; Mse Wall Panels (Concrete Class 40/20); Precast; Including Reinforcement And Formwork; Erection; Complete; Mse Wall Panels | 3450 | m² | AED | 527.79 | 1820875.5
2019-10 | 4 | 4.0151 | United Arab Emirates | Abu Dhabi | Infrastructure | Al Mina Tunnel | Road Tunnel | MUSANADA | tba | Award | 2019 |  | In situ concrete | F834 | Prestressed Concrete; Prestressed Concrete Including Reinforcement, Prestressing Steel, Formwork, Stated Surface Features / Chamfers, Recess For Any Fittings, Drip Course As Specified And Shown On The Drawings.; Prestressed Post Tensioned Cast Insitu Box Girder, Including Top Slab, Bottom Slab, Webs, Diaphragm; Concrete Class C50/20R | 2190 | m³ | AED | 2446.95 | 5358820.5
2019-10 | 4 | 4.0151 | United Arab Emirates | Abu Dhabi | Infrastructure | Al Mina Tunnel | Road Tunnel | MUSANADA | tba | Award | 2019 |  | Concrete Ancillaries | G690.1 | Expansion Joints Including Joint Filler, Backer Rod, Joint Sealant, Steel Plates / Fixtures All Complete As Specified And Shown On The Drawings.; Joint In Approach Slab; 15Mm Preformed Joint Filler Including Sealant As Shown On Drawings. | 80 | m | AED | 3299.38 | 263950.4
2019-10 | 4 | 4.0151 | United Arab Emirates | Abu Dhabi | Infrastructure | Al Mina Tunnel | Road Tunnel | MUSANADA | tba | Award | 2019 |  | Concrete Ancillaries | G813.1 | Expansion Joints Including Joint Filler, Backer Rod, Joint Sealant, Steel Plates / Fixtures All Complete As Specified And Shown On The Drawings.; Finishing Of Top Surface Of Pile Cap, Abutment Top, Approach Slab And Footing Class F2 Finish. | 1150 | m² | AED | 11.13 | 12799.5
2019-10 | 4 | 4.0152 | United Arab Emirates | Abu Dhabi | Infrastructure | Al Mina Tunnel | Road Tunnel | MUSANADA | tba | Award | 2019 |  | Concrete Ancillaries | G813.2 | Expansion Joints Including Joint Filler, Backer Rod, Joint Sealant, Steel Plates / Fixtures All Complete As Specified And Shown On The Drawings.; Finishing Of Top Of Deck Slab Class F2 Finish | 2650 | m² | AED | 11.13 | 29494.5
2019-10 | 4 | 4.0152 | United Arab Emirates | Abu Dhabi | Infrastructure | Al Mina Tunnel | Road Tunnel | MUSANADA | tba | Award | 2019 |  | Concrete Ancillaries | G813.3 | Expansion Joints Including Joint Filler, Backer Rod, Joint Sealant, Steel Plates / Fixtures All Complete As Specified And Shown On The Drawings.; Finishing Of Top Surface Of Box Girder Bottom Slab, Class F2 Finish | 3860 | m² | AED | 11.13 | 42961.8
2019-10 | 4 | 4.0152 | United Arab Emirates | Abu Dhabi | Infrastructure | Al Mina Tunnel | Road Tunnel | MUSANADA | tba | Award | 2019 |  | Miscellaneous Metalwork | N269.1 | Bridge Bearings; Supply And Install Bridge Bearings At Locations As Stated In Drawings And Specifications Including All Related Works Complete; Bridge Bearing; Abutment-1 | 2 | Nr | AED | 46628.41 | 93256.82
2019-10 | 4 | 4.0152 | United Arab Emirates | Abu Dhabi | Infrastructure | Al Mina Tunnel | Road Tunnel | MUSANADA | tba | Award | 2019 |  | Miscellaneous Metalwork | N269.1 | Bridge Bearings; Supply And Install Bridge Bearings At Locations As Stated In Drawings And Specifications Including All Related Works Complete; Bridge Bearing; Abutment-2 | 2 | Nr | AED | 43070.16 | 86140.32
2019-10 | 4 | 4.0152 | United Arab Emirates | Abu Dhabi | Infrastructure | Al Mina Tunnel | Road Tunnel | MUSANADA | tba | Award | 2019 |  | Miscellaneous Metalwork | N269.1 | Bridge Bearings; Supply And Install Bridge Bearings At Locations As Stated In Drawings And Specifications Including All Related Works Complete; Bridge Bearing; Pier-1 | 2 | Nr | AED | 101009.63 | 202019.26
2019-10 | 4 | 4.0152 | United Arab Emirates | Abu Dhabi | Infrastructure | Al Mina Tunnel | Road Tunnel | MUSANADA | tba | Award | 2019 |  | Miscellaneous Metalwork | N900.1 | Bearing Cover Plate; Powder Coated Aluminium Cover Plate Including Stainless Steel Fixing Plates, Hinges And Bolts As Per Specifications | 6 | Nr | AED | 1268.98 | 7613.88
2019-10 | 4 | 4.0152 | United Arab Emirates | Abu Dhabi | Infrastructure | Al Mina Tunnel | Road Tunnel | MUSANADA | tba | Award | 2019 |  | Piles | P171 | Bored-Cast In Place Concrete Pile Using Concrete Grade C45/20 As Specified, Including Reinforcement; As Per The Drawings And Specifications.; 1500Mm Dia Piles | 542 | m | AED | 2719.27 | 1473844.34
2019-10 | 4 | 4.0152 | United Arab Emirates | Abu Dhabi | Infrastructure | Al Mina Tunnel | Road Tunnel | MUSANADA | tba | Award | 2019 |  | Piling Ancillaries | Q177 | Pile Head Cutting | 48 | Nr | AED | 1015.18 | 48728.64
2019-10 | 4 | 4.0152 | United Arab Emirates | Abu Dhabi | Infrastructure | Al Mina Tunnel | Road Tunnel | MUSANADA | tba | Award | 2019 |  | Piling Ancillaries | Q178 | Pile Head Preparations | 48 | Nr | AED | 609.12 | 29237.76
2019-10 | 4 | 4.0152 | United Arab Emirates | Abu Dhabi | Infrastructure | Al Mina Tunnel | Road Tunnel | MUSANADA | tba | Award | 2019 |  | Piling Ancillaries | Q81* | Pile Tests; Pile Tests To Be Carried Out As Per Sections 17.5 And 17.6 From Particular Specifications And As Directed By The Engineer; Static Compression Test | 4 | Nr | AED | 97100.93 | 388403.72
2019-10 | 4 | 4.0152 | United Arab Emirates | Abu Dhabi | Infrastructure | Al Mina Tunnel | Road Tunnel | MUSANADA | tba | Award | 2019 |  | Piling Ancillaries | Q81* | Pile Tests; Pile Tests To Be Carried Out As Per Sections 17.5 And 17.6 From Particular Specifications And As Directed By The Engineer; Dynamic Load Test | 4 | Nr | AED | 4855.04 | 19420.16
2019-10 | 4 | 4.0153 | United Arab Emirates | Abu Dhabi | Infrastructure | Al Mina Tunnel | Road Tunnel | MUSANADA | tba | Award | 2019 |  | Piling Ancillaries | Q82* | Pile Tests; Pile Tests To Be Carried Out As Per Sections 17.5 And 17.6 From Particular Specifications And As Directed By The Engineer; Penetration Test | 4 | Nr | AED | 1942 | 7768
2019-10 | 4 | 4.0153 | United Arab Emirates | Abu Dhabi | Infrastructure | Al Mina Tunnel | Road Tunnel | MUSANADA | tba | Award | 2019 |  | Piling Ancillaries | Q84* | Pile Tests; Pile Tests To Be Carried Out As Per Sections 17.5 And 17.6 From Particular Specifications And As Directed By The Engineer; Integrity Test | 48 | Nr | AED | 48.54 | 2329.92
2019-10 | 4 | 4.0153 | United Arab Emirates | Abu Dhabi | Infrastructure | Al Mina Tunnel | Road Tunnel | MUSANADA | tba | Award | 2019 |  | Piling Ancillaries | Q890 | Pile Tests; Pile Tests To Be Carried Out As Per Sections 17.5 And 17.6 From Particular Specifications And As Directed By The Engineer; Sonic Coring Test | 12 | Nr | AED | 2913.04 | 34956.48
2019-10 | 4 | 4.0153 | United Arab Emirates | Abu Dhabi | Infrastructure | Al Mina Tunnel | Road Tunnel | MUSANADA | tba | Award | 2019 |  | Roads And Pavings | R352 | Pavings; Bridge Deck Wearing Surface; Bituminous Asphaltic Concrete Wearing Course 50Mm Thick; Pmb (Polymenr Modified Bitumen) | 2450 | m² | AED | 40.4 | 98980
2019-10 | 4 | 4.0153 | United Arab Emirates | Abu Dhabi | Infrastructure | Al Mina Tunnel | Road Tunnel | MUSANADA | tba | Award | 2019 |  | Roads And Pavings | R322 | Pavings; Bridge Deck Wearing Surface; Bituminous Asphaltic Concrete Binding Course 60Mm Thick | 2450 | m² | AED | 38.49 | 94300.5
2019-10 | 4 | 4.0153 | United Arab Emirates | Abu Dhabi | Infrastructure | Al Mina Tunnel | Road Tunnel | MUSANADA | tba | Award | 2019 |  | Roads And Pavings | R359 | Pavings; Bridge Deck Wearing Surface; Tack Coat | 4900 | m² | AED | 3.12 | 15288
2019-10 | 4 | 4.0153 | United Arab Emirates | Abu Dhabi | Infrastructure | Al Mina Tunnel | Road Tunnel | MUSANADA | tba | Award | 2019 |  | Roads And Pavings | R352.1 | Bituminous Bound Pavements (At Ramps)Asphaltic Wearing Course; All In Accordance With The Specifications; Depth: 50 Mm | 7786 | m² | AED | 32.84 | 255692.24
2019-10 | 4 | 4.0153 | United Arab Emirates | Abu Dhabi | Infrastructure | Al Mina Tunnel | Road Tunnel | MUSANADA | tba | Award | 2019 |  | Roads And Pavings | R322 | Asphaltic Binder Course; All In Accordance With The Specifications; Depth: 70 Mm | 7786 | m² | AED | 45.63 | 355275.18
2019-10 | 4 | 4.0153 | United Arab Emirates | Abu Dhabi | Infrastructure | Al Mina Tunnel | Road Tunnel | MUSANADA | tba | Award | 2019 |  | Roads And Pavings | R313.4 | Asphaltic Base Course; All In Accordance With The Specifications; Depth: 100 Mm | 7786 | m² | AED | 64.14 | 499394.04
2019-10 | 4 | 4.0153 | United Arab Emirates | Abu Dhabi | Infrastructure | Al Mina Tunnel | Road Tunnel | MUSANADA | tba | Award | 2019 |  | Roads And Pavings | R399.5 | Tack Coat; All In Accordance With The Specifications; Tack Coat | 15572 | m² | AED | 3.12 | 48584.64
2019-10 | 4 | 4.0154 | United Arab Emirates | Abu Dhabi | Infrastructure | Al Mina Tunnel | Road Tunnel | MUSANADA | tba | Award | 2019 |  | Roads And Pavings | R391 | Prime Coat; All In Accordance With The Specifications; Prime Coat | 7786 | m² | AED | 4.53 | 35270.58
2019-10 | 4 | 4.0154 | United Arab Emirates | Abu Dhabi | Infrastructure | Al Mina Tunnel | Road Tunnel | MUSANADA | tba | Award | 2019 |  | Roads And Pavings | R391 | Prime Coat; All In Accordance With The Specifications; 150 Mm Wet Mix Macadam | 7786 | m² | AED | 32.51 | 253122.86
2019-10 | 4 | 4.0154 | United Arab Emirates | Abu Dhabi | Infrastructure | Al Mina Tunnel | Road Tunnel | MUSANADA | tba | Award | 2019 |  | Roads And Pavings | R391 | Prime Coat; All In Accordance With The Specifications; 150 Mm Aggregate Sub Base | 7786 | m² | AED | 25.82 | 201034.52
2019-10 | 4 | 4.0154 | United Arab Emirates | Abu Dhabi | Infrastructure | Al Mina Tunnel | Road Tunnel | MUSANADA | tba | Award | 2019 |  | Concrete Ancillaries | G690 | Expansion Joints; Expansion Joints Complete As Shown On Drawings And Specifications Complete | 72 | m | AED | 2478.92 | 178482.24
2019-10 | 4 | 4.0154 | United Arab Emirates | Abu Dhabi | Infrastructure | Al Mina Tunnel | Road Tunnel | MUSANADA | tba | Award | 2019 |  | Waterproofing | W239 | Waterproofing System As Specified And Shown On The Drawings Including Membrane Dressed Up Around The Openings, 15Mm Preformed Joint Filler And All Fixings Where Necessary; Waterproofing Membrane To Buried Concrete As Per Specification; Horizontal | 1460 | m² | AED | 37.16 | 54253.6
2019-10 | 4 | 4.0154 | United Arab Emirates | Abu Dhabi | Infrastructure | Al Mina Tunnel | Road Tunnel | MUSANADA | tba | Award | 2019 |  | Waterproofing | W239 | Waterproofing System As Specified And Shown On The Drawings Including Membrane Dressed Up Around The Openings, 15Mm Preformed Joint Filler And All Fixings Where Necessary; Waterproofing Membrane To Buried Concrete As Per Specification; Vertical | 640 | m² | AED | 37.16 | 23782.4
2019-10 | 4 | 4.0154 | United Arab Emirates | Abu Dhabi | Infrastructure | Al Mina Tunnel | Road Tunnel | MUSANADA | tba | Award | 2019 |  | Waterproofing | W429 | Waterproofing System As Specified And Shown On The Drawings Including Membrane Dressed Up Around The Openings, 15Mm Preformed Joint Filler And All Fixings Where Necessary; Protection Board To Waterproofing Membrane As Per Specification. | 950 | m² | AED | 64.43 | 61208.5
2019-10 | 4 | 4.0154 | United Arab Emirates | Abu Dhabi | Infrastructure | Al Mina Tunnel | Road Tunnel | MUSANADA | tba | Award | 2019 |  | Waterproofing | W449 | Waterproofing System As Specified And Shown On The Drawings Including Membrane Dressed Up Around The Openings, 15Mm Preformed Joint Filler And All Fixings Where Necessary; 50Mm Screed For Waterproofing Membrane. | 780 | m² | AED | 19.89 | 15514.2
2019-10 | 4 | 4.0154 | United Arab Emirates | Abu Dhabi | Infrastructure | Al Mina Tunnel | Road Tunnel | MUSANADA | tba | Award | 2019 |  | Waterproofing | W411 | Waterproofing System As Specified And Shown On The Drawings Including Membrane Dressed Up Around The Openings, 15Mm Preformed Joint Filler And All Fixings Where Necessary; Waterproofing Below Wearing Asphalt Course; As Per Specification. | 2450 | m² | AED | 172.6 | 422870
2019-10 | 4 | 4.0155 | United Arab Emirates | Abu Dhabi | Infrastructure | Al Mina Tunnel | Road Tunnel | MUSANADA | tba | Award | 2019 |  | Concrete Ancillaries | G823.1 | Painting; Coating System To Exposed Concrete Surfaces Including Bridge Parapets As Per Specifications | 3128 | m² | AED | 62.32 | 194936.96
2019-10 | 4 | 4.0155 | United Arab Emirates | Abu Dhabi | Infrastructure | Al Mina Tunnel | Road Tunnel | MUSANADA | tba | Award | 2019 |  | Concrete Ancillaries | G823.2 | Painting; Coating System To Concrete Surfaces Inside The Concrete Box Girders | 4500 | m² | AED | 71.41 | 321345
2019-10 | 4 | 4.0155 | United Arab Emirates | Abu Dhabi | Infrastructure | Al Mina Tunnel | Road Tunnel | MUSANADA | tba | Award | 2019 |  | Miscellaneous Work | X191.1 | Concrete Barrier - Type Tl5 With Aluminium Hand Rail At Top Of Retaining Wall/ Bridge | 1205 | m | AED | 1774.28 | 2138007.4
2019-10 | 4 | 4.0155 | United Arab Emirates | Abu Dhabi | Infrastructure | Al Mina Tunnel | Road Tunnel | MUSANADA | tba | Award | 2019 |  | Earthworks | E326 | Excavation For Foundations; Excavation For Structures: Material For Attaining The Proposed Sub Grade; Including Shoring, Dewatering And Protection; Haul Up To Stockpiles Or Designated Area To Be Determined By The Engineer; Excavation For Structures; Up To Depth 5.0M | 19775 | m³ | AED | 137.1 | 2711152.5
2019-10 | 4 | 4.0155 | United Arab Emirates | Abu Dhabi | Infrastructure | Al Mina Tunnel | Road Tunnel | MUSANADA | tba | Award | 2019 |  | Earthworks | E230 | Excavation For Foundations; Excavation For Structures: Material For Attaining The Proposed Sub Grade; Including Shoring, Dewatering And Protection; Haul Up To Stockpiles Or Designated Area To Be Determined By The Engineer; Excavation For Cuttings, Rock | 18375 | m³ | AED | 166.76 | 3064215
2019-10 | 4 | 4.0155 | United Arab Emirates | Abu Dhabi | Infrastructure | Al Mina Tunnel | Road Tunnel | MUSANADA | tba | Award | 2019 |  | Earthworks | E539.1 | Disposal Of Suitable/ Unsuitable Excavated Material; Disposal Of Suitable Excavated Material Including Loading, Unloading, Site Handling, Crushing, Screening To Required Gradation And Transportation To An Approved Stock Pile As Directed By The Engineer | 21898 | m³ | AED | 4.99 | 109271.02
2019-10 | 4 | 4.0155 | United Arab Emirates | Abu Dhabi | Infrastructure | Al Mina Tunnel | Road Tunnel | MUSANADA | tba | Award | 2019 |  | Earthworks | E539.2 | Disposal Of Suitable/ Unsuitable Excavated Material; Disposal Of Unsuitable Excavated Material Including Loading, Unloading, Site Handling And Transportation To An Approved Dump Site As Directed By The Engineer | 7910 | m³ | AED | 31.44 | 248690.4
2019-10 | 4 | 4.0155 | United Arab Emirates | Abu Dhabi | Infrastructure | Al Mina Tunnel | Road Tunnel | MUSANADA | tba | Award | 2019 |  | Earthworks | E540 | Disposal Of Suitable/ Unsuitable Excavated Material; Double Handling Of Crushed Material (Stock Pile). Rate Shall Includes For Necessary Protection And Storing In Separately For Separate Gradation As Directed By The Engineer | 21898 | m³ | AED | 6.52 | 142774.96
2019-10 | 4 | 4.0155 | United Arab Emirates | Abu Dhabi | Infrastructure | Al Mina Tunnel | Road Tunnel | MUSANADA | tba | Award | 2019 |  | Earthworks | E614 | Filling; Filling To Structure Using Suitable Excavated Material | 10031 | m³ | AED | 21.6 | 216669.6
2019-10 | 4 | 4.0155 | United Arab Emirates | Abu Dhabi | Infrastructure | Al Mina Tunnel | Road Tunnel | MUSANADA | tba | Award | 2019 |  | In situ concrete | F132 | Supply And Placing Of Concrete; Blinding Concrete (Src) At Foundation & Pile Cap(Concrete Class 20/20); Provision; Blinding Concrete | 378 | m³ | AED | 241.05 | 91116.9
2019-10 | 4 | 4.0156 | United Arab Emirates | Abu Dhabi | Infrastructure | Al Mina Tunnel | Road Tunnel | MUSANADA | tba | Award | 2019 |  | In situ concrete | F611 | Blinding Concrete (Src) At Foundation & Pile Cap(Concrete Class 20/20); Placing; Blinding Concrete | 378 | m³ | AED | 73.34 | 27722.52
2019-10 | 4 | 4.0156 | United Arab Emirates | Abu Dhabi | Infrastructure | Al Mina Tunnel | Road Tunnel | MUSANADA | tba | Award | 2019 |  | In situ concrete | F132 | Reinforced Concrete Including Formwork, Stated Surface Features, Chamfers, Recess For Any Fittings As Specified And Shown On The Drawings; Base (Concrete Class 40/20) ; Provision; Thickness: Exceeding 500 Mm | 7450 | m³ | AED | 272.49 | 2030050.5
2019-10 | 4 | 4.0156 | United Arab Emirates | Abu Dhabi | Infrastructure | Al Mina Tunnel | Road Tunnel | MUSANADA | tba | Award | 2019 |  | In situ concrete | F724.1 | Base (Concrete Class 40/20) ; Placing; Thickness: Exceeding 500 Mm | 7450 | m³ | AED | 92.33 | 687858.5
2019-10 | 4 | 4.0156 | United Arab Emirates | Abu Dhabi | Infrastructure | Al Mina Tunnel | Road Tunnel | MUSANADA | tba | Award | 2019 |  | In situ concrete | F132 | Walls (Concrete Class 40/20); Provision; Thickness: Exceeding 500 Mm | 3250 | m³ | AED | 272.49 | 885592.5
2019-10 | 4 | 4.0156 | United Arab Emirates | Abu Dhabi | Infrastructure | Al Mina Tunnel | Road Tunnel | MUSANADA | tba | Award | 2019 |  | In situ concrete | F744 | Walls (Concrete Class 40/20); Placing; Thickness: Exceeding 500 Mm | 3250 | m³ | AED | 102.46 | 332995
2019-10 | 4 | 4.0156 | United Arab Emirates | Abu Dhabi | Infrastructure | Al Mina Tunnel | Road Tunnel | MUSANADA | tba | Award | 2019 |  | In situ concrete | F132 | Underpass Deck Slab (Concrete Class 40/20); Provision; Thickness: Exceeding 500 Mm | 4450 | m³ | AED | 272.49 | 1212580.5
2019-10 | 4 | 4.0156 | United Arab Emirates | Abu Dhabi | Infrastructure | Al Mina Tunnel | Road Tunnel | MUSANADA | tba | Award | 2019 |  | In situ concrete | F739 | Underpass Deck Slab (Concrete Class 40/20); Placing; Thickness: Exceeding 500 Mm | 4450 | m³ | AED | 98.68 | 439126
2019-10 | 4 | 4.0156 | United Arab Emirates | Abu Dhabi | Infrastructure | Al Mina Tunnel | Road Tunnel | MUSANADA | tba | Award | 2019 |  | Concrete Ancillaries | G244 | Formwork; Rough Finish; To Base; | 2990 | m² | AED | 117.08 | 350069.2
2019-10 | 4 | 4.0156 | United Arab Emirates | Abu Dhabi | Infrastructure | Al Mina Tunnel | Road Tunnel | MUSANADA | tba | Award | 2019 |  | Concrete Ancillaries | G244 | Formwork; Fair Finish; To Walls | 5650 | m² | AED | 126.71 | 715911.5
2019-10 | 4 | 4.0156 | United Arab Emirates | Abu Dhabi | Infrastructure | Al Mina Tunnel | Road Tunnel | MUSANADA | tba | Award | 2019 |  | Concrete Ancillaries | G244 | Formwork; Fair Finish; To Deck; Horizontal | 3950 | m² | AED | 290.56 | 1147712
2019-10 | 4 | 4.0156 | United Arab Emirates | Abu Dhabi | Infrastructure | Al Mina Tunnel | Road Tunnel | MUSANADA | tba | Award | 2019 |  | Concrete Ancillaries | G525 | Reinforcement; Deformed High Yield Steel Bars To Bs 4449:1997; Reinforcement Steel; Various Sizes | 1515 | t | AED | 3328.21 | 5042238.15
2019-10 | 4 | 4.0157 | United Arab Emirates | Abu Dhabi | Infrastructure | Al Mina Tunnel | Road Tunnel | MUSANADA | tba | Award | 2019 |  | Concrete Ancillaries | G690 | Concrete Ancillaries; Expansion Joints; Expansion Joints Complete As Shown On Drawing, Wall, Top Slab, Etc. Complete | 250 | m | AED | 2479.73 | 619932.5
2019-10 | 4 | 4.0157 | United Arab Emirates | Abu Dhabi | Infrastructure | Al Mina Tunnel | Road Tunnel | MUSANADA | tba | Award | 2019 |  | Concrete Ancillaries | G813.2 | Finishes; Finishing Of Surface Of Culvert Top/Bottom Slab, And Retaining Wall Class F2 Finish | 2580 | m² | AED | 12.22 | 31527.6
2019-10 | 4 | 4.0157 | United Arab Emirates | Abu Dhabi | Infrastructure | Al Mina Tunnel | Road Tunnel | MUSANADA | tba | Award | 2019 |  | Concrete Ancillaries | G823.1 | Finishes; Porcelain Wall Tiles To Inside Wall Surfaces Of The Culvert As Per Specifications | 2560 | m² | AED | 183.45 | 469632
2019-10 | 4 | 4.0157 | United Arab Emirates | Abu Dhabi | Infrastructure | Al Mina Tunnel | Road Tunnel | MUSANADA | tba | Award | 2019 |  | Waterproofing | W239 | Waterproofing Membrane; Waterproofing Membrane To Base Slab; Pvc T-Grip 2.00Mm Thk; Horizontal | 3775 | m² | AED | 76.5 | 288787.5
2019-10 | 4 | 4.0157 | United Arab Emirates | Abu Dhabi | Infrastructure | Al Mina Tunnel | Road Tunnel | MUSANADA | tba | Award | 2019 |  | Waterproofing | W239 | Waterproofing Membrane; Waterproofing Membrane Below Wearing Course; | 2698 | m² | AED | 172.65 | 465809.7
2019-10 | 4 | 4.0157 | United Arab Emirates | Abu Dhabi | Infrastructure | Al Mina Tunnel | Road Tunnel | MUSANADA | tba | Award | 2019 |  | Waterproofing | W239 | Waterproofing Membrane; Waterproofing Membrane To Walls; 2Mm Spray Applied; Vertical | 2555 | m² | AED | 121.27 | 309844.85
2019-10 | 4 | 4.0157 | United Arab Emirates | Abu Dhabi | Infrastructure | Al Mina Tunnel | Road Tunnel | MUSANADA | tba | Award | 2019 |  | Waterproofing | W429 | Waterproofing Membrane; Protection Board To Waterproofing Membrane; Walls | 2555 | m² | AED | 64.45 | 164669.75
2019-10 | 4 | 4.0157 | United Arab Emirates | Abu Dhabi | Infrastructure | Al Mina Tunnel | Road Tunnel | MUSANADA | tba | Award | 2019 |  | Waterproofing | W449 | Waterproofing Membrane; 50Mm Protection Screed On Waterproofing Membrane; | 3775 | m² | AED | 19.89 | 75084.75
2019-10 | 4 | 4.0157 | United Arab Emirates | Abu Dhabi | Infrastructure | Al Mina Tunnel | Road Tunnel | MUSANADA | tba | Award | 2019 |  | Roads And Pavings | R352 | Wearing Surface; Bituminous Asphaltic Concrete Wearing Course 50Mm Thick; Pmb (Polymenr Modified Bitumen) | 2750 | m² | AED | 40.41 | 111127.5
2019-10 | 4 | 4.0157 | United Arab Emirates | Abu Dhabi | Infrastructure | Al Mina Tunnel | Road Tunnel | MUSANADA | tba | Award | 2019 |  | Roads And Pavings | R322 | Wearing Surface; Bituminous Asphaltic Concrete Binding Course 50Mm Thick | 2750 | m² | AED | 38.5 | 105875
2019-10 | 4 | 4.0158 | United Arab Emirates | Abu Dhabi | Infrastructure | Al Mina Tunnel | Road Tunnel | MUSANADA | tba | Award | 2019 |  | Roads And Pavings | R359 | Wearing Surface; Tack Coat | 5500 | m² | AED | 3.12 | 17160
2019-10 | 4 | 4.0158 | United Arab Emirates | Abu Dhabi | Infrastructure | Al Mina Tunnel | Road Tunnel | MUSANADA | tba | Award | 2019 |  | Miscellaneous Work | X191.1 | Concrete Barrier - Type Tl5 | 236 | m | AED | 414.54 | 97831.44
2019-10 | 4 | 4.0158 | United Arab Emirates | Abu Dhabi | Infrastructure | Al Mina Tunnel | Road Tunnel | MUSANADA | tba | Award | 2019 |  | Miscellaneous Work | X191.1 | Concrete Barrier - Type Tl5 With Aluminium Hand Rail At Top Of Retaining Wall/ Bridge | 128 | m | AED | 698.66 | 89428.48
2019-10 | 4 | 4.0158 | United Arab Emirates | Abu Dhabi | Infrastructure | Al Mina Tunnel | Road Tunnel | MUSANADA | tba | Award | 2019 |  | Earthworks | E326.1 | Excavation For Foundations; Excavation For Structures: Material For Attaining The Proposed Sub Grade; Including Shoring, Dewatering And Protection; Haul Up To Stockpiles Or Designated Area To Be Determined By The Engineer; Excavation For Structures; Up To Depth 5.0M | 327216 | m³ | AED | 117.67 | 38503506.72
2019-10 | 4 | 4.0158 | United Arab Emirates | Abu Dhabi | Infrastructure | Al Mina Tunnel | Road Tunnel | MUSANADA | tba | Award | 2019 |  | Earthworks | E230 | Excavation For Foundations; Excavation For Structures: Material For Attaining The Proposed Sub Grade; Including Shoring, Dewatering And Protection; Haul Up To Stockpiles Or Designated Area To Be Determined By The Engineer; Excavation For Cuttings, Rock | 304044 | m³ | AED | 147.32 | 44791762.08
2019-10 | 4 | 4.0158 | United Arab Emirates | Abu Dhabi | Infrastructure | Al Mina Tunnel | Road Tunnel | MUSANADA | tba | Award | 2019 |  | Earthworks | E539.1 | Disposal Of Suitable/ Unsuitable Excavated Material; Disposal Of Suitable Excavated Material Including Loading, Unloading, Site Handling, Crushing, Screening To Required Gradation And Transportation To An Approved Stock Pile As Directed By The Engineer | 362347 | m³ | AED | 4.99 | 1808111.53
2019-10 | 4 | 4.0158 | United Arab Emirates | Abu Dhabi | Infrastructure | Al Mina Tunnel | Road Tunnel | MUSANADA | tba | Award | 2019 |  | Earthworks | E539.2 | Disposal Of Suitable/ Unsuitable Excavated Material; Disposal Of Unsuitable Excavated Material Including Loading, Unloading, Site Handling And Transportation To An Approved Dump Site As Directed By The Engineer | 130886 | m³ | AED | 31.44 | 4115055.84
2019-10 | 4 | 4.0158 | United Arab Emirates | Abu Dhabi | Infrastructure | Al Mina Tunnel | Road Tunnel | MUSANADA | tba | Award | 2019 |  | Earthworks | E540 | Disposal Of Suitable/ Unsuitable Excavated Material; Double Handling Of Crushed Material (Stock Pile). Rate Shall Includes For Necessary Protection And Storing In Separately For Separate Gradation As Directed By The Engineer | 362347 | m³ | AED | 6.52 | 2362502.44
2019-10 | 4 | 4.0158 | United Arab Emirates | Abu Dhabi | Infrastructure | Al Mina Tunnel | Road Tunnel | MUSANADA | tba | Award | 2019 |  | Earthworks | E614 | Filling; Filling To Structure Using Suitable Excavated Material | 130125 | m³ | AED | 21.6 | 2810700
2019-10 | 4 | 4.0159 | United Arab Emirates | Abu Dhabi | Infrastructure | Al Mina Tunnel | Road Tunnel | MUSANADA | tba | Award | 2019 |  | In situ concrete | F132 | Supply And Placing Of Concrete; Blinding Concrete (Src) At Foundation & Pile Cap(Concrete Class 20/20); Provision; Thickness: Not Exceeding 100 Mm | 6210 | m³ | AED | 241.05 | 1496920.5
2019-10 | 4 | 4.0159 | United Arab Emirates | Abu Dhabi | Infrastructure | Al Mina Tunnel | Road Tunnel | MUSANADA | tba | Award | 2019 |  | In situ concrete | F611 | Blinding Concrete (Src) At Foundation & Pile Cap(Concrete Class 20/20); Placing; Thickness: Not Exceeding 100 Mm | 6210 | m³ | AED | 66.7 | 414207
2019-10 | 4 | 4.0159 | United Arab Emirates | Abu Dhabi | Infrastructure | Al Mina Tunnel | Road Tunnel | MUSANADA | tba | Award | 2019 |  | In situ concrete | F132 | Reinforced Concrete Including Formwork, Stated Surface Features, Chamfers, Recess For Any Fittings As Specified And Shown On The Drawings; Base (Concrete Class 40/20); Provision; Thickness: Exceeding 500 Mm | 138750 | m³ | AED | 272.49 | 37807987.5
2019-10 | 4 | 4.0159 | United Arab Emirates | Abu Dhabi | Infrastructure | Al Mina Tunnel | Road Tunnel | MUSANADA | tba | Award | 2019 |  | In situ concrete | F724.1 | Base (Concrete Class 40/20); Placing; Thickness: Exceeding 500 Mm | 138750 | m³ | AED | 93.24 | 12937050
2019-10 | 4 | 4.0159 | United Arab Emirates | Abu Dhabi | Infrastructure | Al Mina Tunnel | Road Tunnel | MUSANADA | tba | Award | 2019 |  | In situ concrete | F132 | Walls (Concrete Class 40/20); Provision; Thickness: Exceeding 500 Mm | 24840 | m³ | AED | 272.49 | 6768651.6
2019-10 | 4 | 4.0159 | United Arab Emirates | Abu Dhabi | Infrastructure | Al Mina Tunnel | Road Tunnel | MUSANADA | tba | Award | 2019 |  | In situ concrete | F744 | Walls (Concrete Class 40/20); Placing; Thickness: Exceeding 500 Mm | 24840 | m³ | AED | 102.46 | 2545106.4
2019-10 | 4 | 4.0159 | United Arab Emirates | Abu Dhabi | Infrastructure | Al Mina Tunnel | Road Tunnel | MUSANADA | tba | Award | 2019 |  | Concrete Ancillaries | G244 | Formwork; Fair Finish; To Base | 11150 | m² | AED | 117.08 | 1305442
2019-10 | 4 | 4.0159 | United Arab Emirates | Abu Dhabi | Infrastructure | Al Mina Tunnel | Road Tunnel | MUSANADA | tba | Award | 2019 |  | Concrete Ancillaries | G244 | Formwork; Fair Finish; To Walls | 30260 | m² | AED | 126.71 | 3834244.6
2019-10 | 4 | 4.0159 | United Arab Emirates | Abu Dhabi | Infrastructure | Al Mina Tunnel | Road Tunnel | MUSANADA | tba | Award | 2019 |  | Concrete Ancillaries | G525 | Reinforcement; Deformed High Yield Steel Bars To Bs 4449 G500; Reinforcement Steel; Various Sizes | 14050 | t | AED | 3328.21 | 46761350.5
2019-10 | 4 | 4.0159 | United Arab Emirates | Abu Dhabi | Infrastructure | Al Mina Tunnel | Road Tunnel | MUSANADA | tba | Award | 2019 |  | Concrete Ancillaries | G690 | Expansion Joints; Expansion Joints Complete As Shown On Drawing, Wall, Top Slab, Etc. Complete | 3850 | m | AED | 2479.73 | 9546960.5
2019-10 | 4 | 4.016 | United Arab Emirates | Abu Dhabi | Infrastructure | Al Mina Tunnel | Road Tunnel | MUSANADA | tba | Award | 2019 |  | Concrete Ancillaries | G823.1 | Finishes; Porcelain Wall Tiles To Inside Wall Surfaces Of The Trough Section As Per Drawings And Specifications | 18560 | m² | AED | 109.56 | 2033433.6
2019-10 | 4 | 4.016 | United Arab Emirates | Abu Dhabi | Infrastructure | Al Mina Tunnel | Road Tunnel | MUSANADA | tba | Award | 2019 |  | Waterproofing | W239 | Waterproofing Membrane To Base Slab; Pvc T-Grip 2.00Mm Thk; Horizontal | 61963 | m² | AED | 76.5 | 4740169.5
2019-10 | 4 | 4.016 | United Arab Emirates | Abu Dhabi | Infrastructure | Al Mina Tunnel | Road Tunnel | MUSANADA | tba | Award | 2019 |  | Waterproofing | W239 | Waterproofing Membrane Below Wearing Course; | 51225 | m² | AED | 172.65 | 8843996.25
2019-10 | 4 | 4.016 | United Arab Emirates | Abu Dhabi | Infrastructure | Al Mina Tunnel | Road Tunnel | MUSANADA | tba | Award | 2019 |  | Waterproofing | W239 | Waterproofing Membrane To Walls; 2Mm Spray Applied; Vertical | 31442 | m² | AED | 121.27 | 3812971.34
2019-10 | 4 | 4.016 | United Arab Emirates | Abu Dhabi | Infrastructure | Al Mina Tunnel | Road Tunnel | MUSANADA | tba | Award | 2019 |  | Waterproofing | W429 | Protection Board To Waterproofing Membrane; Walls | 31442 | m² | AED | 64.45 | 2026436.9
2019-10 | 4 | 4.016 | United Arab Emirates | Abu Dhabi | Infrastructure | Al Mina Tunnel | Road Tunnel | MUSANADA | tba | Award | 2019 |  | Waterproofing | W449 | 50Mm Protection Screed On Waterproofing Membrane; | 4200 | m² | AED | 19.89 | 83538
2019-10 | 4 | 4.016 | United Arab Emirates | Abu Dhabi | Infrastructure | Al Mina Tunnel | Road Tunnel | MUSANADA | tba | Award | 2019 |  | Roads And Pavings | R352 | Pavings; Wearing Surface; Bituminous Asphaltic Concrete Wearing Course 50Mm Thick; Pmb (Polymenr Modified Bitumen) | 51225 | m² | AED | 40.41 | 2070002.25
2019-10 | 4 | 4.016 | United Arab Emirates | Abu Dhabi | Infrastructure | Al Mina Tunnel | Road Tunnel | MUSANADA | tba | Award | 2019 |  | Roads And Pavings | R322 | Pavings; Wearing Surface; Bituminous Asphaltic Concrete Binding Course 50Mm Thick | 51225 | m² | AED | 38.5 | 1972162.5
2019-10 | 4 | 4.016 | United Arab Emirates | Abu Dhabi | Infrastructure | Al Mina Tunnel | Road Tunnel | MUSANADA | tba | Award | 2019 |  | Roads And Pavings | R359 | Pavings; Wearing Surface; Tack Coat | 102450 | m² | AED | 3.12 | 319644
2019-10 | 4 | 4.016 | United Arab Emirates | Abu Dhabi | Infrastructure | Al Mina Tunnel | Road Tunnel | MUSANADA | tba | Award | 2019 |  | Miscellaneous Work | X191.1 | Concrete Barrier - Type Tl5 | 4004 | m | AED | 414.54 | 1659818.16
2019-10 | 4 | 4.016 | United Arab Emirates | Abu Dhabi | Infrastructure | Al Mina Tunnel | Road Tunnel | MUSANADA | tba | Award | 2019 |  | Miscellaneous Work | X191.1 | Concrete Barrier - Type Tl5 With Aluminium Hand Rail At Top Of Retaining Wall/ Bridge | 3429 | m | AED | 698.66 | 2395705.14
2019-10 | 4 | 4.0161 | United Arab Emirates | Abu Dhabi | Infrastructure | Al Mina Tunnel | Road Tunnel | MUSANADA | tba | Award | 2019 |  | Miscellaneous Work | X900 | Construction Of Permanent Diaphragm Wall; Construction Of Permanent Diaphragm Wall (Toe Level -32.00) At Location Of Planned Metro Line Passing Underneath Tunnels Including Guide Wall, Trench Excavation, Shoring Work, Concreteing Work, But Not Limited, All Other Necessary Work To Complete As Per The Drawings (Size 1.2Mx22.5Mx81Mx3) | 6575 | m³ | AED | 2029.99 | 13347184.25
2019-10 | 4 | 4.0161 | United Arab Emirates | Abu Dhabi | Infrastructure | Al Mina Tunnel | Road Tunnel | MUSANADA | tba | Award | 2019 |  | Piles | P161.1 | Bored-Cast In Place Concrete Pile Using Concrete Grade C45/20 As Specified, Including Reinforcement; As Per The Drawings And Specifications.; Piles 1000Mm Dia | 3012 | m | AED | 1124.74 | 3387716.88
2019-10 | 4 | 4.0161 | United Arab Emirates | Abu Dhabi | Infrastructure | Al Mina Tunnel | Road Tunnel | MUSANADA | tba | Award | 2019 |  | Piling Ancillaries | Q177 | Pile Head Cutting | 251 | Nr | AED | 609.32 | 152939.32
2019-10 | 4 | 4.0161 | United Arab Emirates | Abu Dhabi | Infrastructure | Al Mina Tunnel | Road Tunnel | MUSANADA | tba | Award | 2019 |  | Piling Ancillaries | Q178 | Pile Head Preparations | 251 | Nr | AED | 243.71 | 61171.21
2019-10 | 4 | 4.0161 | United Arab Emirates | Abu Dhabi | Infrastructure | Al Mina Tunnel | Road Tunnel | MUSANADA | tba | Award | 2019 |  | Piling Ancillaries | Q81* | Pile Tests; Pile Tests To Be Carried Out As Per Sections 17.5 And 17.6 From Particular Specifications And As Directed By The Engineer; Static Compression Test | 7 | Nr | AED | 97132.85 | 679929.95
2019-10 | 4 | 4.0161 | United Arab Emirates | Abu Dhabi | Infrastructure | Al Mina Tunnel | Road Tunnel | MUSANADA | tba | Award | 2019 |  | Piling Ancillaries | Q81* | Pile Tests; Pile Tests To Be Carried Out As Per Sections 17.5 And 17.6 From Particular Specifications And As Directed By The Engineer; Dynamic Load Test | 7 | Nr | AED | 14569.92 | 101989.44
2019-10 | 4 | 4.0161 | United Arab Emirates | Abu Dhabi | Infrastructure | Al Mina Tunnel | Road Tunnel | MUSANADA | tba | Award | 2019 |  | Piling Ancillaries | Q82* | Pile Tests; Pile Tests To Be Carried Out As Per Sections 17.5 And 17.6 From Particular Specifications And As Directed By The Engineer; Penetration Test | 7 | Nr | AED | 1942.64 | 13598.48
2019-10 | 4 | 4.0161 | United Arab Emirates | Abu Dhabi | Infrastructure | Al Mina Tunnel | Road Tunnel | MUSANADA | tba | Award | 2019 |  | Piling Ancillaries | Q82* | Pile Tests; Pile Tests To Be Carried Out As Per Sections 17.5 And 17.6 From Particular Specifications And As Directed By The Engineer; Tension And Pull Out Test | 7 | Nr | AED | 2914 | 20398
2019-10 | 4 | 4.0161 | United Arab Emirates | Abu Dhabi | Infrastructure | Al Mina Tunnel | Road Tunnel | MUSANADA | tba | Award | 2019 |  | Piling Ancillaries | Q84* | Pile Tests; Pile Tests To Be Carried Out As Per Sections 17.5 And 17.6 From Particular Specifications And As Directed By The Engineer; Integrity Test | 251 | Nr | AED | 48.55 | 12186.05
2019-10 | 4 | 4.0161 | United Arab Emirates | Abu Dhabi | Infrastructure | Al Mina Tunnel | Road Tunnel | MUSANADA | tba | Award | 2019 |  | Earthworks | E326.1 | Excavation For Foundations; Excavation For Structures: Material For Attaining The Proposed Sub Grade; Including Shoring, Dewatering And Protection; Haul Up To Stockpiles Or Designated Area To Be Determined By The Engineer; Excavation For Structures; Up To Depth 5.0M | 374544 | m³ | AED | 88.51 | 33150889.44
2019-10 | 4 | 4.0162 | United Arab Emirates | Abu Dhabi | Infrastructure | Al Mina Tunnel | Road Tunnel | MUSANADA | tba | Award | 2019 |  | Earthworks | E230 | Excavation For Foundations; Excavation For Structures: Material For Attaining The Proposed Sub Grade; Including Shoring, Dewatering And Protection; Haul Up To Stockpiles Or Designated Area To Be Determined By The Engineer; Excavation For Cuttings, Rock | 348020 | m³ | AED | 118.16 | 41122043.2
2019-10 | 4 | 4.0162 | United Arab Emirates | Abu Dhabi | Infrastructure | Al Mina Tunnel | Road Tunnel | MUSANADA | tba | Award | 2019 |  | Earthworks | E539.1 | Disposal Of Suitable/ Unsuitable Excavated Material; Disposal Of Suitable Excavated Material Including Loading, Unloading, Site Handling, Crushing, Screening To Required Gradation And Transportation To An Approved Stock Pile As Directed By The Engineer | 414756 | m³ | AED | 4.99 | 2069632.44
2019-10 | 4 | 4.0162 | United Arab Emirates | Abu Dhabi | Infrastructure | Al Mina Tunnel | Road Tunnel | MUSANADA | tba | Award | 2019 |  | Earthworks | E539.2 | Disposal Of Suitable/ Unsuitable Excavated Material; Disposal Of Unsuitable Excavated Material Including Loading, Unloading, Site Handling And Transportation To An Approved Dump Site As Directed By The Engineer | 149817 | m³ | AED | 31.44 | 4710246.48
2019-10 | 4 | 4.0162 | United Arab Emirates | Abu Dhabi | Infrastructure | Al Mina Tunnel | Road Tunnel | MUSANADA | tba | Award | 2019 |  | Earthworks | E540 | Disposal Of Suitable/ Unsuitable Excavated Material; Double Handling Of Crushed Material (Stock Pile). Rate Shall Includes For Necessary Protection And Storing In Separately For Separate Gradation As Directed By The Engineer | 414756 | m³ | AED | 6.52 | 2704209.12
2019-10 | 4 | 4.0162 | United Arab Emirates | Abu Dhabi | Infrastructure | Al Mina Tunnel | Road Tunnel | MUSANADA | tba | Award | 2019 |  | Earthworks | E614 | Filling; Filling To Structure Using Suitable Excavated Material | 232081 | m³ | AED | 21.6 | 5012949.6
2019-10 | 4 | 4.0162 | United Arab Emirates | Abu Dhabi | Infrastructure | Al Mina Tunnel | Road Tunnel | MUSANADA | tba | Award | 2019 |  | In situ concrete | F132 | Supply And Placing Of Concrete; Blinding Concrete (Src) At Foundation & Pile Cap(Concrete Class 20/20); Provision; Thickness: Not Exceeding 100 Mm | 5200 | m³ | AED | 241.05 | 1253460
2019-10 | 4 | 4.0162 | United Arab Emirates | Abu Dhabi | Infrastructure | Al Mina Tunnel | Road Tunnel | MUSANADA | tba | Award | 2019 |  | In situ concrete | F132 | Supply And Placing Of Concrete; Blinding Concrete (Src) At Foundation & Pile Cap(Concrete Class 20/20); Provision; Thickness: 150-300 Mm | 2250 | m³ | AED | 241.05 | 542362.5
2019-10 | 4 | 4.0162 | United Arab Emirates | Abu Dhabi | Infrastructure | Al Mina Tunnel | Road Tunnel | MUSANADA | tba | Award | 2019 |  | In situ concrete | F611 | Blinding Concrete (Src) At Foundation & Pile Cap(Concrete Class 20/20); Placing; Thickness: Not Exceeding 100 Mm | 5200 | m³ | AED | 66.7 | 346840
2019-10 | 4 | 4.0162 | United Arab Emirates | Abu Dhabi | Infrastructure | Al Mina Tunnel | Road Tunnel | MUSANADA | tba | Award | 2019 |  | In situ concrete | F612 | Blinding Concrete (Src) At Foundation & Pile Cap(Concrete Class 20/20); Placing; Thickness: 150-300 Mm | 2250 | m³ | AED | 66.7 | 150075
2019-10 | 4 | 4.0163 | United Arab Emirates | Abu Dhabi | Infrastructure | Al Mina Tunnel | Road Tunnel | MUSANADA | tba | Award | 2019 |  | In situ concrete | F132 | Reinforced Concrete Including Formwork, Stated Surface Features, Chamfers, Recess For Any Fittings As Specified And Shown On The Drawings; Base (Concrete Class 40/20) ; Provision; Thickness: Exceeding 500 Mm | 96433 | m³ | AED | 272.49 | 26277028.17
2019-10 | 4 | 4.0163 | United Arab Emirates | Abu Dhabi | Infrastructure | Al Mina Tunnel | Road Tunnel | MUSANADA | tba | Award | 2019 |  | In situ concrete | F724.1 | Base (Concrete Class 40/20) ; Placing; Thickness: Exceeding 500 Mm | 96433 | m³ | AED | 93.24 | 8991412.92
2019-10 | 4 | 4.0163 | United Arab Emirates | Abu Dhabi | Infrastructure | Al Mina Tunnel | Road Tunnel | MUSANADA | tba | Award | 2019 |  | In situ concrete | F132 | Walls (Concrete Class 40/20); Provision; Thickness: Exceeding 500 Mm | 41360 | m³ | AED | 272.49 | 11270186.4
2019-10 | 4 | 4.0163 | United Arab Emirates | Abu Dhabi | Infrastructure | Al Mina Tunnel | Road Tunnel | MUSANADA | tba | Award | 2019 |  | In situ concrete | F744 | Walls (Concrete Class 40/20); Placing; Thickness: Exceeding 500 Mm | 41360 | m³ | AED | 102.46 | 4237745.6
2019-10 | 4 | 4.0163 | United Arab Emirates | Abu Dhabi | Infrastructure | Al Mina Tunnel | Road Tunnel | MUSANADA | tba | Award | 2019 |  | In situ concrete | F132 | Roof Slab (Concrete Class 40/20) ; Provision; Thickness: Exceeding 500 Mm | 29089 | m³ | AED | 272.49 | 7926461.61
2019-10 | 4 | 4.0163 | United Arab Emirates | Abu Dhabi | Infrastructure | Al Mina Tunnel | Road Tunnel | MUSANADA | tba | Award | 2019 |  | In situ concrete | F132 | Roof Slab (Concrete Class 40/20) ; Provision; Rc Voided Slabs | 24150 | m³ | AED | 343.05 | 8284657.5
2019-10 | 4 | 4.0163 | United Arab Emirates | Abu Dhabi | Infrastructure | Al Mina Tunnel | Road Tunnel | MUSANADA | tba | Award | 2019 |  | In situ concrete | F132 | Roof Slab (Concrete Class 40/20) ; Provision; Rc Voided Slabs; Post Tensioned | 7512 | m³ | AED | 660.12 | 4958821.44
2019-10 | 4 | 4.0163 | United Arab Emirates | Abu Dhabi | Infrastructure | Al Mina Tunnel | Road Tunnel | MUSANADA | tba | Award | 2019 |  | In situ concrete | F724.1 | Roof Slab (Concrete Class 40/20) ; Placing; Thickness: Exceeding 500 Mm | 29089 | m³ | AED | 98.68 | 2870502.52
2019-10 | 4 | 4.0163 | United Arab Emirates | Abu Dhabi | Infrastructure | Al Mina Tunnel | Road Tunnel | MUSANADA | tba | Award | 2019 |  | In situ concrete | F724.2 | Roof Slab (Concrete Class 40/20) ; Placing; Rc Voided Slabs | 24150 | m³ | AED | 135.98 | 3283917
2019-10 | 4 | 4.0163 | United Arab Emirates | Abu Dhabi | Infrastructure | Al Mina Tunnel | Road Tunnel | MUSANADA | tba | Award | 2019 |  | In situ concrete | F724.3 | Roof Slab (Concrete Class 40/20) ; Placing; Rc Voided Slabs; Post Tensioned | 7512 | m³ | AED | 185.69 | 1394903.28
2019-10 | 4 | 4.0164 | United Arab Emirates | Abu Dhabi | Infrastructure | Al Mina Tunnel | Road Tunnel | MUSANADA | tba | Award | 2019 |  | Concrete Ancillaries | G244 | Formwork; Fair Finish; To Base | 8550 | m² | AED | 117.08 | 1001034
2019-10 | 4 | 4.0164 | United Arab Emirates | Abu Dhabi | Infrastructure | Al Mina Tunnel | Road Tunnel | MUSANADA | tba | Award | 2019 |  | Concrete Ancillaries | G244 | Formwork; Fair Finish; To Walls | 76650 | m² | AED | 126.71 | 9712321.5
2019-10 | 4 | 4.0164 | United Arab Emirates | Abu Dhabi | Infrastructure | Al Mina Tunnel | Road Tunnel | MUSANADA | tba | Award | 2019 |  | Concrete Ancillaries | G244 | Formwork; Fair Finish; To Roof Slab; Horizontal | 43260 | m² | AED | 290.56 | 12569625.6
2019-10 | 4 | 4.0164 | United Arab Emirates | Abu Dhabi | Infrastructure | Al Mina Tunnel | Road Tunnel | MUSANADA | tba | Award | 2019 |  | Concrete Ancillaries | G525 | Reinforcement; Deformed High Yield Steel Bars To Bs 4449 G50; Reinforcement Steel; Various Sizes | 18342 | t | AED | 3328.21 | 61046027.82
2019-10 | 4 | 4.0164 | United Arab Emirates | Abu Dhabi | Infrastructure | Al Mina Tunnel | Road Tunnel | MUSANADA | tba | Award | 2019 |  | Concrete Ancillaries | G690.1 | Concrete Ancillaries; Expansion Joints Complete As Shown On Drawing; At Base Slab | 1714 | m | AED | 3040.17 | 5210851.38
2019-10 | 4 | 4.0164 | United Arab Emirates | Abu Dhabi | Infrastructure | Al Mina Tunnel | Road Tunnel | MUSANADA | tba | Award | 2019 |  | Concrete Ancillaries | G690.2 | Concrete Ancillaries; Expansion Joints Complete As Shown On Drawing; At Wall | 518 | m | AED | 1341.79 | 695047.22
2019-10 | 4 | 4.0164 | United Arab Emirates | Abu Dhabi | Infrastructure | Al Mina Tunnel | Road Tunnel | MUSANADA | tba | Award | 2019 |  | Concrete Ancillaries | G690.3 | Concrete Ancillaries; Expansion Joints Complete As Shown On Drawing; At Top Slab | 1582 | m | AED | 1824.36 | 2886137.52
2019-10 | 4 | 4.0164 | United Arab Emirates | Abu Dhabi | Infrastructure | Al Mina Tunnel | Road Tunnel | MUSANADA | tba | Award | 2019 |  | Concrete Ancillaries | G823.1 | Finishes; Finishing Of Soffit Of Roof Slab, Class F2 Finish | 28000 | m² | AED | 12.22 | 342160
2019-10 | 4 | 4.0164 | United Arab Emirates | Abu Dhabi | Infrastructure | Al Mina Tunnel | Road Tunnel | MUSANADA | tba | Award | 2019 |  | Concrete Ancillaries | G823.1 | Finishes; Porcelain Wall Tiles To Inside Wall Surfaces Of The Tunnel As Per Specifications | 26650 | m² | AED | 109.56 | 2919774
2019-10 | 4 | 4.0164 | United Arab Emirates | Abu Dhabi | Infrastructure | Al Mina Tunnel | Road Tunnel | MUSANADA | tba | Award | 2019 |  | Concrete Ancillaries | G829.1 | Fire Protection Board; Supply, Install And Test Fire Protection Board; To Tunnel Ceiling | 28000 | m² | AED | 222.95 | 6242600
2019-10 | 4 | 4.0164 | United Arab Emirates | Abu Dhabi | Infrastructure | Al Mina Tunnel | Road Tunnel | MUSANADA | tba | Award | 2019 |  | Concrete Ancillaries | G829.2 | Fire Protection Board; Supply, Install And Test Fire Protection Board; To Tunnel Wall | 6663 | m² | AED | 214.27 | 1427681.01
2019-10 | 4 | 4.0165 | United Arab Emirates | Abu Dhabi | Infrastructure | Al Mina Tunnel | Road Tunnel | MUSANADA | tba | Award | 2019 |  | Waterproofing | W239 | Waterproofing Membrane; Waterproofing Membrane To Base Slab; Pvc T-Grip 2.00Mm Thk; Horizontal | 49890 | m² | AED | 76.5 | 3816585
2019-10 | 4 | 4.0165 | United Arab Emirates | Abu Dhabi | Infrastructure | Al Mina Tunnel | Road Tunnel | MUSANADA | tba | Award | 2019 |  | Waterproofing | W239 | Waterproofing Membrane; Waterproofing Membrane Below Wearing Course; | 34230 | m² | AED | 172.65 | 5909809.5
2019-10 | 4 | 4.0165 | United Arab Emirates | Abu Dhabi | Infrastructure | Al Mina Tunnel | Road Tunnel | MUSANADA | tba | Award | 2019 |  | Waterproofing | W239 | Waterproofing Membrane; Waterproofing Membrane To Walls; 2Mm Spray Applied; Vertical | 25146 | m² | AED | 121.27 | 3049455.42
2019-10 | 4 | 4.0165 | United Arab Emirates | Abu Dhabi | Infrastructure | Al Mina Tunnel | Road Tunnel | MUSANADA | tba | Award | 2019 |  | Waterproofing | W239 | Waterproofing Membrane; Waterproofing Membrane To Slab; 2Mm Spray Applied | 43020 | m² | AED | 121.27 | 5217035.4
2019-10 | 4 | 4.0165 | United Arab Emirates | Abu Dhabi | Infrastructure | Al Mina Tunnel | Road Tunnel | MUSANADA | tba | Award | 2019 |  | Waterproofing | W429 | Waterproofing Membrane; Protection Board To Waterproofing Membrane; Walls | 25146 | m² | AED | 64.45 | 1620659.7
2019-10 | 4 | 4.0165 | United Arab Emirates | Abu Dhabi | Infrastructure | Al Mina Tunnel | Road Tunnel | MUSANADA | tba | Award | 2019 |  | Waterproofing | W449 | Waterproofing Membrane; 50Mm Protection Screed On Waterproofing Membrane; Slabs | 43009 | m² | AED | 19.89 | 855449.01
2019-10 | 4 | 4.0165 | United Arab Emirates | Abu Dhabi | Infrastructure | Al Mina Tunnel | Road Tunnel | MUSANADA | tba | Award | 2019 |  | Roads And Pavings | R352 | Pavings; Wearing Surface; Bituminous Asphaltic Concrete Wearing Course 50Mm Thick; Pmb (Polymenr Modified Bitumen) | 34228 | m² | AED | 40.41 | 1383153.48
2019-10 | 4 | 4.0165 | United Arab Emirates | Abu Dhabi | Infrastructure | Al Mina Tunnel | Road Tunnel | MUSANADA | tba | Award | 2019 |  | Roads And Pavings | R322 | Pavings; Wearing Surface; Bituminous Asphaltic Concrete Binding Course 50Mm Thick | 34228 | m² | AED | 38.5 | 1317778
2019-10 | 4 | 4.0165 | United Arab Emirates | Abu Dhabi | Infrastructure | Al Mina Tunnel | Road Tunnel | MUSANADA | tba | Award | 2019 |  | Roads And Pavings | R359 | Pavings; Wearing Surface; Tack Coat | 68456 | m² | AED | 3.12 | 213582.72
2019-10 | 4 | 4.0165 | United Arab Emirates | Abu Dhabi | Infrastructure | Al Mina Tunnel | Road Tunnel | MUSANADA | tba | Award | 2019 |  | Roads And Pavings | R900 | Supply & Laying Of Plain Interlock Tiles Including All Necessary Work To Complete As Per Adqcc Specification And Drawings; At Underground Median And Pathway (Inside Tunnel Area) | 12500 | m² | AED | 83.9 | 1048750
2019-10 | 4 | 4.0166 | United Arab Emirates | Abu Dhabi | Infrastructure | Al Mina Tunnel | Road Tunnel | MUSANADA | tba | Award | 2019 |  | Miscellaneous Work | X191.1 | Concrete Barrier - Type Tl5 | 1150 | m | AED | 414.54 | 476721
2019-10 | 4 | 4.0166 | United Arab Emirates | Abu Dhabi | Infrastructure | Al Mina Tunnel | Road Tunnel | MUSANADA | tba | Award | 2019 |  | Miscellaneous Work | X900.2 | Precast Drain Cover | 2120 | m² | AED | 406.23 | 861207.6
2019-10 | 4 | 4.0166 | United Arab Emirates | Abu Dhabi | Infrastructure | Al Mina Tunnel | Road Tunnel | MUSANADA | tba | Award | 2019 |  | Miscellaneous Work | X900.3 | Footpath; Including Kerbs, Interlock Paving, As Per Drawings And Specifications | 1735 | m² | AED | 201.06 | 348839.1
2019-10 | 4 | 4.0166 | United Arab Emirates | Abu Dhabi | Infrastructure | Al Mina Tunnel | Road Tunnel | MUSANADA | tba | Award | 2019 |  | Earthworks | E326 | Excavation For Foundations; Excavation For Structures: Material For Attaining The Proposed Sub Grade; Including Shoring, Dewatering And Protection; Haul Up To Stockpiles Or Designated Area To Be Determined By The Engineer; Excavation For Structures; Up To Depth 5.0M | 28587 | m³ | AED | 13.54 | 387067.98
2019-10 | 4 | 4.0166 | United Arab Emirates | Abu Dhabi | Infrastructure | Al Mina Tunnel | Road Tunnel | MUSANADA | tba | Award | 2019 |  | Earthworks | E230 | Excavation For Foundations; Excavation For Structures: Material For Attaining The Proposed Sub Grade; Including Shoring, Dewatering And Protection; Haul Up To Stockpiles Or Designated Area To Be Determined By The Engineer; Excavation For Cuttings, Rock | 26563 | m³ | AED | 45.23 | 1201444.49
2019-10 | 4 | 4.0166 | United Arab Emirates | Abu Dhabi | Infrastructure | Al Mina Tunnel | Road Tunnel | MUSANADA | tba | Award | 2019 |  | Earthworks | E539.1 | Disposal Of Suitable/ Unsuitable Excavated Material; Disposal Of Suitable Excavated Material Including Loading, Unloading, Site Handling, Crushing, Screening To Required Gradation And Transportation To An Approved Stock Pile As Directed By The Engineer | 31656 | m³ | AED | 4.99 | 157963.44
2019-10 | 4 | 4.0166 | United Arab Emirates | Abu Dhabi | Infrastructure | Al Mina Tunnel | Road Tunnel | MUSANADA | tba | Award | 2019 |  | Earthworks | E539.2 | Disposal Of Suitable/ Unsuitable Excavated Material; Disposal Of Unsuitable Excavated Material Including Loading, Unloading, Site Handling And Transportation To An Approved Dump Site As Directed By The Engineer | 11435 | m³ | AED | 32.72 | 374153.2
2019-10 | 4 | 4.0166 | United Arab Emirates | Abu Dhabi | Infrastructure | Al Mina Tunnel | Road Tunnel | MUSANADA | tba | Award | 2019 |  | Earthworks | E540 | Disposal Of Suitable/ Unsuitable Excavated Material; Double Handling Of Crushed Material (Stock Pile). Rate Shall Includes For Necessary Protection And Storing In Separately For Separate Gradation As Directed By The Engineer | 31656 | m³ | AED | 6.52 | 206397.12
2019-10 | 4 | 4.0166 | United Arab Emirates | Abu Dhabi | Infrastructure | Al Mina Tunnel | Road Tunnel | MUSANADA | tba | Award | 2019 |  | Earthworks | E614 | Filling; Filling To Structure Using Suitable Excavated Material | 31200 | m³ | AED | 21.6 | 673920
2019-10 | 4 | 4.0167 | United Arab Emirates | Abu Dhabi | Infrastructure | Al Mina Tunnel | Road Tunnel | MUSANADA | tba | Award | 2019 |  | In situ concrete | F132 | Supply And Placing Of Concrete; Blinding Concrete (Src) At Foundation & Pile Cap(Concrete Class 20/20); Provision; Thickness: Not Exceeding 100 Mm | 340 | m³ | AED | 241.05 | 81957
2019-10 | 4 | 4.0167 | United Arab Emirates | Abu Dhabi | Infrastructure | Al Mina Tunnel | Road Tunnel | MUSANADA | tba | Award | 2019 |  | In situ concrete | F132 | Supply And Placing Of Concrete; Blinding Concrete (Src) At Foundation & Pile Cap(Concrete Class 20/20); Provision; Raised Floor; | 320 | m³ | AED | 241.05 | 77136
2019-10 | 4 | 4.0167 | United Arab Emirates | Abu Dhabi | Infrastructure | Al Mina Tunnel | Road Tunnel | MUSANADA | tba | Award | 2019 |  | In situ concrete | F611 | Blinding Concrete (Src) At Foundation & Pile Cap(Concrete Class 20/20); Placing; Thickness: Not Exceeding 100 Mm | 340 | m³ | AED | 66.7 | 22678
2019-10 | 4 | 4.0167 | United Arab Emirates | Abu Dhabi | Infrastructure | Al Mina Tunnel | Road Tunnel | MUSANADA | tba | Award | 2019 |  | In situ concrete | F611 | Blinding Concrete (Src) At Foundation & Pile Cap(Concrete Class 20/20); Placing; Raised Floor; | 320 | m³ | AED | 66.7 | 21344
2019-10 | 4 | 4.0167 | United Arab Emirates | Abu Dhabi | Infrastructure | Al Mina Tunnel | Road Tunnel | MUSANADA | tba | Award | 2019 |  | In situ concrete | F132 | Reinforced Concrete Including Formwork, Stated Surface Features, Chamfers, Recess For Any Fittings As Specified And Shown On The Drawings; Base (Concrete Class 40/20) ; Provision; Thickness: Exceeding 500 Mm | 5130 | m³ | AED | 272.49 | 1397873.7
2019-10 | 4 | 4.0167 | United Arab Emirates | Abu Dhabi | Infrastructure | Al Mina Tunnel | Road Tunnel | MUSANADA | tba | Award | 2019 |  | In situ concrete | F724.1 | Base (Concrete Class 40/20) ; Placing; Thickness: Exceeding 500 Mm | 5130 | m³ | AED | 93.24 | 478321.2
2019-10 | 4 | 4.0167 | United Arab Emirates | Abu Dhabi | Infrastructure | Al Mina Tunnel | Road Tunnel | MUSANADA | tba | Award | 2019 |  | In situ concrete | F132 | Walls (Concrete Class 40/20); Provision; Thickness: Exceeding 500 Mm | 3840 | m³ | AED | 272.49 | 1046361.6
2019-10 | 4 | 4.0167 | United Arab Emirates | Abu Dhabi | Infrastructure | Al Mina Tunnel | Road Tunnel | MUSANADA | tba | Award | 2019 |  | In situ concrete | F132 | Walls (Concrete Class 40/20); Provision; Staircases | 360 | m³ | AED | 272.49 | 98096.4
2019-10 | 4 | 4.0167 | United Arab Emirates | Abu Dhabi | Infrastructure | Al Mina Tunnel | Road Tunnel | MUSANADA | tba | Award | 2019 |  | In situ concrete | F744 | Walls (Concrete Class 40/20); Placing; Thickness: Exceeding 500 Mm | 3840 | m³ | AED | 102.46 | 393446.4
2019-10 | 4 | 4.0167 | United Arab Emirates | Abu Dhabi | Infrastructure | Al Mina Tunnel | Road Tunnel | MUSANADA | tba | Award | 2019 |  | In situ concrete | F744 | Walls (Concrete Class 40/20); Placing; Staircases | 360 | m³ | AED | 117.08 | 42148.8
2019-10 | 4 | 4.0168 | United Arab Emirates | Abu Dhabi | Infrastructure | Al Mina Tunnel | Road Tunnel | MUSANADA | tba | Award | 2019 |  | In situ concrete | F132 | Roof Slab (Concrete Class 40/20); Provision; Thickness: Exceeding 500 Mm | 4150 | m³ | AED | 272.49 | 1130833.5
2019-10 | 4 | 4.0168 | United Arab Emirates | Abu Dhabi | Infrastructure | Al Mina Tunnel | Road Tunnel | MUSANADA | tba | Award | 2019 |  | In situ concrete | F739 | Roof Slab (Concrete Class 40/20); Placing; Thickness: Exceeding 500 Mm | 4150 | m³ | AED | 98.68 | 409522
2019-10 | 4 | 4.0168 | United Arab Emirates | Abu Dhabi | Infrastructure | Al Mina Tunnel | Road Tunnel | MUSANADA | tba | Award | 2019 |  | Concrete Ancillaries | G244 | Formwork; Fair Finish; To Base | 3335 | m² | AED | 117.08 | 390461.8
2019-10 | 4 | 4.0168 | United Arab Emirates | Abu Dhabi | Infrastructure | Al Mina Tunnel | Road Tunnel | MUSANADA | tba | Award | 2019 |  | Concrete Ancillaries | G244 | Formwork; Fair Finish; To Walls | 2150 | m² | AED | 126.71 | 272426.5
2019-10 | 4 | 4.0168 | United Arab Emirates | Abu Dhabi | Infrastructure | Al Mina Tunnel | Road Tunnel | MUSANADA | tba | Award | 2019 |  | Concrete Ancillaries | G244 | Formwork; Fair Finish; To Roof Slab; Horizontal | 950 | m² | AED | 290.56 | 276032
2019-10 | 4 | 4.0168 | United Arab Emirates | Abu Dhabi | Infrastructure | Al Mina Tunnel | Road Tunnel | MUSANADA | tba | Award | 2019 |  | Concrete Ancillaries | G525 | Reinforcement ; Deformed High Yield Steel Bars To Bs 4449 G500; Reinforcement Steel; Various Sizes | 1078 | t | AED | 3328.21 | 3587810.38
2019-10 | 4 | 4.0168 | United Arab Emirates | Abu Dhabi | Infrastructure | Al Mina Tunnel | Road Tunnel | MUSANADA | tba | Award | 2019 |  | Concrete Ancillaries | G490 | Concrete Ancillaries; Expansion Joints; Expansion Joints Complete As Shown On Drawing, Wall, Top Slab, Etc. Complete | 115 | m | AED | 2479.73 | 285168.95
2019-10 | 4 | 4.0168 | United Arab Emirates | Abu Dhabi | Infrastructure | Al Mina Tunnel | Road Tunnel | MUSANADA | tba | Award | 2019 |  | Brickwork, Blockwork And Masonry | U411 | Block Wall Masonry Work; Hollow Block Mansonry Work In Cement And Sand Mortar 1:5 And All Other Necessary Work To Complete In Utility Buildings Basement Floor To Roof Floor; 100Mm Thick Block Wall | 846 | m² | AED | 152.35 | 128888.1
2019-10 | 4 | 4.0168 | United Arab Emirates | Abu Dhabi | Infrastructure | Al Mina Tunnel | Road Tunnel | MUSANADA | tba | Award | 2019 |  | Brickwork, Blockwork And Masonry | U421 | Block Wall Masonry Work; Hollow Block Mansonry Work In Cement And Sand Mortar 1:5 And All Other Necessary Work To Complete In Utility Buildings Basement Floor To Roof Floor; 200Mm Thick Block Wall | 23 | m² | AED | 304.64 | 7006.72
2019-10 | 4 | 4.0168 | United Arab Emirates | Abu Dhabi | Infrastructure | Al Mina Tunnel | Road Tunnel | MUSANADA | tba | Award | 2019 |  | Waterproofing | W239 | Waterproofing Membrane To Base Slab; Pvc T-Grip 2.00Mm Thk | 3335 | m² | AED | 76.5 | 255127.5
2019-10 | 4 | 4.0168 | United Arab Emirates | Abu Dhabi | Infrastructure | Al Mina Tunnel | Road Tunnel | MUSANADA | tba | Award | 2019 |  | Waterproofing | W239 | Waterproofing Membrane To Walls; 2Mm Spray Applied | 2150 | m² | AED | 121.27 | 260730.5
2019-10 | 4 | 4.0169 | United Arab Emirates | Abu Dhabi | Infrastructure | Al Mina Tunnel | Road Tunnel | MUSANADA | tba | Award | 2019 |  | Waterproofing | W429 | Protection Board To Waterproofing Membrane; Walls | 2150 | m² | AED | 64.45 | 138567.5
2019-10 | 4 | 4.0169 | United Arab Emirates | Abu Dhabi | Infrastructure | Al Mina Tunnel | Road Tunnel | MUSANADA | tba | Award | 2019 |  | Waterproofing | W449 | 50Mm Protection Screed On Waterproofing Membrane; | 3335 | m² | AED | 19.89 | 66333.15
2019-10 | 4 | 4.0169 | United Arab Emirates | Abu Dhabi | Infrastructure | Al Mina Tunnel | Road Tunnel | MUSANADA | tba | Award | 2019 |  | Simple Building Works Incidental To Civil Engineering Works | Z390.1 | Doors To Utility Building; Supply And Install Doors Including Insulation, Frame, Door Closer, Threshhold, Dist Skirt, Lever Handles, Weather Stripping, Stopper, Painting And All Other Necessary Work To Complete As Per Drawings, Specifications And As Directed By The Engineer; Door Type; D-01 | 12 | Nr | AED | 16248.37 | 194980.44
2019-10 | 4 | 4.0169 | United Arab Emirates | Abu Dhabi | Infrastructure | Al Mina Tunnel | Road Tunnel | MUSANADA | tba | Award | 2019 |  | Simple Building Works Incidental To Civil Engineering Works | Z390.2 | Doors To Utility Building; Supply And Install Doors Including Insulation, Frame, Door Closer, Threshhold, Dist Skirt, Lever Handles, Weather Stripping, Stopper, Painting And All Other Necessary Work To Complete As Per Drawings, Specifications And As Directed By The Engineer; Door Type; D-02 | 60 | Nr | AED | 13201.8 | 792108
2019-10 | 4 | 4.0169 | United Arab Emirates | Abu Dhabi | Infrastructure | Al Mina Tunnel | Road Tunnel | MUSANADA | tba | Award | 2019 |  | Simple Building Works Incidental To Civil Engineering Works | Z390.3 | Doors To Utility Building; Supply And Install Doors Including Insulation, Frame, Door Closer, Threshhold, Dist Skirt, Lever Handles, Weather Stripping, Stopper, Painting And All Other Necessary Work To Complete As Per Drawings, Specifications And As Directed By The Engineer; Door Type; D-03 | 4 | Nr | AED | 7616.43 | 30465.72
2019-10 | 4 | 4.0169 | United Arab Emirates | Abu Dhabi | Infrastructure | Al Mina Tunnel | Road Tunnel | MUSANADA | tba | Award | 2019 |  | Simple Building Works Incidental To Civil Engineering Works | Z390.4 | Doors To Utility Building; Supply And Install Doors Including Insulation, Frame, Door Closer, Threshhold, Dist Skirt, Lever Handles, Weather Stripping, Stopper, Painting And All Other Necessary Work To Complete As Per Drawings, Specifications And As Directed By The Engineer; Door Type; D-04 | 42 | Nr | AED | 6854.76 | 287899.92
2019-10 | 4 | 4.0169 | United Arab Emirates | Abu Dhabi | Infrastructure | Al Mina Tunnel | Road Tunnel | MUSANADA | tba | Award | 2019 |  | Simple Building Works Incidental To Civil Engineering Works | Z390.5 | Doors To Utility Building; Supply And Install Doors Including Insulation, Frame, Door Closer, Threshhold, Dist Skirt, Lever Handles, Weather Stripping, Stopper, Painting And All Other Necessary Work To Complete As Per Drawings, Specifications And As Directed By The Engineer; Door Type; D-05 | 12 | Nr | AED | 6093.15 | 73117.8
2019-10 | 4 | 4.0169 | United Arab Emirates | Abu Dhabi | Infrastructure | Al Mina Tunnel | Road Tunnel | MUSANADA | tba | Award | 2019 |  | Simple Building Works Incidental To Civil Engineering Works | Z390.6 | Doors To Utility Building; Supply And Install Doors Including Insulation, Frame, Door Closer, Threshhold, Dist Skirt, Lever Handles, Weather Stripping, Stopper, Painting And All Other Necessary Work To Complete As Per Drawings, Specifications And As Directed By The Engineer; Door Type; D-06 | 16 | Nr | AED | 4569.86 | 73117.76
2019-10 | 4 | 4.0169 | United Arab Emirates | Abu Dhabi | Infrastructure | Al Mina Tunnel | Road Tunnel | MUSANADA | tba | Award | 2019 |  | Concrete Ancillaries | G823.1 | Finishes To Utility Building; Finishes To Inside Surfaces Of The Building As Per Specifications | 5350 | m² | AED | 97.15 | 519752.5
2019-10 | 4 | 4.0169 | United Arab Emirates | Abu Dhabi | Infrastructure | Al Mina Tunnel | Road Tunnel | MUSANADA | tba | Award | 2019 |  | Miscellaneous Work | X900.2 | Raised Floor Installation; Constructing Of Raised Floor Including All Other Necessary Work To Completed | 1228 | m² | AED | 710.87 | 872948.36
2019-10 | 4 | 4.017 | United Arab Emirates | Abu Dhabi | Infrastructure | Al Mina Tunnel | Road Tunnel | MUSANADA | tba | Award | 2019 |  | Demolition And Site Clearance | D900 | Street Lighting; Demolition Works; Removal Of Existing Street Light Pole; Carefully Remove All Sizes Of Existing Light Column, Light Fittings, Foundations, Dismantle Completely And Set Aside In Adm/Dot Store For Safe Return, Including Disposal Of Foundations To Approved Tip, Cable Disconnections And Backfilling. As Directed By The Engineer. | 90 | Nr | AED | 2007.22 | 180649.8
2019-10 | 4 | 4.017 | United Arab Emirates | Abu Dhabi | Infrastructure | Al Mina Tunnel | Road Tunnel | MUSANADA | tba | Award | 2019 |  | Demolition And Site Clearance | D900.1 | Street Lighting Luminaire; Supply, Install, Test And Commission Street Luminaires On The Proposed/Existing Street Lighting Poles As Per Approved Drawings And Authority Requirements And Carry Out All Associated Works; Street Lighting Type A Led Luminaire | 133 | Nr | AED | 7541.55 | 1003026.15
2019-10 | 4 | 4.017 | United Arab Emirates | Abu Dhabi | Infrastructure | Al Mina Tunnel | Road Tunnel | MUSANADA | tba | Award | 2019 |  | Demolition And Site Clearance | D900.2 | Street Lighting Luminaire; Supply, Install, Test And Commission Street Luminaires On The Proposed/Existing Street Lighting Poles As Per Approved Drawings And Authority Requirements And Carry Out All Associated Works; Street Lighting Type B Led Luminaire | 49 | Nr | AED | 3992.19 | 195617.31
2019-10 | 4 | 4.017 | United Arab Emirates | Abu Dhabi | Infrastructure | Al Mina Tunnel | Road Tunnel | MUSANADA | tba | Award | 2019 |  | Demolition And Site Clearance | D900.3 | Street Lighting Luminaire; Supply, Install, Test And Commission Street Luminaires On The Proposed/Existing Street Lighting Poles As Per Approved Drawings And Authority Requirements And Carry Out All Associated Works; Street Lighting Type C Led Luminaire | 37 | Nr | AED | 3888.18 | 143862.66
2019-10 | 4 | 4.017 | United Arab Emirates | Abu Dhabi | Infrastructure | Al Mina Tunnel | Road Tunnel | MUSANADA | tba | Award | 2019 |  | Demolition And Site Clearance | D900.4 | Street Lighting Luminaire; Supply, Install, Test And Commission Street Luminaires On The Proposed/Existing Street Lighting Poles As Per Approved Drawings And Authority Requirements And Carry Out All Associated Works; Street Lighting Type D Led Luminaire | 17 | Nr | AED | 3563.2 | 60574.4
2019-10 | 4 | 4.017 | United Arab Emirates | Abu Dhabi | Infrastructure | Al Mina Tunnel | Road Tunnel | MUSANADA | tba | Award | 2019 |  | Miscellaneous Work | X900.1 | Supply And Install 20M High Street Light Poles Along With Concrete Foundation, Earthing And All Required Accessories As Per Approved Drawings And Authority Requirements; With Double Arms | 34 | Nr | AED | 16742.25 | 569236.5
2019-10 | 4 | 4.017 | United Arab Emirates | Abu Dhabi | Infrastructure | Al Mina Tunnel | Road Tunnel | MUSANADA | tba | Award | 2019 |  | Miscellaneous Work | X900.2 | Supply And Install 20M High Street Light Poles Along With Concrete Foundation, Earthing And All Required Accessories As Per Approved Drawings And Authority Requirements; With Three Arms | 6 | Nr | AED | 16978.3 | 101869.8
2019-10 | 4 | 4.017 | United Arab Emirates | Abu Dhabi | Infrastructure | Al Mina Tunnel | Road Tunnel | MUSANADA | tba | Award | 2019 |  | Miscellaneous Work | X900.3 | Supply And Install 20M High Street Light Poles Along With Concrete Foundation, Earthing And All Required Accessories As Per Approved Drawings And Authority Requirements; With Four Arms | 7 | Nr | AED | 17174.57 | 120221.99
2019-10 | 4 | 4.017 | United Arab Emirates | Abu Dhabi | Infrastructure | Al Mina Tunnel | Road Tunnel | MUSANADA | tba | Award | 2019 |  | Miscellaneous Work | X900.4 | Supply And Install 14M High Street Light Poles Along With Concrete Foundation, Earthing And All Required Accessories As Per Approved Drawings And Authority Requirements. This Is An Optional Item And Payment Shall Be On Pro-Rata Basis. (Optional Item); With Single Arm | 34 | Nr | AED | 9594.82 | 326223.88
2019-10 | 4 | 4.0171 | United Arab Emirates | Abu Dhabi | Infrastructure | Al Mina Tunnel | Road Tunnel | MUSANADA | tba | Award | 2019 |  | Miscellaneous Work | X900.5 | Supply And Install 14M High Street Light Poles Along With Concrete Foundation, Earthing And All Required Accessories As Per Approved Drawings And Authority Requirements. This Is An Optional Item And Payment Shall Be On Pro-Rata Basis. (Optional Item); With Double Arms | 41 | Nr | AED | 9647.89 | 395563.49
2019-10 | 4 | 4.0171 | United Arab Emirates | Abu Dhabi | Infrastructure | Al Mina Tunnel | Road Tunnel | MUSANADA | tba | Award | 2019 |  | Miscellaneous Work | X900.6 | Supply And Install 14M High Street Light Poles Along With Concrete Foundation, Earthing And All Required Accessories As Per Approved Drawings And Authority Requirements. This Is An Optional Item And Payment Shall Be On Pro-Rata Basis. (Optional Item); With Triple Arms | 12 | Nr | AED | 9594.82 | 115137.84
2019-10 | 4 | 4.0171 | United Arab Emirates | Abu Dhabi | Infrastructure | Al Mina Tunnel | Road Tunnel | MUSANADA | tba | Award | 2019 |  | Demolition And Site Clearance | D900.5 | Supply And Install 10M High Street Light Poles Along With Concrete Foundation, Earthing And All Required Accessories As Per Approved Drawings And Authority Requirements | 11 | Nr | AED | 6960.96 | 76570.56
2019-10 | 4 | 4.0171 | United Arab Emirates | Abu Dhabi | Infrastructure | Al Mina Tunnel | Road Tunnel | MUSANADA | tba | Award | 2019 |  | Demolition And Site Clearance | D900.9 | Installation Of Relocated Street Lighting Poles (Optional Item); Install The Relocated 14M Street Lighting Poles ( That Are In Good Condition) Along With All Associated Works As Per Approved Drawings And Authority Requirements. This Is An Optional Item And Payment Shall Be On Pro-Rata Basis. | 89 | Nr | AED | 1990.57 | 177160.73
2019-10 | 4 | 4.0171 | United Arab Emirates | Abu Dhabi | Infrastructure | Al Mina Tunnel | Road Tunnel | MUSANADA | tba | Award | 2019 |  | Miscellaneous Work | X900.1 | Concrete Foundation For Relocated Street Light Poles (Optional Item); Mass Concrete For Relocated 14M High Lighting Column Bases Complete Including Excavation, Backfilling, Compaction, Formwork Concrete, Holding Down Bolts, Nuts And Washers With Denso Tape (Before Casting And After Erection) Bitumen Paint Etc. All In Accordance With Drawings And Specifications. This Is An Optional Item ( Applicable Only If The Foundation Of Existing Pole Gets Damaged During Relocation) And Payment Shall Be On Pro-Rata Basis | 40 | Nr | AED | 4352.51 | 174100.4
2019-10 | 4 | 4.0171 | United Arab Emirates | Abu Dhabi | Infrastructure | Al Mina Tunnel | Road Tunnel | MUSANADA | tba | Award | 2019 |  | Pipework - Manholes And Pipework Ancillaries | K512 | Road Crossing Ducts For Street Lighting Cable; Upvc Cable Ducts In Trench Beneath Carriage Ways Including Excavation, Preparation Of Surfaces, Disposal Of Excavated Material Backfilling, Warning Tape, Upholding Of Sides, End Caps, 8Mm Dia Drawcords, Studs And Concrete Duct Markers As Specified. The Required Concrete Beds And Surrounds For Ducts Are Also Included. The Ducts Will 100Mm Dia With Depth Not Exceeding 1.5M; 2 - Way Road Crossing Ducts | 30 | m | AED | 214.46 | 6433.8
2019-10 | 4 | 4.0171 | United Arab Emirates | Abu Dhabi | Infrastructure | Al Mina Tunnel | Road Tunnel | MUSANADA | tba | Award | 2019 |  | Pipework - Manholes And Pipework Ancillaries | K512 | Road Crossing Ducts For Street Lighting Cable; Upvc Cable Ducts In Trench Beneath Carriage Ways Including Excavation, Preparation Of Surfaces, Disposal Of Excavated Material Backfilling, Warning Tape, Upholding Of Sides, End Caps, 8Mm Dia Drawcords, Studs And Concrete Duct Markers As Specified. The Required Concrete Beds And Surrounds For Ducts Are Also Included. The Ducts Will 100Mm Dia With Depth Not Exceeding 1.5M; 4 - Way Road Crossing Ducts | 1000 | m | AED | 322.29 | 322290
2019-10 | 4 | 4.0171 | United Arab Emirates | Abu Dhabi | Infrastructure | Al Mina Tunnel | Road Tunnel | MUSANADA | tba | Award | 2019 |  | Pipework - Manholes And Pipework Ancillaries | K512 | Road Crossing Ducts For Street Lighting Cable; Upvc Cable Ducts In Trench Beneath Carriage Ways Including Excavation, Preparation Of Surfaces, Disposal Of Excavated Material Backfilling, Warning Tape, Upholding Of Sides, End Caps, 8Mm Dia Drawcords, Studs And Concrete Duct Markers As Specified. The Required Concrete Beds And Surrounds For Ducts Are Also Included. The Ducts Will 100Mm Dia With Depth Not Exceeding 1.5M; 6 - Way Road Crossing Ducts | 400 | m | AED | 497.3 | 198920
2019-10 | 4 | 4.0171 | United Arab Emirates | Abu Dhabi | Infrastructure | Al Mina Tunnel | Road Tunnel | MUSANADA | tba | Award | 2019 |  | Demolition And Site Clearance | D900.10 | Underpass & Ramp Lighting; Supply, Install, Test And Commission Surface Mounted And Wall Mounted Underpass & Ramp Lighting Complete Including Conduits, Cables, Lanterns, Junction Boxes, Detailing Of Lighting System Etc. Complete As Per Drawings And Specifications. | 36 | Nr | AED | 12573.77 | 452655.72
2019-10 | 4 | 4.0171 | United Arab Emirates | Abu Dhabi | Infrastructure | Al Mina Tunnel | Road Tunnel | MUSANADA | tba | Award | 2019 |  | Miscellaneous Work | X900.24 | Street Lighting Control Cabinet; Supply, Install, Test And Commission Street Lighting Control Cabinet ( 6 Way) As Per Latest Adm Specifications Complete With Energy Meter, Dimming And As Required Adwea/Addc Fees, Foundation, Excavation, Backfilling, Earthing And Cable End Termination Of Incoming And Outgoing Cables.; Lighting Control Cabinet | 4 | Nr | AED | 64061.78 | 256247.12
2019-10 | 4 | 4.0171 | United Arab Emirates | Abu Dhabi | Infrastructure | Al Mina Tunnel | Road Tunnel | MUSANADA | tba | Award | 2019 |  | Miscellaneous Work | X900.24 | Gantry Lighting Control Cabinet (Optional Item); Supply, Install, Test And Commission Gantry Lighting Control Cabinet ( 6 Way) As Per Latest Adm Specifications Complete With Energy Meter, Dimming And As Required Adwea/Addc Fees, Foundation, Excavation, Backfilling, Earthing And Cable End Termination Of Incoming And Outgoing Cables. This Is An Optional Item And Payment Shall Be On Prorata Basis; Lighting Control Cabinet | 2 | Nr | AED | 64061.78 | 128123.56
2019-10 | 4 | 4.0172 | United Arab Emirates | Abu Dhabi | Infrastructure | Al Mina Tunnel | Road Tunnel | MUSANADA | tba | Award | 2019 |  | Miscellaneous Work | X900.27 | Cables For Street, Ramp , Underpass & Gantry Lighting; Supply, Lay, Test And Commission Lv Cables In Trench & Ducts Including All Connections And Accessories ; Draw Through Road Crossing Ducts/Service Entry Ducts As Applicable; Supports As Shown On The Drawings Including Excavation And Backfilling. Cables For Luminaires In Underpasses, Bridges And Ramps Are Also Included. The Pvc Ducts For Laying The Cables Are Also Included.; 4 Core, 16Mm2, Cu/Xlpe/Swa/Pvc Cable | 14000 | m | AED | 101.48 | 1420720
2019-10 | 4 | 4.0172 | United Arab Emirates | Abu Dhabi | Infrastructure | Al Mina Tunnel | Road Tunnel | MUSANADA | tba | Award | 2019 |  | Miscellaneous Work | X900.28 | Pull Boxes For Street Lighting Cables; Supply, Install And Construct Pull Boxes For Street Lighting Cables As Per Approved Drawings And Authority Requirements. | 147 | Nr | AED | 1889.51 | 277757.97
2019-10 | 4 | 4.0172 | United Arab Emirates | Abu Dhabi | Infrastructure | Al Mina Tunnel | Road Tunnel | MUSANADA | tba | Award | 2019 |  | Demolition And Site Clearance | D900.11 | Tunnel Lighting Luminaires; Supply, Install, Test And Commission Tunnel Lighting Luminaires Along With All Accessories And Carry Out All Associated Works As Per Approved Drawings And Authority Requirements; Tunnel Lighting Type E Led Luminaire | 656 | Nr | AED | 9616.5 | 6308424
2019-10 | 4 | 4.0172 | United Arab Emirates | Abu Dhabi | Infrastructure | Al Mina Tunnel | Road Tunnel | MUSANADA | tba | Award | 2019 |  | Demolition And Site Clearance | D900.12 | Tunnel Lighting Luminaires; Supply, Install, Test And Commission Tunnel Lighting Luminaires Along With All Accessories And Carry Out All Associated Works As Per Approved Drawings And Authority Requirements; Tunnel Lighting Type F Led Luminaire | 368 | Nr | AED | 4945.93 | 1820102.24
2019-10 | 4 | 4.0172 | United Arab Emirates | Abu Dhabi | Infrastructure | Al Mina Tunnel | Road Tunnel | MUSANADA | tba | Award | 2019 |  | Demolition And Site Clearance | D900.12 | Tunnel Lighting Luminaires; Supply, Install, Test And Commission Tunnel Lighting Luminaires Along With All Accessories And Carry Out All Associated Works As Per Approved Drawings And Authority Requirements; Tunnel Lighting Type G Led Luminaire | 231 | Nr | AED | 3505.77 | 809832.87
2019-10 | 4 | 4.0172 | United Arab Emirates | Abu Dhabi | Infrastructure | Al Mina Tunnel | Road Tunnel | MUSANADA | tba | Award | 2019 |  | Miscellaneous Work | X900.24 | Tunnel Lighting Control Cabinet; Supply, Install, Test And Commission Tunnel Lighting Control Cabinet (10 Way) As Per Latest Adqcc And Project Specifications Complete With Energy Meter, Dimming, Required Adwea/Addc Fees, Earthing And Cable End Termination Of Incoming And Outgoing Cables.; Tunnel Lighting Control Cabinet | 10 | Nr | AED | 792434.75 | 7924347.5
2019-10 | 4 | 4.0172 | United Arab Emirates | Abu Dhabi | Infrastructure | Al Mina Tunnel | Road Tunnel | MUSANADA | tba | Award | 2019 |  | Miscellaneous Work | X900.28 | Modular Cables For Tunnel Lighting & Small Power; Supply, Install, Test And Commission Low Smoke, Zero Halogen Fire Resistant Modular Cables For Tunnel Lighting & Sockets Including All Accessories Such As But Not Limited To Cable Trays, Conduits Etc. As Per Project Specifications, Approved Drawings And Authority Requirements | 21748 | m | AED | 429.66 | 9344245.68
2019-10 | 4 | 4.0172 | United Arab Emirates | Abu Dhabi | Infrastructure | Al Mina Tunnel | Road Tunnel | MUSANADA | tba | Award | 2019 |  | Miscellaneous Work |  | Gantry Lights; Supply, Install, Test And Commission Gantry Lighting Led Luminaires Along With All Accessories And Carry Out All Associated Works As Per Approved Drawings And Authority Requirements | 96 | Nr | AED | 7660.22 | 735381.12
2019-10 | 4 | 4.0172 | United Arab Emirates | Abu Dhabi | Infrastructure | Al Mina Tunnel | Road Tunnel | MUSANADA | tba | Award | 2019 |  | Miscellaneous Work | X900.17 | Tunnel Small Power Sockets; Supply, Install, Test And Commission Small Power Sockets Along The Tunnel And Carry Out All Required Works As Per Approved Drawings And Project Requirements. | 124 | Nr | AED | 3818.05 | 473438.2
2019-10 | 4 | 4.0172 | United Arab Emirates | Abu Dhabi | Infrastructure | Al Mina Tunnel | Road Tunnel | MUSANADA | tba | Award | 2019 |  | Miscellaneous Work | X900.17 | Tunnel Storm Water Pump Station; Supply, Install, Test And Commission (Lszh) Fire Resistant 0.4Kv Lv Power Cables Including All Accessories Such As But Not Limited To Cable Trays, Conduits Etc. Along The Tunnel And Carry Out All Required Works As Per Approved Drawings And Project Requirements To Provided Power Supply To All The Storm Water Pumps As Per Authority Requirement. | 4500 | m | AED | 362.1 | 1629450
2019-10 | 4 | 4.0173 | United Arab Emirates | Abu Dhabi | Infrastructure | Al Mina Tunnel | Road Tunnel | MUSANADA | tba | Award | 2019 |  | Miscellaneous Work | X900.17 | Tunnel Storm Water Pump Station; Supply, Install, Test And Commission Isolators (Weather Proof) Of Suitable Ip Rating Including All Accessories For Tunnel Storm Water Pump Station And Carry Out All Required Works As Per Approved Drawings And Project Requirements. | 12 | Nr | AED | 546.59 | 6559.08
2019-10 | 4 | 4.0173 | United Arab Emirates | Abu Dhabi | Infrastructure | Al Mina Tunnel | Road Tunnel | MUSANADA | tba | Award | 2019 |  | Miscellaneous Work | X900.17 | Tunnel Jet Fans; Supply, Install, Test And Commission (Lszh) Fire Resistant 0.4Kv Lv Power Cables Including All Accessories Such As But Not Limited To Cable Trays, Conduits Etc. Along The Tunnel And Carry Out All Required Works As Per Approved Drawings And Project Requirements. | 10500 | m | AED | 362.1 | 3802050
2019-10 | 4 | 4.0173 | United Arab Emirates | Abu Dhabi | Infrastructure | Al Mina Tunnel | Road Tunnel | MUSANADA | tba | Award | 2019 |  | Miscellaneous Work | X900.17 | Tunnel Jet Fans; Supply, Install, Test And Commission Isolators (Weather Proof) Of Suitable Ip Rating Including All Accessories For Tunnel Jet Fans And Carry Out All Required Works As Per Approved Drawings And Project Requirements. | 42 | Nr | AED | 546.59 | 22956.78
2019-10 | 4 | 4.0173 | United Arab Emirates | Abu Dhabi | Infrastructure | Al Mina Tunnel | Road Tunnel | MUSANADA | tba | Award | 2019 |  | Miscellaneous Work | X900.18 | Protection & Relocation Of Addc Power; Supply, Install, Test & Commission 11Kv Cu Xlpe Armoured Cable Including Jointing, Terminating, All Accessories And Associated Works As Per Addc Technical Specification.; Up To 3Cx300 Sq.Mm | 11000 | m | AED | 488.13 | 5369430
2019-10 | 4 | 4.0173 | United Arab Emirates | Abu Dhabi | Infrastructure | Al Mina Tunnel | Road Tunnel | MUSANADA | tba | Award | 2019 |  | Miscellaneous Work | X900.18 | Relocate Existing 11Kv Cu Xlpe Armoured Cable. This Should Include Supplying, Installation, Testing, Commissioning Including All Associated Works And Supplying Of All Associated ,Materials Such As But Not Limited To Warning Tapes, Cable Tiles, Cable Joints, Excavation And Earth Works, Dewatering,All Accessories, Jointing/ Termination Wherever Required As Per Addc Technical Specification And Requirements And As Directed By The Engineer.; Up To 3Cx300 Sq.Mm | 1000 | m | AED | 212.17 | 212170
2019-10 | 4 | 4.0173 | United Arab Emirates | Abu Dhabi | Infrastructure | Al Mina Tunnel | Road Tunnel | MUSANADA | tba | Award | 2019 |  | Miscellaneous Work | X900.18 | Recovery Of 11Kv Un-Used Existing Cable, Transport And Return To Addc Store. As Directed By The Engineer.; Up To 3Cx300 Sq.Mm | 250 | m | AED | 109.91 | 27477.5
2019-10 | 4 | 4.0173 | United Arab Emirates | Abu Dhabi | Infrastructure | Al Mina Tunnel | Road Tunnel | MUSANADA | tba | Award | 2019 |  | Miscellaneous Work | X900.19 | Supply, Install, Test & Commission 0.4Kv Lv Cu Xlpe Armoured Cable Including Accessories And All Associated Works As Per Addc Technical Specification.; Up To 4Cx240 Sq.Mm | 15000 | m | AED | 406.37 | 6095550
2019-10 | 4 | 4.0173 | United Arab Emirates | Abu Dhabi | Infrastructure | Al Mina Tunnel | Road Tunnel | MUSANADA | tba | Award | 2019 |  | Miscellaneous Work | X900.20 | Supply, Install, Test & Commission 0.4Kv Lv Cu Xlpe Armoured Cable Including Accessories And All Associated Works As Per Addc Technical Specification.; Supply & Install Cable Protection(Ldpe) Cover Tiles For 11Kv/Lv Cables As Per Addc Technical Specification. | 52000 | Nr | AED | 12.46 | 647920
2019-10 | 4 | 4.0173 | United Arab Emirates | Abu Dhabi | Infrastructure | Al Mina Tunnel | Road Tunnel | MUSANADA | tba | Award | 2019 |  | Miscellaneous Work | X900.21 | Supply, Install, Test & Commission 0.4Kv Lv Cu Xlpe Armoured Cable Including Accessories And All Associated Works As Per Addc Technical Specification.; Supply & Install Cable Warning Tape, Along The Cable In Trench For 11Kv Cable As Per Addc Technical Specification . | 26000 | m | AED | 1.83 | 47580
2019-10 | 4 | 4.0174 | United Arab Emirates | Abu Dhabi | Infrastructure | Al Mina Tunnel | Road Tunnel | MUSANADA | tba | Award | 2019 |  | Miscellaneous Work | X900.21 | Supply, Install, Test & Commission 0.4Kv Lv Cu Xlpe Armoured Cable Including Accessories And All Associated Works As Per Addc Technical Specification.; Supply And Installation 11Kv Cable Joints Complete With All Accessories As Per Addc Technical Specification And Drawings. | 85 | Nr | AED | 12012.23 | 1021039.55
2019-10 | 4 | 4.0174 | United Arab Emirates | Abu Dhabi | Infrastructure | Al Mina Tunnel | Road Tunnel | MUSANADA | tba | Award | 2019 |  | Miscellaneous Work | X900.22 | Supply And Installation Of Cable Route/Joint Markers For 11Kv Cable Routes As Per Addc Technical Specification And Drawings. | 400 | Nr | AED | 223.02 | 89208
2019-10 | 4 | 4.0174 | United Arab Emirates | Abu Dhabi | Infrastructure | Al Mina Tunnel | Road Tunnel | MUSANADA | tba | Award | 2019 |  | Pipework - Manholes And Pipework Ancillaries | K512 | Supply And Install Upvc Ducts 200Mm Dia Embedded In Concrete,(Split Ducts Wherever Applicable) Including Filling Of Bentonite Slurry As Applicable. | 800 | m | AED | 155.66 | 124528
2019-10 | 4 | 4.0174 | United Arab Emirates | Abu Dhabi | Infrastructure | Al Mina Tunnel | Road Tunnel | MUSANADA | tba | Award | 2019 |  | Miscellaneous Work | X900.23/D4* | Demolishing Of 11/0.415Kv Distribution Substation Including Obtaining All The Necessary Permits, Removal Of Debris, Removal And Returning Of Equipment'S To Addc, Disconnection Of All Cables, Equipments, Loads, Etc., As Per Addc Requirements And Advice. Contractor Should Also Demolish The Associated Lv Network Including Lv Equipment'S And Returning The Demolished Equipment And Cables To Addc. | 4 | Nr | AED | 172706.28 | 690825.12
2019-10 | 4 | 4.0174 | United Arab Emirates | Abu Dhabi | Infrastructure | Al Mina Tunnel | Road Tunnel | MUSANADA | tba | Award | 2019 |  | Miscellaneous Work | X900.28 | Relocation Of Substation; Supply, Install, Test & Commission Of All Civil Works Including All Necessary Work To Complete As Per Addc Standards/ Requirements For Relocation Substations | 3 | Nr | AED | 382357.71 | 1147073.13
2019-10 | 4 | 4.0174 | United Arab Emirates | Abu Dhabi | Infrastructure | Al Mina Tunnel | Road Tunnel | MUSANADA | tba | Award | 2019 |  | Miscellaneous Work | X900.29 | Supply, Install, Test & Commission Of All Civil Works Including All Necessary Work To Complete As Per Addc Standards/ Requirements For Relocation Substations; All The Works Shall Be Done In Accordance With Addc Requirement And Approval For Successful Commissioning Of Substation To Provide Power Supply To The Existing Customers As Per Approved Shop Drawings As Per The Relevant Authorities Requirement.; This Should Include Preparing All Applicable Drawings And Documentations, Coordination With Client, Engineer, Relevant Authorities And Payment Of All The Applicable Fee. Contractor To Note That This Substation Is Standard Addc Public Distribution Substation With Two Number Transformers Of 1500Kva Each. Any Supplied Equipment If Not Installed Shall Be Handed Over To Addc Store As Per Addc Advice.; Supply And Installation Of; Qrm | 3 | Nr | AED | 131807.28 | 395421.84
2019-10 | 4 | 4.0174 | United Arab Emirates | Abu Dhabi | Infrastructure | Al Mina Tunnel | Road Tunnel | MUSANADA | tba | Award | 2019 |  | Miscellaneous Work | X900.30 | Supply, Install, Test & Commission Of All Civil Works Including All Necessary Work To Complete As Per Addc Standards/ Requirements For Relocation Substations; All The Works Shall Be Done In Accordance With Addc Requirement And Approval For Successful Commissioning Of Substation To Provide Power Supply To The Existing Customers As Per Approved Shop Drawings As Per The Relevant Authorities Requirement.; This Should Include Preparing All Applicable Drawings And Documentations, Coordination With Client, Engineer, Relevant Authorities And Payment Of All The Applicable Fee. Contractor To Note That This Substation Is Standard Addc Public Distribution Substation With Two Number Transformers Of 1500Kva Each. Any Supplied Equipment If Not Installed Shall Be Handed Over To Addc Store As Per Addc Advice.; Supply And Installation Of; 1500Kva Transformers | 6 | Nr | AED | 117653.05 | 705918.3
2019-10 | 4 | 4.0174 | United Arab Emirates | Abu Dhabi | Infrastructure | Al Mina Tunnel | Road Tunnel | MUSANADA | tba | Award | 2019 |  | Miscellaneous Work | X900.32 | Supply, Install, Test & Commission Of All Civil Works Including All Necessary Work To Complete As Per Addc Standards/ Requirements For Relocation Substations; All The Works Shall Be Done In Accordance With Addc Requirement And Approval For Successful Commissioning Of Substation To Provide Power Supply To The Existing Customers As Per Approved Shop Drawings As Per The Relevant Authorities Requirement.; This Should Include Preparing All Applicable Drawings And Documentations, Coordination With Client, Engineer, Relevant Authorities And Payment Of All The Applicable Fee. Contractor To Note That This Substation Is Standard Addc Public Distribution Substation With Two Number Transformers Of 1500Kva Each. Any Supplied Equipment If Not Installed Shall Be Handed Over To Addc Store As Per Addc Advice.; Supply And Installation Of; 11Kv Cable Terminations On Qrm And Transformer | 18 | Nr | AED | 2517.06 | 45307.08
2019-10 | 4 | 4.0174 | United Arab Emirates | Abu Dhabi | Infrastructure | Al Mina Tunnel | Road Tunnel | MUSANADA | tba | Award | 2019 |  | Miscellaneous Work | X900.34 | Supply, Install, Test & Commission Of All Civil Works Including All Necessary Work To Complete As Per Addc Standards/ Requirements For Relocation Substations; All The Works Shall Be Done In Accordance With Addc Requirement And Approval For Successful Commissioning Of Substation To Provide Power Supply To The Existing Customers As Per Approved Shop Drawings As Per The Relevant Authorities Requirement.; This Should Include Preparing All Applicable Drawings And Documentations, Coordination With Client, Engineer, Relevant Authorities And Payment Of All The Applicable Fee. Contractor To Note That This Substation Is Standard Addc Public Distribution Substation With Two Number Transformers Of 1500Kva Each. Any Supplied Equipment If Not Installed Shall Be Handed Over To Addc Store As Per Addc Advice.; Supply And Installation Of; Lv Panels With Coupler | 6 | Nr | AED | 100696.42 | 604178.52
2019-10 | 4 | 4.0174 | United Arab Emirates | Abu Dhabi | Infrastructure | Al Mina Tunnel | Road Tunnel | MUSANADA | tba | Award | 2019 |  | Miscellaneous Work | X900.35 | Supply, Install, Test & Commission Of All Civil Works Including All Necessary Work To Complete As Per Addc Standards/ Requirements For Relocation Substations; All The Works Shall Be Done In Accordance With Addc Requirement And Approval For Successful Commissioning Of Substation To Provide Power Supply To The Existing Customers As Per Approved Shop Drawings As Per The Relevant Authorities Requirement.; This Should Include Preparing All Applicable Drawings And Documentations, Coordination With Client, Engineer, Relevant Authorities And Payment Of All The Applicable Fee. Contractor To Note That This Substation Is Standard Addc Public Distribution Substation With Two Number Transformers Of 1500Kva Each. Any Supplied Equipment If Not Installed Shall Be Handed Over To Addc Store As Per Addc Advice.; Supply And Installation Of; Dms Rtu Kiosk (Provisional Quantity) | 3 | Nr | AED | 131931.14 | 395793.42
2019-10 | 4 | 4.0175 | United Arab Emirates | Abu Dhabi | Infrastructure | Al Mina Tunnel | Road Tunnel | MUSANADA | tba | Award | 2019 |  | Miscellaneous Work | X900.36 | Supply, Install, Test & Commission Of All Civil Works Including All Necessary Work To Complete As Per Addc Standards/ Requirements For Relocation Substations; All The Works Shall Be Done In Accordance With Addc Requirement And Approval For Successful Commissioning Of Substation To Provide Power Supply To The Existing Customers As Per Approved Shop Drawings As Per The Relevant Authorities Requirement.; This Should Include Preparing All Applicable Drawings And Documentations, Coordination With Client, Engineer, Relevant Authorities And Payment Of All The Applicable Fee. Contractor To Note That This Substation Is Standard Addc Public Distribution Substation With Two Number Transformers Of 1500Kva Each. Any Supplied Equipment If Not Installed Shall Be Handed Over To Addc Store As Per Addc Advice.; Supply And Installation Of; Fotb (Provisional Quantity) | 3 | Nr | AED | 21448.44 | 64345.32
2019-10 | 4 | 4.0175 | United Arab Emirates | Abu Dhabi | Infrastructure | Al Mina Tunnel | Road Tunnel | MUSANADA | tba | Award | 2019 |  | Miscellaneous Work | X900.41 | Supply, Install, Test & Commission Of All Civil Works Including All Necessary Work To Complete As Per Addc Standards/ Requirements For Relocation Substations; All The Works Shall Be Done In Accordance With Addc Requirement And Approval For Successful Commissioning Of Substation To Provide Power Supply To The Existing Customers As Per Approved Shop Drawings As Per The Relevant Authorities Requirement.; This Should Include Preparing All Applicable Drawings And Documentations, Coordination With Client, Engineer, Relevant Authorities And Payment Of All The Applicable Fee. Contractor To Note That This Substation Is Standard Addc Public Distribution Substation With Two Number Transformers Of 1500Kva Each. Any Supplied Equipment If Not Installed Shall Be Handed Over To Addc Store As Per Addc Advice.; Supply And Installation Of; Kwhr Meters (Main And Check) (Provisional Quantity) | 12 | Nr | AED | 6913.88 | 82966.56
2019-10 | 4 | 4.0175 | United Arab Emirates | Abu Dhabi | Infrastructure | Al Mina Tunnel | Road Tunnel | MUSANADA | tba | Award | 2019 |  | Miscellaneous Work | X900.1 | Contractor Should Also Consider Extending The Connections Of The Existing Customers / Network On The Demolished Substations To The New Substation And Providing Stand-By Power Supply To Critical Loads During The Shifting From Existing To New Substation Including Authority Fees; Protection & Relocation Of Telecom Network; Construction Of All Civil Works For Relocation And Protection Of Existing Telecom Network And Associated Assets Conflicting With The Proposed Development As Per Etisalat Design Requirements Including Obtaining Etisalat Approvals And All Civil Works Such As Manholes, Duct Works And Arranging Permanent Power Connections To Relocated Fixed Assets Etc. Including All Necessary Accessories, Installation, Testing & Commissioning Activities As Per Etisalat Requirements And Specifications.; Materials (Ducts/ Joint Box Furnitures) Are To Be Procured From Etisalat Approved Suppliers/Contractors And Also All The Works Have To Be Executed By Etisalat Approved Contractor Only.; Making Open Trench In Unmade Surface | 500 | m³ | AED | 114.72 | 57360
2019-10 | 4 | 4.0175 | United Arab Emirates | Abu Dhabi | Infrastructure | Al Mina Tunnel | Road Tunnel | MUSANADA | tba | Award | 2019 |  | Miscellaneous Work | X900.1 | Contractor Should Also Consider Extending The Connections Of The Existing Customers / Network On The Demolished Substations To The New Substation And Providing Stand-By Power Supply To Critical Loads During The Shifting From Existing To New Substation Including Authority Fees; Protection & Relocation Of Telecom Network; Construction Of All Civil Works For Relocation And Protection Of Existing Telecom Network And Associated Assets Conflicting With The Proposed Development As Per Etisalat Design Requirements Including Obtaining Etisalat Approvals And All Civil Works Such As Manholes, Duct Works And Arranging Permanent Power Connections To Relocated Fixed Assets Etc. Including All Necessary Accessories, Installation, Testing & Commissioning Activities As Per Etisalat Requirements And Specifications.; Materials (Ducts/ Joint Box Furnitures) Are To Be Procured From Etisalat Approved Suppliers/Contractors And Also All The Works Have To Be Executed By Etisalat Approved Contractor Only.; Making Open Trench In Unmade Surface-Tiled | 70 | m³ | AED | 131.09 | 9176.3
2019-10 | 4 | 4.0175 | United Arab Emirates | Abu Dhabi | Infrastructure | Al Mina Tunnel | Road Tunnel | MUSANADA | tba | Award | 2019 |  | Miscellaneous Work | X900.1 | Contractor Should Also Consider Extending The Connections Of The Existing Customers / Network On The Demolished Substations To The New Substation And Providing Stand-By Power Supply To Critical Loads During The Shifting From Existing To New Substation Including Authority Fees; Protection & Relocation Of Telecom Network; Construction Of All Civil Works For Relocation And Protection Of Existing Telecom Network And Associated Assets Conflicting With The Proposed Development As Per Etisalat Design Requirements Including Obtaining Etisalat Approvals And All Civil Works Such As Manholes, Duct Works And Arranging Permanent Power Connections To Relocated Fixed Assets Etc. Including All Necessary Accessories, Installation, Testing & Commissioning Activities As Per Etisalat Requirements And Specifications.; Materials (Ducts/ Joint Box Furnitures) Are To Be Procured From Etisalat Approved Suppliers/Contractors And Also All The Works Have To Be Executed By Etisalat Approved Contractor Only.; Making Open Trench In Unmade Surface-Asphalt | 4600 | m³ | AED | 131.09 | 603014
2019-10 | 4 | 4.0175 | United Arab Emirates | Abu Dhabi | Infrastructure | Al Mina Tunnel | Road Tunnel | MUSANADA | tba | Award | 2019 |  | Miscellaneous Work | X900.1 | Contractor Should Also Consider Extending The Connections Of The Existing Customers / Network On The Demolished Substations To The New Substation And Providing Stand-By Power Supply To Critical Loads During The Shifting From Existing To New Substation Including Authority Fees; Protection & Relocation Of Telecom Network; Construction Of All Civil Works For Relocation And Protection Of Existing Telecom Network And Associated Assets Conflicting With The Proposed Development As Per Etisalat Design Requirements Including Obtaining Etisalat Approvals And All Civil Works Such As Manholes, Duct Works And Arranging Permanent Power Connections To Relocated Fixed Assets Etc. Including All Necessary Accessories, Installation, Testing & Commissioning Activities As Per Etisalat Requirements And Specifications.; Materials (Ducts/ Joint Box Furnitures) Are To Be Procured From Etisalat Approved Suppliers/Contractors And Also All The Works Have To Be Executed By Etisalat Approved Contractor Only.; Asphalt Surface Removal & Reinstatement | 36808 | m² | AED | 211.13 | 7771273.04
2019-10 | 4 | 4.0175 | United Arab Emirates | Abu Dhabi | Infrastructure | Al Mina Tunnel | Road Tunnel | MUSANADA | tba | Award | 2019 |  | Miscellaneous Work | X900.1 | Contractor Should Also Consider Extending The Connections Of The Existing Customers / Network On The Demolished Substations To The New Substation And Providing Stand-By Power Supply To Critical Loads During The Shifting From Existing To New Substation Including Authority Fees; Protection & Relocation Of Telecom Network; Construction Of All Civil Works For Relocation And Protection Of Existing Telecom Network And Associated Assets Conflicting With The Proposed Development As Per Etisalat Design Requirements Including Obtaining Etisalat Approvals And All Civil Works Such As Manholes, Duct Works And Arranging Permanent Power Connections To Relocated Fixed Assets Etc. Including All Necessary Accessories, Installation, Testing & Commissioning Activities As Per Etisalat Requirements And Specifications.; Materials (Ducts/ Joint Box Furnitures) Are To Be Procured From Etisalat Approved Suppliers/Contractors And Also All The Works Have To Be Executed By Etisalat Approved Contractor Only.; Tile Surface Removal & Reinstatement. | 770 | m² | AED | 85.7 | 65989
2019-10 | 4 | 4.0175 | United Arab Emirates | Abu Dhabi | Infrastructure | Al Mina Tunnel | Road Tunnel | MUSANADA | tba | Award | 2019 |  | Miscellaneous Work | X900.1 | Kerbstone Surface Removal & Reinstatement | 200 | m | AED | 77.73 | 15546
2019-10 | 4 | 4.0175 | United Arab Emirates | Abu Dhabi | Infrastructure | Al Mina Tunnel | Road Tunnel | MUSANADA | tba | Award | 2019 |  | Miscellaneous Work | X900.1 | Supply & Laying Of (D 54) Pvc Duct In Open Trench | 78710 | m | AED | 18.56 | 1460857.6
2019-10 | 4 | 4.0175 | United Arab Emirates | Abu Dhabi | Infrastructure | Al Mina Tunnel | Road Tunnel | MUSANADA | tba | Award | 2019 |  | Miscellaneous Work | X900.1 | Horiz Directional Drilling Up To 4 X 100Mm Duct. | 350 | m | AED | 1201.7 | 420595
2019-10 | 4 | 4.0175 | United Arab Emirates | Abu Dhabi | Infrastructure | Al Mina Tunnel | Road Tunnel | MUSANADA | tba | Award | 2019 |  | Miscellaneous Work | X900.1 | Contractor Should Also Consider Extending The Connections Of The Existing Customers / Network On The Demolished Substations To The New Substation And Providing Stand-By Power Supply To Critical Loads During The Shifting From Existing To New Substation Including Authority Fees; Protection & Relocation Of Telecom Network; Construction Of All Civil Works For Relocation And Protection Of Existing Telecom Network And Associated Assets Conflicting With The Proposed Development As Per Etisalat Design Requirements Including Obtaining Etisalat Approvals And All Civil Works Such As Manholes, Duct Works And Arranging Permanent Power Connections To Relocated Fixed Assets Etc. Including All Necessary Accessories, Installation, Testing & Commissioning Activities As Per Etisalat Requirements And Specifications.; Materials (Ducts/ Joint Box Furnitures) Are To Be Procured From Etisalat Approved Suppliers/Contractors And Also All The Works Have To Be Executed By Etisalat Approved Contractor Only.; Concrete Provision For Reinforcement/Protection | 2500 | m³ | AED | 792.02 | 1980050
2019-10 | 4 | 4.0176 | United Arab Emirates | Abu Dhabi | Infrastructure | Al Mina Tunnel | Road Tunnel | MUSANADA | tba | Award | 2019 |  | Miscellaneous Work | X900.1 | Drawrope 1/4" (6Mm) Nylon | 78710 | m | AED | 0.25 | 19677.5
2019-10 | 4 | 4.0176 | United Arab Emirates | Abu Dhabi | Infrastructure | Al Mina Tunnel | Road Tunnel | MUSANADA | tba | Award | 2019 |  | Miscellaneous Work | X900.1 | Tape Warning Pvc 150Mm Width G | 14480 | m | AED | 0.29 | 4199.2
2019-10 | 4 | 4.0176 | United Arab Emirates | Abu Dhabi | Infrastructure | Al Mina Tunnel | Road Tunnel | MUSANADA | tba | Award | 2019 |  | Miscellaneous Work | X900.28 | Substations; Substation - 1; Supply, Install, Test & Commission All Civil And Electrical Works Equipments Per Addc Requirements Including Diesel Generator With Tank And Panel, Ats Panel, Control System Etc. Including All The Mep Worsk For The Substation. This Should Include Obtaining Tpd/Addc/Consumer Approvals, Installing All The Associated Cables, Trays And Other Accessories Including Earhting And Bonding Works. | 1 | Item | AED | 808413.42 | 808413.42
2019-10 | 4 | 4.0176 | United Arab Emirates | Abu Dhabi | Infrastructure | Al Mina Tunnel | Road Tunnel | MUSANADA | tba | Award | 2019 |  | Miscellaneous Work | X900.44 | All The Works Shall Be Done In Accordance With Addc Requirement And Approval For Successful Commissioning Of Substation To Meet The Load Demand Of The Respective Utility Buidling As Per Approved Shop Drawings As Per The Relvent Authorities Requirement. This Should Include Preparing All Applicable Drawings And Documentations, Coordinaiton With Client, Engineer, Relveant Authorities And Payment Of All The Fee.; Supply And Installation Of; Qrm | 1 | Nr | AED | 131807.28 | 131807.28
2019-10 | 4 | 4.0176 | United Arab Emirates | Abu Dhabi | Infrastructure | Al Mina Tunnel | Road Tunnel | MUSANADA | tba | Award | 2019 |  | Miscellaneous Work | X900.45 | All The Works Shall Be Done In Accordance With Addc Requirement And Approval For Successful Commissioning Of Substation To Meet The Load Demand Of The Respective Utility Buidling As Per Approved Shop Drawings As Per The Relvent Authorities Requirement. This Should Include Preparing All Applicable Drawings And Documentations, Coordinaiton With Client, Engineer, Relveant Authorities And Payment Of All The Fee.; Supply And Installation Of; 1500Kva Transformers | 2 | Nr | AED | 117653.01 | 235306.02
2019-10 | 4 | 4.0176 | United Arab Emirates | Abu Dhabi | Infrastructure | Al Mina Tunnel | Road Tunnel | MUSANADA | tba | Award | 2019 |  | Miscellaneous Work | X900.47 | All The Works Shall Be Done In Accordance With Addc Requirement And Approval For Successful Commissioning Of Substation To Meet The Load Demand Of The Respective Utility Buidling As Per Approved Shop Drawings As Per The Relvent Authorities Requirement. This Should Include Preparing All Applicable Drawings And Documentations, Coordinaiton With Client, Engineer, Relveant Authorities And Payment Of All The Fee.; Supply And Installation Of; Lv Cable Between Transformer And Lv Panels With Termination And Accessories Complete | 6 | Nr | AED | 2517.06 | 15102.36
2019-10 | 4 | 4.0176 | United Arab Emirates | Abu Dhabi | Infrastructure | Al Mina Tunnel | Road Tunnel | MUSANADA | tba | Award | 2019 |  | Miscellaneous Work | X900.49 | All The Works Shall Be Done In Accordance With Addc Requirement And Approval For Successful Commissioning Of Substation To Meet The Load Demand Of The Respective Utility Buidling As Per Approved Shop Drawings As Per The Relvent Authorities Requirement. This Should Include Preparing All Applicable Drawings And Documentations, Coordinaiton With Client, Engineer, Relveant Authorities And Payment Of All The Fee.; Supply And Installation Of; Ats Panel | 2 | Nr | AED | 100696.42 | 201392.84
2019-10 | 4 | 4.0176 | United Arab Emirates | Abu Dhabi | Infrastructure | Al Mina Tunnel | Road Tunnel | MUSANADA | tba | Award | 2019 |  | Miscellaneous Work | X900.50 | All The Works Shall Be Done In Accordance With Addc Requirement And Approval For Successful Commissioning Of Substation To Meet The Load Demand Of The Respective Utility Buidling As Per Approved Shop Drawings As Per The Relvent Authorities Requirement. This Should Include Preparing All Applicable Drawings And Documentations, Coordinaiton With Client, Engineer, Relveant Authorities And Payment Of All The Fee.; Supply And Installation Of; Dms Rtu Kiosk (Provisional Quantity) | 1 | Nr | AED | 125300.56 | 125300.56
2019-10 | 4 | 4.0176 | United Arab Emirates | Abu Dhabi | Infrastructure | Al Mina Tunnel | Road Tunnel | MUSANADA | tba | Award | 2019 |  | Miscellaneous Work | X900.51 | All The Works Shall Be Done In Accordance With Addc Requirement And Approval For Successful Commissioning Of Substation To Meet The Load Demand Of The Respective Utility Buidling As Per Approved Shop Drawings As Per The Relvent Authorities Requirement. This Should Include Preparing All Applicable Drawings And Documentations, Coordinaiton With Client, Engineer, Relveant Authorities And Payment Of All The Fee.; Supply And Installation Of; Fotb | 1 | Nr | AED | 131931.14 | 131931.14
2019-10 | 4 | 4.0176 | United Arab Emirates | Abu Dhabi | Infrastructure | Al Mina Tunnel | Road Tunnel | MUSANADA | tba | Award | 2019 |  | Miscellaneous Work | X900.52 | All The Works Shall Be Done In Accordance With Addc Requirement And Approval For Successful Commissioning Of Substation To Meet The Load Demand Of The Respective Utility Buidling As Per Approved Shop Drawings As Per The Relvent Authorities Requirement. This Should Include Preparing All Applicable Drawings And Documentations, Coordinaiton With Client, Engineer, Relveant Authorities And Payment Of All The Fee.; Supply And Installation Of; 1500Kva Diesel Generator Complete With All Accessoroes Including Control Panel, Startup System,Cooling System, Fuel And Lube Oil System,Exhaust Gas System, Fuel Day Storage Tank, Piping ,Fuel Transfer Pumps, Tanker Filling Arrangement, Including All Related Electrical , Mechanical,Piping And Control System To In Accordance With Applicable International Standards And Local Authority Requirements And As Detailed In The Scope Of Work. | 1 | Nr | AED | 21448.44 | 21448.44
2019-10 | 4 | 4.0177 | United Arab Emirates | Abu Dhabi | Infrastructure | Al Mina Tunnel | Road Tunnel | MUSANADA | tba | Award | 2019 |  | Miscellaneous Work | X900.58 | All The Works Shall Be Done In Accordance With Addc Requirement And Approval For Successful Commissioning Of Substation To Meet The Load Demand Of The Respective Utility Buidling As Per Approved Shop Drawings As Per The Relvent Authorities Requirement. This Should Include Preparing All Applicable Drawings And Documentations, Coordinaiton With Client, Engineer, Relveant Authorities And Payment Of All The Fee.; Supply And Installation Of; Kwhr Meters (Main And Check) | 4 | Nr | AED | 6913.88 | 27655.52
2019-10 | 4 | 4.0177 | United Arab Emirates | Abu Dhabi | Infrastructure | Al Mina Tunnel | Road Tunnel | MUSANADA | tba | Award | 2019 |  | Miscellaneous Work | X900.29 | Substation - 2; Supply, Install, Test & Commission All Civil And Electrical Works Equipments Per Addc Requirements Including Diesel Generator With Tank And Panel, Ats Panel, Control System Etc. Including All The Mep Worsk For The Substation. This Should Include Obtaining Tpd/Addc/Consumer Approvals, Installing All The Associated Cables, Trays And Other Accessories Including Earhting And Bonding Works. | 1 | Item | AED | 808413.42 | 808413.42
2019-10 | 4 | 4.0177 | United Arab Emirates | Abu Dhabi | Infrastructure | Al Mina Tunnel | Road Tunnel | MUSANADA | tba | Award | 2019 |  | Miscellaneous Work | X900.61 | All The Works Shall Be Done In Accordance With Addc Requirement And Approval For Successful Commissioning Of Substation To Meet The Load Demand Of The Respective Utility Buidling As Per Approved Shop Drawings As Per The Relvent Authorities Requirement. This Should Include Preparing All Applicable Drawings And Documentations, Coordinaiton With Client, Engineer, Relveant Authorities And Payment Of All The Fee.; Supply And Installation Of; Qrm | 1 | Nr | AED | 131807.28 | 131807.28
2019-10 | 4 | 4.0177 | United Arab Emirates | Abu Dhabi | Infrastructure | Al Mina Tunnel | Road Tunnel | MUSANADA | tba | Award | 2019 |  | Miscellaneous Work | X900.62 | All The Works Shall Be Done In Accordance With Addc Requirement And Approval For Successful Commissioning Of Substation To Meet The Load Demand Of The Respective Utility Buidling As Per Approved Shop Drawings As Per The Relvent Authorities Requirement. This Should Include Preparing All Applicable Drawings And Documentations, Coordinaiton With Client, Engineer, Relveant Authorities And Payment Of All The Fee.; Supply And Installation Of; 1500Kva Transformers | 2 | Nr | AED | 117653.01 | 235306.02
2019-10 | 4 | 4.0177 | United Arab Emirates | Abu Dhabi | Infrastructure | Al Mina Tunnel | Road Tunnel | MUSANADA | tba | Award | 2019 |  | Miscellaneous Work | X900.64 | All The Works Shall Be Done In Accordance With Addc Requirement And Approval For Successful Commissioning Of Substation To Meet The Load Demand Of The Respective Utility Buidling As Per Approved Shop Drawings As Per The Relvent Authorities Requirement. This Should Include Preparing All Applicable Drawings And Documentations, Coordinaiton With Client, Engineer, Relveant Authorities And Payment Of All The Fee.; Supply And Installation Of; 11Kv Cable Terminations On Qrm And Transformer | 6 | Nr | AED | 2517.06 | 15102.36
2019-10 | 4 | 4.0177 | United Arab Emirates | Abu Dhabi | Infrastructure | Al Mina Tunnel | Road Tunnel | MUSANADA | tba | Award | 2019 |  | Miscellaneous Work | X900.66 | All The Works Shall Be Done In Accordance With Addc Requirement And Approval For Successful Commissioning Of Substation To Meet The Load Demand Of The Respective Utility Buidling As Per Approved Shop Drawings As Per The Relvent Authorities Requirement. This Should Include Preparing All Applicable Drawings And Documentations, Coordinaiton With Client, Engineer, Relveant Authorities And Payment Of All The Fee.; Supply And Installation Of; Lv Panels | 2 | Nr | AED | 100696.42 | 201392.84
2019-10 | 4 | 4.0177 | United Arab Emirates | Abu Dhabi | Infrastructure | Al Mina Tunnel | Road Tunnel | MUSANADA | tba | Award | 2019 |  | Miscellaneous Work | X900.67 | All The Works Shall Be Done In Accordance With Addc Requirement And Approval For Successful Commissioning Of Substation To Meet The Load Demand Of The Respective Utility Buidling As Per Approved Shop Drawings As Per The Relvent Authorities Requirement. This Should Include Preparing All Applicable Drawings And Documentations, Coordinaiton With Client, Engineer, Relveant Authorities And Payment Of All The Fee.; Supply And Installation Of; Ats Panel | 1 | Nr | AED | 125300.56 | 125300.56
2019-10 | 4 | 4.0177 | United Arab Emirates | Abu Dhabi | Infrastructure | Al Mina Tunnel | Road Tunnel | MUSANADA | tba | Award | 2019 |  | Miscellaneous Work | X900.68 | All The Works Shall Be Done In Accordance With Addc Requirement And Approval For Successful Commissioning Of Substation To Meet The Load Demand Of The Respective Utility Buidling As Per Approved Shop Drawings As Per The Relvent Authorities Requirement. This Should Include Preparing All Applicable Drawings And Documentations, Coordinaiton With Client, Engineer, Relveant Authorities And Payment Of All The Fee.; Supply And Installation Of; Dms Rtu Kiosk (Provisional Quantity) | 1 | Nr | AED | 131931.14 | 131931.14
2019-10 | 4 | 4.0177 | United Arab Emirates | Abu Dhabi | Infrastructure | Al Mina Tunnel | Road Tunnel | MUSANADA | tba | Award | 2019 |  | Miscellaneous Work | X900.69 | All The Works Shall Be Done In Accordance With Addc Requirement And Approval For Successful Commissioning Of Substation To Meet The Load Demand Of The Respective Utility Buidling As Per Approved Shop Drawings As Per The Relvent Authorities Requirement. This Should Include Preparing All Applicable Drawings And Documentations, Coordinaiton With Client, Engineer, Relveant Authorities And Payment Of All The Fee.; Supply And Installation Of; Fotb | 1 | Nr | AED | 21448.44 | 21448.44
2019-10 | 4 | 4.0178 | United Arab Emirates | Abu Dhabi | Infrastructure | Al Mina Tunnel | Road Tunnel | MUSANADA | tba | Award | 2019 |  | Miscellaneous Work | X900.75 | All The Works Shall Be Done In Accordance With Addc Requirement And Approval For Successful Commissioning Of Substation To Meet The Load Demand Of The Respective Utility Buidling As Per Approved Shop Drawings As Per The Relvent Authorities Requirement. This Should Include Preparing All Applicable Drawings And Documentations, Coordinaiton With Client, Engineer, Relveant Authorities And Payment Of All The Fee.; Supply And Installation Of; Kwhr Meters (Main And Check) | 4 | Nr | AED | 6913.88 | 27655.52
2019-10 | 4 | 4.0178 | United Arab Emirates | Abu Dhabi | Infrastructure | Al Mina Tunnel | Road Tunnel | MUSANADA | tba | Award | 2019 |  | Miscellaneous Work | X900.30 | Substation - 3; Supply, Install, Test & Commission All Civil And Electrical Works Equipments Per Addc Requirements Including Diesel Generator With Tank And Panel, Ats Panel, Control System Etc. Including All The Mep Worsk For The Substation. This Should Include Obtaining Tpd/Addc/Consumer Approvals, Installing All The Associated Cables, Trays And Other Accessories Including Earhting And Bonding Works. | 1 | Item | AED | 855752.92 | 855752.92
2019-10 | 4 | 4.0178 | United Arab Emirates | Abu Dhabi | Infrastructure | Al Mina Tunnel | Road Tunnel | MUSANADA | tba | Award | 2019 |  | Miscellaneous Work | X900.78 | All The Works Shall Be Done In Accordance With Addc Requirement And Approval For Successful Commissioning Of Substation To Meet The Load Demand Of The Respective Utility Buidling As Per Approved Shop Drawings As Per The Relvent Authorities Requirement. This Should Include Preparing All Applicable Drawings And Documentations, Coordinaiton With Client, Engineer, Relveant Authorities And Payment Of All The Fee.; Supply And Installation Of; Qrm | 1 | Nr | AED | 131807.28 | 131807.28
2019-10 | 4 | 4.0178 | United Arab Emirates | Abu Dhabi | Infrastructure | Al Mina Tunnel | Road Tunnel | MUSANADA | tba | Award | 2019 |  | Miscellaneous Work | X900.79 | All The Works Shall Be Done In Accordance With Addc Requirement And Approval For Successful Commissioning Of Substation To Meet The Load Demand Of The Respective Utility Buidling As Per Approved Shop Drawings As Per The Relvent Authorities Requirement. This Should Include Preparing All Applicable Drawings And Documentations, Coordinaiton With Client, Engineer, Relveant Authorities And Payment Of All The Fee.; Supply And Installation Of; 1500Kva Transformers | 2 | Nr | AED | 117653.01 | 235306.02
2019-10 | 4 | 4.0178 | United Arab Emirates | Abu Dhabi | Infrastructure | Al Mina Tunnel | Road Tunnel | MUSANADA | tba | Award | 2019 |  | Miscellaneous Work | X900.81 | All The Works Shall Be Done In Accordance With Addc Requirement And Approval For Successful Commissioning Of Substation To Meet The Load Demand Of The Respective Utility Buidling As Per Approved Shop Drawings As Per The Relvent Authorities Requirement. This Should Include Preparing All Applicable Drawings And Documentations, Coordinaiton With Client, Engineer, Relveant Authorities And Payment Of All The Fee.; Supply And Installation Of; 11Kv Cable Terminations On Qrm And Transformer | 6 | Nr | AED | 2517.06 | 15102.36
2019-10 | 4 | 4.0178 | United Arab Emirates | Abu Dhabi | Infrastructure | Al Mina Tunnel | Road Tunnel | MUSANADA | tba | Award | 2019 |  | Miscellaneous Work | X900.83 | All The Works Shall Be Done In Accordance With Addc Requirement And Approval For Successful Commissioning Of Substation To Meet The Load Demand Of The Respective Utility Buidling As Per Approved Shop Drawings As Per The Relvent Authorities Requirement. This Should Include Preparing All Applicable Drawings And Documentations, Coordinaiton With Client, Engineer, Relveant Authorities And Payment Of All The Fee.; Supply And Installation Of; Lv Panels | 2 | Nr | AED | 100696.42 | 201392.84
2019-10 | 4 | 4.0178 | United Arab Emirates | Abu Dhabi | Infrastructure | Al Mina Tunnel | Road Tunnel | MUSANADA | tba | Award | 2019 |  | Miscellaneous Work | X900.84 | All The Works Shall Be Done In Accordance With Addc Requirement And Approval For Successful Commissioning Of Substation To Meet The Load Demand Of The Respective Utility Buidling As Per Approved Shop Drawings As Per The Relvent Authorities Requirement. This Should Include Preparing All Applicable Drawings And Documentations, Coordinaiton With Client, Engineer, Relveant Authorities And Payment Of All The Fee.; Supply And Installation Of; Ats Panel | 1 | Nr | AED | 125300.56 | 125300.56
2019-10 | 4 | 4.0178 | United Arab Emirates | Abu Dhabi | Infrastructure | Al Mina Tunnel | Road Tunnel | MUSANADA | tba | Award | 2019 |  | Miscellaneous Work | X900.85 | All The Works Shall Be Done In Accordance With Addc Requirement And Approval For Successful Commissioning Of Substation To Meet The Load Demand Of The Respective Utility Buidling As Per Approved Shop Drawings As Per The Relvent Authorities Requirement. This Should Include Preparing All Applicable Drawings And Documentations, Coordinaiton With Client, Engineer, Relveant Authorities And Payment Of All The Fee.; Supply And Installation Of; Dms Rtu Kiosk (Provisional Quantity) | 1 | Nr | AED | 131931.14 | 131931.14
2019-10 | 4 | 4.0178 | United Arab Emirates | Abu Dhabi | Infrastructure | Al Mina Tunnel | Road Tunnel | MUSANADA | tba | Award | 2019 |  | Miscellaneous Work | X900.86 | All The Works Shall Be Done In Accordance With Addc Requirement And Approval For Successful Commissioning Of Substation To Meet The Load Demand Of The Respective Utility Buidling As Per Approved Shop Drawings As Per The Relvent Authorities Requirement. This Should Include Preparing All Applicable Drawings And Documentations, Coordinaiton With Client, Engineer, Relveant Authorities And Payment Of All The Fee.; Supply And Installation Of; Fotb | 1 | Nr | AED | 21448.44 | 21448.44
2019-10 | 4 | 4.0178 | United Arab Emirates | Abu Dhabi | Infrastructure | Al Mina Tunnel | Road Tunnel | MUSANADA | tba | Award | 2019 |  | Miscellaneous Work | X900.92 | All The Works Shall Be Done In Accordance With Addc Requirement And Approval For Successful Commissioning Of Substation To Meet The Load Demand Of The Respective Utility Buidling As Per Approved Shop Drawings As Per The Relvent Authorities Requirement. This Should Include Preparing All Applicable Drawings And Documentations, Coordinaiton With Client, Engineer, Relveant Authorities And Payment Of All The Fee.; Supply And Installation Of; Kwhr Meters (Main And Check) | 4 | Nr | AED | 6913.88 | 27655.52
2019-10 | 4 | 4.0179 | United Arab Emirates | Abu Dhabi | Infrastructure | Al Mina Tunnel | Road Tunnel | MUSANADA | tba | Award | 2019 |  | Miscellaneous Work | X900.31 | Substation - 4; Supply, Install, Test & Commission All Civil And Electrical Works Equipments Per Addc Requirements Including Diesel Generator With Tank And Panel, Ats Panel, Control System Etc. Including All The Mep Worsk For The Substation. This Should Include Obtaining Tpd/Addc/Consumer Approvals, Installing All The Associated Cables, Trays And Other Accessories Including Earhting And Bonding Works. | 1 | Item | AED | 855752.92 | 855752.92
2019-10 | 4 | 4.0179 | United Arab Emirates | Abu Dhabi | Infrastructure | Al Mina Tunnel | Road Tunnel | MUSANADA | tba | Award | 2019 |  | Miscellaneous Work | X900.95 | All The Works Shall Be Done In Accordance With Addc Requirement And Approval For Successful Commissioning Of Substation To Meet The Load Demand Of The Respective Utility Buidling As Per Approved Shop Drawings As Per The Relvent Authorities Requirement. This Should Include Preparing All Applicable Drawings And Documentations, Coordinaiton With Client, Engineer, Relveant Authorities And Payment Of All The Fee.; Supply And Installation Of; Qrm | 1 | Nr | AED | 131807.28 | 131807.28
2019-10 | 4 | 4.0179 | United Arab Emirates | Abu Dhabi | Infrastructure | Al Mina Tunnel | Road Tunnel | MUSANADA | tba | Award | 2019 |  | Miscellaneous Work | X900.96 | All The Works Shall Be Done In Accordance With Addc Requirement And Approval For Successful Commissioning Of Substation To Meet The Load Demand Of The Respective Utility Buidling As Per Approved Shop Drawings As Per The Relvent Authorities Requirement. This Should Include Preparing All Applicable Drawings And Documentations, Coordinaiton With Client, Engineer, Relveant Authorities And Payment Of All The Fee.; Supply And Installation Of; 1500Kva Transformers | 2 | Nr | AED | 117653.01 | 235306.02
2019-10 | 4 | 4.0179 | United Arab Emirates | Abu Dhabi | Infrastructure | Al Mina Tunnel | Road Tunnel | MUSANADA | tba | Award | 2019 |  | Miscellaneous Work | X900.98 | All The Works Shall Be Done In Accordance With Addc Requirement And Approval For Successful Commissioning Of Substation To Meet The Load Demand Of The Respective Utility Buidling As Per Approved Shop Drawings As Per The Relvent Authorities Requirement. This Should Include Preparing All Applicable Drawings And Documentations, Coordinaiton With Client, Engineer, Relveant Authorities And Payment Of All The Fee.; Supply And Installation Of; 11Kv Cable Terminations On Qrm And Transformer | 6 | Nr | AED | 2517.06 | 15102.36
2019-10 | 4 | 4.0179 | United Arab Emirates | Abu Dhabi | Infrastructure | Al Mina Tunnel | Road Tunnel | MUSANADA | tba | Award | 2019 |  | Miscellaneous Work | X900.100 | All The Works Shall Be Done In Accordance With Addc Requirement And Approval For Successful Commissioning Of Substation To Meet The Load Demand Of The Respective Utility Buidling As Per Approved Shop Drawings As Per The Relvent Authorities Requirement. This Should Include Preparing All Applicable Drawings And Documentations, Coordinaiton With Client, Engineer, Relveant Authorities And Payment Of All The Fee.; Supply And Installation Of; Lv Panels | 2 | Nr | AED | 100696.42 | 201392.84
2019-10 | 4 | 4.0179 | United Arab Emirates | Abu Dhabi | Infrastructure | Al Mina Tunnel | Road Tunnel | MUSANADA | tba | Award | 2019 |  | Miscellaneous Work | X900.101 | All The Works Shall Be Done In Accordance With Addc Requirement And Approval For Successful Commissioning Of Substation To Meet The Load Demand Of The Respective Utility Buidling As Per Approved Shop Drawings As Per The Relvent Authorities Requirement. This Should Include Preparing All Applicable Drawings And Documentations, Coordinaiton With Client, Engineer, Relveant Authorities And Payment Of All The Fee.; Supply And Installation Of; Ats Panel | 1 | Nr | AED | 125300.56 | 125300.56
2019-10 | 4 | 4.0179 | United Arab Emirates | Abu Dhabi | Infrastructure | Al Mina Tunnel | Road Tunnel | MUSANADA | tba | Award | 2019 |  | Miscellaneous Work | X900.102 | All The Works Shall Be Done In Accordance With Addc Requirement And Approval For Successful Commissioning Of Substation To Meet The Load Demand Of The Respective Utility Buidling As Per Approved Shop Drawings As Per The Relvent Authorities Requirement. This Should Include Preparing All Applicable Drawings And Documentations, Coordinaiton With Client, Engineer, Relveant Authorities And Payment Of All The Fee.; Supply And Installation Of; Dms Rtu Kiosk (Provisional Quantity) | 1 | Nr | AED | 131931.14 | 131931.14
2019-10 | 4 | 4.0179 | United Arab Emirates | Abu Dhabi | Infrastructure | Al Mina Tunnel | Road Tunnel | MUSANADA | tba | Award | 2019 |  | Miscellaneous Work | X900.103 | All The Works Shall Be Done In Accordance With Addc Requirement And Approval For Successful Commissioning Of Substation To Meet The Load Demand Of The Respective Utility Buidling As Per Approved Shop Drawings As Per The Relvent Authorities Requirement. This Should Include Preparing All Applicable Drawings And Documentations, Coordinaiton With Client, Engineer, Relveant Authorities And Payment Of All The Fee.; Supply And Installation Of; Fotb | 1 | Nr | AED | 21448.44 | 21448.44
2019-10 | 4 | 4.0179 | United Arab Emirates | Abu Dhabi | Infrastructure | Al Mina Tunnel | Road Tunnel | MUSANADA | tba | Award | 2019 |  | Miscellaneous Work | X900.109 | All The Works Shall Be Done In Accordance With Addc Requirement And Approval For Successful Commissioning Of Substation To Meet The Load Demand Of The Respective Utility Buidling As Per Approved Shop Drawings As Per The Relvent Authorities Requirement. This Should Include Preparing All Applicable Drawings And Documentations, Coordinaiton With Client, Engineer, Relveant Authorities And Payment Of All The Fee.; Supply And Installation Of; Kwhr Meters (Main And Check) | 4 | Nr | AED | 6913.88 | 27655.52
2019-10 | 4 | 4.0179 | United Arab Emirates | Abu Dhabi | Infrastructure | Al Mina Tunnel | Road Tunnel | MUSANADA | tba | Award | 2019 |  | Miscellaneous Work | X900.32 | Substation - 5; Supply, Install, Test & Commission All Civil And Electrical Works Equipments Per Addc Requirements Including Diesel Generator With Tank And Panel, Ats Panel, Control System Etc. Including All The Mep Worsk For The Substation. This Should Include Obtaining Tpd/Addc/Consumer Approvals, Installing All The Associated Cables, Trays And Other Accessories Including Earhting And Bonding Works. | 1 | Item | AED | 1063318.56 | 1063318.56
2019-10 | 4 | 4.0179 | United Arab Emirates | Abu Dhabi | Infrastructure | Al Mina Tunnel | Road Tunnel | MUSANADA | tba | Award | 2019 |  | Miscellaneous Work | X900.112 | All The Works Shall Be Done In Accordance With Addc Requirement And Approval For Successful Commissioning Of Substation To Meet The Load Demand Of The Respective Utility Buidling As Per Approved Shop Drawings As Per The Relvent Authorities Requirement. This Should Include Preparing All Applicable Drawings And Documentations, Coordinaiton With Client, Engineer, Relveant Authorities And Payment Of All The Fee.; Supply And Installation Of; Qrm | 1 | Nr | AED | 131807.28 | 131807.28
2019-10 | 4 | 4.018 | United Arab Emirates | Abu Dhabi | Infrastructure | Al Mina Tunnel | Road Tunnel | MUSANADA | tba | Award | 2019 |  | Miscellaneous Work | X900.113 | All The Works Shall Be Done In Accordance With Addc Requirement And Approval For Successful Commissioning Of Substation To Meet The Load Demand Of The Respective Utility Buidling As Per Approved Shop Drawings As Per The Relvent Authorities Requirement. This Should Include Preparing All Applicable Drawings And Documentations, Coordinaiton With Client, Engineer, Relveant Authorities And Payment Of All The Fee.; Supply And Installation Of; 1500Kva Transformers | 2 | Nr | AED | 117653.01 | 235306.02
2019-10 | 4 | 4.018 | United Arab Emirates | Abu Dhabi | Infrastructure | Al Mina Tunnel | Road Tunnel | MUSANADA | tba | Award | 2019 |  | Miscellaneous Work | X900.115 | All The Works Shall Be Done In Accordance With Addc Requirement And Approval For Successful Commissioning Of Substation To Meet The Load Demand Of The Respective Utility Buidling As Per Approved Shop Drawings As Per The Relvent Authorities Requirement. This Should Include Preparing All Applicable Drawings And Documentations, Coordinaiton With Client, Engineer, Relveant Authorities And Payment Of All The Fee.; Supply And Installation Of; 11Kv Cable Terminations On Qrm And Transformer | 6 | Nr | AED | 2517.06 | 15102.36
2019-10 | 4 | 4.018 | United Arab Emirates | Abu Dhabi | Infrastructure | Al Mina Tunnel | Road Tunnel | MUSANADA | tba | Award | 2019 |  | Miscellaneous Work | X900.117 | All The Works Shall Be Done In Accordance With Addc Requirement And Approval For Successful Commissioning Of Substation To Meet The Load Demand Of The Respective Utility Buidling As Per Approved Shop Drawings As Per The Relvent Authorities Requirement. This Should Include Preparing All Applicable Drawings And Documentations, Coordinaiton With Client, Engineer, Relveant Authorities And Payment Of All The Fee.; Supply And Installation Of; Lv Panels | 2 | Nr | AED | 100696.42 | 201392.84
2019-10 | 4 | 4.018 | United Arab Emirates | Abu Dhabi | Infrastructure | Al Mina Tunnel | Road Tunnel | MUSANADA | tba | Award | 2019 |  | Miscellaneous Work | X900.118 | All The Works Shall Be Done In Accordance With Addc Requirement And Approval For Successful Commissioning Of Substation To Meet The Load Demand Of The Respective Utility Buidling As Per Approved Shop Drawings As Per The Relvent Authorities Requirement. This Should Include Preparing All Applicable Drawings And Documentations, Coordinaiton With Client, Engineer, Relveant Authorities And Payment Of All The Fee.; Supply And Installation Of; Ats Panel | 2 | Nr | AED | 125300.56 | 250601.12
2019-10 | 4 | 4.018 | United Arab Emirates | Abu Dhabi | Infrastructure | Al Mina Tunnel | Road Tunnel | MUSANADA | tba | Award | 2019 |  | Miscellaneous Work | X900.119 | All The Works Shall Be Done In Accordance With Addc Requirement And Approval For Successful Commissioning Of Substation To Meet The Load Demand Of The Respective Utility Buidling As Per Approved Shop Drawings As Per The Relvent Authorities Requirement. This Should Include Preparing All Applicable Drawings And Documentations, Coordinaiton With Client, Engineer, Relveant Authorities And Payment Of All The Fee.; Supply And Installation Of; Dms Rtu Kiosk (Provisional Quantity) | 1 | Nr | AED | 131931.14 | 131931.14
2019-10 | 4 | 4.018 | United Arab Emirates | Abu Dhabi | Infrastructure | Al Mina Tunnel | Road Tunnel | MUSANADA | tba | Award | 2019 |  | Miscellaneous Work | X900.120 | All The Works Shall Be Done In Accordance With Addc Requirement And Approval For Successful Commissioning Of Substation To Meet The Load Demand Of The Respective Utility Buidling As Per Approved Shop Drawings As Per The Relvent Authorities Requirement. This Should Include Preparing All Applicable Drawings And Documentations, Coordinaiton With Client, Engineer, Relveant Authorities And Payment Of All The Fee.; Supply And Installation Of; Fotb | 1 | Nr | AED | 21448.44 | 21448.44
2019-10 | 4 | 4.018 | United Arab Emirates | Abu Dhabi | Infrastructure | Al Mina Tunnel | Road Tunnel | MUSANADA | tba | Award | 2019 |  | Miscellaneous Work | X900.121 | All The Works Shall Be Done In Accordance With Addc Requirement And Approval For Successful Commissioning Of Substation To Meet The Load Demand Of The Respective Utility Buidling As Per Approved Shop Drawings As Per The Relvent Authorities Requirement. This Should Include Preparing All Applicable Drawings And Documentations, Coordinaiton With Client, Engineer, Relveant Authorities And Payment Of All The Fee.; Supply And Installation Of; 1500Kva Diesel Generator Complete With All Accessoroes Including Control Panel, Startup System,Cooling System, Fuel And Lube Oil System,Exhaust Gas System, Fuel Day Storage Tank, Piping ,Fuel Transfer Pumps, Tanker Filling Arrangement, Including All Related Electrical , Mechanical,Piping And Control System To In Accordance With Applicable International Standards And Local Authority Requirements And As Detailed In The Scope Of Work. | 2 | Nr | AED | 1978992.26 | 3957984.52
2019-10 | 4 | 4.018 | United Arab Emirates | Abu Dhabi | Infrastructure | Al Mina Tunnel | Road Tunnel | MUSANADA | tba | Award | 2019 |  | Miscellaneous Work | X900.126 | All The Works Shall Be Done In Accordance With Addc Requirement And Approval For Successful Commissioning Of Substation To Meet The Load Demand Of The Respective Utility Buidling As Per Approved Shop Drawings As Per The Relvent Authorities Requirement. This Should Include Preparing All Applicable Drawings And Documentations, Coordinaiton With Client, Engineer, Relveant Authorities And Payment Of All The Fee.; Supply And Installation Of; Kwhr Meters (Main And Check) | 4 | Nr | AED | 6913.88 | 27655.52
2019-10 | 4 | 4.018 | United Arab Emirates | Abu Dhabi | Infrastructure | Al Mina Tunnel | Road Tunnel | MUSANADA | tba | Award | 2019 |  | Miscellaneous Work | X900.4 | Protection & Relocation Of Addc Power; Recovery Of 33Kv Dead Cable, Transport And Return To Addc Store. As Directed By The Engineer. | 17000 | m | AED | 118.8 | 2019600
2019-10 | 4 | 4.018 | United Arab Emirates | Abu Dhabi | Infrastructure | Al Mina Tunnel | Road Tunnel | MUSANADA | tba | Award | 2019 |  | Miscellaneous Work | X900.4 | Protection & Relocation Of Addc Power; Recovery Of 11Kv Dead Cable, Transport And Return To Addc Store. As Directed By The Engineer. | 1000 | m | AED | 101.02 | 101020
2019-10 | 4 | 4.0181 | United Arab Emirates | Abu Dhabi | Infrastructure | Al Mina Tunnel | Road Tunnel | MUSANADA | tba | Award | 2019 |  | Miscellaneous Work | X900.27 | Supply, Install, Test And Commission Of Lv Cables Including All Accessories To Provide Power Supply To All Roads Lighting Including Street Lighting, Gantry Lighting, Signals Lighting, Traffic Controllers Etc Cabinets; Lv Cables | 2000 | m | AED | 442.7 | 885400
2019-10 | 4 | 4.0181 | United Arab Emirates | Abu Dhabi | Infrastructure | Al Mina Tunnel | Road Tunnel | MUSANADA | tba | Award | 2019 |  | Miscellaneous Work | X900.27 | Supply, Install, Test And Commission Of Lv Cables Including All Accessories To Provide Power Supply To All Other Lv Loads Which Are Not Covered In Other Boq Items. (Provisional Quantity); Lv Cables | 2000 | m | AED | 442.7 | 885400
2019-10 | 4 | 4.0181 | United Arab Emirates | Abu Dhabi | Infrastructure | Al Mina Tunnel | Road Tunnel | MUSANADA | tba | Award | 2019 |  | Miscellaneous Work | X900.27 | Supply, Install, Test And Commission Of Mv Cables Including All Accessories, Joints And Terminations To Provide Power Supply To Substations (Provisional Item); Mv Cables | 2000 | m | AED | 490.45 | 980900
2019-10 | 4 | 4.0181 | United Arab Emirates | Abu Dhabi | Infrastructure | Al Mina Tunnel | Road Tunnel | MUSANADA | tba | Award | 2019 |  | Miscellaneous Work | X900.129 | Supply, Install, Test And Commission Of Foc Cables Including All Accessories, Joints And Terminations To Connect To All The Substations In The Project (Provisional Quantity); Foc Cables | 2000 | m | AED | 65.27 | 130540
2019-10 | 4 | 4.0181 | United Arab Emirates | Abu Dhabi | Infrastructure | Al Mina Tunnel | Road Tunnel | MUSANADA | tba | Award | 2019 |  | Miscellaneous Work | X900.3 | Over Height Vehicle Detection System; Supply, Install, Test And Commission Ohvd System Complete With Ohvd Sensors, Controllers, Poles, Servers, Required Accessories And Monitoring System As Per Approved Drawings And Client Requirements. All Associated Installation Accessories, Cables, Cable Trays, Road Crossing Ducts, Upvc Pipes And Other Required Accessories Shall Be Provided By The Contractor As Per Project Requirements. | 2 | Nr | AED | 628217.13 | 1256434.26
2019-10 | 4 | 4.0181 | United Arab Emirates | Abu Dhabi | Infrastructure | Al Mina Tunnel | Road Tunnel | MUSANADA | tba | Award | 2019 |  | Miscellaneous Work | X900.7 | Signalized Intersection; Design, Install, Test And Commissioning Of Signalized Intersection As Per Dpm Standards And Specification | 4 | Nr | AED | 1996127.93 | 7984511.72
2019-10 | 4 | 4.0181 | United Arab Emirates | Abu Dhabi | Infrastructure | Al Mina Tunnel | Road Tunnel | MUSANADA | tba | Award | 2019 |  | Pipework - Pipes | I512 | Supply , Installation , Excavation & Backfilling, Bedding Of Pipe Complete With Fittings, Accessories, Bedding And Surrounding, Pipe Reinforced Concrete Encasement, Trench Stability, Compressible Board, Blinding, Dewatering, Testing, Warning Tape; Complete With All Components As Specified Including Bearing, Shoring, Protection, Dewatering And All Civil Works In Any Type Of Soil For The Following: Upvc Pipes; 315Mm Dia.; Depth To Invert Not Exceeding 1.5M | 1867 | m | AED | 193.03 | 360387.01
2019-10 | 4 | 4.0181 | United Arab Emirates | Abu Dhabi | Infrastructure | Al Mina Tunnel | Road Tunnel | MUSANADA | tba | Award | 2019 |  | Pipework - Pipes | I513 | Supply , Installation , Excavation & Backfilling, Bedding Of Pipe Complete With Fittings, Accessories, Bedding And Surrounding, Pipe Reinforced Concrete Encasement, Trench Stability, Compressible Board, Blinding, Dewatering, Testing, Warning Tape; Complete With All Components As Specified Including Bearing, Shoring, Protection, Dewatering And All Civil Works In Any Type Of Soil For The Following: Upvc Pipes; 315Mm Dia.; Depth To Invert Between 1.5M - 2.0M | 1285 | m | AED | 225.66 | 289973.1
2019-10 | 4 | 4.0181 | United Arab Emirates | Abu Dhabi | Infrastructure | Al Mina Tunnel | Road Tunnel | MUSANADA | tba | Award | 2019 |  | Pipework - Pipes | I514 | Supply , Installation , Excavation & Backfilling, Bedding Of Pipe Complete With Fittings, Accessories, Bedding And Surrounding, Pipe Reinforced Concrete Encasement, Trench Stability, Compressible Board, Blinding, Dewatering, Testing, Warning Tape; Complete With All Components As Specified Including Bearing, Shoring, Protection, Dewatering And All Civil Works In Any Type Of Soil For The Following: Upvc Pipes; 315Mm Dia.; Depth To Invert Between 2.0M - 2.5M | 265 | m | AED | 455.69 | 120757.85
2019-10 | 4 | 4.0182 | United Arab Emirates | Abu Dhabi | Infrastructure | Al Mina Tunnel | Road Tunnel | MUSANADA | tba | Award | 2019 |  | Pipework - Pipes | I515 | Supply , Installation , Excavation & Backfilling, Bedding Of Pipe Complete With Fittings, Accessories, Bedding And Surrounding, Pipe Reinforced Concrete Encasement, Trench Stability, Compressible Board, Blinding, Dewatering, Testing, Warning Tape; Complete With All Components As Specified Including Bearing, Shoring, Protection, Dewatering And All Civil Works In Any Type Of Soil For The Following: Upvc Pipes; 315Mm Dia.; Depth To Invert Between 2.5M - 3.0M | 244 | m | AED | 520.05 | 126892.2
2019-10 | 4 | 4.0182 | United Arab Emirates | Abu Dhabi | Infrastructure | Al Mina Tunnel | Road Tunnel | MUSANADA | tba | Award | 2019 |  | Miscellaneous Work | X900.1 | Supply , Installation Heavy Duty (D400) Di Cover And Frame For Top Entry Grating To Channels Including All Accessories, Testing; Complete With All Components As Specified Including Protection And All Civil Works In Any Type Of Soil For The Following: Top Entry Heavy Duty Di Cover & Frame (D400); Clear Opening Of 0.3 M | 1530 | m | AED | 842.71 | 1289346.3
2019-10 | 4 | 4.0182 | United Arab Emirates | Abu Dhabi | Infrastructure | Al Mina Tunnel | Road Tunnel | MUSANADA | tba | Award | 2019 |  | Miscellaneous Work | X900.2 | Supply , Installation Heavy Duty (D400) Di Cover And Frame For Top Entry Grating To Channels Including All Accessories, Testing; Complete With All Components As Specified Including Protection And All Civil Works In Any Type Of Soil For The Following: Top Entry Heavy Duty Di Cover & Frame (D400); Clear Opening Of 0.35 M | 685 | m | AED | 980.6 | 671711
2019-10 | 4 | 4.0182 | United Arab Emirates | Abu Dhabi | Infrastructure | Al Mina Tunnel | Road Tunnel | MUSANADA | tba | Award | 2019 |  | Miscellaneous Work | X900.3 | Supply , Installation Heavy Duty (D400) Di Cover And Frame For Top Entry Grating To Channels Including All Accessories, Testing; Complete With All Components As Specified Including Protection And All Civil Works In Any Type Of Soil For The Following: Top Entry Heavy Duty Di Cover & Frame (D400); Clear Opening Of 0.4 M | 415 | m | AED | 1118.49 | 464173.35
2019-10 | 4 | 4.0182 | United Arab Emirates | Abu Dhabi | Infrastructure | Al Mina Tunnel | Road Tunnel | MUSANADA | tba | Award | 2019 |  | Miscellaneous Work | X900.4 | Supply , Installation Heavy Duty (D400) Di Cover And Frame For Top Entry Grating To Channels Including All Accessories, Testing; Complete With All Components As Specified Including Protection And All Civil Works In Any Type Of Soil For The Following: Top Entry Heavy Duty Di Cover & Frame (D400); Clear Opening Of 0.45 M | 25 | m | AED | 1256.38 | 31409.5
2019-10 | 4 | 4.0182 | United Arab Emirates | Abu Dhabi | Infrastructure | Al Mina Tunnel | Road Tunnel | MUSANADA | tba | Award | 2019 |  | Miscellaneous Work | X900.5 | Supply , Installation Heavy Duty (D400) Di Cover And Frame For Top Entry Grating To Channels Including All Accessories, Testing; Complete With All Components As Specified Including Protection And All Civil Works In Any Type Of Soil For The Following: Top Entry Heavy Duty Di Cover & Frame (D400); Clear Opening Of 0.5 M | 1050 | m | AED | 1388.5 | 1457925
2019-10 | 4 | 4.0182 | United Arab Emirates | Abu Dhabi | Infrastructure | Al Mina Tunnel | Road Tunnel | MUSANADA | tba | Award | 2019 |  | Miscellaneous Work | X900.6 | Supply , Installation Heavy Duty (D400) Di Cover And Frame For Top Entry Grating To Channels Including All Accessories, Testing; Complete With All Components As Specified Including Protection And All Civil Works In Any Type Of Soil For The Following: Top Entry Heavy Duty Di Cover & Frame (D400); Clear Opening Of 0.55 M | 45 | m | AED | 1526.44 | 68689.8
2019-10 | 4 | 4.0182 | United Arab Emirates | Abu Dhabi | Infrastructure | Al Mina Tunnel | Road Tunnel | MUSANADA | tba | Award | 2019 |  | Miscellaneous Work | X900.7 | Supply , Installation Heavy Duty (D400) Di Cover And Frame For Top Entry Grating To Channels Including All Accessories, Testing; Complete With All Components As Specified Including Protection And All Civil Works In Any Type Of Soil For The Following: Top Entry Heavy Duty Di Cover & Frame (D400); Clear Opening Of 0.6 M | 801 | m | AED | 1664.32 | 1333120.32
2019-10 | 4 | 4.0182 | United Arab Emirates | Abu Dhabi | Infrastructure | Al Mina Tunnel | Road Tunnel | MUSANADA | tba | Award | 2019 |  | Miscellaneous Work | X900.8 | Supply , Installation Heavy Duty (D400) Di Cover And Frame For Top Entry Grating To Channels Including All Accessories, Testing; Complete With All Components As Specified Including Protection And All Civil Works In Any Type Of Soil For The Following: Top Entry Heavy Duty Di Cover & Frame (D400); Clear Opening Of 0.65 M | 61 | m | AED | 1802.22 | 109935.42
2019-10 | 4 | 4.0182 | United Arab Emirates | Abu Dhabi | Infrastructure | Al Mina Tunnel | Road Tunnel | MUSANADA | tba | Award | 2019 |  | Miscellaneous Work | X900.9 | Supply , Installation Heavy Duty (D400) Di Cover And Frame For Top Entry Grating To Channels Including All Accessories, Testing; Complete With All Components As Specified Including Protection And All Civil Works In Any Type Of Soil For The Following: Top Entry Heavy Duty Di Cover & Frame (D400); Clear Opening Of 0.7 M | 110 | m | AED | 1950.65 | 214571.5
2019-10 | 4 | 4.0183 | United Arab Emirates | Abu Dhabi | Infrastructure | Al Mina Tunnel | Road Tunnel | MUSANADA | tba | Award | 2019 |  | Pipework - Pipes | I632 | Grp Pipes Sn 5,000 N/M2; Supply , Installation , Excavation & Backfilling, Bedding Of Pipe Complete With Fittings, Accessories, Bedding And Surrounding, Pipe Reinforced Concrete Encasement, Trench Stability, Compressible Board, Blinding, Dewatering, Testing, Warning Tape; Complete With All Components As Specified Including Bearing, Shoring, Protection, Dewatering And All Civil Works In Any Type Of Soil For The Following: 400Mm Diameter; Depth To Invert Not Exceeding 1.5M | 114 | m | AED | 290.44 | 33110.16
2019-10 | 4 | 4.0183 | United Arab Emirates | Abu Dhabi | Infrastructure | Al Mina Tunnel | Road Tunnel | MUSANADA | tba | Award | 2019 |  | Pipework - Pipes | I633 | Grp Pipes Sn 5,000 N/M2; Supply , Installation , Excavation & Backfilling, Bedding Of Pipe Complete With Fittings, Accessories, Bedding And Surrounding, Pipe Reinforced Concrete Encasement, Trench Stability, Compressible Board, Blinding, Dewatering, Testing, Warning Tape; Complete With All Components As Specified Including Bearing, Shoring, Protection, Dewatering And All Civil Works In Any Type Of Soil For The Following: 400Mm Diameter; Depth To Invert Between 1.5 - 2.0M | 556 | m | AED | 309.33 | 171987.48
2019-10 | 4 | 4.0183 | United Arab Emirates | Abu Dhabi | Infrastructure | Al Mina Tunnel | Road Tunnel | MUSANADA | tba | Award | 2019 |  | Pipework - Pipes | I634 | Grp Pipes Sn 5,000 N/M2; Supply , Installation , Excavation & Backfilling, Bedding Of Pipe Complete With Fittings, Accessories, Bedding And Surrounding, Pipe Reinforced Concrete Encasement, Trench Stability, Compressible Board, Blinding, Dewatering, Testing, Warning Tape; Complete With All Components As Specified Including Bearing, Shoring, Protection, Dewatering And All Civil Works In Any Type Of Soil For The Following: 400Mm Diameter; Depth To Invert Between 2.0 - 2.5M | 304 | m | AED | 568.17 | 172723.68
2019-10 | 4 | 4.0183 | United Arab Emirates | Abu Dhabi | Infrastructure | Al Mina Tunnel | Road Tunnel | MUSANADA | tba | Award | 2019 |  | Pipework - Pipes | I635 | Grp Pipes Sn 5,000 N/M2; Supply , Installation , Excavation & Backfilling, Bedding Of Pipe Complete With Fittings, Accessories, Bedding And Surrounding, Pipe Reinforced Concrete Encasement, Trench Stability, Compressible Board, Blinding, Dewatering, Testing, Warning Tape; Complete With All Components As Specified Including Bearing, Shoring, Protection, Dewatering And All Civil Works In Any Type Of Soil For The Following: 400Mm Diameter; Depth To Invert Between 2.5 - 3.0M | 160 | m | AED | 642.45 | 102792
2019-10 | 4 | 4.0183 | United Arab Emirates | Abu Dhabi | Infrastructure | Al Mina Tunnel | Road Tunnel | MUSANADA | tba | Award | 2019 |  | Pipework - Pipes | I636 | Grp Pipes Sn 5,000 N/M2; Supply , Installation , Excavation & Backfilling, Bedding Of Pipe Complete With Fittings, Accessories, Bedding And Surrounding, Pipe Reinforced Concrete Encasement, Trench Stability, Compressible Board, Blinding, Dewatering, Testing, Warning Tape; Complete With All Components As Specified Including Bearing, Shoring, Protection, Dewatering And All Civil Works In Any Type Of Soil For The Following: 400Mm Diameter; Depth To Invert Between 3.0 - 3.5M | 389 | m | AED | 712 | 276968
2019-10 | 4 | 4.0183 | United Arab Emirates | Abu Dhabi | Infrastructure | Al Mina Tunnel | Road Tunnel | MUSANADA | tba | Award | 2019 |  | Pipework - Pipes | I633.1 | 500Mm Diameter; Depth To Invert Between 1.5 - 2.0M | 269 | m | AED | 456.65 | 122838.85
2019-10 | 4 | 4.0183 | United Arab Emirates | Abu Dhabi | Infrastructure | Al Mina Tunnel | Road Tunnel | MUSANADA | tba | Award | 2019 |  | Pipework - Pipes | I634.1 | 500Mm Diameter; Depth To Invert Between 2.0 - 2.5M | 460 | m | AED | 730.35 | 335961
2019-10 | 4 | 4.0183 | United Arab Emirates | Abu Dhabi | Infrastructure | Al Mina Tunnel | Road Tunnel | MUSANADA | tba | Award | 2019 |  | Pipework - Pipes | I635.1 | 500Mm Diameter; Depth To Invert Between 2.5 - 3.0M | 300 | m | AED | 929.24 | 278772
2019-10 | 4 | 4.0183 | United Arab Emirates | Abu Dhabi | Infrastructure | Al Mina Tunnel | Road Tunnel | MUSANADA | tba | Award | 2019 |  | Pipework - Pipes | I636.1 | 500Mm Diameter; Depth To Invert Between 3.0 - 3.5M | 150 | m | AED | 909.6 | 136440
2019-10 | 4 | 4.0183 | United Arab Emirates | Abu Dhabi | Infrastructure | Al Mina Tunnel | Road Tunnel | MUSANADA | tba | Award | 2019 |  | Pipework - Pipes | I642.1 | 600Mm Diameter; Depth To Invert Between 2.0 - 2.5M | 130 | m | AED | 823.32 | 107031.6
2019-10 | 4 | 4.0183 | United Arab Emirates | Abu Dhabi | Infrastructure | Al Mina Tunnel | Road Tunnel | MUSANADA | tba | Award | 2019 |  | Pipework - Pipes | I642.1 | 600Mm Diameter; Depth To Invert Between 2.5 - 3.0M | 295 | m | AED | 926.78 | 273400.1
2019-10 | 4 | 4.0184 | United Arab Emirates | Abu Dhabi | Infrastructure | Al Mina Tunnel | Road Tunnel | MUSANADA | tba | Award | 2019 |  | Pipework - Pipes | I642.1 | 600Mm Diameter; Depth To Invert Between 3.0 - 3.5M | 53 | m | AED | 1137.72 | 60299.16
2019-10 | 4 | 4.0184 | United Arab Emirates | Abu Dhabi | Infrastructure | Al Mina Tunnel | Road Tunnel | MUSANADA | tba | Award | 2019 |  | Pipework - Pipes | I642.2 | 700Mm Diameter; Depth To Invert Between 1.5 - 2.0M | 45 | m | AED | 705.73 | 31757.85
2019-10 | 4 | 4.0184 | United Arab Emirates | Abu Dhabi | Infrastructure | Al Mina Tunnel | Road Tunnel | MUSANADA | tba | Award | 2019 |  | Pipework - Pipes | I642.2 | 700Mm Diameter; Depth To Invert Between 2.0 - 2.5M | 105 | m | AED | 993.23 | 104289.15
2019-10 | 4 | 4.0184 | United Arab Emirates | Abu Dhabi | Infrastructure | Al Mina Tunnel | Road Tunnel | MUSANADA | tba | Award | 2019 |  | Pipework - Pipes | I642.2 | 700Mm Diameter; Depth To Invert Between 2.5 - 3.0M | 147 | m | AED | 1106.49 | 162654.03
2019-10 | 4 | 4.0184 | United Arab Emirates | Abu Dhabi | Infrastructure | Al Mina Tunnel | Road Tunnel | MUSANADA | tba | Award | 2019 |  | Pipework - Pipes | I642.2 | 700Mm Diameter; Depth To Invert Between 3.0 - 3.5M | 166 | m | AED | 1206.64 | 200302.24
2019-10 | 4 | 4.0184 | United Arab Emirates | Abu Dhabi | Infrastructure | Al Mina Tunnel | Road Tunnel | MUSANADA | tba | Award | 2019 |  | Pipework - Pipes | I642.2 | 800Mm Diameter; Depth To Invert Between 2.5 - 3.0M | 106 | m | AED | 1273.37 | 134977.22
2019-10 | 4 | 4.0184 | United Arab Emirates | Abu Dhabi | Infrastructure | Al Mina Tunnel | Road Tunnel | MUSANADA | tba | Award | 2019 |  | Pipework - Pipes | I642.2 | 800Mm Diameter; Depth To Invert Between 3.0 - 3.5M | 96 | m | AED | 1236.7 | 118723.2
2019-10 | 4 | 4.0184 | United Arab Emirates | Abu Dhabi | Infrastructure | Al Mina Tunnel | Road Tunnel | MUSANADA | tba | Award | 2019 |  | Pipework - Pipes | I642.2 | 800Mm Diameter; Depth To Invert Between 3.5 - 4.0M | 69 | m | AED | 1344.45 | 92767.05
2019-10 | 4 | 4.0184 | United Arab Emirates | Abu Dhabi | Infrastructure | Al Mina Tunnel | Road Tunnel | MUSANADA | tba | Award | 2019 |  | Pipework - Manholes And Pipework Ancillaries | K134.1 | Supply, Installation, Excavation & Backfilling Of Manholes With Di Solid Cover, Frames, Accessories, Interior Protection, Exterior Water Proofing Membrane, Formwork, Blinding, Testing, Access Ladder, Reinforcement (As Per Adm Standards); Complete With All Other Components As Specified Including Bearing, Shoring, Protection, Dewatering And All Civil Works For Any Type Of Soil; Manhole On Pipeline 300 To 500Mm Diameter; Manhole On Pipeline 300 To 500Mm Diameter, Depth Up To 2.0 To 2.5M | 1 | Nr | AED | 7487.85 | 7487.85
2019-10 | 4 | 4.0184 | United Arab Emirates | Abu Dhabi | Infrastructure | Al Mina Tunnel | Road Tunnel | MUSANADA | tba | Award | 2019 |  | Pipework - Manholes And Pipework Ancillaries | K134.2 | Supply, Installation, Excavation & Backfilling Of Manholes With Di Solid Cover, Frames, Accessories, Interior Protection, Exterior Water Proofing Membrane, Formwork, Blinding, Testing, Access Ladder, Reinforcement (As Per Adm Standards); Complete With All Other Components As Specified Including Bearing, Shoring, Protection, Dewatering And All Civil Works For Any Type Of Soil; Manhole On Pipeline 300 To 500Mm Diameter; Manhole On Pipeline 300 To 500Mm Diameter, Depth From 2.5 To 3.0M | 2 | Nr | AED | 8490.16 | 16980.32
2019-10 | 4 | 4.0185 | United Arab Emirates | Abu Dhabi | Infrastructure | Al Mina Tunnel | Road Tunnel | MUSANADA | tba | Award | 2019 |  | Pipework - Manholes And Pipework Ancillaries | K134.1 | Shallow Manhole On Pipeline 600 To 1400Mm Diameter; Manhole On Pipeline 600 To 1400Mm Diameter, Depth Up To 2.0M | 1 | Nr | AED | 56211.17 | 56211.17
2019-10 | 4 | 4.0185 | United Arab Emirates | Abu Dhabi | Infrastructure | Al Mina Tunnel | Road Tunnel | MUSANADA | tba | Award | 2019 |  | Pipework - Manholes And Pipework Ancillaries | K134.1 | Shallow Manhole On Pipeline 600 To 1400Mm Diameter; Manhole On Pipeline 600 To 1400Mm Diameter, Depth Up To 2.0 To 2.5M | 7 | Nr | AED | 58092.81 | 406649.67
2019-10 | 4 | 4.0185 | United Arab Emirates | Abu Dhabi | Infrastructure | Al Mina Tunnel | Road Tunnel | MUSANADA | tba | Award | 2019 |  | Pipework - Manholes And Pipework Ancillaries | K134.1 | Shallow Manhole On Pipeline 600 To 1400Mm Diameter; Manhole On Pipeline 600 To 1400Mm Diameter, Depth Up To 2.5 To 2.9M | 8 | Nr | AED | 60557.12 | 484456.96
2019-10 | 4 | 4.0185 | United Arab Emirates | Abu Dhabi | Infrastructure | Al Mina Tunnel | Road Tunnel | MUSANADA | tba | Award | 2019 |  | Pipework - Manholes And Pipework Ancillaries | K134.1 | Deep Manhole On Pipeline 600 To 1400Mm Diameter; Manhole On Pipeline 600 To 1400Mm Diameter, Depth Above 2.9M | 7 | Nr | AED | 69255.42 | 484787.94
2019-10 | 4 | 4.0185 | United Arab Emirates | Abu Dhabi | Infrastructure | Al Mina Tunnel | Road Tunnel | MUSANADA | tba | Award | 2019 |  | Pipework - Manholes And Pipework Ancillaries | K231.1 | Other Stated Chambers; Inlet Chambers; Supply , Installation , Excavation & Backfilling Of Inlet Chambers With Di Solid Cover, Frames, Accessories, Interior Protection, Exterior Water Proofing Membrane, Blinding, Testing, Access Ladder, Formwork, Reinforcement (As Per Adm Standards); Complete With All Other Components As Specified Including Bearing, Shoring, Protection, Dewatering And All Civil Works For Pipe Depth Not Exceeding 3.0 M Of For Any Type Of Soil; Inlet Chambers - 300 Mm, (Depth Up To 2.0M) | 116 | Nr | AED | 4346.12 | 504149.92
2019-10 | 4 | 4.0185 | United Arab Emirates | Abu Dhabi | Infrastructure | Al Mina Tunnel | Road Tunnel | MUSANADA | tba | Award | 2019 |  | Pipework - Manholes And Pipework Ancillaries | K231.1 | Other Stated Chambers; Inlet Chambers; Supply , Installation , Excavation & Backfilling Of Inlet Chambers With Di Solid Cover, Frames, Accessories, Interior Protection, Exterior Water Proofing Membrane, Blinding, Testing, Access Ladder, Formwork, Reinforcement (As Per Adm Standards); Complete With All Other Components As Specified Including Bearing, Shoring, Protection, Dewatering And All Civil Works For Pipe Depth Not Exceeding 3.0 M Of For Any Type Of Soil; Inlet Chambers - 300-500Mm, (Depth From 2.0 - 2.8M) | 90 | Nr | AED | 7396.5 | 665685
2019-10 | 4 | 4.0185 | United Arab Emirates | Abu Dhabi | Infrastructure | Al Mina Tunnel | Road Tunnel | MUSANADA | tba | Award | 2019 |  | Pipework - Manholes And Pipework Ancillaries | K253 | Catch Basin; Supply , Installation , Excavation & Backfilling Of Catch-Basins With Di Solid Cover, Frames, Accessories, Interior Protection, Exterior Water Proofing Membrane, Blinding, Testing, Access Ladder, Formwork, Reinforcement (As Per Adm Standards); Complete With All Other Components As Specified Including Bearing, Shoring, Protection, Dewatering And All Civil Works For Pipe Depth Not Exceeding 3.0 M Of For Any Type Of Soil; Catch Basin 300Mm; Depth Up To 2.0M | 3 | Nr | AED | 8005.53 | 24016.59
2019-10 | 4 | 4.0185 | United Arab Emirates | Abu Dhabi | Infrastructure | Al Mina Tunnel | Road Tunnel | MUSANADA | tba | Award | 2019 |  | Pipework - Manholes And Pipework Ancillaries | K253 | Catch Basin; Supply , Installation , Excavation & Backfilling Of Catch-Basins With Di Solid Cover, Frames, Accessories, Interior Protection, Exterior Water Proofing Membrane, Blinding, Testing, Access Ladder, Formwork, Reinforcement (As Per Adm Standards); Complete With All Other Components As Specified Including Bearing, Shoring, Protection, Dewatering And All Civil Works For Pipe Depth Not Exceeding 3.0 M Of For Any Type Of Soil; Catch Basin 300-500Mm; Depth 2.0 To 2.80M | 30 | Nr | AED | 9472.84 | 284185.2
2019-10 | 4 | 4.0185 | United Arab Emirates | Abu Dhabi | Infrastructure | Al Mina Tunnel | Road Tunnel | MUSANADA | tba | Award | 2019 |  | Pipework - Manholes And Pipework Ancillaries | K231.2 | Storm Water Pumping Station; Supply And Installation For Storm Water Submersible Pumps Along With Di Access Cover, Frames, Accessories, Testing, Access Ladder (As Per Adm Standards); Complete With All Other Components As Specified Including Bearing, Shoring, Protection, Dewatering And All Civil Works For Any Type Of Soil; Excluding Power Systems; Strom Water Pumping Station; Rd-D2 (Upgrade) | 1 | Item | AED | 2117974.4 | 2117974.4
2019-10 | 4 | 4.0186 | United Arab Emirates | Abu Dhabi | Infrastructure | Al Mina Tunnel | Road Tunnel | MUSANADA | tba | Award | 2019 |  | Pipework - Manholes And Pipework Ancillaries | K231.2 | Storm Water Pumping Station; Supply And Installation For Storm Water Submersible Pumps Along With Di Access Cover, Frames, Accessories, Testing, Access Ladder (As Per Adm Standards); Complete With All Other Components As Specified Including Bearing, Shoring, Protection, Dewatering And All Civil Works For Any Type Of Soil; Excluding Power Systems; Strom Water Pumping Station; (Tunnel 2 & 3) | 1 | Item | AED | 7225729.41 | 7225729.41
2019-10 | 4 | 4.0186 | United Arab Emirates | Abu Dhabi | Infrastructure | Al Mina Tunnel | Road Tunnel | MUSANADA | tba | Award | 2019 |  | Pipework - Manholes And Pipework Ancillaries | K231.2 | Storm Water Pumping Station; Supply And Installation For Storm Water Submersible Pumps Along With Di Access Cover, Frames, Accessories, Testing, Access Ladder (As Per Adm Standards); Complete With All Other Components As Specified Including Bearing, Shoring, Protection, Dewatering And All Civil Works For Any Type Of Soil; Excluding Power Systems; Strom Water Pumping Station; (Tunnel 1) | 1 | Item | AED | 4006150.43 | 4006150.43
2019-10 | 4 | 4.0186 | United Arab Emirates | Abu Dhabi | Infrastructure | Al Mina Tunnel | Road Tunnel | MUSANADA | tba | Award | 2019 |  | Pipework - Manholes And Pipework Ancillaries | K231.2 | Storm Water Pumping Station; Supply And Installation For Storm Water Submersible Pumps Along With Di Access Cover, Frames, Accessories, Testing, Access Ladder (As Per Adm Standards); Complete With All Other Components As Specified Including Bearing, Shoring, Protection, Dewatering And All Civil Works For Any Type Of Soil; Excluding Power Systems; Demolition Of Existing Pumping Station ; (Rd-D1) | 1 | Item | AED | 297539.9 | 297539.9
2019-10 | 4 | 4.0186 | United Arab Emirates | Abu Dhabi | Infrastructure | Al Mina Tunnel | Road Tunnel | MUSANADA | tba | Award | 2019 |  | Pipework - Manholes And Pipework Ancillaries | K820 | Marker Post; Supply, Install And Fix Pipeline Marker Post Including All Accessories, Excavation, Backfilling And Disposal Of Surplus Excavated Materials And All Other Works To Complete As Shown In The Drawings And Specification.; Marker Post | 10 | Nr | AED | 447.01 | 4470.1
2019-10 | 4 | 4.0186 | United Arab Emirates | Abu Dhabi | Infrastructure | Al Mina Tunnel | Road Tunnel | MUSANADA | tba | Award | 2019 |  | Pipework - Manholes And Pipework Ancillaries | K900 | Drainage Outfall; Allow For All Necessary Works To Complete The Outfall Structure Including But Not Limited To, Excavation, Dewatering As Required, Surface Preparation, Formwork, Concrete And Reinforcement, Backfilling, Stone Pitching, Concrete Blinding, Waterproofing, Protective Coating, Fittings And Accessories, All Mechanical Works And All Other Related Works As Shown On Drawing And Specification; Outfalls | 2 | Nr | AED | 85173.1 | 170346.2
2019-10 | 4 | 4.0186 | United Arab Emirates | Abu Dhabi | Infrastructure | Al Mina Tunnel | Road Tunnel | MUSANADA | tba | Award | 2019 |  | Pipework - Supports And Protection | L602 | Geotextile Membrane; Geotextile Filter Fabric Membrane As Per Specifications, To Granular Bed And Surround (Granular Bed And Surround Measured Separately); Nominal Bore 200 - 300Mm Dia. | 3661 | m | AED | 10.46 | 38294.06
2019-10 | 4 | 4.0186 | United Arab Emirates | Abu Dhabi | Infrastructure | Al Mina Tunnel | Road Tunnel | MUSANADA | tba | Award | 2019 |  | Pipework - Supports And Protection | L603 | Geotextile Membrane; Geotextile Filter Fabric Membrane As Per Specifications, To Granular Bed And Surround (Granular Bed And Surround Measured Separately); Nominal Bore 300 - 600Mm Dia. | 3180 | m | AED | 15.24 | 48463.2
2019-10 | 4 | 4.0186 | United Arab Emirates | Abu Dhabi | Infrastructure | Al Mina Tunnel | Road Tunnel | MUSANADA | tba | Award | 2019 |  | Pipework - Supports And Protection | L604 | Geotextile Membrane; Geotextile Filter Fabric Membrane As Per Specifications, To Granular Bed And Surround (Granular Bed And Surround Measured Separately); Nominal Bore 600 - 900Mm Dia. | 734 | m | AED | 18.4 | 13505.6
2019-10 | 4 | 4.0186 | United Arab Emirates | Abu Dhabi | Infrastructure | Al Mina Tunnel | Road Tunnel | MUSANADA | tba | Award | 2019 |  | Pipework - Supports And Protection | L542 | Concrete Surround Protection For Pipelines With Depth To Cover Less Than 1.0M (Provisional Quantities); Nominal Bore 200 - 300Mm Dia. | 187 | m | AED | 304.97 | 57029.39
2019-10 | 4 | 4.0186 | United Arab Emirates | Abu Dhabi | Infrastructure | Al Mina Tunnel | Road Tunnel | MUSANADA | tba | Award | 2019 |  | Pipework - Supports And Protection | L543 | Concrete Surround Protection For Pipelines With Depth To Cover Less Than 1.0M (Provisional Quantities); Nominal Bore 300 - 600Mm Dia. | 29 | m | AED | 489.86 | 14205.94
2019-10 | 4 | 4.0187 | United Arab Emirates | Abu Dhabi | Infrastructure | Al Mina Tunnel | Road Tunnel | MUSANADA | tba | Award | 2019 |  | Pipework - Supports And Protection | L592 | Granular Surround For Pipelines As Specified In The Specifications; Nominal Bore 200 - 300Mm Dia. | 3474 | m | AED | 66.85 | 232236.9
2019-10 | 4 | 4.0187 | United Arab Emirates | Abu Dhabi | Infrastructure | Al Mina Tunnel | Road Tunnel | MUSANADA | tba | Award | 2019 |  | Pipework - Supports And Protection | L593 | Granular Surround For Pipelines As Specified In The Specifications; Nominal Bore 300 - 600Mm Dia. | 3151 | m | AED | 107.21 | 337818.71
2019-10 | 4 | 4.0187 | United Arab Emirates | Abu Dhabi | Infrastructure | Al Mina Tunnel | Road Tunnel | MUSANADA | tba | Award | 2019 |  | Pipework - Supports And Protection | L594 | Granular Surround For Pipelines As Specified In The Specifications; Nominal Bore 600 - 900Mm Dia. | 734 | m | AED | 137.52 | 100939.68
2019-10 | 4 | 4.0187 | United Arab Emirates | Abu Dhabi | Infrastructure | Al Mina Tunnel | Road Tunnel | MUSANADA | tba | Award | 2019 |  | Pipework - Pipes | I532.2 | Supply, Laying/Fixing Ss Pipes Including Jointing Pipe Fittings, Pipe Supports, Pipe Sealants And Accessories All In Accordance With Drawings And Specifications; Stainless Steel - Ss316L Pipes; Discharge Header 200Mm | 160 | m | AED | 7769.4 | 1243104
2019-10 | 4 | 4.0187 | United Arab Emirates | Abu Dhabi | Infrastructure | Al Mina Tunnel | Road Tunnel | MUSANADA | tba | Award | 2019 |  | Pipework - Pipes | I532.2 | Supply, Laying/Fixing Ss Pipes Including Jointing Pipe Fittings, Pipe Supports, Pipe Sealants And Accessories All In Accordance With Drawings And Specifications; Stainless Steel - Ss316L Pipes; Discharge Head 300Mm | 375 | m | AED | 14505.88 | 5439705
2019-10 | 4 | 4.0187 | United Arab Emirates | Abu Dhabi | Infrastructure | Al Mina Tunnel | Road Tunnel | MUSANADA | tba | Award | 2019 |  | Pipework - Pipes | I532.2 | Supply, Laying/Fixing Ss Pipes Including Jointing Pipe Fittings, Pipe Supports, Pipe Sealants And Accessories All In Accordance With Drawings And Specifications; Stainless Steel - Ss316L Pipes; Ventilation Pipes 300Mm | 90 | m | AED | 5933.59 | 534023.1
2019-10 | 4 | 4.0187 | United Arab Emirates | Abu Dhabi | Infrastructure | Al Mina Tunnel | Road Tunnel | MUSANADA | tba | Award | 2019 |  | Pipework - Pipes | I532.2 | Carbon Steel - Pipe Sleeves; Discharge Header 300Mm | 10 | m | AED | 2046.99 | 20469.9
2019-10 | 4 | 4.0187 | United Arab Emirates | Abu Dhabi | Infrastructure | Al Mina Tunnel | Road Tunnel | MUSANADA | tba | Award | 2019 |  | Pipework - Pipes | I532.2 | Carbon Steel - Pipe Sleeves; Ventilation Pipes 400Mm | 50 | m | AED | 7334.71 | 366735.5
2019-10 | 4 | 4.0187 | United Arab Emirates | Abu Dhabi | Infrastructure | Al Mina Tunnel | Road Tunnel | MUSANADA | tba | Award | 2019 |  | Pipework - Pipes | I532.2 | Supply , Installation , Excavation & Backfilling, Bedding Of Pipe Complete With Fittings, Accessories, Geotextile, Rc Protection Slab, Trench Stability, Compressible Board, Blinding, Dewatering, Testing, Warning Tape; Complete With All Components As Specified Including Bearing, Shoring, Protection, Dewatering And All Civil Works In Any Type Of Soil As Per Dpm-Adm Standard Drawings And Specifications For The Following: Hdpe Force Main Pipes; Force Main 400Mm | 682 | m | AED | 792.84 | 540716.88
2019-10 | 4 | 4.0187 | United Arab Emirates | Abu Dhabi | Infrastructure | Al Mina Tunnel | Road Tunnel | MUSANADA | tba | Award | 2019 |  | Pipework - Pipes | I532.2 | Supply , Installation , Excavation & Backfilling, Bedding Of Pipe Complete With Fittings, Accessories, Geotextile, Rc Protection Slab, Trench Stability, Compressible Board, Blinding, Dewatering, Testing, Warning Tape; Complete With All Components As Specified Including Bearing, Shoring, Protection, Dewatering And All Civil Works In Any Type Of Soil As Per Dpm-Adm Standard Drawings And Specifications For The Following: Hdpe Force Main Pipes; Force Main 800Mm | 831 | m | AED | 2203.94 | 1831474.14
2019-10 | 4 | 4.0187 | United Arab Emirates | Abu Dhabi | Infrastructure | Al Mina Tunnel | Road Tunnel | MUSANADA | tba | Award | 2019 |  | Miscellaneous Work | X900.1 | Supply , Installation , Excavation & Backfilling, Bedding Of Pipe Complete With Fittings, Accessories, Geotextile, Rc Protection Slab, Trench Stability, Compressible Board, Blinding, Dewatering, Testing, Warning Tape; Complete With All Components As Specified Including Bearing, Shoring, Protection, Dewatering And All Civil Works In Any Type Of Soil As Per Dpm-Adm Standard Drawings And Specifications For The Following: Hdpe Force Main Pipes; Concrete Duct Grp Sleeve 600 | 510 | m | AED | 991.94 | 505889.4
2019-10 | 4 | 4.0188 | United Arab Emirates | Abu Dhabi | Infrastructure | Al Mina Tunnel | Road Tunnel | MUSANADA | tba | Award | 2019 |  | Miscellaneous Work | X900.1 | Supply , Installation , Excavation & Backfilling, Bedding Of Pipe Complete With Fittings, Accessories, Geotextile, Rc Protection Slab, Trench Stability, Compressible Board, Blinding, Dewatering, Testing, Warning Tape; Complete With All Components As Specified Including Bearing, Shoring, Protection, Dewatering And All Civil Works In Any Type Of Soil As Per Dpm-Adm Standard Drawings And Specifications For The Following: Hdpe Force Main Pipes; Concrete Duct Grp Sleeve 1000 | 650 | m | AED | 1903.9 | 1237535
2019-10 | 4 | 4.0188 | United Arab Emirates | Abu Dhabi | Infrastructure | Al Mina Tunnel | Road Tunnel | MUSANADA | tba | Award | 2019 |  | Miscellaneous Work | X900.3 | Supply , Installation , Excavation & Backfilling, Bedding Of Pipe Complete With Fittings, Accessories, Geotextile, Rc Protection Slab, Trench Stability, Compressible Board, Blinding, Dewatering, Testing, Warning Tape; Complete With All Components As Specified Including Bearing, Shoring, Protection, Dewatering And All Civil Works In Any Type Of Soil As Per Dpm-Adm Standard Drawings And Specifications For The Following: Hdpe Force Main Pipes; Vacuum Breaker Chamber | 2 | Nr | AED | 79584.47 | 159168.94
2019-10 | 4 | 4.0188 | United Arab Emirates | Abu Dhabi | Infrastructure | Al Mina Tunnel | Road Tunnel | MUSANADA | tba | Award | 2019 |  | Miscellaneous Work | X900.5 | Supply , Installation , Excavation & Backfilling, Bedding Of Pipe Complete With Fittings, Accessories, Geotextile, Rc Protection Slab, Trench Stability, Compressible Board, Blinding, Dewatering, Testing, Warning Tape; Complete With All Components As Specified Including Bearing, Shoring, Protection, Dewatering And All Civil Works In Any Type Of Soil As Per Dpm-Adm Standard Drawings And Specifications For The Following: Hdpe Force Main Pipes; Valve Chamber | 2 | Nr | AED | 74452.56 | 148905.12
2019-10 | 4 | 4.0188 | United Arab Emirates | Abu Dhabi | Infrastructure | Al Mina Tunnel | Road Tunnel | MUSANADA | tba | Award | 2019 |  | Miscellaneous Work | X900.6 | Supply , Installation , Excavation & Backfilling, Bedding Of Pipe Complete With Fittings, Accessories, Geotextile, Rc Protection Slab, Trench Stability, Compressible Board, Blinding, Dewatering, Testing, Warning Tape; Complete With All Components As Specified Including Bearing, Shoring, Protection, Dewatering And All Civil Works In Any Type Of Soil As Per Dpm-Adm Standard Drawings And Specifications For The Following: Hdpe Force Main Pipes; Washout Valve | 2 | Nr | AED | 91127.04 | 182254.08
2019-10 | 4 | 4.0188 | United Arab Emirates | Abu Dhabi | Infrastructure | Al Mina Tunnel | Road Tunnel | MUSANADA | tba | Award | 2019 |  | Miscellaneous Work | X900.7 | Supply , Installation , Excavation & Backfilling, Bedding Of Pipe Complete With Fittings, Accessories, Geotextile, Rc Protection Slab, Trench Stability, Compressible Board, Blinding, Dewatering, Testing, Warning Tape; Complete With All Components As Specified Including Bearing, Shoring, Protection, Dewatering And All Civil Works In Any Type Of Soil As Per Dpm-Adm Standard Drawings And Specifications For The Following: Hdpe Force Main Pipes; Air Release Valve | 2 | Nr | AED | 40631.06 | 81262.12
2019-10 | 4 | 4.0188 | United Arab Emirates | Abu Dhabi | Infrastructure | Al Mina Tunnel | Road Tunnel | MUSANADA | tba | Award | 2019 |  | Pipework - Fittings And Valves | J831.00 | Supply , Installation , Excavation & Backfilling, Bedding Of Pipe Complete With Fittings, Accessories, Geotextile, Rc Protection Slab, Trench Stability, Compressible Board, Blinding, Dewatering, Testing, Warning Tape; Complete With All Components As Specified Including Bearing, Shoring, Protection, Dewatering And All Civil Works In Any Type Of Soil As Per Dpm-Adm Standard Drawings And Specifications For The Following: Hdpe Force Main Pipes; Non Retaining - Flap Valve 700Mm | 1 | Nr | AED | 58484.77 | 58484.77
2019-10 | 4 | 4.0188 | United Arab Emirates | Abu Dhabi | Infrastructure | Al Mina Tunnel | Road Tunnel | MUSANADA | tba | Award | 2019 |  | Pipework - Fittings And Valves | J831.01 | Supply , Installation , Excavation & Backfilling, Bedding Of Pipe Complete With Fittings, Accessories, Geotextile, Rc Protection Slab, Trench Stability, Compressible Board, Blinding, Dewatering, Testing, Warning Tape; Complete With All Components As Specified Including Bearing, Shoring, Protection, Dewatering And All Civil Works In Any Type Of Soil As Per Dpm-Adm Standard Drawings And Specifications For The Following: Hdpe Force Main Pipes; Non Retaining - Flap Valve 800Mm | 1 | Nr | AED | 62231.04 | 62231.04
2019-10 | 4 | 4.0188 | United Arab Emirates | Abu Dhabi | Infrastructure | Al Mina Tunnel | Road Tunnel | MUSANADA | tba | Award | 2019 |  | Pipework - Manholes And Pipework Ancillaries | K560 | Connections To Existing Network; Connection To Existing 300Mm Storm Water Network | 3 | Item | AED | 5062.85 | 15188.55
2019-10 | 4 | 4.0188 | United Arab Emirates | Abu Dhabi | Infrastructure | Al Mina Tunnel | Road Tunnel | MUSANADA | tba | Award | 2019 |  | Pipework - Manholes And Pipework Ancillaries | K560 | Connections To Existing Network; Connection To Existing 900Mm Storm Water Network | 1 | Item | AED | 15076.88 | 15076.88
2019-10 | 4 | 4.0188 | United Arab Emirates | Abu Dhabi | Infrastructure | Al Mina Tunnel | Road Tunnel | MUSANADA | tba | Award | 2019 |  | Pipework - Manholes And Pipework Ancillaries | K560 | Connections To Existing Network; Connection To Existing 3000Mm Storm Water Network | 1 | Item | AED | 38585.95 | 38585.95
2019-10 | 4 | 4.0189 | United Arab Emirates | Abu Dhabi | Infrastructure | Al Mina Tunnel | Road Tunnel | MUSANADA | tba | Award | 2019 |  | Miscellaneous Work | X900.1 | Relocation And Protection Of Drainage Line As Per Drawings, Specifications And Authority Requirements; Inlet Chamber; On Pipe 300 Mm, (Depth Up To 2.0M) | 5 | Nr | AED | 4516.48 | 22582.4
2019-10 | 4 | 4.0189 | United Arab Emirates | Abu Dhabi | Infrastructure | Al Mina Tunnel | Road Tunnel | MUSANADA | tba | Award | 2019 |  | Miscellaneous Work | X900.2 | Catch Basin; On Pipe 300Mm, Depth Up To 3.0M | 5 | Nr | AED | 9643.19 | 48215.95
2019-10 | 4 | 4.0189 | United Arab Emirates | Abu Dhabi | Infrastructure | Al Mina Tunnel | Road Tunnel | MUSANADA | tba | Award | 2019 |  | Miscellaneous Work | X900.3 | Manhole; Depth Up To 3.0M | 5 | Nr | AED | 71055.32 | 355276.6
2019-10 | 4 | 4.0189 | United Arab Emirates | Abu Dhabi | Infrastructure | Al Mina Tunnel | Road Tunnel | MUSANADA | tba | Award | 2019 |  | Pipework - Pipes | I513 | Pipelines-Grp 300 Mm Dia; Depth To Invert Not Exceeding 2.0M | 50 | m | AED | 440.04 | 22002
2019-10 | 4 | 4.0189 | United Arab Emirates | Abu Dhabi | Infrastructure | Al Mina Tunnel | Road Tunnel | MUSANADA | tba | Award | 2019 |  | Pipework - Pipes | I633 | Pipelines-Grp 400 Mm Dia; Depth To Invert Not Exceeding 2.0M | 50 | m | AED | 662.38 | 33119
2019-10 | 4 | 4.0189 | United Arab Emirates | Abu Dhabi | Infrastructure | Al Mina Tunnel | Road Tunnel | MUSANADA | tba | Award | 2019 |  | Pipework - Pipes | I634.1 | Pipelines-Grp 500 Mm Dia; Depth To Invert Not Exceeding 2.5M | 50 | m | AED | 1146.43 | 57321.5
2019-10 | 4 | 4.0189 | United Arab Emirates | Abu Dhabi | Infrastructure | Al Mina Tunnel | Road Tunnel | MUSANADA | tba | Award | 2019 |  | Pipework - Pipes | I642.1 | Pipelines-Grp 600 Mm Dia; Depth To Invert Not Exceeding 3.0M | 50 | m | AED | 1447.71 | 72385.5
2019-10 | 4 | 4.0189 | United Arab Emirates | Abu Dhabi | Infrastructure | Al Mina Tunnel | Road Tunnel | MUSANADA | tba | Award | 2019 |  | Pipework - Manholes And Pipework Ancillaries | K253.1 | Supply , Installation , Excavation & Backfilling, Bedding Of Upvc Perforated Pipes For Softscape Areas Complete With Fittings, Accessories, Gravel Bedding And Surrounding, Trench Stability, Compressible Board, Blinding, Dewatering, Testing, Warning Tape; Complete With All Components As Specified Including Bearing, Shoring, Protection, Dewatering And All Civil Works In Any Type Of Soil For The Following: Upvc Od-110Mm Diameter - Depth To Invert Not Exceeding 1.0M | 1870 | m | AED | 218.03 | 407716.1
2019-10 | 4 | 4.0189 | United Arab Emirates | Abu Dhabi | Infrastructure | Al Mina Tunnel | Road Tunnel | MUSANADA | tba | Award | 2019 |  | Pipework - Pipes | I512 | Drainage System - Utility Buildings; Include For The Supply & Complete Installation As In The Specifications And On The Drawings And To The Complete Satisfaction And Approval Of The Engineer And All Concerned Statutory Authorities And Under The Following Sections; Supply And Laying Of Pipe Work Of Any Kind (Waste, Soil, Condensate, Vent, Rainwater) Including Fittings, Rodding Eyes, Protection Barriers, Supports, Accessories, Etc., Complete; Waste Pipe-Wp-50 | 12 | m | AED | 62.91 | 754.92
2019-10 | 4 | 4.019 | United Arab Emirates | Abu Dhabi | Infrastructure | Al Mina Tunnel | Road Tunnel | MUSANADA | tba | Award | 2019 |  | Pipework - Pipes | I512 | Drainage System - Utility Buildings; Include For The Supply & Complete Installation As In The Specifications And On The Drawings And To The Complete Satisfaction And Approval Of The Engineer And All Concerned Statutory Authorities And Under The Following Sections; Supply And Laying Of Pipe Work Of Any Kind (Waste, Soil, Condensate, Vent, Rainwater) Including Fittings, Rodding Eyes, Protection Barriers, Supports, Accessories, Etc., Complete; Waste Pipe-Wp-82 | 160 | m | AED | 64.07 | 10251.2
2019-10 | 4 | 4.019 | United Arab Emirates | Abu Dhabi | Infrastructure | Al Mina Tunnel | Road Tunnel | MUSANADA | tba | Award | 2019 |  | Pipework - Pipes | I512 | Drainage System - Utility Buildings; Include For The Supply & Complete Installation As In The Specifications And On The Drawings And To The Complete Satisfaction And Approval Of The Engineer And All Concerned Statutory Authorities And Under The Following Sections; Supply And Laying Of Pipe Work Of Any Kind (Waste, Soil, Condensate, Vent, Rainwater) Including Fittings, Rodding Eyes, Protection Barriers, Supports, Accessories, Etc., Complete; Soil Pipe-Sp-110 | 140 | m | AED | 84.24 | 11793.6
2019-10 | 4 | 4.019 | United Arab Emirates | Abu Dhabi | Infrastructure | Al Mina Tunnel | Road Tunnel | MUSANADA | tba | Award | 2019 |  | Pipework - Pipes | I512 | Drainage System - Utility Buildings; Include For The Supply & Complete Installation As In The Specifications And On The Drawings And To The Complete Satisfaction And Approval Of The Engineer And All Concerned Statutory Authorities And Under The Following Sections; Supply And Laying Of Pipe Work Of Any Kind (Waste, Soil, Condensate, Vent, Rainwater) Including Fittings, Rodding Eyes, Protection Barriers, Supports, Accessories, Etc., Complete; Waste Pipe-Wp-110 | 124 | m | AED | 94.92 | 11770.08
2019-10 | 4 | 4.019 | United Arab Emirates | Abu Dhabi | Infrastructure | Al Mina Tunnel | Road Tunnel | MUSANADA | tba | Award | 2019 |  | Pipework - Pipes | I512 | Drainage System - Utility Buildings; Include For The Supply & Complete Installation As In The Specifications And On The Drawings And To The Complete Satisfaction And Approval Of The Engineer And All Concerned Statutory Authorities And Under The Following Sections; Supply And Laying Of Pipe Work Of Any Kind (Waste, Soil, Condensate, Vent, Rainwater) Including Fittings, Rodding Eyes, Protection Barriers, Supports, Accessories, Etc., Complete; 4" Ss Discharge Pipe | 60 | m | AED | 2711.44 | 162686.4
2019-10 | 4 | 4.019 | United Arab Emirates | Abu Dhabi | Infrastructure | Al Mina Tunnel | Road Tunnel | MUSANADA | tba | Award | 2019 |  | Pipework - Manholes And Pipework Ancillaries | K321 | Drainage System - Utility Buildings; Include For The Supply & Complete Installation As In The Specifications And On The Drawings And To The Complete Satisfaction And Approval Of The Engineer And All Concerned Statutory Authorities And Under The Following Sections; Supply And Laying Of Pipe Work Of Any Kind (Waste, Soil, Condensate, Vent, Rainwater) Including Fittings, Rodding Eyes, Protection Barriers, Supports, Accessories, Etc., Complete; Floor Drain | 36 | Nr | AED | 424.06 | 15266.16
2019-10 | 4 | 4.019 | United Arab Emirates | Abu Dhabi | Infrastructure | Al Mina Tunnel | Road Tunnel | MUSANADA | tba | Award | 2019 |  | Pipework - Manholes And Pipework Ancillaries | K322 | Drainage System - Utility Buildings; Include For The Supply & Complete Installation As In The Specifications And On The Drawings And To The Complete Satisfaction And Approval Of The Engineer And All Concerned Statutory Authorities And Under The Following Sections; Supply And Laying Of Pipe Work Of Any Kind (Waste, Soil, Condensate, Vent, Rainwater) Including Fittings, Rodding Eyes, Protection Barriers, Supports, Accessories, Etc., Complete; Fco | 20 | Nr | AED | 301.28 | 6025.6
2019-10 | 4 | 4.019 | United Arab Emirates | Abu Dhabi | Infrastructure | Al Mina Tunnel | Road Tunnel | MUSANADA | tba | Award | 2019 |  | Pipework - Manholes And Pipework Ancillaries | K323 | Drainage System - Utility Buildings; Include For The Supply & Complete Installation As In The Specifications And On The Drawings And To The Complete Satisfaction And Approval Of The Engineer And All Concerned Statutory Authorities And Under The Following Sections; Supply And Laying Of Pipe Work Of Any Kind (Waste, Soil, Condensate, Vent, Rainwater) Including Fittings, Rodding Eyes, Protection Barriers, Supports, Accessories, Etc., Complete; Gully Trap | 4 | Nr | AED | 407.52 | 1630.08
2019-10 | 4 | 4.019 | United Arab Emirates | Abu Dhabi | Infrastructure | Al Mina Tunnel | Road Tunnel | MUSANADA | tba | Award | 2019 |  | Miscellaneous Work | x900.2 | Potable Water - Service Connection; This Shall Include Supply Of Materials, Construction, Testing And Connection Approval Procedure Including But Not Limited To: Supply Of Materials And Construction Of All Pipes, Valves, Fittings, Sleeves, Civil Works, Concrete Chambers With All Accessories, Road Crossings, Authority Fees, Connection To Existing Network, Etc. (All As Per Adwea Specifications And Authority Requirements) | 4 | Nr | AED | 27311.02 | 109244.08
2019-10 | 4 | 4.019 | United Arab Emirates | Abu Dhabi | Infrastructure | Al Mina Tunnel | Road Tunnel | MUSANADA | tba | Award | 2019 |  | Pipework - Pipes | I612 | Supply And Install Grp Pipes With Coupling In Trenches Including Excavation In Any Type Of Soil, Rocks, Upholding Sides Of Excavation, Disposal Of Excess Excavated Materials To An Approved Location Including Haulage, Dewatering, Bedding And Backfilling With Suitable Approved Fill Material, Geotextile Wrapping And Lagging; Including All Make Up Pieces And Short Lengths, Jointing, Testing And Commissioning As Per The Drawings And Specifications.; Nominal Bore: 150Mm Dia. (Grp Sn 5000); Depth To Invert Not Exceeding 1.0 M | 10 | m | AED | 190.46 | 1904.6
2019-10 | 4 | 4.019 | United Arab Emirates | Abu Dhabi | Infrastructure | Al Mina Tunnel | Road Tunnel | MUSANADA | tba | Award | 2019 |  | Pipework - Pipes | I613 | Supply And Install Grp Pipes With Coupling In Trenches Including Excavation In Any Type Of Soil, Rocks, Upholding Sides Of Excavation, Disposal Of Excess Excavated Materials To An Approved Location Including Haulage, Dewatering, Bedding And Backfilling With Suitable Approved Fill Material, Geotextile Wrapping And Lagging; Including All Make Up Pieces And Short Lengths, Jointing, Testing And Commissioning As Per The Drawings And Specifications.; Nominal Bore: 150Mm Dia. (Grp Sn 5000); Depth To Invert 1.0 - 1.5 M | 60 | m | AED | 199.67 | 11980.2
2019-10 | 4 | 4.0191 | United Arab Emirates | Abu Dhabi | Infrastructure | Al Mina Tunnel | Road Tunnel | MUSANADA | tba | Award | 2019 |  | Pipework - Pipes | I614 | Supply And Install Grp Pipes With Coupling In Trenches Including Excavation In Any Type Of Soil, Rocks, Upholding Sides Of Excavation, Disposal Of Excess Excavated Materials To An Approved Location Including Haulage, Dewatering, Bedding And Backfilling With Suitable Approved Fill Material, Geotextile Wrapping And Lagging; Including All Make Up Pieces And Short Lengths, Jointing, Testing And Commissioning As Per The Drawings And Specifications.; Nominal Bore: 150Mm Dia. (Grp Sn 5000); Depth To Invert 1.5 - 2.0 M | 30 | m | AED | 209.68 | 6290.4
2019-10 | 4 | 4.0191 | United Arab Emirates | Abu Dhabi | Infrastructure | Al Mina Tunnel | Road Tunnel | MUSANADA | tba | Award | 2019 |  | Pipework - Supports And Protection | L603.1 | Concrete Encasement; Depth To Invert Not Exceeding 2.0 M | 10 | m | AED | 186.92 | 1869.2
2019-10 | 4 | 4.0191 | United Arab Emirates | Abu Dhabi | Infrastructure | Al Mina Tunnel | Road Tunnel | MUSANADA | tba | Award | 2019 |  | Pipework - Manholes And Pipework Ancillaries | K131 | Manholes & Pipe Work Ancillaries; In-Situ Reinforced Concrete Sewerage Manhole Construction Suit To Location Including Excavation In Any Type Of Soil, Rocks, Upholding Sides Of Excavation, Disposal Of Excess Excavated Materials To An Approved Location Including Haulage, Dewatering, Backfilling With Suitable Approved Fill Material, Concreting, Reinforcement, Grp Lining, Tanking, Covers And Frames, Grp Ladders, Backdrop Connection (If Required),; Identification Marker Posts, Internal And External Protection, Etc. Complete As Detailed In The Drawings And Specifications.; Manholes-Grp (1200Mm Nominal Diameter); Depth To Invert Not Exceeding 1.0 M | 1 | Nr | AED | 20611.87 | 20611.87
2019-10 | 4 | 4.0191 | United Arab Emirates | Abu Dhabi | Infrastructure | Al Mina Tunnel | Road Tunnel | MUSANADA | tba | Award | 2019 |  | Pipework - Manholes And Pipework Ancillaries | K131 | Manholes & Pipe Work Ancillaries; In-Situ Reinforced Concrete Sewerage Manhole Construction Suit To Location Including Excavation In Any Type Of Soil, Rocks, Upholding Sides Of Excavation, Disposal Of Excess Excavated Materials To An Approved Location Including Haulage, Dewatering, Backfilling With Suitable Approved Fill Material, Concreting, Reinforcement, Grp Lining, Tanking, Covers And Frames, Grp Ladders, Backdrop Connection (If Required),; Identification Marker Posts, Internal And External Protection, Etc. Complete As Detailed In The Drawings And Specifications.; Manholes-Grp (1200Mm Nominal Diameter); Depth To Invert 1.0 - 1.5 M | 4 | Nr | AED | 23582.81 | 94331.24
2019-10 | 4 | 4.0191 | United Arab Emirates | Abu Dhabi | Infrastructure | Al Mina Tunnel | Road Tunnel | MUSANADA | tba | Award | 2019 |  | Pipework - Manholes And Pipework Ancillaries | K133 | Manholes & Pipe Work Ancillaries; In-Situ Reinforced Concrete Sewerage Manhole Construction Suit To Location Including Excavation In Any Type Of Soil, Rocks, Upholding Sides Of Excavation, Disposal Of Excess Excavated Materials To An Approved Location Including Haulage, Dewatering, Backfilling With Suitable Approved Fill Material, Concreting, Reinforcement, Grp Lining, Tanking, Covers And Frames, Grp Ladders, Backdrop Connection (If Required),; Identification Marker Posts, Internal And External Protection, Etc. Complete As Detailed In The Drawings And Specifications.; Manholes-Grp (1200Mm Nominal Diameter); Depth To Invert 2.0 - 2.5 M | 1 | Nr | AED | 26392.87 | 26392.87
2019-10 | 4 | 4.0191 | United Arab Emirates | Abu Dhabi | Infrastructure | Al Mina Tunnel | Road Tunnel | MUSANADA | tba | Award | 2019 |  | Pipework - Manholes And Pipework Ancillaries | K131 | Inspection Chambers-(600 X 750)Mm; Depth To Invert Not Exceeding 1.0 M | 1 | Nr | AED | 11983.85 | 11983.85
2019-10 | 4 | 4.0191 | United Arab Emirates | Abu Dhabi | Infrastructure | Al Mina Tunnel | Road Tunnel | MUSANADA | tba | Award | 2019 |  | Pipework - Manholes And Pipework Ancillaries | K131 | Inspection Chambers-(600 X 750)Mm; Depth To Invert 1.0 - 1.5 M | 8 | Nr | AED | 13120.74 | 104965.92
2019-10 | 4 | 4.0191 | United Arab Emirates | Abu Dhabi | Infrastructure | Al Mina Tunnel | Road Tunnel | MUSANADA | tba | Award | 2019 |  | Pipework - Manholes And Pipework Ancillaries | K131 | Back Drops; Depth To Invert 1.0 M | 1 | Nr | AED | 2417.27 | 2417.27
2019-10 | 4 | 4.0191 | United Arab Emirates | Abu Dhabi | Infrastructure | Al Mina Tunnel | Road Tunnel | MUSANADA | tba | Award | 2019 |  | Pipework - Manholes And Pipework Ancillaries | K132 | Back Drops; Depth To Invert 2.0 M | 1 | Nr | AED | 3943.29 | 3943.29
2019-10 | 4 | 4.0191 | United Arab Emirates | Abu Dhabi | Infrastructure | Al Mina Tunnel | Road Tunnel | MUSANADA | tba | Award | 2019 |  | Pipework - Manholes And Pipework Ancillaries | K136 | Back Drops; Depth To Invert 4.0 M | 1 | Nr | AED | 7104.61 | 7104.61
2019-10 | 4 | 4.0191 | United Arab Emirates | Abu Dhabi | Infrastructure | Al Mina Tunnel | Road Tunnel | MUSANADA | tba | Award | 2019 |  | Pipework - Manholes And Pipework Ancillaries | K134 | New Manholes On Existing Line - Grp (1200Mm Nd); Depth To Invert 3.0 M (Ex. Pipe Od160Mm) | 2 | Nr | AED | 82768.2 | 165536.4
2019-10 | 4 | 4.0192 | United Arab Emirates | Abu Dhabi | Infrastructure | Al Mina Tunnel | Road Tunnel | MUSANADA | tba | Award | 2019 |  | Pipework - Manholes And Pipework Ancillaries | K137.1 | New Manholes On Existing Line - Grp (1200Mm Nd); Depth To Invert 5.0 M (Ex. Pipe Od225Mm) | 1 | Nr | AED | 117499.93 | 117499.93
2019-10 | 4 | 4.0192 | United Arab Emirates | Abu Dhabi | Infrastructure | Al Mina Tunnel | Road Tunnel | MUSANADA | tba | Award | 2019 |  | Pipework - Manholes And Pipework Ancillaries | K510.1 | For Future Connection; Supply And Installation Of Reinforced Concrete Grp Duct; Nominal Dia. 300Mm Pipe | 145 | m | AED | 467.27 | 67754.15
2019-10 | 4 | 4.0192 | United Arab Emirates | Abu Dhabi | Infrastructure | Al Mina Tunnel | Road Tunnel | MUSANADA | tba | Award | 2019 |  | Pipework - Manholes And Pipework Ancillaries | K510.2 | For Future Connection; Supply And Installation Of Reinforced Concrete Grp Duct; Nominal Dia. 700Mm Pipe | 105 | m | AED | 1124.26 | 118047.3
2019-10 | 4 | 4.0192 | United Arab Emirates | Abu Dhabi | Infrastructure | Al Mina Tunnel | Road Tunnel | MUSANADA | tba | Award | 2019 |  | Pipework - Manholes And Pipework Ancillaries | K510.3 | For Future Connection; Supply And Installation Of Reinforced Concrete Grp Duct; Nominal Dia. 800Mm Pipe | 60 | m | AED | 1280.59 | 76835.4
2019-10 | 4 | 4.0192 | United Arab Emirates | Abu Dhabi | Infrastructure | Al Mina Tunnel | Road Tunnel | MUSANADA | tba | Award | 2019 |  | Pipework - Manholes And Pipework Ancillaries | K560 | Connection To Existing Manhole; Depth To Invert 1.0 - 1.5 M | 1 | Nr | AED | 59917.91 | 59917.91
2019-10 | 4 | 4.0192 | United Arab Emirates | Abu Dhabi | Infrastructure | Al Mina Tunnel | Road Tunnel | MUSANADA | tba | Award | 2019 |  | Pipework - Manholes And Pipework Ancillaries | K800 | Replacement Of Existing Pipeline; Supply And Installation Of New Pipe As A Replacement Of Existing Pipeline From Manhole P30 To P22 With; Average Depth Of 4.55M | 50 | m | AED | 1752.14 | 87607
2019-10 | 4 | 4.0192 | United Arab Emirates | Abu Dhabi | Infrastructure | Al Mina Tunnel | Road Tunnel | MUSANADA | tba | Award | 2019 |  | Pipework - Pipes | I515.1 | Sewerage Protection/Relocation (Provisional Item); Demolishing Works Of Existing Sewer Network Including All Civil, Pipeline, Manholes, Valve Chambers, Gravity And Pressurized Lines, Etc. All Shall Be Approved By Adssc Prior Construction Works And Based On Adssc Standard Specifications And Drawings, Maintain The Continuity Of Flows Without Any Disruption During Demolishing Works By Providing All Necessary Temporary Arrangements/ By Pass Etc; Deliver Pipes To Designated Owner Stores, Or Municipality Approved Dumpsites Or As Directed By The Owner; 110Mm Upvc Diameter Gravity Sewers Pipeline Depth Not Exceeding 3M | 300 | m | AED | 395.49 | 118647
2019-10 | 4 | 4.0192 | United Arab Emirates | Abu Dhabi | Infrastructure | Al Mina Tunnel | Road Tunnel | MUSANADA | tba | Award | 2019 |  | Pipework - Pipes | I518 | Sewerage Protection/Relocation (Provisional Item); Demolishing Works Of Existing Sewer Network Including All Civil, Pipeline, Manholes, Valve Chambers, Gravity And Pressurized Lines, Etc. All Shall Be Approved By Adssc Prior Construction Works And Based On Adssc Standard Specifications And Drawings, Maintain The Continuity Of Flows Without Any Disruption During Demolishing Works By Providing All Necessary Temporary Arrangements/ By Pass Etc; Deliver Pipes To Designated Owner Stores, Or Municipality Approved Dumpsites Or As Directed By The Owner; 110Mm Upvc Diameter Gravity Sewers Pipeline Depth Not Exceeding 5M | 190 | m | AED | 783.5 | 148865
2019-10 | 4 | 4.0192 | United Arab Emirates | Abu Dhabi | Infrastructure | Al Mina Tunnel | Road Tunnel | MUSANADA | tba | Award | 2019 |  | Pipework - Pipes | I615.1 | Sewerage Protection/Relocation (Provisional Item); Demolishing Works Of Existing Sewer Network Including All Civil, Pipeline, Manholes, Valve Chambers, Gravity And Pressurized Lines, Etc. All Shall Be Approved By Adssc Prior Construction Works And Based On Adssc Standard Specifications And Drawings, Maintain The Continuity Of Flows Without Any Disruption During Demolishing Works By Providing All Necessary Temporary Arrangements/ By Pass Etc; Deliver Pipes To Designated Owner Stores, Or Municipality Approved Dumpsites Or As Directed By The Owner; 150Mm Grp Diameter Gravity Sewers Pipeline Depth Not Exceeding 3M | 1245 | m | AED | 396.81 | 494028.45
2019-10 | 4 | 4.0193 | United Arab Emirates | Abu Dhabi | Infrastructure | Al Mina Tunnel | Road Tunnel | MUSANADA | tba | Award | 2019 |  | Pipework - Pipes | I618 | Sewerage Protection/Relocation (Provisional Item); Demolishing Works Of Existing Sewer Network Including All Civil, Pipeline, Manholes, Valve Chambers, Gravity And Pressurized Lines, Etc. All Shall Be Approved By Adssc Prior Construction Works And Based On Adssc Standard Specifications And Drawings, Maintain The Continuity Of Flows Without Any Disruption During Demolishing Works By Providing All Necessary Temporary Arrangements/ By Pass Etc; Deliver Pipes To Designated Owner Stores, Or Municipality Approved Dumpsites Or As Directed By The Owner; 150Mm Grp Diameter Gravity Sewers Pipeline Depth Not Exceeding 5M | 2000 | m | AED | 784.83 | 1569660
2019-10 | 4 | 4.0193 | United Arab Emirates | Abu Dhabi | Infrastructure | Al Mina Tunnel | Road Tunnel | MUSANADA | tba | Award | 2019 |  | Pipework - Pipes | I515.2 | Sewerage Protection/Relocation (Provisional Item); Demolishing Works Of Existing Sewer Network Including All Civil, Pipeline, Manholes, Valve Chambers, Gravity And Pressurized Lines, Etc. All Shall Be Approved By Adssc Prior Construction Works And Based On Adssc Standard Specifications And Drawings, Maintain The Continuity Of Flows Without Any Disruption During Demolishing Works By Providing All Necessary Temporary Arrangements/ By Pass Etc; Deliver Pipes To Designated Owner Stores, Or Municipality Approved Dumpsites Or As Directed By The Owner; 160Mm Upvc Diameter Gravity Sewers Pipeline Depth Not Exceeding 3M | 500 | m | AED | 397.19 | 198595
2019-10 | 4 | 4.0193 | United Arab Emirates | Abu Dhabi | Infrastructure | Al Mina Tunnel | Road Tunnel | MUSANADA | tba | Award | 2019 |  | Pipework - Pipes | I515.3 | Sewerage Protection/Relocation (Provisional Item); Demolishing Works Of Existing Sewer Network Including All Civil, Pipeline, Manholes, Valve Chambers, Gravity And Pressurized Lines, Etc. All Shall Be Approved By Adssc Prior Construction Works And Based On Adssc Standard Specifications And Drawings, Maintain The Continuity Of Flows Without Any Disruption During Demolishing Works By Providing All Necessary Temporary Arrangements/ By Pass Etc; Deliver Pipes To Designated Owner Stores, Or Municipality Approved Dumpsites Or As Directed By The Owner; 160Mm Upvc Diameter Gravity Sewers Pipeline Depth Not Exceeding 5M | 605 | m | AED | 785.16 | 475021.8
2019-10 | 4 | 4.0193 | United Arab Emirates | Abu Dhabi | Infrastructure | Al Mina Tunnel | Road Tunnel | MUSANADA | tba | Award | 2019 |  | Pipework - Pipes | I625 | Sewerage Protection/Relocation (Provisional Item); Demolishing Works Of Existing Sewer Network Including All Civil, Pipeline, Manholes, Valve Chambers, Gravity And Pressurized Lines, Etc. All Shall Be Approved By Adssc Prior Construction Works And Based On Adssc Standard Specifications And Drawings, Maintain The Continuity Of Flows Without Any Disruption During Demolishing Works By Providing All Necessary Temporary Arrangements/ By Pass Etc; Deliver Pipes To Designated Owner Stores, Or Municipality Approved Dumpsites Or As Directed By The Owner; 200Mm Grp Diameter Gravity Sewers Pipeline Depth Not Exceeding 3M | 60 | m | AED | 403.83 | 24229.8
2019-10 | 4 | 4.0193 | United Arab Emirates | Abu Dhabi | Infrastructure | Al Mina Tunnel | Road Tunnel | MUSANADA | tba | Award | 2019 |  | Pipework - Pipes | I627 | Sewerage Protection/Relocation (Provisional Item); Demolishing Works Of Existing Sewer Network Including All Civil, Pipeline, Manholes, Valve Chambers, Gravity And Pressurized Lines, Etc. All Shall Be Approved By Adssc Prior Construction Works And Based On Adssc Standard Specifications And Drawings, Maintain The Continuity Of Flows Without Any Disruption During Demolishing Works By Providing All Necessary Temporary Arrangements/ By Pass Etc; Deliver Pipes To Designated Owner Stores, Or Municipality Approved Dumpsites Or As Directed By The Owner; 200Mm Grp Diameter Gravity Sewers Pipeline Depth Not Exceeding 5M | 60 | m | AED | 786.82 | 47209.2
2019-10 | 4 | 4.0193 | United Arab Emirates | Abu Dhabi | Infrastructure | Al Mina Tunnel | Road Tunnel | MUSANADA | tba | Award | 2019 |  | Pipework - Pipes | I525 | Sewerage Protection/Relocation (Provisional Item); Demolishing Works Of Existing Sewer Network Including All Civil, Pipeline, Manholes, Valve Chambers, Gravity And Pressurized Lines, Etc. All Shall Be Approved By Adssc Prior Construction Works And Based On Adssc Standard Specifications And Drawings, Maintain The Continuity Of Flows Without Any Disruption During Demolishing Works By Providing All Necessary Temporary Arrangements/ By Pass Etc; Deliver Pipes To Designated Owner Stores, Or Municipality Approved Dumpsites Or As Directed By The Owner; 225Mm Upvc Diameter Gravity Sewers Pipeline Depth Not Exceeding 3M | 300 | m | AED | 404.54 | 121362
2019-10 | 4 | 4.0193 | United Arab Emirates | Abu Dhabi | Infrastructure | Al Mina Tunnel | Road Tunnel | MUSANADA | tba | Award | 2019 |  | Pipework - Pipes | I527 | Sewerage Protection/Relocation (Provisional Item); Demolishing Works Of Existing Sewer Network Including All Civil, Pipeline, Manholes, Valve Chambers, Gravity And Pressurized Lines, Etc. All Shall Be Approved By Adssc Prior Construction Works And Based On Adssc Standard Specifications And Drawings, Maintain The Continuity Of Flows Without Any Disruption During Demolishing Works By Providing All Necessary Temporary Arrangements/ By Pass Etc; Deliver Pipes To Designated Owner Stores, Or Municipality Approved Dumpsites Or As Directed By The Owner; 225Mm Upvc Diameter Gravity Sewers Pipeline Depth Not Exceeding 5M | 334 | m | AED | 787.49 | 263021.66
2019-10 | 4 | 4.0193 | United Arab Emirates | Abu Dhabi | Infrastructure | Al Mina Tunnel | Road Tunnel | MUSANADA | tba | Award | 2019 |  | Pipework - Pipes | I625 | Sewerage Protection/Relocation (Provisional Item); Demolishing Works Of Existing Sewer Network Including All Civil, Pipeline, Manholes, Valve Chambers, Gravity And Pressurized Lines, Etc. All Shall Be Approved By Adssc Prior Construction Works And Based On Adssc Standard Specifications And Drawings, Maintain The Continuity Of Flows Without Any Disruption During Demolishing Works By Providing All Necessary Temporary Arrangements/ By Pass Etc; Deliver Pipes To Designated Owner Stores, Or Municipality Approved Dumpsites Or As Directed By The Owner; 250Mm Grp Diameter Gravity Sewers Pipeline Depth Not Exceeding 3M | 60 | m | AED | 405.87 | 24352.2
2019-10 | 4 | 4.0193 | United Arab Emirates | Abu Dhabi | Infrastructure | Al Mina Tunnel | Road Tunnel | MUSANADA | tba | Award | 2019 |  | Pipework - Pipes | I627 | Sewerage Protection/Relocation (Provisional Item); Demolishing Works Of Existing Sewer Network Including All Civil, Pipeline, Manholes, Valve Chambers, Gravity And Pressurized Lines, Etc. All Shall Be Approved By Adssc Prior Construction Works And Based On Adssc Standard Specifications And Drawings, Maintain The Continuity Of Flows Without Any Disruption During Demolishing Works By Providing All Necessary Temporary Arrangements/ By Pass Etc; Deliver Pipes To Designated Owner Stores, Or Municipality Approved Dumpsites Or As Directed By The Owner; 250Mm Grp Diameter Gravity Sewers Pipeline Depth Not Exceeding 5M | 64 | m | AED | 788.82 | 50484.48
2019-10 | 4 | 4.0193 | United Arab Emirates | Abu Dhabi | Infrastructure | Al Mina Tunnel | Road Tunnel | MUSANADA | tba | Award | 2019 |  | Miscellaneous Work | x900.1 | Sewerage Protection/Relocation (Provisional Item); Demolishing Works Of Existing Sewer Network Including All Civil, Pipeline, Manholes, Valve Chambers, Gravity And Pressurized Lines, Etc. All Shall Be Approved By Adssc Prior Construction Works And Based On Adssc Standard Specifications And Drawings, Maintain The Continuity Of Flows Without Any Disruption During Demolishing Works By Providing All Necessary Temporary Arrangements/ By Pass Etc; Deliver Pipes To Designated Owner Stores, Or Municipality Approved Dumpsites Or As Directed By The Owner; 280Mm Ac Diameter Gravity Sewers Pipeline Depth Not Exceeding 3M | 15 | m | AED | 406.86 | 6102.9
2019-10 | 4 | 4.0194 | United Arab Emirates | Abu Dhabi | Infrastructure | Al Mina Tunnel | Road Tunnel | MUSANADA | tba | Award | 2019 |  | Miscellaneous Work | x900.1 | Sewerage Protection/Relocation (Provisional Item); Demolishing Works Of Existing Sewer Network Including All Civil, Pipeline, Manholes, Valve Chambers, Gravity And Pressurized Lines, Etc. All Shall Be Approved By Adssc Prior Construction Works And Based On Adssc Standard Specifications And Drawings, Maintain The Continuity Of Flows Without Any Disruption During Demolishing Works By Providing All Necessary Temporary Arrangements/ By Pass Etc; Deliver Pipes To Designated Owner Stores, Or Municipality Approved Dumpsites Or As Directed By The Owner; 280Mm Ac Diameter Gravity Sewers Pipeline Depth Not Exceeding 5M | 15 | m | AED | 789.85 | 11847.75
2019-10 | 4 | 4.0194 | United Arab Emirates | Abu Dhabi | Infrastructure | Al Mina Tunnel | Road Tunnel | MUSANADA | tba | Award | 2019 |  | Pipework - Pipes | I635 | Sewerage Protection/Relocation (Provisional Item); Demolishing Works Of Existing Sewer Network Including All Civil, Pipeline, Manholes, Valve Chambers, Gravity And Pressurized Lines, Etc. All Shall Be Approved By Adssc Prior Construction Works And Based On Adssc Standard Specifications And Drawings, Maintain The Continuity Of Flows Without Any Disruption During Demolishing Works By Providing All Necessary Temporary Arrangements/ By Pass Etc; Deliver Pipes To Designated Owner Stores, Or Municipality Approved Dumpsites Or As Directed By The Owner; 300Mm Grp Diameter Gravity Sewers Pipeline Depth Not Exceeding 3M | 104 | m | AED | 410.56 | 42698.24
2019-10 | 4 | 4.0194 | United Arab Emirates | Abu Dhabi | Infrastructure | Al Mina Tunnel | Road Tunnel | MUSANADA | tba | Award | 2019 |  | Pipework - Pipes | I635 | Sewerage Protection/Relocation (Provisional Item); Demolishing Works Of Existing Sewer Network Including All Civil, Pipeline, Manholes, Valve Chambers, Gravity And Pressurized Lines, Etc. All Shall Be Approved By Adssc Prior Construction Works And Based On Adssc Standard Specifications And Drawings, Maintain The Continuity Of Flows Without Any Disruption During Demolishing Works By Providing All Necessary Temporary Arrangements/ By Pass Etc; Deliver Pipes To Designated Owner Stores, Or Municipality Approved Dumpsites Or As Directed By The Owner; 350Mm Grp Diameter Gravity Sewers Pipeline Depth Not Exceeding 3M | 167 | m | AED | 412.89 | 68952.63
2019-10 | 4 | 4.0194 | United Arab Emirates | Abu Dhabi | Infrastructure | Al Mina Tunnel | Road Tunnel | MUSANADA | tba | Award | 2019 |  | Pipework - Pipes | I614 | Sewerage Protection/Relocation (Provisional Item); Demolishing Works Of Existing Sewer Network Including All Civil, Pipeline, Manholes, Valve Chambers, Gravity And Pressurized Lines, Etc. All Shall Be Approved By Adssc Prior Construction Works And Based On Adssc Standard Specifications And Drawings, Maintain The Continuity Of Flows Without Any Disruption During Demolishing Works By Providing All Necessary Temporary Arrangements/ By Pass Etc; Deliver Pipes To Designated Owner Stores, Or Municipality Approved Dumpsites Or As Directed By The Owner; 150Mm Grp Diameter Pressurized Sewers Pipeline Depth Not Exceeding 2.5M | 370 | m | AED | 378.22 | 139941.4
2019-10 | 4 | 4.0194 | United Arab Emirates | Abu Dhabi | Infrastructure | Al Mina Tunnel | Road Tunnel | MUSANADA | tba | Award | 2019 |  | Pipework - Pipes | I634 | Sewerage Protection/Relocation (Provisional Item); Demolishing Works Of Existing Sewer Network Including All Civil, Pipeline, Manholes, Valve Chambers, Gravity And Pressurized Lines, Etc. All Shall Be Approved By Adssc Prior Construction Works And Based On Adssc Standard Specifications And Drawings, Maintain The Continuity Of Flows Without Any Disruption During Demolishing Works By Providing All Necessary Temporary Arrangements/ By Pass Etc; Deliver Pipes To Designated Owner Stores, Or Municipality Approved Dumpsites Or As Directed By The Owner; 400Mm Grp Diameter Pressurized Sewers Pipeline Depth Not Exceeding 2.5M | 250 | m | AED | 598.61 | 149652.5
2019-10 | 4 | 4.0194 | United Arab Emirates | Abu Dhabi | Infrastructure | Al Mina Tunnel | Road Tunnel | MUSANADA | tba | Award | 2019 |  | Pipework - Manholes And Pipework Ancillaries | K142 | Sewerage Protection/Relocation (Provisional Item); Demolishing Works Of Existing Sewer Network Including All Civil, Pipeline, Manholes, Valve Chambers, Gravity And Pressurized Lines, Etc. All Shall Be Approved By Adssc Prior Construction Works And Based On Adssc Standard Specifications And Drawings, Maintain The Continuity Of Flows Without Any Disruption During Demolishing Works By Providing All Necessary Temporary Arrangements/ By Pass Etc; Deliver Pipes To Designated Owner Stores, Or Municipality Approved Dumpsites Or As Directed By The Owner; Manholes, Chambers And The Like To Be Completely Abandoned For Depth Between Di Cover Level And Invert Level ≤ 2M. | 40 | Nr | AED | 10738.93 | 429557.2
2019-10 | 4 | 4.0194 | United Arab Emirates | Abu Dhabi | Infrastructure | Al Mina Tunnel | Road Tunnel | MUSANADA | tba | Award | 2019 |  | Pipework - Manholes And Pipework Ancillaries | K144 | Sewerage Protection/Relocation (Provisional Item); Demolishing Works Of Existing Sewer Network Including All Civil, Pipeline, Manholes, Valve Chambers, Gravity And Pressurized Lines, Etc. All Shall Be Approved By Adssc Prior Construction Works And Based On Adssc Standard Specifications And Drawings, Maintain The Continuity Of Flows Without Any Disruption During Demolishing Works By Providing All Necessary Temporary Arrangements/ By Pass Etc; Deliver Pipes To Designated Owner Stores, Or Municipality Approved Dumpsites Or As Directed By The Owner; Manholes, Chambers And The Like To Be Completely Abandoned For Depth Between Di Cover Level And Invert Level > 2M But ≤ 3M. | 30 | Nr | AED | 13793.76 | 413812.8
2019-10 | 4 | 4.0194 | United Arab Emirates | Abu Dhabi | Infrastructure | Al Mina Tunnel | Road Tunnel | MUSANADA | tba | Award | 2019 |  | Pipework - Manholes And Pipework Ancillaries | K146 | Sewerage Protection/Relocation (Provisional Item); Demolishing Works Of Existing Sewer Network Including All Civil, Pipeline, Manholes, Valve Chambers, Gravity And Pressurized Lines, Etc. All Shall Be Approved By Adssc Prior Construction Works And Based On Adssc Standard Specifications And Drawings, Maintain The Continuity Of Flows Without Any Disruption During Demolishing Works By Providing All Necessary Temporary Arrangements/ By Pass Etc; Deliver Pipes To Designated Owner Stores, Or Municipality Approved Dumpsites Or As Directed By The Owner; Manholes, Chambers And The Like To Be Completely Abandoned For Depth Between Di Cover Level And Invert Level > 3M But≤ 4M. | 18 | Nr | AED | 16848.57 | 303274.26
2019-10 | 4 | 4.0194 | United Arab Emirates | Abu Dhabi | Infrastructure | Al Mina Tunnel | Road Tunnel | MUSANADA | tba | Award | 2019 |  | Pipework - Manholes And Pipework Ancillaries | K147.1 | Sewerage Protection/Relocation (Provisional Item); Demolishing Works Of Existing Sewer Network Including All Civil, Pipeline, Manholes, Valve Chambers, Gravity And Pressurized Lines, Etc. All Shall Be Approved By Adssc Prior Construction Works And Based On Adssc Standard Specifications And Drawings, Maintain The Continuity Of Flows Without Any Disruption During Demolishing Works By Providing All Necessary Temporary Arrangements/ By Pass Etc; Deliver Pipes To Designated Owner Stores, Or Municipality Approved Dumpsites Or As Directed By The Owner; Manholes, Chambers And The Like To Be Completely Abandoned For Depth Between Di Cover Level And Invert Level > 4M But≤ 5M. | 15 | Nr | AED | 19903.35 | 298550.25
2019-10 | 4 | 4.0194 | United Arab Emirates | Abu Dhabi | Infrastructure | Al Mina Tunnel | Road Tunnel | MUSANADA | tba | Award | 2019 |  | Pipework - Manholes And Pipework Ancillaries | K147.2 | Sewerage Protection/Relocation (Provisional Item); Demolishing Works Of Existing Sewer Network Including All Civil, Pipeline, Manholes, Valve Chambers, Gravity And Pressurized Lines, Etc. All Shall Be Approved By Adssc Prior Construction Works And Based On Adssc Standard Specifications And Drawings, Maintain The Continuity Of Flows Without Any Disruption During Demolishing Works By Providing All Necessary Temporary Arrangements/ By Pass Etc; Deliver Pipes To Designated Owner Stores, Or Municipality Approved Dumpsites Or As Directed By The Owner; Manholes, Chambers And The Like To Be Completely Abandoned For Depth Between Di Cover Level And Invert Level > 5M But≤ 6M. | 12 | Nr | AED | 22958.17 | 275498.04
2019-10 | 4 | 4.0194 | United Arab Emirates | Abu Dhabi | Infrastructure | Al Mina Tunnel | Road Tunnel | MUSANADA | tba | Award | 2019 |  | Pipework - Manholes And Pipework Ancillaries | K147.3 | Sewerage Protection/Relocation (Provisional Item); Demolishing Works Of Existing Sewer Network Including All Civil, Pipeline, Manholes, Valve Chambers, Gravity And Pressurized Lines, Etc. All Shall Be Approved By Adssc Prior Construction Works And Based On Adssc Standard Specifications And Drawings, Maintain The Continuity Of Flows Without Any Disruption During Demolishing Works By Providing All Necessary Temporary Arrangements/ By Pass Etc; Deliver Pipes To Designated Owner Stores, Or Municipality Approved Dumpsites Or As Directed By The Owner; Manholes, Chambers And The Like To Be Completely Abandoned For Depth Between Di Cover Level And Invert Level > 6M But≤ 7M. | 8 | Nr | AED | 27556.07 | 220448.56
2019-10 | 4 | 4.0195 | United Arab Emirates | Abu Dhabi | Infrastructure | Al Mina Tunnel | Road Tunnel | MUSANADA | tba | Award | 2019 |  | Pipework - Manholes And Pipework Ancillaries | K291.1 | Sewerage Protection/Relocation (Provisional Item); Demolishing Works Of Existing Sewer Network Including All Civil, Pipeline, Manholes, Valve Chambers, Gravity And Pressurized Lines, Etc. All Shall Be Approved By Adssc Prior Construction Works And Based On Adssc Standard Specifications And Drawings, Maintain The Continuity Of Flows Without Any Disruption During Demolishing Works By Providing All Necessary Temporary Arrangements/ By Pass Etc; Deliver Pipes To Designated Owner Stores, Or Municipality Approved Dumpsites Or As Directed By The Owner; Air Release Valve Chamber On 150Mm Pipe | 2 | Nr | AED | 23249.44 | 46498.88
2019-10 | 4 | 4.0195 | United Arab Emirates | Abu Dhabi | Infrastructure | Al Mina Tunnel | Road Tunnel | MUSANADA | tba | Award | 2019 |  | Pipework - Manholes And Pipework Ancillaries | K291.2 | Sewerage Protection/Relocation (Provisional Item); Demolishing Works Of Existing Sewer Network Including All Civil, Pipeline, Manholes, Valve Chambers, Gravity And Pressurized Lines, Etc. All Shall Be Approved By Adssc Prior Construction Works And Based On Adssc Standard Specifications And Drawings, Maintain The Continuity Of Flows Without Any Disruption During Demolishing Works By Providing All Necessary Temporary Arrangements/ By Pass Etc; Deliver Pipes To Designated Owner Stores, Or Municipality Approved Dumpsites Or As Directed By The Owner; Wash Out Valve Chamber On 150Mm Pipe | 2 | Nr | AED | 24872.33 | 49744.66
2019-10 | 4 | 4.0195 | United Arab Emirates | Abu Dhabi | Infrastructure | Al Mina Tunnel | Road Tunnel | MUSANADA | tba | Award | 2019 |  | Pipework - Manholes And Pipework Ancillaries | K291.3 | Sewerage Protection/Relocation (Provisional Item); Demolishing Works Of Existing Sewer Network Including All Civil, Pipeline, Manholes, Valve Chambers, Gravity And Pressurized Lines, Etc. All Shall Be Approved By Adssc Prior Construction Works And Based On Adssc Standard Specifications And Drawings, Maintain The Continuity Of Flows Without Any Disruption During Demolishing Works By Providing All Necessary Temporary Arrangements/ By Pass Etc; Deliver Pipes To Designated Owner Stores, Or Municipality Approved Dumpsites Or As Directed By The Owner; Air Release Valve Chamber On 400Mm Pipe | 2 | Nr | AED | 26559.32 | 53118.64
2019-10 | 4 | 4.0195 | United Arab Emirates | Abu Dhabi | Infrastructure | Al Mina Tunnel | Road Tunnel | MUSANADA | tba | Award | 2019 |  | Pipework - Manholes And Pipework Ancillaries | K291.4 | Sewerage Protection/Relocation (Provisional Item); Demolishing Works Of Existing Sewer Network Including All Civil, Pipeline, Manholes, Valve Chambers, Gravity And Pressurized Lines, Etc. All Shall Be Approved By Adssc Prior Construction Works And Based On Adssc Standard Specifications And Drawings, Maintain The Continuity Of Flows Without Any Disruption During Demolishing Works By Providing All Necessary Temporary Arrangements/ By Pass Etc; Deliver Pipes To Designated Owner Stores, Or Municipality Approved Dumpsites Or As Directed By The Owner; Wash Out Valve Chamber On 400Mm Pipe | 2 | Nr | AED | 30288.44 | 60576.88
2019-10 | 4 | 4.0195 | United Arab Emirates | Abu Dhabi | Infrastructure | Al Mina Tunnel | Road Tunnel | MUSANADA | tba | Award | 2019 |  | Pipework - Pipes | I515 | Supply, Install New Sewer Pipes Including Excavation, Backfilling, Bedding, Warning Tape, Commissioning, Connection To Existing Manholes/ Pipes Upon Adssc Approval And Based On Their Specifications And Standard Drawings, Maintain The Continuity Of Flows Without Any Disruption During Works By Providing All Necessary Temporary Arrangements/ By Pass; Supply & Installation Of 160Mm Upvc Pipeline, Depth > 2 ≤ 3.0 M | 150 | m | AED | 487.33 | 73099.5
2019-10 | 4 | 4.0195 | United Arab Emirates | Abu Dhabi | Infrastructure | Al Mina Tunnel | Road Tunnel | MUSANADA | tba | Award | 2019 |  | Pipework - Pipes | I510.1 | Supply, Install New Sewer Pipes Including Excavation, Backfilling, Bedding, Warning Tape, Commissioning, Connection To Existing Manholes/ Pipes Upon Adssc Approval And Based On Their Specifications And Standard Drawings, Maintain The Continuity Of Flows Without Any Disruption During Works By Providing All Necessary Temporary Arrangements/ By Pass; Supply & Installation Of 160Mm Upvc Pipeline, Depth > 3 ≤ 4.0 M | 260 | m | AED | 701.58 | 182410.8
2019-10 | 4 | 4.0195 | United Arab Emirates | Abu Dhabi | Infrastructure | Al Mina Tunnel | Road Tunnel | MUSANADA | tba | Award | 2019 |  | Pipework - Pipes | I510.2 | Supply, Install New Sewer Pipes Including Excavation, Backfilling, Bedding, Warning Tape, Commissioning, Connection To Existing Manholes/ Pipes Upon Adssc Approval And Based On Their Specifications And Standard Drawings, Maintain The Continuity Of Flows Without Any Disruption During Works By Providing All Necessary Temporary Arrangements/ By Pass; Supply & Installation Of 160Mm Upvc Pipeline, Depth > 4 ≤ 5.0 M | 129 | m | AED | 874.81 | 112850.49
2019-10 | 4 | 4.0195 | United Arab Emirates | Abu Dhabi | Infrastructure | Al Mina Tunnel | Road Tunnel | MUSANADA | tba | Award | 2019 |  | Pipework - Pipes | I510.3 | Supply, Install New Sewer Pipes Including Excavation, Backfilling, Bedding, Warning Tape, Commissioning, Connection To Existing Manholes/ Pipes Upon Adssc Approval And Based On Their Specifications And Standard Drawings, Maintain The Continuity Of Flows Without Any Disruption During Works By Providing All Necessary Temporary Arrangements/ By Pass; Supply & Installation Of 160Mm Upvc Pipeline, Depth > 5 ≤ 6.0 M | 110 | m | AED | 1528.93 | 168182.3
2019-10 | 4 | 4.0195 | United Arab Emirates | Abu Dhabi | Infrastructure | Al Mina Tunnel | Road Tunnel | MUSANADA | tba | Award | 2019 |  | Pipework - Pipes | I525 | Supply, Install New Sewer Pipes Including Excavation, Backfilling, Bedding, Warning Tape, Commissioning, Connection To Existing Manholes/ Pipes Upon Adssc Approval And Based On Their Specifications And Standard Drawings, Maintain The Continuity Of Flows Without Any Disruption During Works By Providing All Necessary Temporary Arrangements/ By Pass; Supply & Installation Of 225Mm Upvc Pipeline, Depth > 2 ≤ 3.0 M | 80 | m | AED | 530.26 | 42420.8
2019-10 | 4 | 4.0195 | United Arab Emirates | Abu Dhabi | Infrastructure | Al Mina Tunnel | Road Tunnel | MUSANADA | tba | Award | 2019 |  | Pipework - Pipes | I527 | Supply, Install New Sewer Pipes Including Excavation, Backfilling, Bedding, Warning Tape, Commissioning, Connection To Existing Manholes/ Pipes Upon Adssc Approval And Based On Their Specifications And Standard Drawings, Maintain The Continuity Of Flows Without Any Disruption During Works By Providing All Necessary Temporary Arrangements/ By Pass; Supply & Installation Of 225Mm Upvc Pipeline, Depth > 3 ≤ 4.0 M | 55 | m | AED | 746.88 | 41078.4
2019-10 | 4 | 4.0196 | United Arab Emirates | Abu Dhabi | Infrastructure | Al Mina Tunnel | Road Tunnel | MUSANADA | tba | Award | 2019 |  | Pipework - Pipes | I525 | Supply, Install New Sewer Pipes Including Excavation, Backfilling, Bedding, Warning Tape, Commissioning, Connection To Existing Manholes/ Pipes Upon Adssc Approval And Based On Their Specifications And Standard Drawings, Maintain The Continuity Of Flows Without Any Disruption During Works By Providing All Necessary Temporary Arrangements/ By Pass; Supply & Installation Of 280Mm Upvc Pipeline, Depth > 2 ≤ 3.0 M | 67 | m | AED | 599.35 | 40156.45
2019-10 | 4 | 4.0196 | United Arab Emirates | Abu Dhabi | Infrastructure | Al Mina Tunnel | Road Tunnel | MUSANADA | tba | Award | 2019 |  | Pipework - Pipes | I527 | Supply, Install New Sewer Pipes Including Excavation, Backfilling, Bedding, Warning Tape, Commissioning, Connection To Existing Manholes/ Pipes Upon Adssc Approval And Based On Their Specifications And Standard Drawings, Maintain The Continuity Of Flows Without Any Disruption During Works By Providing All Necessary Temporary Arrangements/ By Pass; Supply & Installation Of 280Mm Upvc Pipeline, Depth > 3 ≤ 4.0 M | 65 | m | AED | 816.13 | 53048.45
2019-10 | 4 | 4.0196 | United Arab Emirates | Abu Dhabi | Infrastructure | Al Mina Tunnel | Road Tunnel | MUSANADA | tba | Award | 2019 |  | Pipework - Pipes | I528 | Supply, Install New Sewer Pipes Including Excavation, Backfilling, Bedding, Warning Tape, Commissioning, Connection To Existing Manholes/ Pipes Upon Adssc Approval And Based On Their Specifications And Standard Drawings, Maintain The Continuity Of Flows Without Any Disruption During Works By Providing All Necessary Temporary Arrangements/ By Pass; Supply & Installation Of 280Mm Upvc Pipeline, Depth > 4.0 ≤ 5.0 M | 55 | m | AED | 980.14 | 53907.7
2019-10 | 4 | 4.0196 | United Arab Emirates | Abu Dhabi | Infrastructure | Al Mina Tunnel | Road Tunnel | MUSANADA | tba | Award | 2019 |  | Pipework - Pipes | I537 | Supply, Install New Sewer Pipes Including Excavation, Backfilling, Bedding, Warning Tape, Commissioning, Connection To Existing Manholes/ Pipes Upon Adssc Approval And Based On Their Specifications And Standard Drawings, Maintain The Continuity Of Flows Without Any Disruption During Works By Providing All Necessary Temporary Arrangements/ By Pass; Supply & Installation Of 315Mm Upvc Pipeline, Depth > 3 ≤ 4.0 M | 118 | m | AED | 826.48 | 97524.64
2019-10 | 4 | 4.0196 | United Arab Emirates | Abu Dhabi | Infrastructure | Al Mina Tunnel | Road Tunnel | MUSANADA | tba | Award | 2019 |  | Pipework - Pipes | I538.1 | Supply, Install New Sewer Pipes Including Excavation, Backfilling, Bedding, Warning Tape, Commissioning, Connection To Existing Manholes/ Pipes Upon Adssc Approval And Based On Their Specifications And Standard Drawings, Maintain The Continuity Of Flows Without Any Disruption During Works By Providing All Necessary Temporary Arrangements/ By Pass; Supply & Installation Of 315Mm Upvc Pipeline, Depth > 4.0 ≤ 5.0 M | 107 | m | AED | 996.96 | 106674.72
2019-10 | 4 | 4.0196 | United Arab Emirates | Abu Dhabi | Infrastructure | Al Mina Tunnel | Road Tunnel | MUSANADA | tba | Award | 2019 |  | Pipework - Pipes | I538.2 | Supply, Install New Sewer Pipes Including Excavation, Backfilling, Bedding, Warning Tape, Commissioning, Connection To Existing Manholes/ Pipes Upon Adssc Approval And Based On Their Specifications And Standard Drawings, Maintain The Continuity Of Flows Without Any Disruption During Works By Providing All Necessary Temporary Arrangements/ By Pass; Supply & Installation Of 315Mm Upvc Pipeline, Depth > 5.0 ≤ 6.0 M | 95 | m | AED | 1652.03 | 156942.85
2019-10 | 4 | 4.0196 | United Arab Emirates | Abu Dhabi | Infrastructure | Al Mina Tunnel | Road Tunnel | MUSANADA | tba | Award | 2019 |  | Pipework - Pipes | I638.1 | Supply, Install New Sewer Pipes Including Excavation, Backfilling, Bedding, Warning Tape, Commissioning, Connection To Existing Manholes/ Pipes Upon Adssc Approval And Based On Their Specifications And Standard Drawings, Maintain The Continuity Of Flows Without Any Disruption During Works By Providing All Necessary Temporary Arrangements/ By Pass; Supply & Installation Of 350Mm Grp Pipeline, Depth > 4.0 ≤ 5.0 M | 185 | m | AED | 1709.29 | 316218.65
2019-10 | 4 | 4.0196 | United Arab Emirates | Abu Dhabi | Infrastructure | Al Mina Tunnel | Road Tunnel | MUSANADA | tba | Award | 2019 |  | Pipework - Pipes | I638.2 | Supply, Install New Sewer Pipes Including Excavation, Backfilling, Bedding, Warning Tape, Commissioning, Connection To Existing Manholes/ Pipes Upon Adssc Approval And Based On Their Specifications And Standard Drawings, Maintain The Continuity Of Flows Without Any Disruption During Works By Providing All Necessary Temporary Arrangements/ By Pass; Supply & Installation Of 350Mm Grp Pipeline, Depth > 5.0 ≤ 6.0 M | 120 | m | AED | 1932.13 | 231855.6
2019-10 | 4 | 4.0196 | United Arab Emirates | Abu Dhabi | Infrastructure | Al Mina Tunnel | Road Tunnel | MUSANADA | tba | Award | 2019 |  | Pipework - Pipes | I638.3 | Supply, Install New Sewer Pipes Including Excavation, Backfilling, Bedding, Warning Tape, Commissioning, Connection To Existing Manholes/ Pipes Upon Adssc Approval And Based On Their Specifications And Standard Drawings, Maintain The Continuity Of Flows Without Any Disruption During Works By Providing All Necessary Temporary Arrangements/ By Pass; Supply & Installation Of 350Mm Grp Pipeline, Depth > 6.0 ≤ 7.0 M | 950 | m | AED | 2434.29 | 2312575.5
2019-10 | 4 | 4.0197 | United Arab Emirates | Abu Dhabi | Infrastructure | Al Mina Tunnel | Road Tunnel | MUSANADA | tba | Award | 2019 |  | Pipework - Pipes | I639 | Supply, Install New Sewer Pipes Including Excavation, Backfilling, Bedding, Warning Tape, Commissioning, Connection To Existing Manholes/ Pipes Upon Adssc Approval And Based On Their Specifications And Standard Drawings, Maintain The Continuity Of Flows Without Any Disruption During Works By Providing All Necessary Temporary Arrangements/ By Pass; Supply & Installation Of 350Mm Grp Pipeline, Depth > 7.0 ≤ 8.0 M | 150 | m | AED | 3210.11 | 481516.5
2019-10 | 4 | 4.0197 | United Arab Emirates | Abu Dhabi | Infrastructure | Al Mina Tunnel | Road Tunnel | MUSANADA | tba | Award | 2019 |  | Pipework - Pipes |  | Supply, Install New Sewer Pipes Including Excavation, Backfilling, Bedding, Warning Tape, Commissioning, Connection To Existing Manholes/ Pipes Upon Adssc Approval And Based On Their Specifications And Standard Drawings, Maintain The Continuity Of Flows Without Any Disruption During Works By Providing All Necessary Temporary Arrangements/ By Pass; Supply & Installation Of 150Mm Grp Pressure Pipe | 400 | m | AED | 660.15 | 264060
2019-10 | 4 | 4.0197 | United Arab Emirates | Abu Dhabi | Infrastructure | Al Mina Tunnel | Road Tunnel | MUSANADA | tba | Award | 2019 |  | Pipework - Pipes |  | Supply, Install New Sewer Pipes Including Excavation, Backfilling, Bedding, Warning Tape, Commissioning, Connection To Existing Manholes/ Pipes Upon Adssc Approval And Based On Their Specifications And Standard Drawings, Maintain The Continuity Of Flows Without Any Disruption During Works By Providing All Necessary Temporary Arrangements/ By Pass; Supply & Installation Of 400Mm Grp Pressure Pipe | 270 | m | AED | 1562.93 | 421991.1
2019-10 | 4 | 4.0197 | United Arab Emirates | Abu Dhabi | Infrastructure | Al Mina Tunnel | Road Tunnel | MUSANADA | tba | Award | 2019 |  | Pipework - Manholes And Pipework Ancillaries | K252 | Construct New Manholes Including Excavation, Backfilling, Dewatering, Concrete Works, Shuttering, Formwork, Water Proofing, Grp Lines, Fittings, Covers And Frames, Reinforcement, Bedding, Commissioning, Connection To Existing Manholes/ Pipes Upon Adssc Approval And Based On Their Specifications And Standard Drawings, Maintain The Continuity Of Flows Without Any Disruption During Works By Providing All Necessary Temporary Arrangements/ By Pass; Proposed Collection Chamber, Depth Between Di Cover Level And Invert Level ≤ 2M. | 40 | Nr | AED | 13120.74 | 524829.6
2019-10 | 4 | 4.0197 | United Arab Emirates | Abu Dhabi | Infrastructure | Al Mina Tunnel | Road Tunnel | MUSANADA | tba | Award | 2019 |  | Pipework - Manholes And Pipework Ancillaries | K134 | Construct New Manholes Including Excavation, Backfilling, Dewatering, Concrete Works, Shuttering, Formwork, Water Proofing, Grp Lines, Fittings, Covers And Frames, Reinforcement, Bedding, Commissioning, Connection To Existing Manholes/ Pipes Upon Adssc Approval And Based On Their Specifications And Standard Drawings, Maintain The Continuity Of Flows Without Any Disruption During Works By Providing All Necessary Temporary Arrangements/ By Pass; Proposed Manholes, Depth Between Di Cover Level And Invert Level > 2M But ≤ 3M. | 3 | Nr | AED | 34318.84 | 102956.52
2019-10 | 4 | 4.0197 | United Arab Emirates | Abu Dhabi | Infrastructure | Al Mina Tunnel | Road Tunnel | MUSANADA | tba | Award | 2019 |  | Pipework - Manholes And Pipework Ancillaries | K136 | Construct New Manholes Including Excavation, Backfilling, Dewatering, Concrete Works, Shuttering, Formwork, Water Proofing, Grp Lines, Fittings, Covers And Frames, Reinforcement, Bedding, Commissioning, Connection To Existing Manholes/ Pipes Upon Adssc Approval And Based On Their Specifications And Standard Drawings, Maintain The Continuity Of Flows Without Any Disruption During Works By Providing All Necessary Temporary Arrangements/ By Pass; Proposed Manholes, Depth Between Di Cover Level And Invert Level > 3M But≤ 4M. | 5 | Nr | AED | 38731.14 | 193655.7
2019-10 | 4 | 4.0197 | United Arab Emirates | Abu Dhabi | Infrastructure | Al Mina Tunnel | Road Tunnel | MUSANADA | tba | Award | 2019 |  | Pipework - Manholes And Pipework Ancillaries | K137.1 | Construct New Manholes Including Excavation, Backfilling, Dewatering, Concrete Works, Shuttering, Formwork, Water Proofing, Grp Lines, Fittings, Covers And Frames, Reinforcement, Bedding, Commissioning, Connection To Existing Manholes/ Pipes Upon Adssc Approval And Based On Their Specifications And Standard Drawings, Maintain The Continuity Of Flows Without Any Disruption During Works By Providing All Necessary Temporary Arrangements/ By Pass; Proposed Manholes, Depth Between Di Cover Level And Invert Level > 4M But≤ 5M. | 3 | Nr | AED | 43143.62 | 129430.86
2019-10 | 4 | 4.0197 | United Arab Emirates | Abu Dhabi | Infrastructure | Al Mina Tunnel | Road Tunnel | MUSANADA | tba | Award | 2019 |  | Pipework - Manholes And Pipework Ancillaries | K137.2 | Construct New Manholes Including Excavation, Backfilling, Dewatering, Concrete Works, Shuttering, Formwork, Water Proofing, Grp Lines, Fittings, Covers And Frames, Reinforcement, Bedding, Commissioning, Connection To Existing Manholes/ Pipes Upon Adssc Approval And Based On Their Specifications And Standard Drawings, Maintain The Continuity Of Flows Without Any Disruption During Works By Providing All Necessary Temporary Arrangements/ By Pass; Proposed Manholes, Depth Between Di Cover Level And Invert Level > 5M But≤ 6M. | 9 | Nr | AED | 74860.63 | 673745.67
2019-10 | 4 | 4.0197 | United Arab Emirates | Abu Dhabi | Infrastructure | Al Mina Tunnel | Road Tunnel | MUSANADA | tba | Award | 2019 |  | Pipework - Manholes And Pipework Ancillaries | K137.3 | Construct New Manholes Including Excavation, Backfilling, Dewatering, Concrete Works, Shuttering, Formwork, Water Proofing, Grp Lines, Fittings, Covers And Frames, Reinforcement, Bedding, Commissioning, Connection To Existing Manholes/ Pipes Upon Adssc Approval And Based On Their Specifications And Standard Drawings, Maintain The Continuity Of Flows Without Any Disruption During Works By Providing All Necessary Temporary Arrangements/ By Pass; Proposed Manholes, Depth Between Di Cover Level And Invert Level > 6M But≤ 7M. | 7 | Nr | AED | 81617.37 | 571321.59
2019-10 | 4 | 4.0197 | United Arab Emirates | Abu Dhabi | Infrastructure | Al Mina Tunnel | Road Tunnel | MUSANADA | tba | Award | 2019 |  | Pipework - Manholes And Pipework Ancillaries | K139 | Construct New Manholes Including Excavation, Backfilling, Dewatering, Concrete Works, Shuttering, Formwork, Water Proofing, Grp Lines, Fittings, Covers And Frames, Reinforcement, Bedding, Commissioning, Connection To Existing Manholes/ Pipes Upon Adssc Approval And Based On Their Specifications And Standard Drawings, Maintain The Continuity Of Flows Without Any Disruption During Works By Providing All Necessary Temporary Arrangements/ By Pass; Proposed Manholes, Depth Between Di Cover Level And Invert Level > 7M But≤ 8M. | 2 | Nr | AED | 95818.32 | 191636.64
2019-10 | 4 | 4.0198 | United Arab Emirates | Abu Dhabi | Infrastructure | Al Mina Tunnel | Road Tunnel | MUSANADA | tba | Award | 2019 |  | Pipework - Manholes And Pipework Ancillaries | K890.1 | Pipework Ancillaries; Supply And Installation Of External Backdrop In Proposed Manhole (Only Pipe Considered. Manhole Measured Elsewhere) Including All The Necessary Work To Complete As Per The Drawings And Specification; 160Mm Dia. Upvc Pipe Line; Vertical Height > 0.7M ≤ 1.2M | 1 | Nr | AED | 2417.27 | 2417.27
2019-10 | 4 | 4.0198 | United Arab Emirates | Abu Dhabi | Infrastructure | Al Mina Tunnel | Road Tunnel | MUSANADA | tba | Award | 2019 |  | Pipework - Manholes And Pipework Ancillaries | K890.2 | Pipework Ancillaries; Supply And Installation Of External Backdrop In Proposed Manhole (Only Pipe Considered. Manhole Measured Elsewhere) Including All The Necessary Work To Complete As Per The Drawings And Specification; 160Mm Dia. Upvc Pipe Line; Vertical Height > 1.2M ≤ 1.7M | 2 | Nr | AED | 3943.29 | 7886.58
2019-10 | 4 | 4.0198 | United Arab Emirates | Abu Dhabi | Infrastructure | Al Mina Tunnel | Road Tunnel | MUSANADA | tba | Award | 2019 |  | Pipework - Manholes And Pipework Ancillaries | K890.3 | Pipework Ancillaries; Supply And Installation Of External Backdrop In Proposed Manhole (Only Pipe Considered. Manhole Measured Elsewhere) Including All The Necessary Work To Complete As Per The Drawings And Specification; 160Mm Dia. Upvc Pipe Line; Vertical Height > 3.2M ≤ 3.7M | 1 | Nr | AED | 7104.61 | 7104.61
2019-10 | 4 | 4.0198 | United Arab Emirates | Abu Dhabi | Infrastructure | Al Mina Tunnel | Road Tunnel | MUSANADA | tba | Award | 2019 |  | Pipework - Manholes And Pipework Ancillaries | K890.4 | Pipework Ancillaries; Supply And Installation Of External Backdrop In Proposed Manhole (Only Pipe Considered. Manhole Measured Elsewhere) Including All The Necessary Work To Complete As Per The Drawings And Specification; 160Mm Dia. Upvc Pipe Line; Vertical Height > 0.7M ≤ 1.2M | 1 | Nr | AED | 2417.27 | 2417.27
2019-10 | 4 | 4.0198 | United Arab Emirates | Abu Dhabi | Infrastructure | Al Mina Tunnel | Road Tunnel | MUSANADA | tba | Award | 2019 |  | Pipework - Pipes | I890.5 | Supply And Installation Of Extra Over Pipe Line For External Backdrop In Existing Manholes/ Chambers (Only Pipe Considered) Including All The Necessary Work To Complete As Per The Drawings And Specification; 160Mm Dia. Upvc Pipe Line | 2 | Nr | AED | 13658.06 | 27316.12
2019-10 | 4 | 4.0198 | United Arab Emirates | Abu Dhabi | Infrastructure | Al Mina Tunnel | Road Tunnel | MUSANADA | tba | Award | 2019 |  | Pipework - Manholes And Pipework Ancillaries | K863 | Connections To Existing Network; Extra Over For Pipeline Construction For Connection/Disconnection To Existing Lines Including Cutting, Draining, Removal Of Pipe, Fittings, Valves, Flowmeter, Accessories, Etc.; And Transport To Stores As Directed By Engineer, And Any Additional Excavation Required To Make The Connections/Disconnections To Pipe Sizes Of The Following Diameters, Also Include For Working Outside Normal Working Hours: Proposed 350Mm Dia. Grp Pipe Line To External 350Mm Dia. Pipe Line | 2 | Nr | AED | 77476.78 | 154953.56
2019-10 | 4 | 4.0198 | United Arab Emirates | Abu Dhabi | Infrastructure | Al Mina Tunnel | Road Tunnel | MUSANADA | tba | Award | 2019 |  | Pipework - Pipes | I612 | Construct Protection Slabs Per Adssc Standard Drawings Fro Existing Lines; 150Mm Upvc/Grp Pipes Depth To Crown Of Pipe Less Than 1.2M | 60 | m | AED | 259.04 | 15542.4
2019-10 | 4 | 4.0198 | United Arab Emirates | Abu Dhabi | Infrastructure | Al Mina Tunnel | Road Tunnel | MUSANADA | tba | Award | 2019 |  | Pipework - Pipes | I622 | Construct Protection Slabs Per Adssc Standard Drawings Fro Existing Lines; 250Mm Upvc/Grp Pipes Depth To Crown Of Pipe Less Than 1.2M | 75 | m | AED | 259.04 | 19428
2019-10 | 4 | 4.0198 | United Arab Emirates | Abu Dhabi | Infrastructure | Al Mina Tunnel | Road Tunnel | MUSANADA | tba | Award | 2019 |  | Pipework - Pipes | I632.1 | Construct Protection Slabs Per Adssc Standard Drawings Fro Existing Lines; 350Mm Upvc/Grp Pipes Depth To Crown Of Pipe Less Than 1.2M | 85 | m | AED | 368.99 | 31364.15
2019-10 | 4 | 4.0198 | United Arab Emirates | Abu Dhabi | Infrastructure | Al Mina Tunnel | Road Tunnel | MUSANADA | tba | Award | 2019 |  | Pipework - Pipes | I632.2 | Construct Protection Slabs Per Adssc Standard Drawings Fro Existing Lines; 400Mm Upvc/Grp Pipes Depth To Crown Of Pipe Less Than 1.2M | 50 | m | AED | 489.12 | 24456
2019-10 | 4 | 4.0198 | United Arab Emirates | Abu Dhabi | Infrastructure | Al Mina Tunnel | Road Tunnel | MUSANADA | tba | Award | 2019 |  | Pipework - Pipes | I532.3 | Supply, Installation Pressurized Grp Pipes, Crossing Through Tunnel Top Slab), Welding, Jointing, Sealant Elbows, Bends And Tees, Welding Neck, Sealing Flange, And All Other Accessories, Fixing To Tunnel And Connection To Existing Line, Maintain The Continuity Of Flows Without Any Disruption During Works By Providing All Necessary Temporary Arrangements/ By Pass Setc; Grp 150Mm Sn15000 | 150 | m | AED | 467.61 | 70141.5
2019-10 | 4 | 4.0199 | United Arab Emirates | Abu Dhabi | Infrastructure | Al Mina Tunnel | Road Tunnel | MUSANADA | tba | Award | 2019 |  | Pipework - Pipes | I532.4 | Supply, Installation Pressurized Grp Pipes, Crossing Through Tunnel Top Slab), Welding, Jointing, Sealant Elbows, Bends And Tees, Welding Neck, Sealing Flange, And All Other Accessories, Fixing To Tunnel And Connection To Existing Line, Maintain The Continuity Of Flows Without Any Disruption During Works By Providing All Necessary Temporary Arrangements/ By Pass Setc; Grp 250Mm Sn15000 | 150 | m | AED | 578.34 | 86751
2019-10 | 4 | 4.0199 | United Arab Emirates | Abu Dhabi | Infrastructure | Al Mina Tunnel | Road Tunnel | MUSANADA | tba | Award | 2019 |  | Pipework - Pipes | I532.5 | Supply, Installation Pressurized Grp Pipes, Crossing Through Tunnel Top Slab), Welding, Jointing, Sealant Elbows, Bends And Tees, Welding Neck, Sealing Flange, And All Other Accessories, Fixing To Tunnel And Connection To Existing Line, Maintain The Continuity Of Flows Without Any Disruption During Works By Providing All Necessary Temporary Arrangements/ By Pass Setc; Grp 400Mm Sn15000 | 180 | m | AED | 1117.95 | 201231
2019-10 | 4 | 4.0199 | United Arab Emirates | Abu Dhabi | Infrastructure | Al Mina Tunnel | Road Tunnel | MUSANADA | tba | Award | 2019 |  | Pipework - Pipes | I532.3 | Construct New Valve Including Excavation, Backfilling, Dewatering, Concrete Works, Shuttering, Valves And Fittings, Formwork, Water Proofing, Grp Liners, Fittings, Covers And Frames, Reinforcement, Bedding, Commissioning, Upon Adssc Approval And Based On Their Specifications And Standard Drawings; Air Release Valve Chamber On Pipe 150Mm | 2 | Nr | AED | 41634.16 | 83268.32
2019-10 | 4 | 4.0199 | United Arab Emirates | Abu Dhabi | Infrastructure | Al Mina Tunnel | Road Tunnel | MUSANADA | tba | Award | 2019 |  | Pipework - Pipes | I532.4 | Construct New Valve Including Excavation, Backfilling, Dewatering, Concrete Works, Shuttering, Valves And Fittings, Formwork, Water Proofing, Grp Liners, Fittings, Covers And Frames, Reinforcement, Bedding, Commissioning, Upon Adssc Approval And Based On Their Specifications And Standard Drawings; Wash Out Chambers On Pipe 150Mm | 2 | Nr | AED | 53529.62 | 107059.24
2019-10 | 4 | 4.0199 | United Arab Emirates | Abu Dhabi | Infrastructure | Al Mina Tunnel | Road Tunnel | MUSANADA | tba | Award | 2019 |  | Pipework - Pipes | I532.3 | Construct New Valve Including Excavation, Backfilling, Dewatering, Concrete Works, Shuttering, Valves And Fittings, Formwork, Water Proofing, Grp Liners, Fittings, Covers And Frames, Reinforcement, Bedding, Commissioning, Upon Adssc Approval And Based On Their Specifications And Standard Drawings; Air Release Valve Chamber On Pipe 400Mm | 2 | Nr | AED | 49960.98 | 99921.96
2019-10 | 4 | 4.0199 | United Arab Emirates | Abu Dhabi | Infrastructure | Al Mina Tunnel | Road Tunnel | MUSANADA | tba | Award | 2019 |  | Pipework - Pipes | I532.4 | Construct New Valve Including Excavation, Backfilling, Dewatering, Concrete Works, Shuttering, Valves And Fittings, Formwork, Water Proofing, Grp Liners, Fittings, Covers And Frames, Reinforcement, Bedding, Commissioning, Upon Adssc Approval And Based On Their Specifications And Standard Drawings; Wash Out Chambers On Pipe 400Mm | 2 | Nr | AED | 61856.47 | 123712.94
2019-10 | 4 | 4.0199 | United Arab Emirates | Abu Dhabi | Infrastructure | Al Mina Tunnel | Road Tunnel | MUSANADA | tba | Award | 2019 |  | Pipework - Manholes And Pipework Ancillaries | K900.1 | Adjustment Of Existing Manhole Cover Level To Match With Proposed Final Road Level Including Demolition Of Existing Cover Slab, Disposal, Installation And Construction Of New Cover Slab, Extentioning Of Manhole Shafts And All Other Necessary Work To Complete As Per The Adssc Specifications And Standard Details; For 1000Mm Internal Diamter Upto 500Mm Shaft Extension | 3 | Nr | AED | 5378.66 | 16135.98
2019-10 | 4 | 4.0199 | United Arab Emirates | Abu Dhabi | Infrastructure | Al Mina Tunnel | Road Tunnel | MUSANADA | tba | Award | 2019 |  | Pipework - Manholes And Pipework Ancillaries | K900.2 | Adjustment Of Existing Manhole Cover Level To Match With Proposed Final Road Level Including Demolition Of Existing Cover Slab, Disposal, Installation And Construction Of New Cover Slab, Extentioning Of Manhole Shafts And All Other Necessary Work To Complete As Per The Adssc Specifications And Standard Details; For 1000Mm Internal Diamter Upto 1000Mm Shaft Extension | 3 | Nr | AED | 9422.1 | 28266.3
2019-10 | 4 | 4.0199 | United Arab Emirates | Abu Dhabi | Infrastructure | Al Mina Tunnel | Road Tunnel | MUSANADA | tba | Award | 2019 |  | Pipework - Manholes And Pipework Ancillaries | K900.3 | Adjustment Of Existing Manhole Cover Level To Match With Proposed Final Road Level Including Demolition Of Existing Cover Slab, Disposal, Installation And Construction Of New Cover Slab, Extentioning Of Manhole Shafts And All Other Necessary Work To Complete As Per The Adssc Specifications And Standard Details; For 1500Mm Internal Diamter Upto 500Mm Shaft Extension | 3 | Nr | AED | 5378.66 | 16135.98
2019-10 | 4 | 4.0199 | United Arab Emirates | Abu Dhabi | Infrastructure | Al Mina Tunnel | Road Tunnel | MUSANADA | tba | Award | 2019 |  | Pipework - Manholes And Pipework Ancillaries | K900.4 | Adjustment Of Existing Manhole Cover Level To Match With Proposed Final Road Level Including Demolition Of Existing Cover Slab, Disposal, Installation And Construction Of New Cover Slab, Extentioning Of Manhole Shafts And All Other Necessary Work To Complete As Per The Adssc Specifications And Standard Details; For 1500Mm Internal Diamter Upto 1000Mm Shaft Extension | 3 | Nr | AED | 9422.1 | 28266.3
2019-10 | 4 | 4.02 | United Arab Emirates | Abu Dhabi | Infrastructure | Al Mina Tunnel | Road Tunnel | MUSANADA | tba | Award | 2019 |  | Pipework - Pipes | I512 | Potable Water; Ductile Iron Pipes (Standard); Supply And Construction The Following Iso Ductile Iron Pipes Of Spigot & Socket Construction As Per The Specification, Complete With Polyethylene Sleeves, Detectable Warning Tapes, Rubber Gaskets, Reducers, Bends, Tees And All Other Accessories And Fittings, Including Trial Pits, Excavation , Dewatering, Corrosion Protection, Backfilling, Testing, Commissioning And Handing Over As Per Adwea Standards And Specifications.; Dn100 | 348 | m | AED | 611.77 | 212895.96
2019-10 | 4 | 4.02 | United Arab Emirates | Abu Dhabi | Infrastructure | Al Mina Tunnel | Road Tunnel | MUSANADA | tba | Award | 2019 |  | Pipework - Pipes | I512 | Potable Water; Ductile Iron Pipes (Standard); Supply And Construction The Following Iso Ductile Iron Pipes Of Spigot & Socket Construction As Per The Specification, Complete With Polyethylene Sleeves, Detectable Warning Tapes, Rubber Gaskets, Reducers, Bends, Tees And All Other Accessories And Fittings, Including Trial Pits, Excavation , Dewatering, Corrosion Protection, Backfilling, Testing, Commissioning And Handing Over As Per Adwea Standards And Specifications.; Dn150 | 50 | m | AED | 734.13 | 36706.5
2019-10 | 4 | 4.02 | United Arab Emirates | Abu Dhabi | Infrastructure | Al Mina Tunnel | Road Tunnel | MUSANADA | tba | Award | 2019 |  | Pipework - Pipes | I512 | Potable Water; Ductile Iron Pipes (Standard); Supply And Construction The Following Iso Ductile Iron Pipes Of Spigot & Socket Construction As Per The Specification, Complete With Polyethylene Sleeves, Detectable Warning Tapes, Rubber Gaskets, Reducers, Bends, Tees And All Other Accessories And Fittings, Including Trial Pits, Excavation , Dewatering, Corrosion Protection, Backfilling, Testing, Commissioning And Handing Over As Per Adwea Standards And Specifications.; Dn200 | 550 | m | AED | 811.69 | 446429.5
2019-10 | 4 | 4.02 | United Arab Emirates | Abu Dhabi | Infrastructure | Al Mina Tunnel | Road Tunnel | MUSANADA | tba | Award | 2019 |  | Pipework - Pipes | I512 | Potable Water; Ductile Iron Pipes (Standard); Supply And Construction The Following Iso Ductile Iron Pipes Of Spigot & Socket Construction As Per The Specification, Complete With Polyethylene Sleeves, Detectable Warning Tapes, Rubber Gaskets, Reducers, Bends, Tees And All Other Accessories And Fittings, Including Trial Pits, Excavation , Dewatering, Corrosion Protection, Backfilling, Testing, Commissioning And Handing Over As Per Adwea Standards And Specifications.; Dn300 | 580 | m | AED | 1049.86 | 608918.8
2019-10 | 4 | 4.02 | United Arab Emirates | Abu Dhabi | Infrastructure | Al Mina Tunnel | Road Tunnel | MUSANADA | tba | Award | 2019 |  | Pipework - Pipes | I512 | Potable Water; Ductile Iron Pipes (Standard); Supply And Construction The Following Iso Ductile Iron Pipes Of Spigot & Socket Construction As Per The Specification, Complete With Polyethylene Sleeves, Detectable Warning Tapes, Rubber Gaskets, Reducers, Bends, Tees And All Other Accessories And Fittings, Including Trial Pits, Excavation , Dewatering, Corrosion Protection, Backfilling, Testing, Commissioning And Handing Over As Per Adwea Standards And Specifications.; Dn400 | 600 | m | AED | 1360.1 | 816060
2019-10 | 4 | 4.02 | United Arab Emirates | Abu Dhabi | Infrastructure | Al Mina Tunnel | Road Tunnel | MUSANADA | tba | Award | 2019 |  | Pipework - Pipes | I512 | Potable Water; Ductile Iron Pipes (Standard); Supply And Construction The Following Iso Ductile Iron Pipes Of Spigot & Socket Construction As Per The Specification, Complete With Polyethylene Sleeves, Detectable Warning Tapes, Rubber Gaskets, Reducers, Bends, Tees And All Other Accessories And Fittings, Including Trial Pits, Excavation , Dewatering, Corrosion Protection, Backfilling, Testing, Commissioning And Handing Over As Per Adwea Standards And Specifications.; Dn500 (Provisional Item) | 10 | m | AED | 1777.39 | 17773.9
2019-10 | 4 | 4.02 | United Arab Emirates | Abu Dhabi | Infrastructure | Al Mina Tunnel | Road Tunnel | MUSANADA | tba | Award | 2019 |  | Pipework - Pipes | I512 | Potable Water; Ductile Iron Pipes (Standard); Supply And Construction The Following Iso Ductile Iron Pipes Of Spigot & Socket Construction As Per The Specification, Complete With Polyethylene Sleeves, Detectable Warning Tapes, Rubber Gaskets, Reducers, Bends, Tees And All Other Accessories And Fittings, Including Trial Pits, Excavation , Dewatering, Corrosion Protection, Backfilling, Testing, Commissioning And Handing Over As Per Adwea Standards And Specifications.; Dn600 | 700 | m | AED | 2306.16 | 1614312
2019-10 | 4 | 4.02 | United Arab Emirates | Abu Dhabi | Infrastructure | Al Mina Tunnel | Road Tunnel | MUSANADA | tba | Award | 2019 |  | Pipework - Pipes | I512 | Potable Water; Ductile Iron Pipes (Standard); Supply And Construction The Following Iso Ductile Iron Pipes Of Spigot & Socket Construction As Per The Specification, Complete With Polyethylene Sleeves, Detectable Warning Tapes, Rubber Gaskets, Reducers, Bends, Tees And All Other Accessories And Fittings, Including Trial Pits, Excavation , Dewatering, Corrosion Protection, Backfilling, Testing, Commissioning And Handing Over As Per Adwea Standards And Specifications.; Dn800 | 70 | m | AED | 3271.85 | 229029.5
2019-10 | 4 | 4.02 | United Arab Emirates | Abu Dhabi | Infrastructure | Al Mina Tunnel | Road Tunnel | MUSANADA | tba | Award | 2019 |  | Pipework - Pipes | I512 | Potable Water; Ductile Iron Pipes (Standard); Supply And Construction The Following Iso Ductile Iron Pipes Of Spigot & Socket Construction As Per The Specification, Complete With Polyethylene Sleeves, Detectable Warning Tapes, Rubber Gaskets, Reducers, Bends, Tees And All Other Accessories And Fittings, Including Trial Pits, Excavation , Dewatering, Corrosion Protection, Backfilling, Testing, Commissioning And Handing Over As Per Adwea Standards And Specifications.; Dn1200 | 200 | m | AED | 5754.97 | 1150994
2019-10 | 4 | 4.0201 | United Arab Emirates | Abu Dhabi | Infrastructure | Al Mina Tunnel | Road Tunnel | MUSANADA | tba | Award | 2019 |  | Pipework - Pipes | I512 | Ductile Iron Pipes (Restrained); Supply And Construction The Following Iso Ductile Iron Pipes Of Spigot & Socket Suitable For Accommodating Restrained Coupling Construction As Per The Specification, Complete With Polyethylene Sleeves, Detectable Warning Tapes, Rubber Gaskets, Reducers, Bends, Tees, Line Anchor, Thrust Block And All Other Accessories And Fittings Including Excavation, Trial Pits, Dewatering, Backfilling, Testing, Commissioning And Handing Over As Per Adwea Standards And Specifications.; Dn100 | 100 | m | AED | 714.45 | 71445
2019-10 | 4 | 4.0201 | United Arab Emirates | Abu Dhabi | Infrastructure | Al Mina Tunnel | Road Tunnel | MUSANADA | tba | Award | 2019 |  | Pipework - Pipes | I512 | Ductile Iron Pipes (Restrained); Supply And Construction The Following Iso Ductile Iron Pipes Of Spigot & Socket Suitable For Accommodating Restrained Coupling Construction As Per The Specification, Complete With Polyethylene Sleeves, Detectable Warning Tapes, Rubber Gaskets, Reducers, Bends, Tees, Line Anchor, Thrust Block And All Other Accessories And Fittings Including Excavation, Trial Pits, Dewatering, Backfilling, Testing, Commissioning And Handing Over As Per Adwea Standards And Specifications.; Dn150 | 242 | m | AED | 884.9 | 214145.8
2019-10 | 4 | 4.0201 | United Arab Emirates | Abu Dhabi | Infrastructure | Al Mina Tunnel | Road Tunnel | MUSANADA | tba | Award | 2019 |  | Pipework - Pipes | I512 | Ductile Iron Pipes (Restrained); Supply And Construction The Following Iso Ductile Iron Pipes Of Spigot & Socket Suitable For Accommodating Restrained Coupling Construction As Per The Specification, Complete With Polyethylene Sleeves, Detectable Warning Tapes, Rubber Gaskets, Reducers, Bends, Tees, Line Anchor, Thrust Block And All Other Accessories And Fittings Including Excavation, Trial Pits, Dewatering, Backfilling, Testing, Commissioning And Handing Over As Per Adwea Standards And Specifications.; Dn200 | 100 | m | AED | 975.53 | 97553
2019-10 | 4 | 4.0201 | United Arab Emirates | Abu Dhabi | Infrastructure | Al Mina Tunnel | Road Tunnel | MUSANADA | tba | Award | 2019 |  | Pipework - Pipes | I512 | Ductile Iron Pipes (Restrained); Supply And Construction The Following Iso Ductile Iron Pipes Of Spigot & Socket Suitable For Accommodating Restrained Coupling Construction As Per The Specification, Complete With Polyethylene Sleeves, Detectable Warning Tapes, Rubber Gaskets, Reducers, Bends, Tees, Line Anchor, Thrust Block And All Other Accessories And Fittings Including Excavation, Trial Pits, Dewatering, Backfilling, Testing, Commissioning And Handing Over As Per Adwea Standards And Specifications.; Dn300 | 330 | m | AED | 1327.3 | 438009
2019-10 | 4 | 4.0201 | United Arab Emirates | Abu Dhabi | Infrastructure | Al Mina Tunnel | Road Tunnel | MUSANADA | tba | Award | 2019 |  | Pipework - Pipes | I512 | Ductile Iron Pipes (Restrained); Supply And Construction The Following Iso Ductile Iron Pipes Of Spigot & Socket Suitable For Accommodating Restrained Coupling Construction As Per The Specification, Complete With Polyethylene Sleeves, Detectable Warning Tapes, Rubber Gaskets, Reducers, Bends, Tees, Line Anchor, Thrust Block And All Other Accessories And Fittings Including Excavation, Trial Pits, Dewatering, Backfilling, Testing, Commissioning And Handing Over As Per Adwea Standards And Specifications.; Dn400 | 300 | m | AED | 1777.39 | 533217
2019-10 | 4 | 4.0201 | United Arab Emirates | Abu Dhabi | Infrastructure | Al Mina Tunnel | Road Tunnel | MUSANADA | tba | Award | 2019 |  | Pipework - Pipes | I512 | Ductile Iron Pipes (Restrained); Supply And Construction The Following Iso Ductile Iron Pipes Of Spigot & Socket Suitable For Accommodating Restrained Coupling Construction As Per The Specification, Complete With Polyethylene Sleeves, Detectable Warning Tapes, Rubber Gaskets, Reducers, Bends, Tees, Line Anchor, Thrust Block And All Other Accessories And Fittings Including Excavation, Trial Pits, Dewatering, Backfilling, Testing, Commissioning And Handing Over As Per Adwea Standards And Specifications.; Dn500 | 15 | m | AED | 2337.84 | 35067.6
2019-10 | 4 | 4.0201 | United Arab Emirates | Abu Dhabi | Infrastructure | Al Mina Tunnel | Road Tunnel | MUSANADA | tba | Award | 2019 |  | Pipework - Pipes | I512 | Ductile Iron Pipes (Restrained); Supply And Construction The Following Iso Ductile Iron Pipes Of Spigot & Socket Suitable For Accommodating Restrained Coupling Construction As Per The Specification, Complete With Polyethylene Sleeves, Detectable Warning Tapes, Rubber Gaskets, Reducers, Bends, Tees, Line Anchor, Thrust Block And All Other Accessories And Fittings Including Excavation, Trial Pits, Dewatering, Backfilling, Testing, Commissioning And Handing Over As Per Adwea Standards And Specifications.; Dn600 | 300 | m | AED | 3006.41 | 901923
2019-10 | 4 | 4.0201 | United Arab Emirates | Abu Dhabi | Infrastructure | Al Mina Tunnel | Road Tunnel | MUSANADA | tba | Award | 2019 |  | Pipework - Pipes | I532.1 | Ductile Iron Pipes (Restrained); Supply And Construction The Following Iso Ductile Iron Pipes Of Spigot & Socket Suitable For Accommodating Restrained Coupling Construction As Per The Specification, Complete With Polyethylene Sleeves, Detectable Warning Tapes, Rubber Gaskets, Reducers, Bends, Tees, Line Anchor, Thrust Block And All Other Accessories And Fittings Including Excavation, Trial Pits, Dewatering, Backfilling, Testing, Commissioning And Handing Over As Per Adwea Standards And Specifications.; Dn800 | 300 | m | AED | 4486.67 | 1346001
2019-10 | 4 | 4.0201 | United Arab Emirates | Abu Dhabi | Infrastructure | Al Mina Tunnel | Road Tunnel | MUSANADA | tba | Award | 2019 |  | Pipework - Pipes | I532.2 | Ductile Iron Pipes (Restrained); Supply And Construction The Following Iso Ductile Iron Pipes Of Spigot & Socket Suitable For Accommodating Restrained Coupling Construction As Per The Specification, Complete With Polyethylene Sleeves, Detectable Warning Tapes, Rubber Gaskets, Reducers, Bends, Tees, Line Anchor, Thrust Block And All Other Accessories And Fittings Including Excavation, Trial Pits, Dewatering, Backfilling, Testing, Commissioning And Handing Over As Per Adwea Standards And Specifications.; Dn1200 | 290 | m | AED | 8243.56 | 2390632.4
2019-10 | 4 | 4.0201 | United Arab Emirates | Abu Dhabi | Infrastructure | Al Mina Tunnel | Road Tunnel | MUSANADA | tba | Award | 2019 |  | Pipework - Pipes | I532.3 | Carbon Steel Pipes; Supply Following Welded Carbon Steel Pipeline To Api 5L X 52, (Psl-2) With Nominal Join Length Of 12.2 M In Sufficient Quantity, Required Thickness As Per Approved Calculation (3 Mm To Be Additional Thickness For Dn600 And Dn800 Crossing Through Tunnel Top Slab), Detectable Warning Tapes, Beds , Surrounds, Rubber Gaskets, Elbows, Bends And Tees, Welding Neck, Sealing Flange, And All Other Accessories,; Including Trial Pits, Excavation , Dewatering, Backfilling, Cathodic Protection System, Testing, Commissioning And Handing Over As Per Adwea Standards And Specifications.; Dn600 | 201 | m | AED | 4069.34 | 817937.34
2019-10 | 4 | 4.0202 | United Arab Emirates | Abu Dhabi | Infrastructure | Al Mina Tunnel | Road Tunnel | MUSANADA | tba | Award | 2019 |  | Pipework - Pipes | I532.4 | Carbon Steel Pipes; Supply Following Welded Carbon Steel Pipeline To Api 5L X 52, (Psl-2) With Nominal Join Length Of 12.2 M In Sufficient Quantity, Required Thickness As Per Approved Calculation (3 Mm To Be Additional Thickness For Dn600 And Dn800 Crossing Through Tunnel Top Slab), Detectable Warning Tapes, Beds , Surrounds, Rubber Gaskets, Elbows, Bends And Tees, Welding Neck, Sealing Flange, And All Other Accessories,; Including Trial Pits, Excavation , Dewatering, Backfilling, Cathodic Protection System, Testing, Commissioning And Handing Over As Per Adwea Standards And Specifications.; Dn800 | 280 | m | AED | 5352.96 | 1498828.8
2019-10 | 4 | 4.0202 | United Arab Emirates | Abu Dhabi | Infrastructure | Al Mina Tunnel | Road Tunnel | MUSANADA | tba | Award | 2019 |  | Pipework - Pipes | I532.5 | Carbon Steel Pipes; Supply Following Welded Carbon Steel Pipeline To Api 5L X 52, (Psl-2) With Nominal Join Length Of 12.2 M In Sufficient Quantity, Required Thickness As Per Approved Calculation (3 Mm To Be Additional Thickness For Dn600 And Dn800 Crossing Through Tunnel Top Slab), Detectable Warning Tapes, Beds , Surrounds, Rubber Gaskets, Elbows, Bends And Tees, Welding Neck, Sealing Flange, And All Other Accessories,; Including Trial Pits, Excavation , Dewatering, Backfilling, Cathodic Protection System, Testing, Commissioning And Handing Over As Per Adwea Standards And Specifications.; Dn1600 | 260 | m | AED | 8949.3 | 2326818
2019-10 | 4 | 4.0202 | United Arab Emirates | Abu Dhabi | Infrastructure | Al Mina Tunnel | Road Tunnel | MUSANADA | tba | Award | 2019 |  | Pipework - Manholes And Pipework Ancillaries | K253.1 | Road Crossing Duct; Construct Reinforced Concrete Encased Grp Ducts, Including Supply Of All Materials, Cutting Into Road Surface, Removal Of Debris, Trial Pits, Excavation, Dewatering, Backfilling Bituminous Painting Reinstatement Of Road Surface Etc. The Ducts Shall Ne Constructed And Sealed As Per The Specification And As Shown On The Drawings: 300Mm Duct | 100 | m | AED | 1010.49 | 101049
2019-10 | 4 | 4.0202 | United Arab Emirates | Abu Dhabi | Infrastructure | Al Mina Tunnel | Road Tunnel | MUSANADA | tba | Award | 2019 |  | Pipework - Manholes And Pipework Ancillaries | K253.1 | Road Crossing Duct; Construct Reinforced Concrete Encased Grp Ducts, Including Supply Of All Materials, Cutting Into Road Surface, Removal Of Debris, Trial Pits, Excavation, Dewatering, Backfilling Bituminous Painting Reinstatement Of Road Surface Etc. The Ducts Shall Ne Constructed And Sealed As Per The Specification And As Shown On The Drawings: 450Mm Duct | 100 | m | AED | 1310.94 | 131094
2019-10 | 4 | 4.0202 | United Arab Emirates | Abu Dhabi | Infrastructure | Al Mina Tunnel | Road Tunnel | MUSANADA | tba | Award | 2019 |  | Pipework - Manholes And Pipework Ancillaries | K253.1 | Road Crossing Duct; Construct Reinforced Concrete Encased Grp Ducts, Including Supply Of All Materials, Cutting Into Road Surface, Removal Of Debris, Trial Pits, Excavation, Dewatering, Backfilling Bituminous Painting Reinstatement Of Road Surface Etc. The Ducts Shall Ne Constructed And Sealed As Per The Specification And As Shown On The Drawings: 600Mm Duct | 200 | m | AED | 1584.02 | 316804
2019-10 | 4 | 4.0202 | United Arab Emirates | Abu Dhabi | Infrastructure | Al Mina Tunnel | Road Tunnel | MUSANADA | tba | Award | 2019 |  | Pipework - Manholes And Pipework Ancillaries | K253.1 | Road Crossing Duct; Construct Reinforced Concrete Encased Grp Ducts, Including Supply Of All Materials, Cutting Into Road Surface, Removal Of Debris, Trial Pits, Excavation, Dewatering, Backfilling Bituminous Painting Reinstatement Of Road Surface Etc. The Ducts Shall Ne Constructed And Sealed As Per The Specification And As Shown On The Drawings: 800Mm Duct | 70 | m | AED | 2403.36 | 168235.2
2019-10 | 4 | 4.0202 | United Arab Emirates | Abu Dhabi | Infrastructure | Al Mina Tunnel | Road Tunnel | MUSANADA | tba | Award | 2019 |  | Pipework - Manholes And Pipework Ancillaries | K253.1 | Road Crossing Duct; Construct Reinforced Concrete Encased Grp Ducts, Including Supply Of All Materials, Cutting Into Road Surface, Removal Of Debris, Trial Pits, Excavation, Dewatering, Backfilling Bituminous Painting Reinstatement Of Road Surface Etc. The Ducts Shall Ne Constructed And Sealed As Per The Specification And As Shown On The Drawings: 1000Mm Duct (Provisional Item) | 10 | m | AED | 3222.69 | 32226.9
2019-10 | 4 | 4.0202 | United Arab Emirates | Abu Dhabi | Infrastructure | Al Mina Tunnel | Road Tunnel | MUSANADA | tba | Award | 2019 |  | Pipework - Manholes And Pipework Ancillaries | K253.1 | Road Crossing Duct; Construct Reinforced Concrete Encased Grp Ducts, Including Supply Of All Materials, Cutting Into Road Surface, Removal Of Debris, Trial Pits, Excavation, Dewatering, Backfilling Bituminous Painting Reinstatement Of Road Surface Etc. The Ducts Shall Ne Constructed And Sealed As Per The Specification And As Shown On The Drawings: 1200Mm Duct | 110 | m | AED | 4260.5 | 468655
2019-10 | 4 | 4.0202 | United Arab Emirates | Abu Dhabi | Infrastructure | Al Mina Tunnel | Road Tunnel | MUSANADA | tba | Award | 2019 |  | Pipework - Manholes And Pipework Ancillaries | K253.1 | Road Crossing Duct; Construct Reinforced Concrete Encased Grp Ducts, Including Supply Of All Materials, Cutting Into Road Surface, Removal Of Debris, Trial Pits, Excavation, Dewatering, Backfilling Bituminous Painting Reinstatement Of Road Surface Etc. The Ducts Shall Ne Constructed And Sealed As Per The Specification And As Shown On The Drawings: 1400Mm Duct | 40 | m | AED | 5189.07 | 207562.8
2019-10 | 4 | 4.0202 | United Arab Emirates | Abu Dhabi | Infrastructure | Al Mina Tunnel | Road Tunnel | MUSANADA | tba | Award | 2019 |  | Pipework - Manholes And Pipework Ancillaries | K253.1 | Road Crossing Duct; Construct Reinforced Concrete Encased Grp Ducts, Including Supply Of All Materials, Cutting Into Road Surface, Removal Of Debris, Trial Pits, Excavation, Dewatering, Backfilling Bituminous Painting Reinstatement Of Road Surface Etc. The Ducts Shall Ne Constructed And Sealed As Per The Specification And As Shown On The Drawings: 1500Mm Duct (Provisional Item) | 10 | m | AED | 6144.97 | 61449.7
2019-10 | 4 | 4.0202 | United Arab Emirates | Abu Dhabi | Infrastructure | Al Mina Tunnel | Road Tunnel | MUSANADA | tba | Award | 2019 |  | Pipework - Manholes And Pipework Ancillaries | K253.1 | Road Crossing Duct; Construct Reinforced Concrete Encased Grp Ducts, Including Supply Of All Materials, Cutting Into Road Surface, Removal Of Debris, Trial Pits, Excavation, Dewatering, Backfilling Bituminous Painting Reinstatement Of Road Surface Etc. The Ducts Shall Ne Constructed And Sealed As Per The Specification And As Shown On The Drawings: 1800Mm Duct | 42 | m | AED | 9285.74 | 390001.08
2019-10 | 4 | 4.0203 | United Arab Emirates | Abu Dhabi | Infrastructure | Al Mina Tunnel | Road Tunnel | MUSANADA | tba | Award | 2019 |  | Pipework - Manholes And Pipework Ancillaries | K253.1 | Road Crossing Duct; Construct Reinforced Concrete Encased Grp Ducts, Including Supply Of All Materials, Cutting Into Road Surface, Removal Of Debris, Trial Pits, Excavation, Dewatering, Backfilling Bituminous Painting Reinstatement Of Road Surface Etc. The Ducts Shall Ne Constructed And Sealed As Per The Specification And As Shown On The Drawings: 2200Mm Duct | 52 | m | AED | 12213.51 | 635102.52
2019-10 | 4 | 4.0203 | United Arab Emirates | Abu Dhabi | Infrastructure | Al Mina Tunnel | Road Tunnel | MUSANADA | tba | Award | 2019 |  | Pipework - Manholes And Pipework Ancillaries | K253.2 | Crossings Through Tunnel Top Slab; Construct Plain Concrete Encased Grp Ducts, Including Supply Of All Materials, Support, Cutting Into Road Surface, Removal Of Debris, Grouting, Backfilling Bituminous Painting Reinstatement Of Road Surface Etc. The Ducts Shall Ne Constructed And Sealed As Per The Specification And As Shown On The Drawings; 800Mm Duct | 27 | m | AED | 2567.24 | 69315.48
2019-10 | 4 | 4.0203 | United Arab Emirates | Abu Dhabi | Infrastructure | Al Mina Tunnel | Road Tunnel | MUSANADA | tba | Award | 2019 |  | Pipework - Manholes And Pipework Ancillaries | K253.2 | Crossings Through Tunnel Top Slab; Construct Plain Concrete Encased Grp Ducts, Including Supply Of All Materials, Support, Cutting Into Road Surface, Removal Of Debris, Grouting, Backfilling Bituminous Painting Reinstatement Of Road Surface Etc. The Ducts Shall Ne Constructed And Sealed As Per The Specification And As Shown On The Drawings; 1000Mm Duct | 360 | m | AED | 3386.57 | 1219165.2
2019-10 | 4 | 4.0203 | United Arab Emirates | Abu Dhabi | Infrastructure | Al Mina Tunnel | Road Tunnel | MUSANADA | tba | Award | 2019 |  | Pipework - Manholes And Pipework Ancillaries | K253 | Protection Slab (Provisional Item); Construct Reinforcement Concrete Road Slab, Including The Supply Of All Materials, Any Additional Excavation And Backfilling Etc., All As Per Adwea Specification | 10 | m | AED | 3004.2 | 30042
2019-10 | 4 | 4.0203 | United Arab Emirates | Abu Dhabi | Infrastructure | Al Mina Tunnel | Road Tunnel | MUSANADA | tba | Award | 2019 |  | Pipework - Manholes And Pipework Ancillaries | K560.1 | Connections To Existing Network; Extra Over For Pipeline Construction For Connection/Disconnection To Existing Lines Including Cutting, Draining, Removal Of Pipe, Fittings, Valves, Flowmeter, Accessories, Etc.; And Transport To Stores As Directed By Engineer, And Any Additional Excavation Required To Make The Connections/Disconnections To Pipe Sizes Of The Following Diameters, Also Include For Working Outside Normal Working Hours: Dn100 | 2 | Nr | AED | 34138.81 | 68277.62
2019-10 | 4 | 4.0203 | United Arab Emirates | Abu Dhabi | Infrastructure | Al Mina Tunnel | Road Tunnel | MUSANADA | tba | Award | 2019 |  | Pipework - Manholes And Pipework Ancillaries | K560.1 | Connections To Existing Network; Extra Over For Pipeline Construction For Connection/Disconnection To Existing Lines Including Cutting, Draining, Removal Of Pipe, Fittings, Valves, Flowmeter, Accessories, Etc.; And Transport To Stores As Directed By Engineer, And Any Additional Excavation Required To Make The Connections/Disconnections To Pipe Sizes Of The Following Diameters, Also Include For Working Outside Normal Working Hours: Dn150 | 8 | Nr | AED | 38235.47 | 305883.76
2019-10 | 4 | 4.0203 | United Arab Emirates | Abu Dhabi | Infrastructure | Al Mina Tunnel | Road Tunnel | MUSANADA | tba | Award | 2019 |  | Pipework - Manholes And Pipework Ancillaries | K560.1 | Connections To Existing Network; Extra Over For Pipeline Construction For Connection/Disconnection To Existing Lines Including Cutting, Draining, Removal Of Pipe, Fittings, Valves, Flowmeter, Accessories, Etc.; And Transport To Stores As Directed By Engineer, And Any Additional Excavation Required To Make The Connections/Disconnections To Pipe Sizes Of The Following Diameters, Also Include For Working Outside Normal Working Hours: Dn200 | 4 | Nr | AED | 40966.55 | 163866.2
2019-10 | 4 | 4.0203 | United Arab Emirates | Abu Dhabi | Infrastructure | Al Mina Tunnel | Road Tunnel | MUSANADA | tba | Award | 2019 |  | Pipework - Manholes And Pipework Ancillaries | K560.1 | Connections To Existing Network; Extra Over For Pipeline Construction For Connection/Disconnection To Existing Lines Including Cutting, Draining, Removal Of Pipe, Fittings, Valves, Flowmeter, Accessories, Etc.; And Transport To Stores As Directed By Engineer, And Any Additional Excavation Required To Make The Connections/Disconnections To Pipe Sizes Of The Following Diameters, Also Include For Working Outside Normal Working Hours: Dn300 | 12 | Nr | AED | 45063.21 | 540758.52
2019-10 | 4 | 4.0203 | United Arab Emirates | Abu Dhabi | Infrastructure | Al Mina Tunnel | Road Tunnel | MUSANADA | tba | Award | 2019 |  | Pipework - Manholes And Pipework Ancillaries | K560.1 | Connections To Existing Network; Extra Over For Pipeline Construction For Connection/Disconnection To Existing Lines Including Cutting, Draining, Removal Of Pipe, Fittings, Valves, Flowmeter, Accessories, Etc.; And Transport To Stores As Directed By Engineer, And Any Additional Excavation Required To Make The Connections/Disconnections To Pipe Sizes Of The Following Diameters, Also Include For Working Outside Normal Working Hours: Dn400 | 6 | Nr | AED | 47794.29 | 286765.74
2019-10 | 4 | 4.0203 | United Arab Emirates | Abu Dhabi | Infrastructure | Al Mina Tunnel | Road Tunnel | MUSANADA | tba | Award | 2019 |  | Pipework - Manholes And Pipework Ancillaries | K560.1 | Connections To Existing Network; Extra Over For Pipeline Construction For Connection/Disconnection To Existing Lines Including Cutting, Draining, Removal Of Pipe, Fittings, Valves, Flowmeter, Accessories, Etc.; And Transport To Stores As Directed By Engineer, And Any Additional Excavation Required To Make The Connections/Disconnections To Pipe Sizes Of The Following Diameters, Also Include For Working Outside Normal Working Hours: Dn500 | 1 | Nr | AED | 61449.82 | 61449.82
2019-10 | 4 | 4.0204 | United Arab Emirates | Abu Dhabi | Infrastructure | Al Mina Tunnel | Road Tunnel | MUSANADA | tba | Award | 2019 |  | Pipework - Manholes And Pipework Ancillaries | K560.1 | Connections To Existing Network; Extra Over For Pipeline Construction For Connection/Disconnection To Existing Lines Including Cutting, Draining, Removal Of Pipe, Fittings, Valves, Flowmeter, Accessories, Etc.; And Transport To Stores As Directed By Engineer, And Any Additional Excavation Required To Make The Connections/Disconnections To Pipe Sizes Of The Following Diameters, Also Include For Working Outside Normal Working Hours: Dn600 | 3 | Nr | AED | 75105.36 | 225316.08
2019-10 | 4 | 4.0204 | United Arab Emirates | Abu Dhabi | Infrastructure | Al Mina Tunnel | Road Tunnel | MUSANADA | tba | Award | 2019 |  | Pipework - Manholes And Pipework Ancillaries | K560.1 | Connections To Existing Network; Extra Over For Pipeline Construction For Connection/Disconnection To Existing Lines Including Cutting, Draining, Removal Of Pipe, Fittings, Valves, Flowmeter, Accessories, Etc.; And Transport To Stores As Directed By Engineer, And Any Additional Excavation Required To Make The Connections/Disconnections To Pipe Sizes Of The Following Diameters, Also Include For Working Outside Normal Working Hours: Dn800 | 4 | Nr | AED | 88760.88 | 355043.52
2019-10 | 4 | 4.0204 | United Arab Emirates | Abu Dhabi | Infrastructure | Al Mina Tunnel | Road Tunnel | MUSANADA | tba | Award | 2019 |  | Pipework - Manholes And Pipework Ancillaries | K560.1 | Connections To Existing Network; Extra Over For Pipeline Construction For Connection/Disconnection To Existing Lines Including Cutting, Draining, Removal Of Pipe, Fittings, Valves, Flowmeter, Accessories, Etc.; And Transport To Stores As Directed By Engineer, And Any Additional Excavation Required To Make The Connections/Disconnections To Pipe Sizes Of The Following Diameters, Also Include For Working Outside Normal Working Hours: Dn1200 | 4 | Nr | AED | 129727.43 | 518909.72
2019-10 | 4 | 4.0204 | United Arab Emirates | Abu Dhabi | Infrastructure | Al Mina Tunnel | Road Tunnel | MUSANADA | tba | Award | 2019 |  | Pipework - Manholes And Pipework Ancillaries | K560.1 | Connections To Existing Network; Extra Over For Pipeline Construction For Connection/Disconnection To Existing Lines Including Cutting, Draining, Removal Of Pipe, Fittings, Valves, Flowmeter, Accessories, Etc.; And Transport To Stores As Directed By Engineer, And Any Additional Excavation Required To Make The Connections/Disconnections To Pipe Sizes Of The Following Diameters, Also Include For Working Outside Normal Working Hours: Dn1600 | 2 | Nr | AED | 170693.98 | 341387.96
2019-10 | 4 | 4.0204 | United Arab Emirates | Abu Dhabi | Infrastructure | Al Mina Tunnel | Road Tunnel | MUSANADA | tba | Award | 2019 |  | Miscellaneous Work | X900.1 | Interconnection Chambers; Construct Reinforced Concrete C.S. Interconnection Chamber With Precast Cover Slabs Including The Supply Of All Materials, Couplings, Sealings, Fittings, Flanges, Pipe Support, Accessories, Dewatering, Trial Pits, Excavation, Aggregate Beds, Surround, Filling Etc., As Per Adwea Specifications; Dn600 Ductile Iron Pipe With 600 Carbon Steel Pipe | 4 | Nr | AED | 32227.02 | 128908.08
2019-10 | 4 | 4.0204 | United Arab Emirates | Abu Dhabi | Infrastructure | Al Mina Tunnel | Road Tunnel | MUSANADA | tba | Award | 2019 |  | Miscellaneous Work | X900.1 | Interconnection Chambers; Construct Reinforced Concrete C.S. Interconnection Chamber With Precast Cover Slabs Including The Supply Of All Materials, Couplings, Sealings, Fittings, Flanges, Pipe Support, Accessories, Dewatering, Trial Pits, Excavation, Aggregate Beds, Surround, Filling Etc., As Per Adwea Specifications; Dn800 Ductile Iron Pipe With 800 Carbon Steel Pipe | 6 | Nr | AED | 37689.21 | 226135.26
2019-10 | 4 | 4.0204 | United Arab Emirates | Abu Dhabi | Infrastructure | Al Mina Tunnel | Road Tunnel | MUSANADA | tba | Award | 2019 |  | Miscellaneous Work | X900.1 | Isolation Valves; Construct Reinforced Concrete Gate (Only Pipe Less Than 400)/Butterfly Valve Iso Standard Chamber With Precast Cover Slabs Including The Supply Of All Materials, Couplings, Sealings, Fittings, Flanges, Pipe Support, Accessories, Dewatering, Excavation, Trial Pits, Aggregate Beds, Surround, Filling Etc., As Per Adwea Specifications; Dn100 (Provisional Item) | 1 | Nr | AED | 24579.94 | 24579.94
2019-10 | 4 | 4.0204 | United Arab Emirates | Abu Dhabi | Infrastructure | Al Mina Tunnel | Road Tunnel | MUSANADA | tba | Award | 2019 |  | Miscellaneous Work | X900.1 | Isolation Valves; Construct Reinforced Concrete Gate (Only Pipe Less Than 400)/Butterfly Valve Iso Standard Chamber With Precast Cover Slabs Including The Supply Of All Materials, Couplings, Sealings, Fittings, Flanges, Pipe Support, Accessories, Dewatering, Excavation, Trial Pits, Aggregate Beds, Surround, Filling Etc., As Per Adwea Specifications; Dn150 (Provisional Item) | 1 | Nr | AED | 26901.38 | 26901.38
2019-10 | 4 | 4.0204 | United Arab Emirates | Abu Dhabi | Infrastructure | Al Mina Tunnel | Road Tunnel | MUSANADA | tba | Award | 2019 |  | Miscellaneous Work | X900.1 | Isolation Valves; Construct Reinforced Concrete Gate (Only Pipe Less Than 400)/Butterfly Valve Iso Standard Chamber With Precast Cover Slabs Including The Supply Of All Materials, Couplings, Sealings, Fittings, Flanges, Pipe Support, Accessories, Dewatering, Excavation, Trial Pits, Aggregate Beds, Surround, Filling Etc., As Per Adwea Specifications; Dn200 (Provisional Item) | 1 | Nr | AED | 30724.91 | 30724.91
2019-10 | 4 | 4.0205 | United Arab Emirates | Abu Dhabi | Infrastructure | Al Mina Tunnel | Road Tunnel | MUSANADA | tba | Award | 2019 |  | Miscellaneous Work | X900.1 | Isolation Valves; Construct Reinforced Concrete Gate (Only Pipe Less Than 400)/Butterfly Valve Iso Standard Chamber With Precast Cover Slabs Including The Supply Of All Materials, Couplings, Sealings, Fittings, Flanges, Pipe Support, Accessories, Dewatering, Excavation, Trial Pits, Aggregate Beds, Surround, Filling Etc., As Per Adwea Specifications; Dn300 | 1 | Nr | AED | 41103.12 | 41103.12
2019-10 | 4 | 4.0205 | United Arab Emirates | Abu Dhabi | Infrastructure | Al Mina Tunnel | Road Tunnel | MUSANADA | tba | Award | 2019 |  | Miscellaneous Work | X900.1 | Isolation Valves; Construct Reinforced Concrete Gate (Only Pipe Less Than 400)/Butterfly Valve Iso Standard Chamber With Precast Cover Slabs Including The Supply Of All Materials, Couplings, Sealings, Fittings, Flanges, Pipe Support, Accessories, Dewatering, Excavation, Trial Pits, Aggregate Beds, Surround, Filling Etc., As Per Adwea Specifications; Dn400 (Provisional Item) | 1 | Nr | AED | 52710.29 | 52710.29
2019-10 | 4 | 4.0205 | United Arab Emirates | Abu Dhabi | Infrastructure | Al Mina Tunnel | Road Tunnel | MUSANADA | tba | Award | 2019 |  | Miscellaneous Work | X900.1 | Isolation Valves; Construct Reinforced Concrete Gate (Only Pipe Less Than 400)/Butterfly Valve Iso Standard Chamber With Precast Cover Slabs Including The Supply Of All Materials, Couplings, Sealings, Fittings, Flanges, Pipe Support, Accessories, Dewatering, Excavation, Trial Pits, Aggregate Beds, Surround, Filling Etc., As Per Adwea Specifications; Dn500 (Provisional Item) | 1 | Nr | AED | 58035.93 | 58035.93
2019-10 | 4 | 4.0205 | United Arab Emirates | Abu Dhabi | Infrastructure | Al Mina Tunnel | Road Tunnel | MUSANADA | tba | Award | 2019 |  | Miscellaneous Work | X900.1 | Isolation Valves; Construct Reinforced Concrete Gate (Only Pipe Less Than 400)/Butterfly Valve Iso Standard Chamber With Precast Cover Slabs Including The Supply Of All Materials, Couplings, Sealings, Fittings, Flanges, Pipe Support, Accessories, Dewatering, Excavation, Trial Pits, Aggregate Beds, Surround, Filling Etc., As Per Adwea Specifications; Dn600 (Provisional Item) | 1 | Nr | AED | 77017.1 | 77017.1
2019-10 | 4 | 4.0205 | United Arab Emirates | Abu Dhabi | Infrastructure | Al Mina Tunnel | Road Tunnel | MUSANADA | tba | Award | 2019 |  | Miscellaneous Work | X900.1 | Isolation Valves; Construct Reinforced Concrete Gate (Only Pipe Less Than 400)/Butterfly Valve Iso Standard Chamber With Precast Cover Slabs Including The Supply Of All Materials, Couplings, Sealings, Fittings, Flanges, Pipe Support, Accessories, Dewatering, Excavation, Trial Pits, Aggregate Beds, Surround, Filling Etc., As Per Adwea Specifications; Dn800 (Provisional Item) | 1 | Nr | AED | 94223.09 | 94223.09
2019-10 | 4 | 4.0205 | United Arab Emirates | Abu Dhabi | Infrastructure | Al Mina Tunnel | Road Tunnel | MUSANADA | tba | Award | 2019 |  | Miscellaneous Work | X900.1 | Isolation Valves; Construct Reinforced Concrete Gate (Only Pipe Less Than 400)/Butterfly Valve Iso Standard Chamber With Precast Cover Slabs Including The Supply Of All Materials, Couplings, Sealings, Fittings, Flanges, Pipe Support, Accessories, Dewatering, Excavation, Trial Pits, Aggregate Beds, Surround, Filling Etc., As Per Adwea Specifications; Dn1200 (Provisional Item) | 1 | Nr | AED | 122899.65 | 122899.65
2019-10 | 4 | 4.0205 | United Arab Emirates | Abu Dhabi | Infrastructure | Al Mina Tunnel | Road Tunnel | MUSANADA | tba | Award | 2019 |  | Miscellaneous Work | X900.1 | Isolation Valves; Construct Reinforced Concrete Gate (Only Pipe Less Than 400)/Butterfly Valve Iso Standard Chamber With Precast Cover Slabs Including The Supply Of All Materials, Couplings, Sealings, Fittings, Flanges, Pipe Support, Accessories, Dewatering, Excavation, Trial Pits, Aggregate Beds, Surround, Filling Etc., As Per Adwea Specifications; Dn 1200 With Reducer Dn1600 X Dn1200 | 1 | Nr | AED | 143382.92 | 143382.92
2019-10 | 4 | 4.0205 | United Arab Emirates | Abu Dhabi | Infrastructure | Al Mina Tunnel | Road Tunnel | MUSANADA | tba | Award | 2019 |  | Miscellaneous Work | X900.1 | Isolation Valves; Construct Reinforced Concrete Gate (Only Pipe Less Than 400)/Butterfly Valve Iso Standard Chamber With Precast Cover Slabs Including The Supply Of All Materials, Couplings, Sealings, Fittings, Flanges, Pipe Support, Accessories, Dewatering, Excavation, Trial Pits, Aggregate Beds, Surround, Filling Etc., As Per Adwea Specifications; Dn1600 (Provisional Item) | 1 | Nr | AED | 196639.46 | 196639.46
2019-10 | 4 | 4.0205 | United Arab Emirates | Abu Dhabi | Infrastructure | Al Mina Tunnel | Road Tunnel | MUSANADA | tba | Award | 2019 |  | Miscellaneous Work | X900.1 | Flow Control Valves; Construct Reinforced Concrete C.S. Control Valve Chamber With Precast Cover Slabs Including The Supply Of All Materials, Couplings, Sealings, Fittings, Earthing Ring Pairs, Data Loggers, Flanges, Pipe Support, Accessories, Mechanical Works, Electrical Works, Trial Pits, Dewatering, Excavation, Aggregate Beds, Surround, Filling Etc., As Per Adwea Specifications; Dn100 (Provisional Item) | 1 | Nr | AED | 71008.69 | 71008.69
2019-10 | 4 | 4.0205 | United Arab Emirates | Abu Dhabi | Infrastructure | Al Mina Tunnel | Road Tunnel | MUSANADA | tba | Award | 2019 |  | Miscellaneous Work | X900.1 | Flow Control Valves; Construct Reinforced Concrete C.S. Control Valve Chamber With Precast Cover Slabs Including The Supply Of All Materials, Couplings, Sealings, Fittings, Earthing Ring Pairs, Data Loggers, Flanges, Pipe Support, Accessories, Mechanical Works, Electrical Works, Trial Pits, Dewatering, Excavation, Aggregate Beds, Surround, Filling Etc., As Per Adwea Specifications; Dn150 (Provisional Item) | 1 | Nr | AED | 88760.88 | 88760.88
2019-10 | 4 | 4.0206 | United Arab Emirates | Abu Dhabi | Infrastructure | Al Mina Tunnel | Road Tunnel | MUSANADA | tba | Award | 2019 |  | Miscellaneous Work | X900.1 | Flow Control Valves; Construct Reinforced Concrete C.S. Control Valve Chamber With Precast Cover Slabs Including The Supply Of All Materials, Couplings, Sealings, Fittings, Earthing Ring Pairs, Data Loggers, Flanges, Pipe Support, Accessories, Mechanical Works, Electrical Works, Trial Pits, Dewatering, Excavation, Aggregate Beds, Surround, Filling Etc., As Per Adwea Specifications; Dn200 (Provisional Item) | 1 | Nr | AED | 110609.7 | 110609.7
2019-10 | 4 | 4.0206 | United Arab Emirates | Abu Dhabi | Infrastructure | Al Mina Tunnel | Road Tunnel | MUSANADA | tba | Award | 2019 |  | Miscellaneous Work | X900.1 | Flow Control Valves; Construct Reinforced Concrete C.S. Control Valve Chamber With Precast Cover Slabs Including The Supply Of All Materials, Couplings, Sealings, Fittings, Earthing Ring Pairs, Data Loggers, Flanges, Pipe Support, Accessories, Mechanical Works, Electrical Works, Trial Pits, Dewatering, Excavation, Aggregate Beds, Surround, Filling Etc., As Per Adwea Specifications; Dn300 | 1 | Nr | AED | 165231.78 | 165231.78
2019-10 | 4 | 4.0206 | United Arab Emirates | Abu Dhabi | Infrastructure | Al Mina Tunnel | Road Tunnel | MUSANADA | tba | Award | 2019 |  | Miscellaneous Work | X900.1 | Flow Control Valves; Construct Reinforced Concrete C.S. Control Valve Chamber With Precast Cover Slabs Including The Supply Of All Materials, Couplings, Sealings, Fittings, Earthing Ring Pairs, Data Loggers, Flanges, Pipe Support, Accessories, Mechanical Works, Electrical Works, Trial Pits, Dewatering, Excavation, Aggregate Beds, Surround, Filling Etc., As Per Adwea Specifications; Dn400 (Provisional Item) | 1 | Nr | AED | 191177.25 | 191177.25
2019-10 | 4 | 4.0206 | United Arab Emirates | Abu Dhabi | Infrastructure | Al Mina Tunnel | Road Tunnel | MUSANADA | tba | Award | 2019 |  | Miscellaneous Work | X900.1 | Flow Control Valves; Construct Reinforced Concrete C.S. Control Valve Chamber With Precast Cover Slabs Including The Supply Of All Materials, Couplings, Sealings, Fittings, Earthing Ring Pairs, Data Loggers, Flanges, Pipe Support, Accessories, Mechanical Works, Electrical Works, Trial Pits, Dewatering, Excavation, Aggregate Beds, Surround, Filling Etc., As Per Adwea Specifications; Dn600 (Provisional Item) | 1 | Nr | AED | 245799.34 | 245799.34
2019-10 | 4 | 4.0206 | United Arab Emirates | Abu Dhabi | Infrastructure | Al Mina Tunnel | Road Tunnel | MUSANADA | tba | Award | 2019 |  | Miscellaneous Work | X900.1 | Grp Kiosk; Supply Of Suitable Grp Kiosk For Flow Transmitters And Data Logger Considering The Future Space For All The Future Space For All The Future Components Including Electromagnetic Settlement Flow Meter, Etc., All As Specified And Sown In The Tender Drawing And As Per Adwea Specification. | 1 | Nr | AED | 87395.31 | 87395.31
2019-10 | 4 | 4.0206 | United Arab Emirates | Abu Dhabi | Infrastructure | Al Mina Tunnel | Road Tunnel | MUSANADA | tba | Award | 2019 |  | Miscellaneous Work | X900.1 | Sector Measuring Point; Construct Reinforced Concrete C.S. Control Valve Chamber With Precast Cover Slabs Including The Supply Of All Materials, Couplings, Sealings, Sector Measuring Point On 1/2'' Dia. Pressure Gauge, Brass Sample Valve & Air Vent. Nipples, Ball Valves & Eventual Copper Or Stainless Steel Piping And Three Gunmetal Saddle Strips, Fittings, Reducers, Strainers, Accessories, Mechanical Works,; Electrical Works, Dewatering, Excavation, Trial Pits, Aggregate Beds, Surround, Filling Etc., As Per Adwea Specifications And As Shown On The Drawings For Following Pipes; Dn100 (Provisional Item) | 1 | Nr | AED | 61176.7 | 61176.7
2019-10 | 4 | 4.0206 | United Arab Emirates | Abu Dhabi | Infrastructure | Al Mina Tunnel | Road Tunnel | MUSANADA | tba | Award | 2019 |  | Miscellaneous Work | X900.1 | Sector Measuring Point; Construct Reinforced Concrete C.S. Control Valve Chamber With Precast Cover Slabs Including The Supply Of All Materials, Couplings, Sealings, Sector Measuring Point On 1/2'' Dia. Pressure Gauge, Brass Sample Valve & Air Vent. Nipples, Ball Valves & Eventual Copper Or Stainless Steel Piping And Three Gunmetal Saddle Strips, Fittings, Reducers, Strainers, Accessories, Mechanical Works,; Electrical Works, Dewatering, Excavation, Trial Pits, Aggregate Beds, Surround, Filling Etc., As Per Adwea Specifications And As Shown On The Drawings For Following Pipes; Dn150 (Provisional Item) | 1 | Nr | AED | 81933.1 | 81933.1
2019-10 | 4 | 4.0206 | United Arab Emirates | Abu Dhabi | Infrastructure | Al Mina Tunnel | Road Tunnel | MUSANADA | tba | Award | 2019 |  | Miscellaneous Work | X900.1 | Sector Measuring Point; Construct Reinforced Concrete C.S. Control Valve Chamber With Precast Cover Slabs Including The Supply Of All Materials, Couplings, Sealings, Sector Measuring Point On 1/2'' Dia. Pressure Gauge, Brass Sample Valve & Air Vent. Nipples, Ball Valves & Eventual Copper Or Stainless Steel Piping And Three Gunmetal Saddle Strips, Fittings, Reducers, Strainers, Accessories, Mechanical Works,; Electrical Works, Dewatering, Excavation, Trial Pits, Aggregate Beds, Surround, Filling Etc., As Per Adwea Specifications And As Shown On The Drawings For Following Pipes; Dn200 (Provisional Item) | 1 | Nr | AED | 102689.5 | 102689.5
2019-10 | 4 | 4.0206 | United Arab Emirates | Abu Dhabi | Infrastructure | Al Mina Tunnel | Road Tunnel | MUSANADA | tba | Award | 2019 |  | Miscellaneous Work | X900.1 | Sector Measuring Point; Construct Reinforced Concrete C.S. Control Valve Chamber With Precast Cover Slabs Including The Supply Of All Materials, Couplings, Sealings, Sector Measuring Point On 1/2'' Dia. Pressure Gauge, Brass Sample Valve & Air Vent. Nipples, Ball Valves & Eventual Copper Or Stainless Steel Piping And Three Gunmetal Saddle Strips, Fittings, Reducers, Strainers, Accessories, Mechanical Works,; Electrical Works, Dewatering, Excavation, Trial Pits, Aggregate Beds, Surround, Filling Etc., As Per Adwea Specifications And As Shown On The Drawings For Following Pipes; Dn300 | 1 | Nr | AED | 14201.74 | 14201.74
2019-10 | 4 | 4.0206 | United Arab Emirates | Abu Dhabi | Infrastructure | Al Mina Tunnel | Road Tunnel | MUSANADA | tba | Award | 2019 |  | Miscellaneous Work | X900.1 | Sector Measuring Point; Construct Reinforced Concrete C.S. Control Valve Chamber With Precast Cover Slabs Including The Supply Of All Materials, Couplings, Sealings, Sector Measuring Point On 1/2'' Dia. Pressure Gauge, Brass Sample Valve & Air Vent. Nipples, Ball Valves & Eventual Copper Or Stainless Steel Piping And Three Gunmetal Saddle Strips, Fittings, Reducers, Strainers, Accessories, Mechanical Works,; Electrical Works, Dewatering, Excavation, Trial Pits, Aggregate Beds, Surround, Filling Etc., As Per Adwea Specifications And As Shown On The Drawings For Following Pipes; Dn400 (Provisional Item) | 1 | Nr | AED | 158403.99 | 158403.99
2019-10 | 4 | 4.0206 | United Arab Emirates | Abu Dhabi | Infrastructure | Al Mina Tunnel | Road Tunnel | MUSANADA | tba | Award | 2019 |  | Miscellaneous Work | X900.1 | Sector Measuring Point; Construct Reinforced Concrete C.S. Control Valve Chamber With Precast Cover Slabs Including The Supply Of All Materials, Couplings, Sealings, Sector Measuring Point On 1/2'' Dia. Pressure Gauge, Brass Sample Valve & Air Vent. Nipples, Ball Valves & Eventual Copper Or Stainless Steel Piping And Three Gunmetal Saddle Strips, Fittings, Reducers, Strainers, Accessories, Mechanical Works,; Electrical Works, Dewatering, Excavation, Trial Pits, Aggregate Beds, Surround, Filling Etc., As Per Adwea Specifications And As Shown On The Drawings For Following Pipes; Dn500 (Provisional Item) | 1 | Nr | AED | 191177.25 | 191177.25
2019-10 | 4 | 4.0207 | United Arab Emirates | Abu Dhabi | Infrastructure | Al Mina Tunnel | Road Tunnel | MUSANADA | tba | Award | 2019 |  | Miscellaneous Work | X900.1 | Sector Measuring Point; Construct Reinforced Concrete C.S. Control Valve Chamber With Precast Cover Slabs Including The Supply Of All Materials, Couplings, Sealings, Sector Measuring Point On 1/2'' Dia. Pressure Gauge, Brass Sample Valve & Air Vent. Nipples, Ball Valves & Eventual Copper Or Stainless Steel Piping And Three Gunmetal Saddle Strips, Fittings, Reducers, Strainers, Accessories, Mechanical Works,; Electrical Works, Dewatering, Excavation, Trial Pits, Aggregate Beds, Surround, Filling Etc., As Per Adwea Specifications And As Shown On The Drawings For Following Pipes; Dn600 (Provisional Item) | 1 | Nr | AED | 207563.86 | 207563.86
2019-10 | 4 | 4.0207 | United Arab Emirates | Abu Dhabi | Infrastructure | Al Mina Tunnel | Road Tunnel | MUSANADA | tba | Award | 2019 |  | Miscellaneous Work | X900.1 | Sector Measuring Point; Construct Reinforced Concrete C.S. Control Valve Chamber With Precast Cover Slabs Including The Supply Of All Materials, Couplings, Sealings, Sector Measuring Point On 1/2'' Dia. Pressure Gauge, Brass Sample Valve & Air Vent. Nipples, Ball Valves & Eventual Copper Or Stainless Steel Piping And Three Gunmetal Saddle Strips, Fittings, Reducers, Strainers, Accessories, Mechanical Works,; Electrical Works, Dewatering, Excavation, Trial Pits, Aggregate Beds, Surround, Filling Etc., As Per Adwea Specifications And As Shown On The Drawings For Following Pipes; Dn800 | 1 | Nr | AED | 267648.14 | 267648.14
2019-10 | 4 | 4.0207 | United Arab Emirates | Abu Dhabi | Infrastructure | Al Mina Tunnel | Road Tunnel | MUSANADA | tba | Award | 2019 |  | Miscellaneous Work | X900.1 | Sector Measuring Point; Construct Reinforced Concrete C.S. Control Valve Chamber With Precast Cover Slabs Including The Supply Of All Materials, Couplings, Sealings, Sector Measuring Point On 1/2'' Dia. Pressure Gauge, Brass Sample Valve & Air Vent. Nipples, Ball Valves & Eventual Copper Or Stainless Steel Piping And Three Gunmetal Saddle Strips, Fittings, Reducers, Strainers, Accessories, Mechanical Works,; Electrical Works, Dewatering, Excavation, Trial Pits, Aggregate Beds, Surround, Filling Etc., As Per Adwea Specifications And As Shown On The Drawings For Following Pipes; Dn1200 (Provisional Item) | 1 | Nr | AED | 431514.34 | 431514.34
2019-10 | 4 | 4.0207 | United Arab Emirates | Abu Dhabi | Infrastructure | Al Mina Tunnel | Road Tunnel | MUSANADA | tba | Award | 2019 |  | Miscellaneous Work | X900.1 | Washout Chambers; Construct Reinforced Concrete Washout Chamber With Precast Cover Slabs Including The Supply Of All Materials, Couplings, Sealings, Fittings, Flanges, Gate Valve, Pipe Supports, Accessories, Trial Pits, Dewatering, Excavation, Aggregate Beds, Surround, Filling Etc., As Per Adwea Specifications And Tender Drawings For Followings Pipes; Dn100 (Provisional Item) | 1 | Nr | AED | 43697.67 | 43697.67
2019-10 | 4 | 4.0207 | United Arab Emirates | Abu Dhabi | Infrastructure | Al Mina Tunnel | Road Tunnel | MUSANADA | tba | Award | 2019 |  | Miscellaneous Work | X900.1 | Washout Chambers; Construct Reinforced Concrete Washout Chamber With Precast Cover Slabs Including The Supply Of All Materials, Couplings, Sealings, Fittings, Flanges, Gate Valve, Pipe Supports, Accessories, Trial Pits, Dewatering, Excavation, Aggregate Beds, Surround, Filling Etc., As Per Adwea Specifications And Tender Drawings For Followings Pipes; Dn150 (Provisional Item) | 1 | Nr | AED | 47794.29 | 47794.29
2019-10 | 4 | 4.0207 | United Arab Emirates | Abu Dhabi | Infrastructure | Al Mina Tunnel | Road Tunnel | MUSANADA | tba | Award | 2019 |  | Miscellaneous Work | X900.1 | Washout Chambers; Construct Reinforced Concrete Washout Chamber With Precast Cover Slabs Including The Supply Of All Materials, Couplings, Sealings, Fittings, Flanges, Gate Valve, Pipe Supports, Accessories, Trial Pits, Dewatering, Excavation, Aggregate Beds, Surround, Filling Etc., As Per Adwea Specifications And Tender Drawings For Followings Pipes; Dn200 (Provisional Item) | 1 | Nr | AED | 51890.95 | 51890.95
2019-10 | 4 | 4.0207 | United Arab Emirates | Abu Dhabi | Infrastructure | Al Mina Tunnel | Road Tunnel | MUSANADA | tba | Award | 2019 |  | Miscellaneous Work | X900.1 | Washout Chambers; Construct Reinforced Concrete Washout Chamber With Precast Cover Slabs Including The Supply Of All Materials, Couplings, Sealings, Fittings, Flanges, Gate Valve, Pipe Supports, Accessories, Trial Pits, Dewatering, Excavation, Aggregate Beds, Surround, Filling Etc., As Per Adwea Specifications And Tender Drawings For Followings Pipes; Dn300 (Provisional Item) | 1 | Nr | AED | 57353.16 | 57353.16
2019-10 | 4 | 4.0207 | United Arab Emirates | Abu Dhabi | Infrastructure | Al Mina Tunnel | Road Tunnel | MUSANADA | tba | Award | 2019 |  | Miscellaneous Work | X900.1 | Washout Chambers; Construct Reinforced Concrete Washout Chamber With Precast Cover Slabs Including The Supply Of All Materials, Couplings, Sealings, Fittings, Flanges, Gate Valve, Pipe Supports, Accessories, Trial Pits, Dewatering, Excavation, Aggregate Beds, Surround, Filling Etc., As Per Adwea Specifications And Tender Drawings For Followings Pipes; Dn400 (Provisional Item) | 1 | Nr | AED | 62815.37 | 62815.37
2019-10 | 4 | 4.0207 | United Arab Emirates | Abu Dhabi | Infrastructure | Al Mina Tunnel | Road Tunnel | MUSANADA | tba | Award | 2019 |  | Miscellaneous Work | X900.1 | Washout Chambers; Construct Reinforced Concrete Washout Chamber With Precast Cover Slabs Including The Supply Of All Materials, Couplings, Sealings, Fittings, Flanges, Gate Valve, Pipe Supports, Accessories, Trial Pits, Dewatering, Excavation, Aggregate Beds, Surround, Filling Etc., As Per Adwea Specifications And Tender Drawings For Followings Pipes; Dn500 (Provisional Item) | 1 | Nr | AED | 71008.69 | 71008.69
2019-10 | 4 | 4.0207 | United Arab Emirates | Abu Dhabi | Infrastructure | Al Mina Tunnel | Road Tunnel | MUSANADA | tba | Award | 2019 |  | Miscellaneous Work | X900.1 | Washout Chambers; Construct Reinforced Concrete Washout Chamber With Precast Cover Slabs Including The Supply Of All Materials, Couplings, Sealings, Fittings, Flanges, Gate Valve, Pipe Supports, Accessories, Trial Pits, Dewatering, Excavation, Aggregate Beds, Surround, Filling Etc., As Per Adwea Specifications And Tender Drawings For Followings Pipes; Dn600 (Provisional Item) | 1 | Nr | AED | 79202.02 | 79202.02
2019-10 | 4 | 4.0208 | United Arab Emirates | Abu Dhabi | Infrastructure | Al Mina Tunnel | Road Tunnel | MUSANADA | tba | Award | 2019 |  | Miscellaneous Work | X900.1 | Washout Chambers; Construct Reinforced Concrete Washout Chamber With Precast Cover Slabs Including The Supply Of All Materials, Couplings, Sealings, Fittings, Flanges, Gate Valve, Pipe Supports, Accessories, Trial Pits, Dewatering, Excavation, Aggregate Beds, Surround, Filling Etc., As Per Adwea Specifications And Tender Drawings For Followings Pipes; Dn800 (Provisional Item) | 1 | Nr | AED | 92857.5 | 92857.5
2019-10 | 4 | 4.0208 | United Arab Emirates | Abu Dhabi | Infrastructure | Al Mina Tunnel | Road Tunnel | MUSANADA | tba | Award | 2019 |  | Miscellaneous Work | X900.4 | Exhumation; Exhumed/Cancelled Pipes, Fittings, Bends, Tees , Chambers, Post Markers, Accessories Including Excavation, Backfilling, Hydrants, Transportation, Handling, Cleaning, Repairing, Painting, Multi Handling And Transporting/Delivery To Designated Owner Stores, Or Municipality Approved Dumpsites As Directed By The Owner; Less Than Dn 300 | 2100 | m | AED | 436.96 | 917616
2019-10 | 4 | 4.0208 | United Arab Emirates | Abu Dhabi | Infrastructure | Al Mina Tunnel | Road Tunnel | MUSANADA | tba | Award | 2019 |  | Miscellaneous Work | X900.4 | Exhumation; Exhumed/Cancelled Pipes, Fittings, Bends, Tees , Chambers, Post Markers, Accessories Including Excavation, Backfilling, Hydrants, Transportation, Handling, Cleaning, Repairing, Painting, Multi Handling And Transporting/Delivery To Designated Owner Stores, Or Municipality Approved Dumpsites As Directed By The Owner; Dn400 To Dn600 | 5200 | m | AED | 655.45 | 3408340
2019-10 | 4 | 4.0208 | United Arab Emirates | Abu Dhabi | Infrastructure | Al Mina Tunnel | Road Tunnel | MUSANADA | tba | Award | 2019 |  | Miscellaneous Work | X900.4 | Exhumation; Exhumed/Cancelled Pipes, Fittings, Bends, Tees , Chambers, Post Markers, Accessories Including Excavation, Backfilling, Hydrants, Transportation, Handling, Cleaning, Repairing, Painting, Multi Handling And Transporting/Delivery To Designated Owner Stores, Or Municipality Approved Dumpsites As Directed By The Owner; Dn800 | 470 | m | AED | 983.22 | 462113.4
2019-10 | 4 | 4.0208 | United Arab Emirates | Abu Dhabi | Infrastructure | Al Mina Tunnel | Road Tunnel | MUSANADA | tba | Award | 2019 |  | Miscellaneous Work | X900.4 | Exhumation; Exhumed/Cancelled Pipes, Fittings, Bends, Tees , Chambers, Post Markers, Accessories Including Excavation, Backfilling, Hydrants, Transportation, Handling, Cleaning, Repairing, Painting, Multi Handling And Transporting/Delivery To Designated Owner Stores, Or Municipality Approved Dumpsites As Directed By The Owner; Dn1200 | 465 | m | AED | 1638.67 | 761981.55
2019-10 | 4 | 4.0208 | United Arab Emirates | Abu Dhabi | Infrastructure | Al Mina Tunnel | Road Tunnel | MUSANADA | tba | Award | 2019 |  | Miscellaneous Work | X900.5 | Exhumation; Exhumed/Cancelled Pipes, Fittings, Bends, Tees , Chambers, Post Markers, Accessories Including Excavation, Backfilling, Hydrants, Transportation, Handling, Cleaning, Repairing, Painting, Multi Handling And Transporting/Delivery To Designated Owner Stores, Or Municipality Approved Dumpsites As Directed By The Owner; Dn1600 | 200 | m | AED | 2184.87 | 436974
2019-10 | 4 | 4.0208 | United Arab Emirates | Abu Dhabi | Infrastructure | Al Mina Tunnel | Road Tunnel | MUSANADA | tba | Award | 2019 |  | Miscellaneous Work | X900.1 | Air Release Valve; Construct Reinforced Concrete Air Release And Vacuum Valves Chamber With Precast Cover Slabs Including The Supply Of All Materials, Couplings, Sealings, Fittings, Flanges, Pipe Support, Accessories, Trial Pits, Dewatering, Excavation, Aggregate Beds, Surround, Filling Etc., As Per Adwea Specifications And Tender Drawings For Followings Valve Sizes; Dn100 (Provisional Item) | 1 | Nr | AED | 20483.27 | 20483.27
2019-10 | 4 | 4.0208 | United Arab Emirates | Abu Dhabi | Infrastructure | Al Mina Tunnel | Road Tunnel | MUSANADA | tba | Award | 2019 |  | Miscellaneous Work | X900.1 | Air Release Valve; Construct Reinforced Concrete Air Release And Vacuum Valves Chamber With Precast Cover Slabs Including The Supply Of All Materials, Couplings, Sealings, Fittings, Flanges, Pipe Support, Accessories, Trial Pits, Dewatering, Excavation, Aggregate Beds, Surround, Filling Etc., As Per Adwea Specifications And Tender Drawings For Followings Valve Sizes; Dn150 (Provisional Item) | 1 | Nr | AED | 21428.25 | 21428.25
2019-10 | 4 | 4.0208 | United Arab Emirates | Abu Dhabi | Infrastructure | Al Mina Tunnel | Road Tunnel | MUSANADA | tba | Award | 2019 |  | Miscellaneous Work | X900.1 | Air Release Valve; Construct Reinforced Concrete Air Release And Vacuum Valves Chamber With Precast Cover Slabs Including The Supply Of All Materials, Couplings, Sealings, Fittings, Flanges, Pipe Support, Accessories, Trial Pits, Dewatering, Excavation, Aggregate Beds, Surround, Filling Etc., As Per Adwea Specifications And Tender Drawings For Followings Valve Sizes; Dn80 (Provisional Item) | 1 | Nr | AED | 22766.47 | 22766.47
2019-10 | 4 | 4.0209 | United Arab Emirates | Abu Dhabi | Infrastructure | Al Mina Tunnel | Road Tunnel | MUSANADA | tba | Award | 2019 |  | Pipework - Manholes And Pipework Ancillaries | K861 | Potable Water Connections; Supply, Laying/Fixing Mdpe (Pe80 Sdr 11) Medium Density Polyethylene Pipes For House Connections And Jointing Of Pipes Including Pipe, Boxes, Fittings, Pipe Supports And Accessories, Warning Tape, Dewatering, Excavation, Aggregate Beds And Surround, Filling All In Accordance With Adwea Specifications; Dn ½" | 50 | m | AED | 682.77 | 34138.5
2019-10 | 4 | 4.0209 | United Arab Emirates | Abu Dhabi | Infrastructure | Al Mina Tunnel | Road Tunnel | MUSANADA | tba | Award | 2019 |  | Pipework - Manholes And Pipework Ancillaries | K861 | Potable Water Connections; Supply, Laying/Fixing Mdpe (Pe80 Sdr 11) Medium Density Polyethylene Pipes For House Connections And Jointing Of Pipes Including Pipe, Boxes, Fittings, Pipe Supports And Accessories, Warning Tape, Dewatering, Excavation, Aggregate Beds And Surround, Filling All In Accordance With Adwea Specifications; Dn ¾" | 50 | m | AED | 750.49 | 37524.5
2019-10 | 4 | 4.0209 | United Arab Emirates | Abu Dhabi | Infrastructure | Al Mina Tunnel | Road Tunnel | MUSANADA | tba | Award | 2019 |  | Pipework - Manholes And Pipework Ancillaries | K861 | Potable Water Connections; Supply, Laying/Fixing Mdpe (Pe80 Sdr 11) Medium Density Polyethylene Pipes For House Connections And Jointing Of Pipes Including Pipe, Boxes, Fittings, Pipe Supports And Accessories, Warning Tape, Dewatering, Excavation, Aggregate Beds And Surround, Filling All In Accordance With Adwea Specifications; Dn 1" | 50 | m | AED | 853.21 | 42660.5
2019-10 | 4 | 4.0209 | United Arab Emirates | Abu Dhabi | Infrastructure | Al Mina Tunnel | Road Tunnel | MUSANADA | tba | Award | 2019 |  | Pipework - Manholes And Pipework Ancillaries | K861 | Potable Water Connections; Supply, Laying/Fixing Mdpe (Pe80 Sdr 11) Medium Density Polyethylene Pipes For House Connections And Jointing Of Pipes Including Pipe, Boxes, Fittings, Pipe Supports And Accessories, Warning Tape, Dewatering, Excavation, Aggregate Beds And Surround, Filling All In Accordance With Adwea Specifications; Dn 1½" | 50 | m | AED | 1024.7 | 51235
2019-10 | 4 | 4.0209 | United Arab Emirates | Abu Dhabi | Infrastructure | Al Mina Tunnel | Road Tunnel | MUSANADA | tba | Award | 2019 |  | Pipework - Manholes And Pipework Ancillaries | K861 | Fire Hydrants; Supply, Install And Construction Dn100Mm Iso Standard Ductile Iron Breakable Pillar Type Fire Hydrant Complete, Including Hood, Stainless Steel Spindle, Outlets 2 X 2 1/2" And 1 X 4",Ductile Iron Inlet Duck Foot Bend Dn100 Mm, Automatic Drain Valve, Connection To Main Line, Chamber Connection, Valves, Foundation, Trial Pits, Dewatering, Excavation, Aggregate Beds, Surround, Filling, Including All Works Starting From Mail Line Etc.,; All As Per Adwea Specification And Tender Drawings (Each Two Pillar Fire Hydrants To Be Supplied With One Extra Repair Kit For The Breakable Section); Fire Hydrants | 75 | Nr | AED | 16386.61 | 1228995.75
2019-10 | 4 | 4.0209 | United Arab Emirates | Abu Dhabi | Infrastructure | Al Mina Tunnel | Road Tunnel | MUSANADA | tba | Award | 2019 |  | Pipework - Pipes | I512 | Irrigation Works; Supply And Construction The Following Iso Hdpe Pipes Pn16 Construction As Per The Specification, Complete With Polyethylene Sleeves, Detectable Warning Tapes, Rubber Gaskets, Reducers, Bends, Tees And All Other Accessories And Fittings, Including Trial Pits, Excavation , Dewatering, Corrosion Protection, Backfilling, Testing, Commissioning And Handing Over As Per Adm Standards And Specifications.; Od 90Mm (Provisional Item) | 100 | m | AED | 46.13 | 4613
2019-10 | 4 | 4.0209 | United Arab Emirates | Abu Dhabi | Infrastructure | Al Mina Tunnel | Road Tunnel | MUSANADA | tba | Award | 2019 |  | Pipework - Pipes | I512 | Irrigation Works; Supply And Construction The Following Iso Hdpe Pipes Pn16 Construction As Per The Specification, Complete With Polyethylene Sleeves, Detectable Warning Tapes, Rubber Gaskets, Reducers, Bends, Tees And All Other Accessories And Fittings, Including Trial Pits, Excavation , Dewatering, Corrosion Protection, Backfilling, Testing, Commissioning And Handing Over As Per Adm Standards And Specifications.; Od 110Mm | 648 | m | AED | 59.96 | 38854.08
2019-10 | 4 | 4.0209 | United Arab Emirates | Abu Dhabi | Infrastructure | Al Mina Tunnel | Road Tunnel | MUSANADA | tba | Award | 2019 |  | Pipework - Pipes | I512 | Irrigation Works; Supply And Construction The Following Iso Hdpe Pipes Pn16 Construction As Per The Specification, Complete With Polyethylene Sleeves, Detectable Warning Tapes, Rubber Gaskets, Reducers, Bends, Tees And All Other Accessories And Fittings, Including Trial Pits, Excavation , Dewatering, Corrosion Protection, Backfilling, Testing, Commissioning And Handing Over As Per Adm Standards And Specifications.; Od 160Mm | 32 | m | AED | 113.02 | 3616.64
2019-10 | 4 | 4.0209 | United Arab Emirates | Abu Dhabi | Infrastructure | Al Mina Tunnel | Road Tunnel | MUSANADA | tba | Award | 2019 |  | Pipework - Pipes | I512 | Irrigation Works; Supply And Construction The Following Iso Hdpe Pipes Pn16 Construction As Per The Specification, Complete With Polyethylene Sleeves, Detectable Warning Tapes, Rubber Gaskets, Reducers, Bends, Tees And All Other Accessories And Fittings, Including Trial Pits, Excavation , Dewatering, Corrosion Protection, Backfilling, Testing, Commissioning And Handing Over As Per Adm Standards And Specifications.; Od 225Mm | 299 | m | AED | 216.78 | 64817.22
2019-10 | 4 | 4.0209 | United Arab Emirates | Abu Dhabi | Infrastructure | Al Mina Tunnel | Road Tunnel | MUSANADA | tba | Award | 2019 |  | Pipework - Pipes | I512 | Irrigation Works; Supply And Construction The Following Iso Hdpe Pipes Pn16 Construction As Per The Specification, Complete With Polyethylene Sleeves, Detectable Warning Tapes, Rubber Gaskets, Reducers, Bends, Tees And All Other Accessories And Fittings, Including Trial Pits, Excavation , Dewatering, Corrosion Protection, Backfilling, Testing, Commissioning And Handing Over As Per Adm Standards And Specifications.; Od 280Mm | 123 | m | AED | 270.97 | 33329.31
2019-10 | 4 | 4.021 | United Arab Emirates | Abu Dhabi | Infrastructure | Al Mina Tunnel | Road Tunnel | MUSANADA | tba | Award | 2019 |  | Miscellaneous Work | X900.1 | Isolation Valves; Construct Reinforced Concrete For Ductile Iron Pn16 Gate Valve Including Iso Standard Chamber With Precast Cover Slabs Including The Supply Of All Materials, Couplings, Sealings, Fittings, Flanges, Pipe Support, Accessories, Dewatering, Excavation, Trial Pits, Aggregate Beds, Surround, Filling Etc., As Per Adm Specifications; Dn100 (Provisional Item) | 1 | Nr | AED | 35441.9 | 35441.9
2019-10 | 4 | 4.021 | United Arab Emirates | Abu Dhabi | Infrastructure | Al Mina Tunnel | Road Tunnel | MUSANADA | tba | Award | 2019 |  | Miscellaneous Work | X900.1 | Isolation Valves; Construct Reinforced Concrete For Ductile Iron Pn16 Gate Valve Including Iso Standard Chamber With Precast Cover Slabs Including The Supply Of All Materials, Couplings, Sealings, Fittings, Flanges, Pipe Support, Accessories, Dewatering, Excavation, Trial Pits, Aggregate Beds, Surround, Filling Etc., As Per Adm Specifications; Dn150 (Provisional Item) | 1 | Nr | AED | 37306.64 | 37306.64
2019-10 | 4 | 4.021 | United Arab Emirates | Abu Dhabi | Infrastructure | Al Mina Tunnel | Road Tunnel | MUSANADA | tba | Award | 2019 |  | Miscellaneous Work | X900.1 | Isolation Valves; Construct Reinforced Concrete For Ductile Iron Pn16 Gate Valve Including Iso Standard Chamber With Precast Cover Slabs Including The Supply Of All Materials, Couplings, Sealings, Fittings, Flanges, Pipe Support, Accessories, Dewatering, Excavation, Trial Pits, Aggregate Beds, Surround, Filling Etc., As Per Adm Specifications; Dn200 (Provisional Item) | 1 | Nr | AED | 40123.76 | 40123.76
2019-10 | 4 | 4.021 | United Arab Emirates | Abu Dhabi | Infrastructure | Al Mina Tunnel | Road Tunnel | MUSANADA | tba | Award | 2019 |  | Miscellaneous Work | X900.1 | Air Release Valve; Construct Reinforced Concrete For Air Release And Vacuum Valves Chamber With Precast Cover Slabs Including The Supply Of All Materials, Couplings, Sealings, Fittings, Flanges, Pipe Support, Accessories, Trial Pits, Dewatering, Excavation, Aggregate Beds, Surround, Filling Etc., As Per Adm Specifications And Tender Drawings For Followings Valve Diameters; Dn100 (Provisional Item) | 1 | Nr | AED | 30514.73 | 30514.73
2019-10 | 4 | 4.021 | United Arab Emirates | Abu Dhabi | Infrastructure | Al Mina Tunnel | Road Tunnel | MUSANADA | tba | Award | 2019 |  | Miscellaneous Work | X900.1 | Air Release Valve; Construct Reinforced Concrete For Air Release And Vacuum Valves Chamber With Precast Cover Slabs Including The Supply Of All Materials, Couplings, Sealings, Fittings, Flanges, Pipe Support, Accessories, Trial Pits, Dewatering, Excavation, Aggregate Beds, Surround, Filling Etc., As Per Adm Specifications And Tender Drawings For Followings Valve Diameters; Dn150 (Provisional Item) | 1 | Nr | AED | 32849.83 | 32849.83
2019-10 | 4 | 4.021 | United Arab Emirates | Abu Dhabi | Infrastructure | Al Mina Tunnel | Road Tunnel | MUSANADA | tba | Award | 2019 |  | Miscellaneous Work | X900.1 | Air Release Valve; Construct Reinforced Concrete For Air Release And Vacuum Valves Chamber With Precast Cover Slabs Including The Supply Of All Materials, Couplings, Sealings, Fittings, Flanges, Pipe Support, Accessories, Trial Pits, Dewatering, Excavation, Aggregate Beds, Surround, Filling Etc., As Per Adm Specifications And Tender Drawings For Followings Valve Diameters; Dn200 (Provisional Item) | 1 | Nr | AED | 34738.98 | 34738.98
2019-10 | 4 | 4.021 | United Arab Emirates | Abu Dhabi | Infrastructure | Al Mina Tunnel | Road Tunnel | MUSANADA | tba | Award | 2019 |  | Miscellaneous Work | X900.1 | Washout; Construct Reinforced Concrete Washout Chamber With Precast Cover Slabs Including The Supply Of All Materials, Couplings, Sealings, Fittings, Flanges, Gate Valve, Pipe Supports, Accessories, Trial Pits, Dewatering, Excavation, Aggregate Beds, Surround, Filling Etc., As Per Adwea Specifications And Tender Drawings For Followings Pipes; Dn100 (Provisional Item) | 1 | Nr | AED | 37642.59 | 37642.59
2019-10 | 4 | 4.021 | United Arab Emirates | Abu Dhabi | Infrastructure | Al Mina Tunnel | Road Tunnel | MUSANADA | tba | Award | 2019 |  | Miscellaneous Work | X900.1 | Washout; Construct Reinforced Concrete Washout Chamber With Precast Cover Slabs Including The Supply Of All Materials, Couplings, Sealings, Fittings, Flanges, Gate Valve, Pipe Supports, Accessories, Trial Pits, Dewatering, Excavation, Aggregate Beds, Surround, Filling Etc., As Per Adwea Specifications And Tender Drawings For Followings Pipes; Dn150 (Provisional Item) | 1 | Nr | AED | 39953.64 | 39953.64
2019-10 | 4 | 4.021 | United Arab Emirates | Abu Dhabi | Infrastructure | Al Mina Tunnel | Road Tunnel | MUSANADA | tba | Award | 2019 |  | Miscellaneous Work | X900.1 | Washout; Construct Reinforced Concrete Washout Chamber With Precast Cover Slabs Including The Supply Of All Materials, Couplings, Sealings, Fittings, Flanges, Gate Valve, Pipe Supports, Accessories, Trial Pits, Dewatering, Excavation, Aggregate Beds, Surround, Filling Etc., As Per Adwea Specifications And Tender Drawings For Followings Pipes; Dn200 (Provisional Item) | 1 | Nr | AED | 43263.57 | 43263.57
2019-10 | 4 | 4.021 | United Arab Emirates | Abu Dhabi | Infrastructure | Al Mina Tunnel | Road Tunnel | MUSANADA | tba | Award | 2019 |  | Pipework - Pipes | I712.1 | Supply And Install Hdpe Pipe Grade Sdr 11 - Pn16 Fully Automatic Butt Fusion Welded Joints In Trenches Including; Polyethylene Sleeves, Rubber Gaskets, Reducers, Bends, Tees And All Other Accessories And Fittings, Including Trial Pits, Excavation , Dewatering, Corrosion Protection, Backfilling, Testing, Commissioning And Handing Over As Per Adm Standards And Specifications; Nominal Dia 32Mm In Trench; Depth Not Exceeding 1.5M | 20 | m | AED | 50.73 | 1014.6
2019-10 | 4 | 4.021 | United Arab Emirates | Abu Dhabi | Infrastructure | Al Mina Tunnel | Road Tunnel | MUSANADA | tba | Award | 2019 |  | Pipework - Pipes | I713.1 | Supply And Install Hdpe Pipe Grade Sdr 11 - Pn16 Fully Automatic Butt Fusion Welded Joints In Trenches Including; Polyethylene Sleeves, Rubber Gaskets, Reducers, Bends, Tees And All Other Accessories And Fittings, Including Trial Pits, Excavation , Dewatering, Corrosion Protection, Backfilling, Testing, Commissioning And Handing Over As Per Adm Standards And Specifications; Nominal Dia 32Mm In Trench; Depth 1.5 - 2.0M (Provisional Quantity) | 1296 | m | AED | 56.51 | 73236.96
2019-10 | 4 | 4.0211 | United Arab Emirates | Abu Dhabi | Infrastructure | Al Mina Tunnel | Road Tunnel | MUSANADA | tba | Award | 2019 |  | Pipework - Pipes | I712.2 | Nominal Dia 40Mm In Trench; Depth Not Exceeding 1.5M | 20 | m | AED | 59.96 | 1199.2
2019-10 | 4 | 4.0211 | United Arab Emirates | Abu Dhabi | Infrastructure | Al Mina Tunnel | Road Tunnel | MUSANADA | tba | Award | 2019 |  | Pipework - Pipes | I713.2 | Nominal Dia 40Mm In Trench; Depth 1.5 - 2.0M (Provisional Quantity) | 685 | m | AED | 64.56 | 44223.6
2019-10 | 4 | 4.0211 | United Arab Emirates | Abu Dhabi | Infrastructure | Al Mina Tunnel | Road Tunnel | MUSANADA | tba | Award | 2019 |  | Pipework - Pipes | I712.2 | Nominal Dia 50Mm In Trench; Depth Not Exceeding 1.5M | 10 | m | AED | 72.83 | 728.3
2019-10 | 4 | 4.0211 | United Arab Emirates | Abu Dhabi | Infrastructure | Al Mina Tunnel | Road Tunnel | MUSANADA | tba | Award | 2019 |  | Pipework - Pipes | I713.3 | Nominal Dia 50Mm In Trench; Depth 1.5 - 2.0M (Provisional Quantity) | 228 | m | AED | 94.54 | 21555.12
2019-10 | 4 | 4.0211 | United Arab Emirates | Abu Dhabi | Infrastructure | Al Mina Tunnel | Road Tunnel | MUSANADA | tba | Award | 2019 |  | Pipework - Pipes | I712.4 | Nominal Dia 63Mm In Trench; Depth Not Exceeding 1.5M | 24 | m | AED | 110.69 | 2656.56
2019-10 | 4 | 4.0211 | United Arab Emirates | Abu Dhabi | Infrastructure | Al Mina Tunnel | Road Tunnel | MUSANADA | tba | Award | 2019 |  | Pipework - Pipes | I713.4 | Nominal Dia 63Mm In Trench; Depth 1.5 - 2.0M (Provisional Quantity) | 211 | m | AED | 116.47 | 24575.17
2019-10 | 4 | 4.0211 | United Arab Emirates | Abu Dhabi | Infrastructure | Al Mina Tunnel | Road Tunnel | MUSANADA | tba | Award | 2019 |  | Pipework - Pipes | I711.1 | Supply And Install Hdpe Pipe Grade Sdr 11 - Pn16 Fully Automatic Butt Fusion Welded Joints Not In Trenches (Through Road Crossing Ducts) As Shown In The Drawings And Specifications; 32Mm Dia Hdpe Pipe Through Road Crossing Ducts | 20 | m | AED | 48.41 | 968.2
2019-10 | 4 | 4.0211 | United Arab Emirates | Abu Dhabi | Infrastructure | Al Mina Tunnel | Road Tunnel | MUSANADA | tba | Award | 2019 |  | Pipework - Pipes | I711.2 | Supply And Install Hdpe Pipe Grade Sdr 11 - Pn16 Fully Automatic Butt Fusion Welded Joints Not In Trenches (Through Road Crossing Ducts) As Shown In The Drawings And Specifications; 40Mm Dia Hdpe Pipe Through Road Crossing Ducts | 20 | m | AED | 59.96 | 1199.2
2019-10 | 4 | 4.0211 | United Arab Emirates | Abu Dhabi | Infrastructure | Al Mina Tunnel | Road Tunnel | MUSANADA | tba | Award | 2019 |  | Pipework - Pipes | I711.3 | Supply And Install Hdpe Pipe Grade Sdr 11 - Pn16 Fully Automatic Butt Fusion Welded Joints Not In Trenches (Through Road Crossing Ducts) As Shown In The Drawings And Specifications; 63Mm Dia Hdpe Pipe Through Road Crossing Ducts | 24 | m | AED | 95.71 | 2297.04
2019-10 | 4 | 4.0211 | United Arab Emirates | Abu Dhabi | Infrastructure | Al Mina Tunnel | Road Tunnel | MUSANADA | tba | Award | 2019 |  | Pipework - Manholes And Pipework Ancillaries | K512.1 | Pipe Work - Supports & Protection Ancillaries To Laying & Excavation; Supply And Install Road Crossing Ducts In Trenches, Including Excavation In All Materials Backfilling, Disposal Of Excavated Material As Directed By Engineer, Dewatering, Concrete Encasing Complete As Detailed On Drawing And Specification; Road Crossing Ducts For 32Mm Dia Hdpe Pipe, Depth Not Exceeding 1.5M | 20 | m | AED | 213.33 | 4266.6
2019-10 | 4 | 4.0212 | United Arab Emirates | Abu Dhabi | Infrastructure | Al Mina Tunnel | Road Tunnel | MUSANADA | tba | Award | 2019 |  | Pipework - Manholes And Pipework Ancillaries | K512.2 | Pipe Work - Supports & Protection Ancillaries To Laying & Excavation; Supply And Install Road Crossing Ducts In Trenches, Including Excavation In All Materials Backfilling, Disposal Of Excavated Material As Directed By Engineer, Dewatering, Concrete Encasing Complete As Detailed On Drawing And Specification; Road Crossing Ducts For 40Mm Dia Hdpe Pipe, Depth Not Exceeding 1.5M | 20 | m | AED | 213.33 | 4266.6
2019-10 | 4 | 4.0212 | United Arab Emirates | Abu Dhabi | Infrastructure | Al Mina Tunnel | Road Tunnel | MUSANADA | tba | Award | 2019 |  | Pipework - Manholes And Pipework Ancillaries | K512.3 | Pipe Work - Supports & Protection Ancillaries To Laying & Excavation; Supply And Install Road Crossing Ducts In Trenches, Including Excavation In All Materials Backfilling, Disposal Of Excavated Material As Directed By Engineer, Dewatering, Concrete Encasing Complete As Detailed On Drawing And Specification; Road Crossing Ducts For 63Mm Dia Hdpe Pipe, Depth Not Exceeding 1.5M | 24 | m | AED | 224.88 | 5397.12
2019-10 | 4 | 4.0212 | United Arab Emirates | Abu Dhabi | Infrastructure | Al Mina Tunnel | Road Tunnel | MUSANADA | tba | Award | 2019 |  | Pipework - Supports And Protection | L511.1 | Beds & Surrounds Including Warning Tape As Applicable; Beds And Surrounds; Sand Bed And Surround To; 32 Mm Diameter Pipes | 1316 | m | AED | 12.67 | 16673.72
2019-10 | 4 | 4.0212 | United Arab Emirates | Abu Dhabi | Infrastructure | Al Mina Tunnel | Road Tunnel | MUSANADA | tba | Award | 2019 |  | Pipework - Supports And Protection | L511.2 | Beds & Surrounds Including Warning Tape As Applicable; Beds And Surrounds; Sand Bed And Surround To; 40 Mm Diameter Pipes | 705 | m | AED | 14.99 | 10567.95
2019-10 | 4 | 4.0212 | United Arab Emirates | Abu Dhabi | Infrastructure | Al Mina Tunnel | Road Tunnel | MUSANADA | tba | Award | 2019 |  | Pipework - Supports And Protection | L511.3 | Beds & Surrounds Including Warning Tape As Applicable; Beds And Surrounds; Sand Bed And Surround To; 50 Mm Diameter Pipes | 228 | m | AED | 17.32 | 3948.96
2019-10 | 4 | 4.0212 | United Arab Emirates | Abu Dhabi | Infrastructure | Al Mina Tunnel | Road Tunnel | MUSANADA | tba | Award | 2019 |  | Pipework - Supports And Protection | L511.4 | Beds & Surrounds Including Warning Tape As Applicable; Beds And Surrounds; Sand Bed And Surround To; 63 Mm Diameter Pipes | 235 | m | AED | 19.6 | 4606
2019-10 | 4 | 4.0212 | United Arab Emirates | Abu Dhabi | Infrastructure | Al Mina Tunnel | Road Tunnel | MUSANADA | tba | Award | 2019 |  | Pipework - Supports And Protection | L900.1 | Geotextile Filter Fabric Membrane To; 32 Mm Diameter Pipes | 1316 | m | AED | 6.93 | 9119.88
2019-10 | 4 | 4.0212 | United Arab Emirates | Abu Dhabi | Infrastructure | Al Mina Tunnel | Road Tunnel | MUSANADA | tba | Award | 2019 |  | Pipework - Supports And Protection | L900.2 | Geotextile Filter Fabric Membrane To; 40 Mm Diameter Pipes | 705 | m | AED | 9.21 | 6493.05
2019-10 | 4 | 4.0212 | United Arab Emirates | Abu Dhabi | Infrastructure | Al Mina Tunnel | Road Tunnel | MUSANADA | tba | Award | 2019 |  | Pipework - Supports And Protection | L900.3 | Geotextile Filter Fabric Membrane To; 50 Mm Diameter Pipes | 228 | m | AED | 10.39 | 2368.92
2019-10 | 4 | 4.0213 | United Arab Emirates | Abu Dhabi | Infrastructure | Al Mina Tunnel | Road Tunnel | MUSANADA | tba | Award | 2019 |  | Pipework - Supports And Protection | L900.4 | Geotextile Filter Fabric Membrane To; 63 Mm Diameter Pipes | 235 | m | AED | 11.55 | 2714.25
2019-10 | 4 | 4.0213 | United Arab Emirates | Abu Dhabi | Infrastructure | Al Mina Tunnel | Road Tunnel | MUSANADA | tba | Award | 2019 |  | Pipework - Manholes And Pipework Ancillaries | K253.1 | Road Crossing Ducts; Upvc; Construct Reinforced Concrete Encased Ducts, Including Supply Of All Materials, Cutting Into Road Surface, Removal Of Debris, Trial Pits, Excavation, Dewatering, Backfilling Bituminous Painting Reinstatement Of Road Surface Etc. The Ducts Shall Ne Constructed And Sealed As Per The Specification And As Shown On The Drawings Of Following Sleeves; 250Mm Upvc Class 10 | 120 | m | AED | 179.86 | 21583.2
2019-10 | 4 | 4.0213 | United Arab Emirates | Abu Dhabi | Infrastructure | Al Mina Tunnel | Road Tunnel | MUSANADA | tba | Award | 2019 |  | Pipework - Manholes And Pipework Ancillaries | K253.1 | Road Crossing Ducts; Upvc; Construct Reinforced Concrete Encased Ducts, Including Supply Of All Materials, Cutting Into Road Surface, Removal Of Debris, Trial Pits, Excavation, Dewatering, Backfilling Bituminous Painting Reinstatement Of Road Surface Etc. The Ducts Shall Ne Constructed And Sealed As Per The Specification And As Shown On The Drawings Of Following Sleeves; 315Mm Upvc Class 10 (Provisional Item) | 10 | m | AED | 194.9 | 1949
2019-10 | 4 | 4.0213 | United Arab Emirates | Abu Dhabi | Infrastructure | Al Mina Tunnel | Road Tunnel | MUSANADA | tba | Award | 2019 |  | Pipework - Manholes And Pipework Ancillaries | K253.1 | Road Crossing Ducts; Upvc; Construct Reinforced Concrete Encased Ducts, Including Supply Of All Materials, Cutting Into Road Surface, Removal Of Debris, Trial Pits, Excavation, Dewatering, Backfilling Bituminous Painting Reinstatement Of Road Surface Etc. The Ducts Shall Ne Constructed And Sealed As Per The Specification And As Shown On The Drawings Of Following Sleeves; 350Mm Grp Sn (2,500) | 40 | m | AED | 584.66 | 23386.4
2019-10 | 4 | 4.0213 | United Arab Emirates | Abu Dhabi | Infrastructure | Al Mina Tunnel | Road Tunnel | MUSANADA | tba | Award | 2019 |  | Pipework - Manholes And Pipework Ancillaries | K253.1 | Road Crossing Ducts; Upvc; Construct Reinforced Concrete Encased Ducts, Including Supply Of All Materials, Cutting Into Road Surface, Removal Of Debris, Trial Pits, Excavation, Dewatering, Backfilling Bituminous Painting Reinstatement Of Road Surface Etc. The Ducts Shall Ne Constructed And Sealed As Per The Specification And As Shown On The Drawings Of Following Sleeves; 400Mm Grp Sn (2,500) (Provisional Item) | 10 | m | AED | 871.77 | 8717.7
2019-10 | 4 | 4.0213 | United Arab Emirates | Abu Dhabi | Infrastructure | Al Mina Tunnel | Road Tunnel | MUSANADA | tba | Award | 2019 |  | Miscellaneous Work | X900.4 | Exhumation; Exhumed/Cancelled Pipes, Fittings, Bends, Tees , Chambers, Post Markers, Accessories Including Excavation, Backfilling, Hydrants, Transportation, Handling, Cleaning, Repairing, Painting, Multi Handling And Transporting/Delivery To Designated Owner Stores, Or Municipality Approved Dumpsites As Directed By The Owner; Less Than Dn 300 | 4000 | m | AED | 42.68 | 170720
2019-10 | 4 | 4.0213 | United Arab Emirates | Abu Dhabi | Infrastructure | Al Mina Tunnel | Road Tunnel | MUSANADA | tba | Award | 2019 |  | Miscellaneous Work | X900.4 | Exhumation; Exhumed/Cancelled Pipes, Fittings, Bends, Tees , Chambers, Post Markers, Accessories Including Excavation, Backfilling, Hydrants, Transportation, Handling, Cleaning, Repairing, Painting, Multi Handling And Transporting/Delivery To Designated Owner Stores, Or Municipality Approved Dumpsites As Directed By The Owner; Dn400 To Dn600 | 600 | m | AED | 69.17 | 41502
2019-10 | 4 | 4.0213 | United Arab Emirates | Abu Dhabi | Infrastructure | Al Mina Tunnel | Road Tunnel | MUSANADA | tba | Award | 2019 |  | Pipework - Manholes And Pipework Ancillaries | K560.1 | Connections To Existing Irrigation Network; Extra Over For Connection / Disconnection To Existing Lines Including Cutting, Draining, Removal Of Pipe, Fittings, Valves, Flowmeter, Accessories, Etc.; And Transport To Stores As Directed By Engineer, And Any Additional Excavation Required To Make The Connections/Disconnections To Pipe Sizes Of The Following Diameters, Also Include For Working Outside Normal Working Hours: Dn110 | 2 | Nr | AED | 21848.82 | 43697.64
2019-10 | 4 | 4.0213 | United Arab Emirates | Abu Dhabi | Infrastructure | Al Mina Tunnel | Road Tunnel | MUSANADA | tba | Award | 2019 |  | Pipework - Manholes And Pipework Ancillaries | K560.1 | Connections To Existing Irrigation Network; Extra Over For Connection / Disconnection To Existing Lines Including Cutting, Draining, Removal Of Pipe, Fittings, Valves, Flowmeter, Accessories, Etc.; And Transport To Stores As Directed By Engineer, And Any Additional Excavation Required To Make The Connections/Disconnections To Pipe Sizes Of The Following Diameters, Also Include For Working Outside Normal Working Hours: Dn160 | 8 | Nr | AED | 32773.22 | 262185.76
2019-10 | 4 | 4.0213 | United Arab Emirates | Abu Dhabi | Infrastructure | Al Mina Tunnel | Road Tunnel | MUSANADA | tba | Award | 2019 |  | Pipework - Manholes And Pipework Ancillaries | K560.1 | Connections To Existing Irrigation Network; Extra Over For Connection / Disconnection To Existing Lines Including Cutting, Draining, Removal Of Pipe, Fittings, Valves, Flowmeter, Accessories, Etc.; And Transport To Stores As Directed By Engineer, And Any Additional Excavation Required To Make The Connections/Disconnections To Pipe Sizes Of The Following Diameters, Also Include For Working Outside Normal Working Hours: Dn225 | 4 | Nr | AED | 44911.49 | 179645.96
2019-10 | 4 | 4.0213 | United Arab Emirates | Abu Dhabi | Infrastructure | Al Mina Tunnel | Road Tunnel | MUSANADA | tba | Award | 2019 |  | Pipework - Manholes And Pipework Ancillaries | K560.1 | Connections To Existing Irrigation Network; Extra Over For Connection / Disconnection To Existing Lines Including Cutting, Draining, Removal Of Pipe, Fittings, Valves, Flowmeter, Accessories, Etc.; And Transport To Stores As Directed By Engineer, And Any Additional Excavation Required To Make The Connections/Disconnections To Pipe Sizes Of The Following Diameters, Also Include For Working Outside Normal Working Hours: Dn280 | 12 | Nr | AED | 49766.78 | 597201.36
2019-10 | 4 | 4.0214 | United Arab Emirates | Abu Dhabi | Infrastructure | Al Mina Tunnel | Road Tunnel | MUSANADA | tba | Award | 2019 |  | Pipework - Pipes | I512 | Supply And Construction The Following Iso Hdpe Pipes Pn16 Construction As Per The Specification, Complete With Polyethylene Sleeves, Detectable Warning Tapes, Rubber Gaskets, Reducers, Bends, Tees And All Other Accessories And Fittings, Including Trial Pits, Excavation , Dewatering, Corrosion Protection, Backfilling, Testing, Commissioning And Handing Over As Per Adnoc/Gasco Standards And Specifications.; Od 400Mm | 550 | m | AED | 3113.44 | 1712392
2019-10 | 4 | 4.0214 | United Arab Emirates | Abu Dhabi | Infrastructure | Al Mina Tunnel | Road Tunnel | MUSANADA | tba | Award | 2019 |  | Miscellaneous Work | X900.1 | Road Crossing Duct; Gas; Construct Reinforced Concrete Encased Upvc Ducts, Including Supply Of All Materials, Cutting Into Road Surface, Removal Of Debris, Trial Pits, Excavation, Dewatering, Backfilling Bituminous Painting Reinstatement Of Road Surface Etc. The Ducts Shall Ne Constructed And Sealed As Per The Specification And As Shown On The Drawings: 600Mm Duct | 80 | m | AED | 1150.22 | 92017.6
2019-10 | 4 | 4.0214 | United Arab Emirates | Abu Dhabi | Infrastructure | Al Mina Tunnel | Road Tunnel | MUSANADA | tba | Award | 2019 |  | Miscellaneous Work | X900.1 | Road Crossing Duct; Gas; Construct Reinforced Concrete Encased Upvc Ducts, Including Supply Of All Materials, Cutting Into Road Surface, Removal Of Debris, Trial Pits, Excavation, Dewatering, Backfilling Bituminous Painting Reinstatement Of Road Surface Etc. The Ducts Shall Ne Constructed And Sealed As Per The Specification And As Shown On The Drawings: 800Mm Duct (Provisional Item) | 10 | m | AED | 1500.07 | 15000.7
2019-10 | 4 | 4.0214 | United Arab Emirates | Abu Dhabi | Infrastructure | Al Mina Tunnel | Road Tunnel | MUSANADA | tba | Award | 2019 |  | Miscellaneous Work | X900.2 | Protection Slab; Construct Reinforcement Concrete Road Slab, Including The Supply Of All Materials, Any Additional Excavation And Backfilling Etc., All As Per Specification And As Per Tender Drawing | 80 | m | AED | 3397.2 | 271776
2019-10 | 4 | 4.0214 | United Arab Emirates | Abu Dhabi | Infrastructure | Al Mina Tunnel | Road Tunnel | MUSANADA | tba | Award | 2019 |  | Miscellaneous Work | X900.3 | Identification Slab; Construct Reinforcement Concrete Road Slab, Including The Supply Of All Materials, Any Additional Excavation And Backfilling Etc., All As Per Specification And As Per Tender Drawing | 50 | m | AED | 152.84 | 7642
2019-10 | 4 | 4.0214 | United Arab Emirates | Abu Dhabi | Infrastructure | Al Mina Tunnel | Road Tunnel | MUSANADA | tba | Award | 2019 |  | Miscellaneous Work | X900.4 | Valves At Existing Pipeline; Construct Reinforced Concrete For Valve Chamber Without Vent At The Existing 400Hdpe Pipe Before The Relocation With Precast Cover Slabs Including The Supply Of All Materials, Couplings, Sealings, Fittings, Flanges, Pipe Support, Accessories, Dewatering, Excavation, Trial Pits, Aggregate Beds, Surround, Filling Etc., As Per Adnoc/Gasco Specifications | 1 | Nr | AED | 103175.04 | 103175.04
2019-10 | 4 | 4.0214 | United Arab Emirates | Abu Dhabi | Infrastructure | Al Mina Tunnel | Road Tunnel | MUSANADA | tba | Award | 2019 |  | Miscellaneous Work | X900.4 | Valve Chamber; Construct Reinforced Concrete For Valve Chamber With Vent At The Existing 400Hdpe Pipe After The Relocation With Precast Cover Slabs Including The Supply Of All Materials, Couplings, Sealings, Fittings, Flanges, Pipe Support, Accessories, Dewatering, Excavation, Trial Pits, Aggregate Beds, Surround, Filling Etc., As Per Adnoc/Gasco Specifications | 1 | Nr | AED | 115313.27 | 115313.27
2019-10 | 4 | 4.0214 | United Arab Emirates | Abu Dhabi | Infrastructure | Al Mina Tunnel | Road Tunnel | MUSANADA | tba | Award | 2019 |  | Pipework - Manholes And Pipework Ancillaries | K560 | Connections To Existing Network; Extra Over For Connection/Disconnection To Existing Lines Including Cutting, Draining, Removal Of Pipe, Fittings, Valves, Flowmeter, Accessories, Etc.; And Transport To Stores As Directed By Engineer, And Any Additional Excavation Required To Make The Connections/Disconnections To Pipe Sizes Of The Following Diameters, Also Include For Working Outside Normal Working Hours: Od400 | 2 | Nr | AED | 709176.55 | 1418353.1
2019-10 | 4 | 4.0214 | United Arab Emirates | Abu Dhabi | Infrastructure | Al Mina Tunnel | Road Tunnel | MUSANADA | tba | Award | 2019 |  | Miscellaneous Work | X900.5 | Exhumation; Exhumed/Cancelled Pipes, Fittings, Bends, Tees , Chambers, Post Markers, Accessories Including Excavation, Backfilling, Hydrants, Transportation, Handling, Cleaning, Repairing, Painting, Multi Handling And Transporting/Delivery To Designated Owner Stores, Or Municipality Approved Dumpsites As Directed By The Owner; Od400 | 300 | m | AED | 788.98 | 236694
2019-10 | 4 | 4.0214 | United Arab Emirates | Abu Dhabi | Infrastructure | Al Mina Tunnel | Road Tunnel | MUSANADA | tba | Award | 2019 |  | Demolition And Site Clearance | D630.1 | Demolition; Demolish Storm Water Network As Stated In Drg No. 1952281; As Per Specification And Direction.; Inlets; Inlet Chambers - 300 Mm, (Depth Up To 2.0M) | 240 | Nr | AED | 3086.79 | 740829.6
2019-10 | 4 | 4.0215 | United Arab Emirates | Abu Dhabi | Infrastructure | Al Mina Tunnel | Road Tunnel | MUSANADA | tba | Award | 2019 |  | Demolition And Site Clearance | D630.1 | Demolition; Demolish Storm Water Network As Stated In Drg No. 1952281; As Per Specification And Direction.; Inlets; Inlet Chambers - 300 Mm, (Depth From 2.0 - 2.8M) | 159 | Nr | AED | 4211.22 | 669583.98
2019-10 | 4 | 4.0215 | United Arab Emirates | Abu Dhabi | Infrastructure | Al Mina Tunnel | Road Tunnel | MUSANADA | tba | Award | 2019 |  | Demolition And Site Clearance | D630.1 | Catch Basins; Catch Basin 300Mm, Depth Up To 2.0M | 7 | Nr | AED | 4566.06 | 31962.42
2019-10 | 4 | 4.0215 | United Arab Emirates | Abu Dhabi | Infrastructure | Al Mina Tunnel | Road Tunnel | MUSANADA | tba | Award | 2019 |  | Demolition And Site Clearance | D630.1 | Catch Basins; Catch Basin 300Mm, Depth From 2 .0 To 3.0M | 18 | Nr | AED | 5850.47 | 105308.46
2019-10 | 4 | 4.0215 | United Arab Emirates | Abu Dhabi | Infrastructure | Al Mina Tunnel | Road Tunnel | MUSANADA | tba | Award | 2019 |  | Demolition And Site Clearance | D630.1 | Manholes; Manhole On Pipeline, Depth Up To 2.0M | 5 | Nr | AED | 5464.95 | 27324.75
2019-10 | 4 | 4.0215 | United Arab Emirates | Abu Dhabi | Infrastructure | Al Mina Tunnel | Road Tunnel | MUSANADA | tba | Award | 2019 |  | Demolition And Site Clearance | D630.1 | Manholes; Manhole On Pipeline, Depth From 2.0 To 2.5M | 10 | Nr | AED | 6542.29 | 65422.9
2019-10 | 4 | 4.0215 | United Arab Emirates | Abu Dhabi | Infrastructure | Al Mina Tunnel | Road Tunnel | MUSANADA | tba | Award | 2019 |  | Demolition And Site Clearance | D630.1 | Manholes; Manhole On Pipeline, Depth From 2.5 To 3.0M | 11 | Nr | AED | 7015.29 | 77168.19
2019-10 | 4 | 4.0215 | United Arab Emirates | Abu Dhabi | Infrastructure | Al Mina Tunnel | Road Tunnel | MUSANADA | tba | Award | 2019 |  | Demolition And Site Clearance | D630.1 | Manholes; Manhole On Pipeline, Depth From 3.0 To 3.5M | 11 | Nr | AED | 8063.53 | 88698.83
2019-10 | 4 | 4.0215 | United Arab Emirates | Abu Dhabi | Infrastructure | Al Mina Tunnel | Road Tunnel | MUSANADA | tba | Award | 2019 |  | Demolition And Site Clearance | D630.1 | Manholes; Manhole On Pipeline, Depth From 3.5 To 4.0M | 5 | Nr | AED | 9755.84 | 48779.2
2019-10 | 4 | 4.0215 | United Arab Emirates | Abu Dhabi | Infrastructure | Al Mina Tunnel | Road Tunnel | MUSANADA | tba | Award | 2019 |  | Demolition And Site Clearance | D630.1 | Pipelines-Upvc 100 Mm Dia; Depth To Invert Not Exceeding 1.5M | 153 | m | AED | 91.55 | 14007.15
2019-10 | 4 | 4.0216 | United Arab Emirates | Abu Dhabi | Infrastructure | Al Mina Tunnel | Road Tunnel | MUSANADA | tba | Award | 2019 |  | Demolition And Site Clearance | D630.1 | Pipelines-Upvc 100 Mm Dia; Depth To Invert Between 1.5 - 2.0M | 50 | m | AED | 110.28 | 5514
2019-10 | 4 | 4.0216 | United Arab Emirates | Abu Dhabi | Infrastructure | Al Mina Tunnel | Road Tunnel | MUSANADA | tba | Award | 2019 |  | Demolition And Site Clearance | D630.1 | Pipelines-Upvc 100 Mm Dia; Depth To Invert Between 2.0 - 2.5M | 30 | m | AED | 128.96 | 3868.8
2019-10 | 4 | 4.0216 | United Arab Emirates | Abu Dhabi | Infrastructure | Al Mina Tunnel | Road Tunnel | MUSANADA | tba | Award | 2019 |  | Demolition And Site Clearance | D630.1 | Pipelines-Upvc 100 Mm Dia; Depth To Invert Between 2.5 - 3.0M | 22 | m | AED | 291.52 | 6413.44
2019-10 | 4 | 4.0216 | United Arab Emirates | Abu Dhabi | Infrastructure | Al Mina Tunnel | Road Tunnel | MUSANADA | tba | Award | 2019 |  | Demolition And Site Clearance | D630.2 | Pipelines-Upvc 150 Mm Dia; Depth To Invert Not Exceeding 1.5M | 725 | m | AED | 97.03 | 70346.75
2019-10 | 4 | 4.0216 | United Arab Emirates | Abu Dhabi | Infrastructure | Al Mina Tunnel | Road Tunnel | MUSANADA | tba | Award | 2019 |  | Demolition And Site Clearance | D630.2 | Pipelines-Upvc 150 Mm Dia; Depth To Invert Between 1.5 - 2.0M | 350 | m | AED | 116.88 | 40908
2019-10 | 4 | 4.0216 | United Arab Emirates | Abu Dhabi | Infrastructure | Al Mina Tunnel | Road Tunnel | MUSANADA | tba | Award | 2019 |  | Demolition And Site Clearance | D630.2 | Pipelines-Upvc 150 Mm Dia; Depth To Invert Between 2.0 - 2.5M | 275 | m | AED | 136.73 | 37600.75
2019-10 | 4 | 4.0216 | United Arab Emirates | Abu Dhabi | Infrastructure | Al Mina Tunnel | Road Tunnel | MUSANADA | tba | Award | 2019 |  | Demolition And Site Clearance | D630.2 | Pipelines-Upvc 150 Mm Dia; Depth To Invert Between 2.5 - 3.0M | 100 | m | AED | 300.49 | 30049
2019-10 | 4 | 4.0216 | United Arab Emirates | Abu Dhabi | Infrastructure | Al Mina Tunnel | Road Tunnel | MUSANADA | tba | Award | 2019 |  | Demolition And Site Clearance | D630.2 | Pipelines-Upvc 315 Mm Dia; Depth To Invert Not Exceeding 1.5M | 630 | m | AED | 137.43 | 86580.9
2019-10 | 4 | 4.0216 | United Arab Emirates | Abu Dhabi | Infrastructure | Al Mina Tunnel | Road Tunnel | MUSANADA | tba | Award | 2019 |  | Demolition And Site Clearance | D630.2 | Pipelines-Upvc 315 Mm Dia; Depth To Invert Between 1.5 - 2.0M | 1260 | m | AED | 167.66 | 211251.6
2019-10 | 4 | 4.0216 | United Arab Emirates | Abu Dhabi | Infrastructure | Al Mina Tunnel | Road Tunnel | MUSANADA | tba | Award | 2019 |  | Demolition And Site Clearance | D630.2 | Pipelines-Upvc 315 Mm Dia; Depth To Invert Between 2.0 - 2.5M | 760 | m | AED | 197.93 | 150426.8
2019-10 | 4 | 4.0217 | United Arab Emirates | Abu Dhabi | Infrastructure | Al Mina Tunnel | Road Tunnel | MUSANADA | tba | Award | 2019 |  | Demolition And Site Clearance | D630.2 | Pipelines-Upvc 315 Mm Dia; Depth To Invert Between 2.5 - 3.0M | 500 | m | AED | 372.07 | 186035
2019-10 | 4 | 4.0217 | United Arab Emirates | Abu Dhabi | Infrastructure | Al Mina Tunnel | Road Tunnel | MUSANADA | tba | Award | 2019 |  | Demolition And Site Clearance | D630.2 | Pipelines-Grp 300 Mm Dia; Depth To Invert Not Exceeding 1.5M | 1656 | m | AED | 137.43 | 227584.08
2019-10 | 4 | 4.0217 | United Arab Emirates | Abu Dhabi | Infrastructure | Al Mina Tunnel | Road Tunnel | MUSANADA | tba | Award | 2019 |  | Demolition And Site Clearance | D630.2 | Pipelines-Grp 300 Mm Dia; Depth To Invert Between 1.5 - 2.0M | 3140 | m | AED | 167.66 | 526452.4
2019-10 | 4 | 4.0217 | United Arab Emirates | Abu Dhabi | Infrastructure | Al Mina Tunnel | Road Tunnel | MUSANADA | tba | Award | 2019 |  | Demolition And Site Clearance | D630.2 | Pipelines-Grp 300 Mm Dia; Depth To Invert Between 2.0 - 2.5M | 2484 | m | AED | 197.93 | 491658.12
2019-10 | 4 | 4.0217 | United Arab Emirates | Abu Dhabi | Infrastructure | Al Mina Tunnel | Road Tunnel | MUSANADA | tba | Award | 2019 |  | Demolition And Site Clearance | D630.2 | Pipelines-Grp 300 Mm Dia; Depth To Invert Between 2.5 - 3.0M | 1000 | m | AED | 372.07 | 372070
2019-10 | 4 | 4.0217 | United Arab Emirates | Abu Dhabi | Infrastructure | Al Mina Tunnel | Road Tunnel | MUSANADA | tba | Award | 2019 |  | Demolition And Site Clearance | D630.2 | Pipelines-Grp 400 Mm Dia; Depth To Invert Not Exceeding 1.5M | 20 | m | AED | 153.96 | 3079.2
2019-10 | 4 | 4.0217 | United Arab Emirates | Abu Dhabi | Infrastructure | Al Mina Tunnel | Road Tunnel | MUSANADA | tba | Award | 2019 |  | Demolition And Site Clearance | D630.2 | Pipelines-Grp 400 Mm Dia; Depth To Invert Between 1.5 - 2.0M | 20 | m | AED | 186.14 | 3722.8
2019-10 | 4 | 4.0217 | United Arab Emirates | Abu Dhabi | Infrastructure | Al Mina Tunnel | Road Tunnel | MUSANADA | tba | Award | 2019 |  | Demolition And Site Clearance | D630.2 | Pipelines-Grp 400 Mm Dia; Depth To Invert Between 2.0 - 2.5M | 110 | m | AED | 218.32 | 24015.2
2019-10 | 4 | 4.0217 | United Arab Emirates | Abu Dhabi | Infrastructure | Al Mina Tunnel | Road Tunnel | MUSANADA | tba | Award | 2019 |  | Demolition And Site Clearance | D630.2 | Pipelines-Grp 400 Mm Dia; Depth To Invert Between 2.5 - 3.0M | 50 | m | AED | 394.37 | 19718.5
2019-10 | 4 | 4.0217 | United Arab Emirates | Abu Dhabi | Infrastructure | Al Mina Tunnel | Road Tunnel | MUSANADA | tba | Award | 2019 |  | Demolition And Site Clearance | D630.2 | Pipelines-Grp 400 Mm Dia; Depth To Invert Between 3.0 - 3.5M | 50 | m | AED | 477.57 | 23878.5
2019-10 | 4 | 4.0217 | United Arab Emirates | Abu Dhabi | Infrastructure | Al Mina Tunnel | Road Tunnel | MUSANADA | tba | Award | 2019 |  | Demolition And Site Clearance | D630.2 | Pipelines-Grp 450 Mm Dia; Depth To Invert Not Exceeding 1.5M | 10 | m | AED | 159.69 | 1596.9
2019-10 | 4 | 4.0218 | United Arab Emirates | Abu Dhabi | Infrastructure | Al Mina Tunnel | Road Tunnel | MUSANADA | tba | Award | 2019 |  | Demolition And Site Clearance | D630.2 | Pipelines-Grp 450 Mm Dia; Depth To Invert Between 1.5 - 2.0M | 10 | m | AED | 193.03 | 1930.3
2019-10 | 4 | 4.0218 | United Arab Emirates | Abu Dhabi | Infrastructure | Al Mina Tunnel | Road Tunnel | MUSANADA | tba | Award | 2019 |  | Demolition And Site Clearance | D630.2 | Pipelines-Grp 450 Mm Dia; Depth To Invert Between 2.0 - 2.5M | 50 | m | AED | 225.95 | 11297.5
2019-10 | 4 | 4.0218 | United Arab Emirates | Abu Dhabi | Infrastructure | Al Mina Tunnel | Road Tunnel | MUSANADA | tba | Award | 2019 |  | Demolition And Site Clearance | D630.2 | Pipelines-Grp 450 Mm Dia; Depth To Invert Between 2.5 - 3.0M | 45 | m | AED | 403.21 | 18144.45
2019-10 | 4 | 4.0218 | United Arab Emirates | Abu Dhabi | Infrastructure | Al Mina Tunnel | Road Tunnel | MUSANADA | tba | Award | 2019 |  | Demolition And Site Clearance | D630.2 | Pipelines-Grp 450 Mm Dia; Depth To Invert Between 3.0 - 3.5M | 30 | m | AED | 487.25 | 14617.5
2019-10 | 4 | 4.0218 | United Arab Emirates | Abu Dhabi | Infrastructure | Al Mina Tunnel | Road Tunnel | MUSANADA | tba | Award | 2019 |  | Demolition And Site Clearance | D630.2 | Pipelines-Grp 450 Mm Dia; Depth To Invert Between 3.5 - 4.0M | 30 | m | AED | 630.33 | 18909.9
2019-10 | 4 | 4.0218 | United Arab Emirates | Abu Dhabi | Infrastructure | Al Mina Tunnel | Road Tunnel | MUSANADA | tba | Award | 2019 |  | Demolition And Site Clearance | D630.2 | Pipelines-Grp 500 Mm Dia; Depth To Invert Not Exceeding 1.5M | 140 | m | AED | 168.54 | 23595.6
2019-10 | 4 | 4.0218 | United Arab Emirates | Abu Dhabi | Infrastructure | Al Mina Tunnel | Road Tunnel | MUSANADA | tba | Award | 2019 |  | Demolition And Site Clearance | D630.2 | Pipelines-Grp 500 Mm Dia; Depth To Invert Between 1.5 - 2.0M | 550 | m | AED | 202.62 | 111441
2019-10 | 4 | 4.0218 | United Arab Emirates | Abu Dhabi | Infrastructure | Al Mina Tunnel | Road Tunnel | MUSANADA | tba | Award | 2019 |  | Demolition And Site Clearance | D630.2 | Pipelines-Grp 500 Mm Dia; Depth To Invert Between 2.0 - 2.5M | 550 | m | AED | 236.75 | 130212.5
2019-10 | 4 | 4.0218 | United Arab Emirates | Abu Dhabi | Infrastructure | Al Mina Tunnel | Road Tunnel | MUSANADA | tba | Award | 2019 |  | Demolition And Site Clearance | D630.2 | Pipelines-Grp 500 Mm Dia; Depth To Invert Between 2.5 - 3.0M | 500 | m | AED | 414.75 | 207375
2019-10 | 4 | 4.0218 | United Arab Emirates | Abu Dhabi | Infrastructure | Al Mina Tunnel | Road Tunnel | MUSANADA | tba | Award | 2019 |  | Demolition And Site Clearance | D630.2 | Pipelines-Grp 500 Mm Dia; Depth To Invert Between 3.0 - 3.5M | 140 | m | AED | 500 | 70000
2019-10 | 4 | 4.0219 | United Arab Emirates | Abu Dhabi | Infrastructure | Al Mina Tunnel | Road Tunnel | MUSANADA | tba | Award | 2019 |  | Demolition And Site Clearance | D630.2 | Pipelines-Grp 500 Mm Dia; Depth To Invert Between 3.5 - 4.0M | 140 | m | AED | 643.95 | 90153
2019-10 | 4 | 4.0219 | United Arab Emirates | Abu Dhabi | Infrastructure | Al Mina Tunnel | Road Tunnel | MUSANADA | tba | Award | 2019 |  | Demolition And Site Clearance | D630.2 | Pipelines-Grp 600 Mm Dia; Depth To Invert Not Exceeding 1.5M | 10 | m | AED | 194.94 | 1949.4
2019-10 | 4 | 4.0219 | United Arab Emirates | Abu Dhabi | Infrastructure | Al Mina Tunnel | Road Tunnel | MUSANADA | tba | Award | 2019 |  | Demolition And Site Clearance | D630.2 | Pipelines-Grp 600 Mm Dia; Depth To Invert Between 1.5 - 2.0M | 20 | m | AED | 231.52 | 4630.4
2019-10 | 4 | 4.0219 | United Arab Emirates | Abu Dhabi | Infrastructure | Al Mina Tunnel | Road Tunnel | MUSANADA | tba | Award | 2019 |  | Demolition And Site Clearance | D630.2 | Pipelines-Grp 600 Mm Dia; Depth To Invert Between 2.0 - 2.5M | 30 | m | AED | 268.06 | 8041.8
2019-10 | 4 | 4.0219 | United Arab Emirates | Abu Dhabi | Infrastructure | Al Mina Tunnel | Road Tunnel | MUSANADA | tba | Award | 2019 |  | Demolition And Site Clearance | D630.2 | Pipelines-Grp 600 Mm Dia; Depth To Invert Between 2.5 - 3.0M | 30 | m | AED | 448.55 | 13456.5
2019-10 | 4 | 4.0219 | United Arab Emirates | Abu Dhabi | Infrastructure | Al Mina Tunnel | Road Tunnel | MUSANADA | tba | Award | 2019 |  | Demolition And Site Clearance | D630.2 | Pipelines-Grp 600 Mm Dia; Depth To Invert Between 3.0 - 3.5M | 10 | m | AED | 536.41 | 5364.1
2019-10 | 4 | 4.0219 | United Arab Emirates | Abu Dhabi | Infrastructure | Al Mina Tunnel | Road Tunnel | MUSANADA | tba | Award | 2019 |  | Demolition And Site Clearance | D630.2 | Pipelines-Grp 600 Mm Dia; Depth To Invert Between 3.5 - 4.0M | 10 | m | AED | 683.48 | 6834.8
2019-10 | 4 | 4.0219 | United Arab Emirates | Abu Dhabi | Infrastructure | Al Mina Tunnel | Road Tunnel | MUSANADA | tba | Award | 2019 |  | Demolition And Site Clearance | D630.2 | Pipelines-Grp 700 Mm Dia; Depth To Invert Not Exceeding 1.5M | 60 | m | AED | 208.14 | 12488.4
2019-10 | 4 | 4.0219 | United Arab Emirates | Abu Dhabi | Infrastructure | Al Mina Tunnel | Road Tunnel | MUSANADA | tba | Award | 2019 |  | Demolition And Site Clearance | D630.2 | Pipelines-Grp 700 Mm Dia; Depth To Invert Between 1.5 - 2.0M | 115 | m | AED | 246.63 | 28362.45
2019-10 | 4 | 4.022 | United Arab Emirates | Abu Dhabi | Infrastructure | Al Mina Tunnel | Road Tunnel | MUSANADA | tba | Award | 2019 |  | Demolition And Site Clearance | D630.2 | Pipelines-Grp 700 Mm Dia; Depth To Invert Between 2.0 - 2.5M | 115 | m | AED | 285.13 | 32789.95
2019-10 | 4 | 4.022 | United Arab Emirates | Abu Dhabi | Infrastructure | Al Mina Tunnel | Road Tunnel | MUSANADA | tba | Award | 2019 |  | Demolition And Site Clearance | D630.2 | Pipelines-Grp 700 Mm Dia; Depth To Invert Between 2.5 - 3.0M | 115 | m | AED | 467.52 | 53764.8
2019-10 | 4 | 4.022 | United Arab Emirates | Abu Dhabi | Infrastructure | Al Mina Tunnel | Road Tunnel | MUSANADA | tba | Award | 2019 |  | Demolition And Site Clearance | D630.2 | Pipelines-Grp 700 Mm Dia; Depth To Invert Between 3.0 - 3.5M | 30 | m | AED | 557.5 | 16725
2019-10 | 4 | 4.022 | United Arab Emirates | Abu Dhabi | Infrastructure | Al Mina Tunnel | Road Tunnel | MUSANADA | tba | Award | 2019 |  | Demolition And Site Clearance | D630.2 | Pipelines-Grp 700 Mm Dia; Depth To Invert Between 3.5 - 4.0M | 30 | m | AED | 706.69 | 21200.7
2019-10 | 4 | 4.022 | United Arab Emirates | Abu Dhabi | Infrastructure | Al Mina Tunnel | Road Tunnel | MUSANADA | tba | Award | 2019 |  | Demolition And Site Clearance | D630.2 | Pipelines-Grp 900 Mm Dia; Depth To Invert Not Exceeding 1.5M | 5 | m | AED | 244.06 | 1220.3
2019-10 | 4 | 4.022 | United Arab Emirates | Abu Dhabi | Infrastructure | Al Mina Tunnel | Road Tunnel | MUSANADA | tba | Award | 2019 |  | Demolition And Site Clearance | D630.2 | Pipelines-Grp 900 Mm Dia; Depth To Invert Between 1.5 - 2.0M | 5 | m | AED | 286.41 | 1432.05
2019-10 | 4 | 4.022 | United Arab Emirates | Abu Dhabi | Infrastructure | Al Mina Tunnel | Road Tunnel | MUSANADA | tba | Award | 2019 |  | Demolition And Site Clearance | D630.2 | Pipelines-Grp 900 Mm Dia; Depth To Invert Between 2.0 - 2.5M | 30 | m | AED | 328.76 | 9862.8
2019-10 | 4 | 4.022 | United Arab Emirates | Abu Dhabi | Infrastructure | Al Mina Tunnel | Road Tunnel | MUSANADA | tba | Award | 2019 |  | Demolition And Site Clearance | D630.2 | Pipelines-Grp 900 Mm Dia; Depth To Invert Between 2.5 - 3.0M | 5 | m | AED | 515.03 | 2575.15
2019-10 | 4 | 4.022 | United Arab Emirates | Abu Dhabi | Infrastructure | Al Mina Tunnel | Road Tunnel | MUSANADA | tba | Award | 2019 |  | Demolition And Site Clearance | D630.2 | Pipelines-Grp 900 Mm Dia; Depth To Invert Between 3.0 - 3.5M | 5 | m | AED | 609.15 | 3045.75
2019-10 | 4 | 4.022 | United Arab Emirates | Abu Dhabi | Infrastructure | Al Mina Tunnel | Road Tunnel | MUSANADA | tba | Award | 2019 |  | Demolition And Site Clearance | D630.2 | Pipelines-Grp 900 Mm Dia; Depth To Invert Between 3.5 - 4.0M | 5 | m | AED | 770.86 | 3854.3
2019-10 | 4 | 4.0221 | United Arab Emirates | Abu Dhabi | Infrastructure | Al Mina Tunnel | Road Tunnel | MUSANADA | tba | Award | 2019 |  | Roads And Pavings | R790 | Landscape; Landscape Works; Pedestrian Path As On Dwg. 1165001 (Sheet-5), 1163002_Hardscape (16 Sheets) And 1165001 (Sheet-3). Supply & Lay 60 Mm Thick Concrete Block Paver (Size 240X240Mm), (240X160Mm). Ref: Pav-01. Material: Pressed Precast Concrete, Finish: Shot Blasted, Colour: Consent Colour As Mentioned In Hardscape Schedule In The Drawing Including Laid To Pattern As Indicated, Max 5Mm Wide Joint Filled With Joint Sand, Bedded On 50 Mm Thick Compacted Sharp Sand Bed And As Per Specification And Drawing.; Pedestrian Path As On Dwg. 1165001 (Sheet-5), 1163002_Hardscape (16 Sheets) And 1165001 (Sheet-3). Supply & Lay 60 Mm Thick Concrete Block Paver (Size 240X240Mm), (240X160Mm). Ref: Pav-02. Material: Pressed Precast Concrete, Finish: Shot Blasted, Colour: Consent Colours Mentioned In Hardscape Schedule In The Drawing Including Laid To Pattern As Indicated, Max 5Mm Wide Joint Filled With Joint Sand, Bedded On 50 Mm Thick Compacted Sharp Sand Bed And As Per Specification And Drawing.; Pedestrian Path As On Dwg. 1165001 (Sheet-5), 1163002_Hardscape (16 Sheets) And 1165001 (Sheet-3). Supply & Lay 60 Mm Thick Concrete Block Paver (Size 240X240Mm), (240X160Mm). Ref: Pav-03. Material: Pressed Precast Concrete, Finish: Shot Blasted, Colour: Consent Colour As Mentioned In Hardscape Schedule In The Drawing Including Laid To Pattern As Indicated, Max 5Mm Wide Joint Filled With Joint Sand, Bedded On 50 Mm Thick Compacted Sharp Sand Bed And As Per Specification And Drawing.; Pedestrian Path As On Dwg. 1165001 (Sheet-5), 1163002_Hardscape (16 Sheets) And 1165001 (Sheet-3). Supply & Lay 60 Mm Thick Concrete Block Paver (Size 200X100Mm). Ref: Pav-04. Material: Pressed Precast Concrete, Finish: Shot Blasted, Colour: Tan Red; Supply & Laying Of 60Mm Thick Concrete Pre-Cast Paver (Size Varying As 150X600Mm, 250X600Mm, 400X400Mm, 400X600Mm), Material: Concrete Tiles/ Concrete Tiles Shotblasted/No Chamfer, Colour: Dark Grey/ Light Grey / Beige As Mentioned In Hardscape Schedule In The Drawing Including Laid To Pattern As Indicated, Thermal Expansion Joints Every 6 Line Meters Or Every 25 M², Bedded On Compacted Sand Base And As Per Adqcc Specification And Drawings; Pedestrian Paving Tile | 22826 | m² | AED | 190.25 | 4342646.5
2019-10 | 4 | 4.0221 | United Arab Emirates | Abu Dhabi | Infrastructure | Al Mina Tunnel | Road Tunnel | MUSANADA | tba | Award | 2019 |  | Miscellaneous Work | X900 | Supply And Lay White Crashed Granite, Smooth Raked Finish 75 Mm Deep With Geotextile Underlay Colour, And The Size Is 40-70 Diameter. White And Natural & Black Natural As Shown In The Dwg. 1163002_Hardscape(16Sheets); Gravel Laying - White Crashed Granite (40Mm-70Mm) | 6172 | m² | AED | 54.02 | 333411.44
2019-10 | 4 | 4.0221 | United Arab Emirates | Abu Dhabi | Infrastructure | Al Mina Tunnel | Road Tunnel | MUSANADA | tba | Award | 2019 |  | Miscellaneous Work | X900 | Supply And Lay Black Crashed Granite, Smooth Raked Finish 75 Mm Deep With Geotextile Underlay Colour, And The Size Is 40-70 Diameter. White And Natural & Black Natural As Shown In The Dwg. 1163002_Hardscape(16Sheets); Gravel Laying - Dark Crashed Granite (40Mm-70Mm) | 9127 | m² | AED | 58.3 | 532104.1
2019-10 | 4 | 4.0221 | United Arab Emirates | Abu Dhabi | Infrastructure | Al Mina Tunnel | Road Tunnel | MUSANADA | tba | Award | 2019 |  | Miscellaneous Work | X900 | Local Boulder; 400-1000Mm Sized; Natural; Ref; Dwg. 1167001; Local Boulder (400Mm-1000Mm) | 36 | Nr | AED | 1821.36 | 65568.96
2019-10 | 4 | 4.0221 | United Arab Emirates | Abu Dhabi | Infrastructure | Al Mina Tunnel | Road Tunnel | MUSANADA | tba | Award | 2019 |  | Earthworks | E860.2 | Cycling Track Paving As On Dwg-1165001 Hardscape (16 Sheets), And In Dwg. 1167001, The Colours Should Match The Existing Cycle Track In The Site And The Green Rough Texture Coated With 50 Mm Bitumen Should Follow The Adm And Qcc Manuals And Standards; Pedestrian Crossing Bollards, Material: Pre-Cast Concrete With Exposed Granite As Specified In The Dwg. 1165001 (Sheet-06), Ref; Bol-01; Cycle Racks As Specified In Dwg. 1165001(Sheet-07); Structure Shading As Specified In Dwg. 1165001 (Sheet-6); Tree Grid Circle Type As Specified In Dwg.1165001 (Sheet-6); Tree Grid Rectangle Types As Specified In Dwg.1165001 (Sheet-06); Recessed Up Light For Trees As Specified In Adm Qcc; Trees: Excavate 0.125M² (500X500X500Mm) Of Soil Per Tree (Re‐ Sure Excavated Material On Earth Mounds. Contractor To Acquaint Himself With Soil Conditions And The Scope Of The Works On Site. Scarify Bottom Of Excavation, Before Backfilling. All Tree Holes Are To Be Inspected By The Client Prior To Filling With Topsoil.; Shrubs And Ground Cover:Leucophyllum Frutescens 0.50-0.70 (H) . Reuilla 0.15-.40 (H). Fountain Grass 0.40-0.60. Atriplex Harmuls 0.50-0.70 (H). Sesuvium Portulacastrum 0.30; Shrubs And Ground Cover | 3007 | Nr | AED | 26.2 | 78783.4
2019-10 | 4 | 4.0221 | United Arab Emirates | Abu Dhabi | Infrastructure | Al Mina Tunnel | Road Tunnel | MUSANADA | tba | Award | 2019 |  | Earthworks | E648.1 | Palms: Phoenix Dactylifera, They Are Existing In The Site Only Contractor Will Shift Them. All Palms Holes To Be Inspected By The Client Prior To Filling With Topsoil; Compost: Supply And Spread Compost As Specified. Compost To Tree Holes, Shrub And Groundcover Areas And Lawn Areas. Provide 1Kg Sample And Details Of Supplier With Quotation For Landscape Architect’S Approval.; Compost | 130 | m³ | AED | 233.52 | 30357.6
2019-10 | 4 | 4.0221 | United Arab Emirates | Abu Dhabi | Infrastructure | Al Mina Tunnel | Road Tunnel | MUSANADA | tba | Award | 2019 |  | Earthworks | E648.2 | Topsoil: Import Topsoil As Specified. Topsoil To Tree Holes, Shrub And Groundcover Areas And Lawn Areas. Provide 1Kg Sample And Details Of Supplier With Quotation For Landscape Architect’S Approval.; Topsoil | 130 | m³ | AED | 62.28 | 8096.4
2019-10 | 4 | 4.0221 | United Arab Emirates | Abu Dhabi | Infrastructure | Al Mina Tunnel | Road Tunnel | MUSANADA | tba | Award | 2019 |  | Earthworks | E648.3 | Fine Grading & Shaping: Fine Grading And Shaping As Specified To All Landscaping Areas.; Fine Grading & Shaping | 117 | m² | AED | 38.91 | 4552.47
2021-01 | 4 | 4.0221 | United Arab Emirates | Dubai | Infrastructure | Al Furjan | Roads & Utilities - Package 3 | NAKHEEL | ASGC | Tender | 2021 |  | Miscellaneous Work | X195 | Hoardings: Including Fabrication, Supply & Installation Of Construction Site Fencing Hoarding With Branding, Excavation, Preperation Of Surfaces, Disposal Of Excavatd Material, Backfilling, Removal Of Existing Services, Concrete, Main Security Gate, Separate Gate Panels For Access, Metal Or Pvc (All Products Must Be Capable Of Withstanding The Climate And Environmental Conditions Of The Uae. All Finishes And Surface Treatments Are To Be Designed To Withstand High Levels Of Humidity, Salt Spray And Sand Abrasion), Security Cabin And Necessary Supports, As Per Drawings, Nakheel Standards And Guidelines | 1500 | m | AED | 141.5 | 212250
2021-01 | 4 | 4.0221 | United Arab Emirates | Dubai | Infrastructure | Al Furjan | Roads & Utilities - Package 3 | NAKHEEL | ASGC | Tender | 2021 |  | Demolition And Site Clearance | D999 | Relocation Of Fire Hydrant Valve Chamber Including Demolition Of Existing Chamber Walls, Foundations, Construction Of New Chamber Fittings With All Necessary Additional Pipe Pieces & Coating Works Complete As Per Authority/ Employer Requirements. | 2 | Nr | AED | 10522.5 | 21045
2021-01 | 4 | 4.0221 | United Arab Emirates | Dubai | Infrastructure | Al Furjan | Roads & Utilities - Package 3 | NAKHEEL | ASGC | Tender | 2021 |  | Demolition And Site Clearance | D999.1 | Relocation Of Existing Fire Fighting Network | 150 | m | AED | 684 | 102600
2021-01 | 4 | 4.0222 | United Arab Emirates | Dubai | Infrastructure | Al Furjan | Roads & Utilities - Package 3 | NAKHEEL | ASGC | Tender | 2021 |  | Demolition And Site Clearance | D999.2 | Relocation Of Irrigation Valve Including Chamber, Demolition Of Existing Chamber Walls, Foundations, Construction Of New Chamber, Fittings With All Necessary Additional Pipe Pieces & Coating Works Complete As Per Authority/ Employer Requirements. | 1 | Nr | AED | 31567.5 | 31567.5
2021-01 | 4 | 4.0222 | United Arab Emirates | Dubai | Infrastructure | Al Furjan | Roads & Utilities - Package 3 | NAKHEEL | ASGC | Tender | 2021 |  | Demolition And Site Clearance | D999.3 | Relocation Of Existing Irrigation Network | 150 | m | AED | 473.5 | 71025
2021-01 | 4 | 4.0222 | United Arab Emirates | Dubai | Infrastructure | Al Furjan | Roads & Utilities - Package 3 | NAKHEEL | ASGC | Tender | 2021 |  | Demolition And Site Clearance | D999.4 | Removal Of Storm Water Retention Trench System Including Gullies And Chamber Including Demolition Of Existing Chamber Walls, Foundations, Construction Of New Storm Water Retention Trench System, Chamber, Gullies Fittings With All Necessary Additional Pipe Pieces & Coating Works Complete As Per Authority/ Employer Requirements. | 4 | Nr | AED | 20644.2 | 82576.8
2021-01 | 4 | 4.0222 | United Arab Emirates | Dubai | Infrastructure | Al Furjan | Roads & Utilities - Package 3 | NAKHEEL | ASGC | Tender | 2021 |  | Demolition And Site Clearance | D999.5 | Relocation Of Existing Storm Water Gully Including Pipe & Fittings, Demolition Of Existing Gully, Construction Of New Gully, Fittings With All Necessary Additional Pipe Pieces & Coating Works Complete As Per Authority/ Employer Requirements. | 1 | Nr | AED | 2983.2 | 2983.2
2021-01 | 4 | 4.0222 | United Arab Emirates | Dubai | Infrastructure | Al Furjan | Roads & Utilities - Package 3 | NAKHEEL | ASGC | Tender | 2021 |  | Demolition And Site Clearance | D999.6 | Carefully Remove Existing Street Lighting Column, Luminaries, Cables, Connections, Fittings, Precast Foundations, Dismantle Completely And Set Aside In Contractor'S Enclosed Store For Reuse, Cable Disconnection And Backfilling And Compaction Of Voids, Complete As Per Employer'S Requirements | 4 | Nr | AED | 1052.3 | 4209.2
2021-01 | 4 | 4.0222 | United Arab Emirates | Dubai | Infrastructure | Al Furjan | Roads & Utilities - Package 3 | NAKHEEL | ASGC | Tender | 2021 |  | Demolition And Site Clearance | D999.7 | Reinstallation Of Street Lighting Column, Luminaries, Cables, Connections, Fittings, Precast Foundations, Cable Connection And Backfilling, Test, Commissioning And Complete As Per Employer'S Requirements | 4 | Nr | AED | 1578.4 | 6313.6
2021-01 | 4 | 4.0222 | United Arab Emirates | Dubai | Infrastructure | Al Furjan | Roads & Utilities - Package 3 | NAKHEEL | ASGC | Tender | 2021 |  | Demolition And Site Clearance | D999.8 | Relocation Of Street Lighting Cable Network | 150 | m | AED | 36.9 | 5535
2021-01 | 4 | 4.0222 | United Arab Emirates | Dubai | Infrastructure | Al Furjan | Roads & Utilities - Package 3 | NAKHEEL | ASGC | Tender | 2021 |  | Demolition And Site Clearance | D999.9 | Break Out Existing Road Pavement Including Saw Cut (As Per Engineer/Authority Approved Method); Comprising Of Ac Bituminous Course, Aggregate Road Base And Aggregate Sub Base; Asphalt And Other Materials Cart To Authorities/Employer'S Approved Tip And Reinstatement Of Road Pavement As Per Specification And Drawings And Engineer/Authority Approved Method | 2888 | m² | AED | 160.4 | 463235.2
2021-01 | 4 | 4.0222 | United Arab Emirates | Dubai | Infrastructure | Al Furjan | Roads & Utilities - Package 3 | NAKHEEL | ASGC | Tender | 2021 |  | Demolition And Site Clearance | D999.10 | Breakout And Remove Existing Paving Tile Including, Curbstone Including, Sub Base, Concrete Base, Backing And Cart To Authorities/Employer'S Approved Dump Site In Accordance With Engineer'S/Employer'S Requirements | 500 | m² | AED | 17.8 | 8900
2021-01 | 4 | 4.0222 | United Arab Emirates | Dubai | Infrastructure | Al Furjan | Roads & Utilities - Package 3 | NAKHEEL | ASGC | Tender | 2021 |  | Demolition And Site Clearance | D999.11 | Removal & Reinstatement Of Existing Rta Standard Curbstone Including Concrete Hunching, Foundation, Formwork, Road Base, Disposal As Per Specification, Drawings, Consultant & Authority Approved Method | 600 | m | AED | 54.4 | 32640
2021-01 | 4 | 4.0223 | United Arab Emirates | Dubai | Infrastructure | Al Furjan | Roads & Utilities - Package 3 | NAKHEEL | ASGC | Tender | 2021 |  | Demolition And Site Clearance | D999.12 | Relocation Of Gantry Sign With Structure Including Removal And Store For Reuse, Demolish The Existing Foundations And Cart To Tip, Construction Of New Foundations, Backfilling & Reinstatement With Modification In New Location. As Directed By Engineer. | 1 | Nr | AED | 68396.3 | 68396.3
2021-01 | 4 | 4.0223 | United Arab Emirates | Dubai | Infrastructure | Al Furjan | Roads & Utilities - Package 3 | NAKHEEL | ASGC | Tender | 2021 |  | Demolition And Site Clearance | D999.13 | Sand Blast And Remove Existing Road Markings Complete As Directed By The Engineer | 5 | Nr | AED | 157.8 | 789
2021-01 | 4 | 4.0223 | United Arab Emirates | Dubai | Infrastructure | Al Furjan | Roads & Utilities - Package 3 | NAKHEEL | ASGC | Tender | 2021 |  | Demolition And Site Clearance | D999.14 | Removal & Reinstatement Of Existing Rta Sign Boards | 10 | Nr | AED | 244.3 | 2443
2021-01 | 4 | 4.0223 | United Arab Emirates | Dubai | Infrastructure | Al Furjan | Roads & Utilities - Package 3 | NAKHEEL | ASGC | Tender | 2021 |  | Demolition And Site Clearance | D999.16 | Relocation Of Existing Gas Network | 150 | m | AED | 263.1 | 39465
2021-01 | 4 | 4.0223 | United Arab Emirates | Dubai | Infrastructure | Al Furjan | Roads & Utilities - Package 3 | NAKHEEL | ASGC | Tender | 2021 |  | Demolition And Site Clearance | D999.17 | Protection Of Existing Services For 11Kv - Extension :- Carefully Excavate And Provide Protection Slab Size, 3000X1000X250Mm Over Existing 11 Kv Cables | 50 | m | AED | 1973 | 98650
2021-01 | 4 | 4.0223 | United Arab Emirates | Dubai | Infrastructure | Al Furjan | Roads & Utilities - Package 3 | NAKHEEL | ASGC | Tender | 2021 |  | Demolition And Site Clearance | D999.18 | Relocation Of Buried Valve Chamber Including Demolition Of Existing Chamber, Foundations, Construction Of New Chamber Fittings With All Necessary Additional Pipe Pieces & Coating Works Complete As Per Authority/ Employer Requirements. | 10 | Nr | AED | 10522.5 | 105225
2021-01 | 4 | 4.0223 | United Arab Emirates | Dubai | Infrastructure | Al Furjan | Roads & Utilities - Package 3 | NAKHEEL | ASGC | Tender | 2021 |  | Demolition And Site Clearance | D619 | 100Mm Dia | 110 | m | AED | 131.6 | 14476
2021-01 | 4 | 4.0223 | United Arab Emirates | Dubai | Infrastructure | Al Furjan | Roads & Utilities - Package 3 | NAKHEEL | ASGC | Tender | 2021 |  | Demolition And Site Clearance | D629 | 300Mm Dia | 200 | m | AED | 247.3 | 49460
2021-01 | 4 | 4.0223 | United Arab Emirates | Dubai | Infrastructure | Al Furjan | Roads & Utilities - Package 3 | NAKHEEL | ASGC | Tender | 2021 |  | Pipework - Manholes And Pipework Ancillaries | K199 | Modification Of Existing Chambers To Match With Adjacent Plot Levels And Carriage Way All Complete As Per Drawings And Specification | 3 | Nr | AED | 1753.7 | 5261.1
2021-01 | 4 | 4.0224 | United Arab Emirates | Dubai | Infrastructure | Al Furjan | Roads & Utilities - Package 3 | NAKHEEL | ASGC | Tender | 2021 |  | Demolition And Site Clearance | D999.19 | Removal Of Existing Chain Link Fence And Cart To Tip Including Removal Of Foundation, Backfilling As Directed By The Engineer. | 1500 | m | AED | 21.8 | 32700
2021-01 | 4 | 4.0224 | United Arab Emirates | Dubai | Infrastructure | Al Furjan | Roads & Utilities - Package 3 | NAKHEEL | ASGC | Tender | 2021 |  | Demolition And Site Clearance | D999.20 | Removal & Reinstatement Of Existing Advertising Fence, Including Foundation, Supports, All Fittings, Storage At Temporary Site Yard Etc. And Replacement Of Advertisment Sheet If Required As Directed By The Engineer. | 900 | m | AED | 71.6 | 64440
2021-01 | 4 | 4.0224 | United Arab Emirates | Dubai | Infrastructure | Al Furjan | Roads & Utilities - Package 3 | NAKHEEL | ASGC | Tender | 2021 |  | Earthworks | E220 | Excavation; Excavation Of Any Material Other Than Top Soil, Hard Rock Or Artificial Hard Material. | 35482.2 | m³ | AED | 4.2 | 149025.24
2021-01 | 4 | 4.0224 | United Arab Emirates | Dubai | Infrastructure | Al Furjan | Roads & Utilities - Package 3 | NAKHEEL | ASGC | Tender | 2021 |  | Earthworks | E532 | Excavation; Disposal Of Surplus Material: Material Other Than Top Soil, Rock Or Artificial Hard Material Hual To Authorities Employers Approved Dump Site. | 7752 | m³ | AED | 18.5 | 143412
2021-01 | 4 | 4.0224 | United Arab Emirates | Dubai | Infrastructure | Al Furjan | Roads & Utilities - Package 3 | NAKHEEL | ASGC | Tender | 2021 |  | Earthworks | E644 | Excavation; Filling From Selected Material With 95% Compaction Of Minimum Dry Density. | 39000 | m³ | AED | 10.3 | 401700
2021-01 | 4 | 4.0224 | United Arab Emirates | Dubai | Infrastructure | Al Furjan | Roads & Utilities - Package 3 | NAKHEEL | ASGC | Tender | 2021 |  | Earthworks | E522 | Excavation; Preparation Of Excavation Surfaces To Receive Permanent Works, Material Other Than Top Soil Rock Or Artificial Hard Material | 51000 | m² | AED | 1.7 | 86700
2021-01 | 4 | 4.0224 | United Arab Emirates | Dubai | Infrastructure | Al Furjan | Roads & Utilities - Package 3 | NAKHEEL | ASGC | Tender | 2021 |  | Earthworks | E722 | Excavation; Preparation Of Filled Surfaces To Receive Permanent Works | 39000 | m² | AED | 2 | 78000
2021-01 | 4 | 4.0224 | United Arab Emirates | Dubai | Infrastructure | Al Furjan | Roads & Utilities - Package 3 | NAKHEEL | ASGC | Tender | 2021 |  | Earthworks | E645 | Excavation; Filling With Imported Material Other Than Top Soil Or Rock To Suitable Levels | 21000 | m³ | AED | 33.8 | 709800
2021-01 | 4 | 4.0224 | United Arab Emirates | Dubai | Infrastructure | Al Furjan | Roads & Utilities - Package 3 | NAKHEEL | ASGC | Tender | 2021 |  | Miscellaneous Work | X900 | Excavation; Slope Protection | 300 | m² | AED | 31.3 | 9390
2021-01 | 4 | 4.0224 | United Arab Emirates | Dubai | Infrastructure | Al Furjan | Roads & Utilities - Package 3 | NAKHEEL | ASGC | Tender | 2021 |  | Earthworks | E230 | Excavation; | 3000 | m³ | AED | 35.9 | 107700
2021-01 | 4 | 4.0225 | United Arab Emirates | Dubai | Infrastructure | Al Furjan | Roads & Utilities - Package 3 | NAKHEEL | ASGC | Tender | 2021 |  | Roads And Pavings | R199 | Sub Grade Material With Min. Cbr Of 8% At 98% Mdd For Roads (As Shown On The Drawings And As Instructed By The Engineer); Preparation Of Existing Surface For Sub Grade | 84115.38 | m² | AED | 2 | 168230.76
2021-01 | 4 | 4.0225 | United Arab Emirates | Dubai | Infrastructure | Al Furjan | Roads & Utilities - Package 3 | NAKHEEL | ASGC | Tender | 2021 |  | Roads And Pavings | R115 | Granular Sub Base With Min. Cbr Of 30% Or Greater Including Drain Off (As Shown On The Drawings, Specification And As Instructed By The Employer); Depth 200 Mm | 21457.83 | m² | AED | 25.5 | 547174.75
2021-01 | 4 | 4.0225 | United Arab Emirates | Dubai | Infrastructure | Al Furjan | Roads & Utilities - Package 3 | NAKHEEL | ASGC | Tender | 2021 |  | Roads And Pavings | R114 | Granular Sub Base With Min. Cbr Of 30% Or Greater Including Drain Off (As Shown On The Drawings, Specification And As Instructed By The Employer); Depth 150 Mm | 62648.29 | m² | AED | 19.7 | 1234171.39
2021-01 | 4 | 4.0225 | United Arab Emirates | Dubai | Infrastructure | Al Furjan | Roads & Utilities - Package 3 | NAKHEEL | ASGC | Tender | 2021 |  | Roads And Pavings | R194 | Aggregate Road Base With Min. Cbr Of 80% At 100% Mdd For Roads (As Shown On The Drawings And Specifications And As Instructed By The Engineer); Depth 150 Mm | 62648.29 | m² | AED | 23.2 | 1453440.42
2021-01 | 4 | 4.0225 | United Arab Emirates | Dubai | Infrastructure | Al Furjan | Roads & Utilities - Package 3 | NAKHEEL | ASGC | Tender | 2021 |  | Roads And Pavings | R195 | Aggregate Road Base With Min. Cbr Of 80% At 100% Mdd For Roads (As Shown On The Drawings And Specifications And As Instructed By The Engineer); Depth 220 Mm | 1225 | m² | AED | 35.8 | 43855
2021-01 | 4 | 4.0225 | United Arab Emirates | Dubai | Infrastructure | Al Furjan | Roads & Utilities - Package 3 | NAKHEEL | ASGC | Tender | 2021 |  | Roads And Pavings | R195 | Aggregate Road Base With Min. Cbr Of 80% At 100% Mdd For Roads (As Shown On The Drawings And Specifications And As Instructed By The Engineer); Depth 200 Mm | 21457.83 | m² | AED | 31 | 665192.84
2021-01 | 4 | 4.0225 | United Arab Emirates | Dubai | Infrastructure | Al Furjan | Roads & Utilities - Package 3 | NAKHEEL | ASGC | Tender | 2021 |  | Roads And Pavings | R232 | Asphalt Concrete With Target Bitumen Content Of 3.9% To Roads, (As Shown On The Drawings, Specification And As Instructed By The Employer); 60 Mm Thick Base Course | 35218.86 | m² | AED | 35 | 1232660.1
2021-01 | 4 | 4.0225 | United Arab Emirates | Dubai | Infrastructure | Al Furjan | Roads & Utilities - Package 3 | NAKHEEL | ASGC | Tender | 2021 |  | Roads And Pavings | R322 | Asphalt Concrete With Target Bitumen Content Of 3.9% To Roads, (As Shown On The Drawings, Specification And As Instructed By The Employer); 50 Mm Thick Wearing Course | 35218.86 | m² | AED | 31.7 | 1116437.86
2021-01 | 4 | 4.0225 | United Arab Emirates | Dubai | Infrastructure | Al Furjan | Roads & Utilities - Package 3 | NAKHEEL | ASGC | Tender | 2021 |  | Roads And Pavings | R359.1 | Asphalt Concrete With Target Bitumen Content Of 3.9% To Roads, (As Shown On The Drawings, Specification And As Instructed By The Employer); Bituminous Prime Coat, Grade As In Specifications (As Instructed By The Engineer) | 35218.86 | m² | AED | 2.9 | 102134.69
2021-01 | 4 | 4.0225 | United Arab Emirates | Dubai | Infrastructure | Al Furjan | Roads & Utilities - Package 3 | NAKHEEL | ASGC | Tender | 2021 |  | Roads And Pavings | R359.2 | Asphalt Concrete With Target Bitumen Content Of 3.9% To Roads, (As Shown On The Drawings, Specification And As Instructed By The Employer); Tack Coat As In Specifications (As Instructed By The Engineer) | 35218.86 | m² | AED | 1.6 | 56350.18
2021-01 | 4 | 4.0225 | United Arab Emirates | Dubai | Infrastructure | Al Furjan | Roads & Utilities - Package 3 | NAKHEEL | ASGC | Tender | 2021 |  | Roads And Pavings | R792 | 60Mm Thick Paver | 870 | m² | AED | 55.3 | 48111
2021-01 | 4 | 4.0226 | United Arab Emirates | Dubai | Infrastructure | Al Furjan | Roads & Utilities - Package 3 | NAKHEEL | ASGC | Tender | 2021 |  | Roads And Pavings | R793 | 80Mm Thick Paver | 2895 | m² | AED | 57.6 | 166752
2021-01 | 4 | 4.0226 | United Arab Emirates | Dubai | Infrastructure | Al Furjan | Roads & Utilities - Package 3 | NAKHEEL | ASGC | Tender | 2021 |  | Roads And Pavings | R812.1 | Supply And Fix Panels Including Poles With Brackets As Detailed On The Drawings And Specifications And Dubai Traffic Control Devices Manual; Maximum Speed Limit Sign 339 (600 Mm) | 34 | Nr | AED | 632.7 | 21511.8
2021-01 | 4 | 4.0226 | United Arab Emirates | Dubai | Infrastructure | Al Furjan | Roads & Utilities - Package 3 | NAKHEEL | ASGC | Tender | 2021 |  | Roads And Pavings | R812.2 | Supply And Fix Panels Including Poles With Brackets As Detailed On The Drawings And Specifications And Dubai Traffic Control Devices Manual; Maximum Speed Limit Sign 340 (600 Mm) | 4 | Nr | AED | 632.7 | 2530.8
2021-01 | 4 | 4.0226 | United Arab Emirates | Dubai | Infrastructure | Al Furjan | Roads & Utilities - Package 3 | NAKHEEL | ASGC | Tender | 2021 |  | Roads And Pavings | R812.3 | Supply And Fix Panels Including Poles With Brackets As Detailed On The Drawings And Specifications And Dubai Traffic Control Devices Manual; Stop Sign 301 (750 Mm) | 2 | Nr | AED | 746.4 | 1492.8
2021-01 | 4 | 4.0226 | United Arab Emirates | Dubai | Infrastructure | Al Furjan | Roads & Utilities - Package 3 | NAKHEEL | ASGC | Tender | 2021 |  | Roads And Pavings | R812.4 | Supply And Fix Panels Including Poles With Brackets As Detailed On The Drawings And Specifications And Dubai Traffic Control Devices Manual; Junction Ahead Sign 403 (750 Mm) | 5 | Nr | AED | 712.7 | 3563.5
2021-01 | 4 | 4.0226 | United Arab Emirates | Dubai | Infrastructure | Al Furjan | Roads & Utilities - Package 3 | NAKHEEL | ASGC | Tender | 2021 |  | Roads And Pavings | R812.5 | Supply And Fix Panels Including Poles With Brackets As Detailed On The Drawings And Specifications And Dubai Traffic Control Devices Manual; Right Curve Sign 412 (750 Mm) | 2 | Nr | AED | 594.8 | 1189.6
2021-01 | 4 | 4.0226 | United Arab Emirates | Dubai | Infrastructure | Al Furjan | Roads & Utilities - Package 3 | NAKHEEL | ASGC | Tender | 2021 |  | Roads And Pavings | R812.6 | Supply And Fix Panels Including Poles With Brackets As Detailed On The Drawings And Specifications And Dubai Traffic Control Devices Manual; Left Curve Sign 413 (750 Mm) | 2 | Nr | AED | 594.8 | 1189.6
2021-01 | 4 | 4.0226 | United Arab Emirates | Dubai | Infrastructure | Al Furjan | Roads & Utilities - Package 3 | NAKHEEL | ASGC | Tender | 2021 |  | Roads And Pavings | R812.7 | Supply And Fix Panels Including Poles With Brackets As Detailed On The Drawings And Specifications And Dubai Traffic Control Devices Manual; Two Way Traffic Sign 416 (750Mm) | 42 | Nr | AED | 594.8 | 24981.6
2021-01 | 4 | 4.0226 | United Arab Emirates | Dubai | Infrastructure | Al Furjan | Roads & Utilities - Package 3 | NAKHEEL | ASGC | Tender | 2021 |  | Roads And Pavings | R812.8 | Supply And Fix Panels Including Poles With Brackets As Detailed On The Drawings And Specifications And Dubai Traffic Control Devices Manual; Lane Ends Sign 417 (750Mm) | 2 | Nr | AED | 594.8 | 1189.6
2021-01 | 4 | 4.0226 | United Arab Emirates | Dubai | Infrastructure | Al Furjan | Roads & Utilities - Package 3 | NAKHEEL | ASGC | Tender | 2021 |  | Roads And Pavings | R812.9 | Supply And Fix Panels Including Poles With Brackets As Detailed On The Drawings And Specifications And Dubai Traffic Control Devices Manual; Lane Ends Sign 418 (750Mm) | 2 | Nr | AED | 594.8 | 1189.6
2021-01 | 4 | 4.0227 | United Arab Emirates | Dubai | Infrastructure | Al Furjan | Roads & Utilities - Package 3 | NAKHEEL | ASGC | Tender | 2021 |  | Roads And Pavings | R812.10 | Supply And Fix Panels Including Poles With Brackets As Detailed On The Drawings And Specifications And Dubai Traffic Control Devices Manual; Turn Right Only Sign 322 (600 Mm) | 2 | Nr | AED | 632.7 | 1265.4
2021-01 | 4 | 4.0227 | United Arab Emirates | Dubai | Infrastructure | Al Furjan | Roads & Utilities - Package 3 | NAKHEEL | ASGC | Tender | 2021 |  | Roads And Pavings | R812.11 | Supply And Fix Panels Including Poles With Brackets As Detailed On The Drawings And Specifications And Dubai Traffic Control Devices Manual; Keep Right Sign 327 (600Mm) | 6 | Nr | AED | 632.7 | 3796.2
2021-01 | 4 | 4.0227 | United Arab Emirates | Dubai | Infrastructure | Al Furjan | Roads & Utilities - Package 3 | NAKHEEL | ASGC | Tender | 2021 |  | Roads And Pavings | R812.12 | Supply And Fix Panels Including Poles With Brackets As Detailed On The Drawings And Specifications And Dubai Traffic Control Devices Manual; Keep Left Sign 328 (600Mm) | 1 | Nr | AED | 632.7 | 632.7
2021-01 | 4 | 4.0227 | United Arab Emirates | Dubai | Infrastructure | Al Furjan | Roads & Utilities - Package 3 | NAKHEEL | ASGC | Tender | 2021 |  | Roads And Pavings | R812.13 | Supply And Fix Panels Including Poles With Brackets As Detailed On The Drawings And Specifications And Dubai Traffic Control Devices Manual; No Left Turn Left Sign 346 (600Mm) | 3 | Nr | AED | 632.7 | 1898.1
2021-01 | 4 | 4.0227 | United Arab Emirates | Dubai | Infrastructure | Al Furjan | Roads & Utilities - Package 3 | NAKHEEL | ASGC | Tender | 2021 |  | Roads And Pavings | R812.14 | Supply And Fix Panels Including Poles With Brackets As Detailed On The Drawings And Specifications And Dubai Traffic Control Devices Manual; Roundabout Ahead Sign 420 (750Mm) | 7 | Nr | AED | 594.8 | 4163.6
2021-01 | 4 | 4.0227 | United Arab Emirates | Dubai | Infrastructure | Al Furjan | Roads & Utilities - Package 3 | NAKHEEL | ASGC | Tender | 2021 |  | Roads And Pavings | R812.15 | Supply And Fix Panels Including Poles With Brackets As Detailed On The Drawings And Specifications And Dubai Traffic Control Devices Manual; Hazard Plate Sign 453 | 12 | Nr | AED | 594.8 | 7137.6
2021-01 | 4 | 4.0227 | United Arab Emirates | Dubai | Infrastructure | Al Furjan | Roads & Utilities - Package 3 | NAKHEEL | ASGC | Tender | 2021 |  | Roads And Pavings | R812.16 | Supply And Fix Panels Including Poles With Brackets As Detailed On The Drawings And Specifications And Dubai Traffic Control Devices Manual; Hazard Plate Sign 456 | 15 | Nr | AED | 594.8 | 8922
2021-01 | 4 | 4.0227 | United Arab Emirates | Dubai | Infrastructure | Al Furjan | Roads & Utilities - Package 3 | NAKHEEL | ASGC | Tender | 2021 |  | Roads And Pavings | R812.17 | Supply And Fix Panels Including Poles With Brackets As Detailed On The Drawings And Specifications And Dubai Traffic Control Devices Manual; One Way Sign 305 | 1 | Nr | AED | 548.5 | 548.5
2021-01 | 4 | 4.0227 | United Arab Emirates | Dubai | Infrastructure | Al Furjan | Roads & Utilities - Package 3 | NAKHEEL | ASGC | Tender | 2021 |  | Roads And Pavings | R812.18 | Supply And Fix Panels Including Poles With Brackets As Detailed On The Drawings And Specifications And Dubai Traffic Control Devices Manual; Give Way Sign 302 (750Mm) | 29 | Nr | AED | 594.8 | 17249.2
2021-01 | 4 | 4.0228 | United Arab Emirates | Dubai | Infrastructure | Al Furjan | Roads & Utilities - Package 3 | NAKHEEL | ASGC | Tender | 2021 |  | Roads And Pavings | R812.19 | Supply And Fix Panels Including Poles With Brackets As Detailed On The Drawings And Specifications And Dubai Traffic Control Devices Manual; No Entry Sign 304 (750Mm) | 2 | Nr | AED | 746.4 | 1492.8
2021-01 | 4 | 4.0228 | United Arab Emirates | Dubai | Infrastructure | Al Furjan | Roads & Utilities - Package 3 | NAKHEEL | ASGC | Tender | 2021 |  | Roads And Pavings | R812.20 | Supply And Fix Panels Including Poles With Brackets As Detailed On The Drawings And Specifications And Dubai Traffic Control Devices Manual; Triangular Sign Panel Type 404 | 1 | Nr | AED | 594.8 | 594.8
2021-01 | 4 | 4.0228 | United Arab Emirates | Dubai | Infrastructure | Al Furjan | Roads & Utilities - Package 3 | NAKHEEL | ASGC | Tender | 2021 |  | Roads And Pavings | R812.21 | Supply And Fix Panels Including Poles With Brackets As Detailed On The Drawings And Specifications And Dubai Traffic Control Devices Manual; Triangular Sign Panel Type 406 | 1 | Nr | AED | 594.8 | 594.8
2021-01 | 4 | 4.0228 | United Arab Emirates | Dubai | Infrastructure | Al Furjan | Roads & Utilities - Package 3 | NAKHEEL | ASGC | Tender | 2021 |  | Roads And Pavings | R812.22 | Supply And Fix Panels Including Poles With Brackets As Detailed On The Drawings And Specifications And Dubai Traffic Control Devices Manual; Triangular Sign Panel Type 409 | 11 | Nr | AED | 594.8 | 6542.8
2021-01 | 4 | 4.0228 | United Arab Emirates | Dubai | Infrastructure | Al Furjan | Roads & Utilities - Package 3 | NAKHEEL | ASGC | Tender | 2021 |  | Roads And Pavings | R812.23 | Supply And Fix Panels Including Poles With Brackets As Detailed On The Drawings And Specifications And Dubai Traffic Control Devices Manual; Triangular Sign Panel Type 435 | 19 | Nr | AED | 594.8 | 11301.2
2021-01 | 4 | 4.0228 | United Arab Emirates | Dubai | Infrastructure | Al Furjan | Roads & Utilities - Package 3 | NAKHEEL | ASGC | Tender | 2021 |  | Roads And Pavings | R812.24 | Supply And Fix Panels Including Poles With Brackets As Detailed On The Drawings And Specifications And Dubai Traffic Control Devices Manual; Traffic Sign - Rectangular Sign, Type 372 (Size-450X600Mm) | 11 | Nr | AED | 600.1 | 6601.1
2021-01 | 4 | 4.0228 | United Arab Emirates | Dubai | Infrastructure | Al Furjan | Roads & Utilities - Package 3 | NAKHEEL | ASGC | Tender | 2021 |  | Roads And Pavings | R812.25 | Supply And Fix Panels Including Poles With Brackets As Detailed On The Drawings And Specifications And Dubai Traffic Control Devices Manual; Traffic Sign - Rectangular Sign, Type 457 (Size-400X1200Mm) | 5 | Nr | AED | 995.1 | 4975.5
2021-01 | 4 | 4.0228 | United Arab Emirates | Dubai | Infrastructure | Al Furjan | Roads & Utilities - Package 3 | NAKHEEL | ASGC | Tender | 2021 |  | Roads And Pavings | R812.26 | Supply And Fix Panels Including Poles With Brackets As Detailed On The Drawings And Specifications And Dubai Traffic Control Devices Manual; Traffic Sign - Rectangular Sign, Type 458 (Size 400X2400Mm) | 1 | Nr | AED | 1350.7 | 1350.7
2021-01 | 4 | 4.0228 | United Arab Emirates | Dubai | Infrastructure | Al Furjan | Roads & Utilities - Package 3 | NAKHEEL | ASGC | Tender | 2021 |  | Roads And Pavings | R812.27 | Supply And Fix Panels Including Poles With Brackets As Detailed On The Drawings And Specifications And Dubai Traffic Control Devices Manual; Traffic Sign - Rectangular Sign, Type 387 | 4 | Nr | AED | 548.5 | 2194
2021-01 | 4 | 4.0228 | United Arab Emirates | Dubai | Infrastructure | Al Furjan | Roads & Utilities - Package 3 | NAKHEEL | ASGC | Tender | 2021 |  | Roads And Pavings | R812.28 | Supply And Fix Panels Including Poles With Brackets As Detailed On The Drawings And Specifications And Dubai Traffic Control Devices Manual; Traffic Sign - For Pedestrain Type 303 | 3 | Nr | AED | 507.6 | 1522.8
2021-01 | 4 | 4.0229 | United Arab Emirates | Dubai | Infrastructure | Al Furjan | Roads & Utilities - Package 3 | NAKHEEL | ASGC | Tender | 2021 |  | Roads And Pavings | R812.29 | Supply And Fix Panels Including Poles With Brackets As Detailed On The Drawings And Specifications And Dubai Traffic Control Devices Manual; Roundabout Sign - 329(600) | 8 | Nr | AED | 632.7 | 5061.6
2021-01 | 4 | 4.0229 | United Arab Emirates | Dubai | Infrastructure | Al Furjan | Roads & Utilities - Package 3 | NAKHEEL | ASGC | Tender | 2021 |  | Roads And Pavings | R812.30 | Supply And Fix Panels Including Poles With Brackets As Detailed On The Drawings And Specifications And Dubai Traffic Control Devices Manual; Maximum Speed Limit Sign 341 (600 Mm) | 1 | Nr | AED | 632.7 | 632.7
2021-01 | 4 | 4.0229 | United Arab Emirates | Dubai | Infrastructure | Al Furjan | Roads & Utilities - Package 3 | NAKHEEL | ASGC | Tender | 2021 |  | Roads And Pavings | R812.31 | Supply And Fix Panels Including Poles With Brackets As Detailed On The Drawings And Specifications And Dubai Traffic Control Devices Manual; Traffic Sign - Rectangular Sign, Type 375 | 1 | Nr | AED | 600.1 | 600.1
2021-01 | 4 | 4.0229 | United Arab Emirates | Dubai | Infrastructure | Al Furjan | Roads & Utilities - Package 3 | NAKHEEL | ASGC | Tender | 2021 |  | Roads And Pavings | R812.32 | Supply And Fix Panels Including Poles With Brackets As Detailed On The Drawings And Specifications And Dubai Traffic Control Devices Manual; Traffic Sign - Rectangular Sign, Type 392 | 1 | Nr | AED | 567.5 | 567.5
2021-01 | 4 | 4.0229 | United Arab Emirates | Dubai | Infrastructure | Al Furjan | Roads & Utilities - Package 3 | NAKHEEL | ASGC | Tender | 2021 |  | Roads And Pavings | R812.33 | Supply And Fix Panels Including Poles With Brackets As Detailed On The Drawings And Specifications And Dubai Traffic Control Devices Manual; Triangular Sign Panel Type 402 | 18 | Nr | AED | 594.8 | 10706.4
2021-01 | 4 | 4.0229 | United Arab Emirates | Dubai | Infrastructure | Al Furjan | Roads & Utilities - Package 3 | NAKHEEL | ASGC | Tender | 2021 |  | Roads And Pavings | R812.34 | Supply And Fix Panels Including Poles With Brackets As Detailed On The Drawings And Specifications And Dubai Traffic Control Devices Manual; Traffic Sign - Panel Type 419 | 2 | Nr | AED | 594.8 | 1189.6
2021-01 | 4 | 4.0229 | United Arab Emirates | Dubai | Infrastructure | Al Furjan | Roads & Utilities - Package 3 | NAKHEEL | ASGC | Tender | 2021 |  | Roads And Pavings | R812.35 | Supply And Fix Panels Including Poles With Brackets As Detailed On The Drawings And Specifications And Dubai Traffic Control Devices Manual; Traffic Sign - Panel Type 427 | 1 | Nr | AED | 594.8 | 594.8
2021-01 | 4 | 4.0229 | United Arab Emirates | Dubai | Infrastructure | Al Furjan | Roads & Utilities - Package 3 | NAKHEEL | ASGC | Tender | 2021 |  | Roads And Pavings | R823.1 | Ancillaries - Surface Marking: Thermoplastic Marking As Specified (As Shown On The Drawings And Specifications And As Instructed By The Engineer); Pavement Arrow, Type 614 | 70 | Nr | AED | 57.9 | 4053
2021-01 | 4 | 4.0229 | United Arab Emirates | Dubai | Infrastructure | Al Furjan | Roads & Utilities - Package 3 | NAKHEEL | ASGC | Tender | 2021 |  | Roads And Pavings | R823.2 | Ancillaries - Surface Marking: Thermoplastic Marking As Specified (As Shown On The Drawings And Specifications And As Instructed By The Engineer); Pavement Arrow, Type 615 | 23 | Nr | AED | 68.4 | 1573.2
2021-01 | 4 | 4.0229 | United Arab Emirates | Dubai | Infrastructure | Al Furjan | Roads & Utilities - Package 3 | NAKHEEL | ASGC | Tender | 2021 |  | Roads And Pavings | R823.3 | Ancillaries - Surface Marking: Thermoplastic Marking As Specified (As Shown On The Drawings And Specifications And As Instructed By The Engineer); Pavement Arrow, Type 616 | 5 | Nr | AED | 68.4 | 342
2021-01 | 4 | 4.0229 | United Arab Emirates | Dubai | Infrastructure | Al Furjan | Roads & Utilities - Package 3 | NAKHEEL | ASGC | Tender | 2021 |  | Roads And Pavings | R823.4 | Ancillaries - Surface Marking: Thermoplastic Marking As Specified (As Shown On The Drawings And Specifications And As Instructed By The Engineer); Pavement Arrow, Type 617 | 26 | Nr | AED | 89.5 | 2327
2021-01 | 4 | 4.023 | United Arab Emirates | Dubai | Infrastructure | Al Furjan | Roads & Utilities - Package 3 | NAKHEEL | ASGC | Tender | 2021 |  | Roads And Pavings | R823.5 | Ancillaries - Surface Marking: Thermoplastic Marking As Specified (As Shown On The Drawings And Specifications And As Instructed By The Engineer); Pavement Arrow, Type 618 | 20 | Nr | AED | 89.5 | 1790
2021-01 | 4 | 4.023 | United Arab Emirates | Dubai | Infrastructure | Al Furjan | Roads & Utilities - Package 3 | NAKHEEL | ASGC | Tender | 2021 |  | Roads And Pavings | R823.6 | Ancillaries - Surface Marking: Thermoplastic Marking As Specified (As Shown On The Drawings And Specifications And As Instructed By The Engineer); Pavement Arrow, Type 619 | 27 | Nr | AED | 100 | 2700
2021-01 | 4 | 4.023 | United Arab Emirates | Dubai | Infrastructure | Al Furjan | Roads & Utilities - Package 3 | NAKHEEL | ASGC | Tender | 2021 |  | Roads And Pavings | R823.7 | Ancillaries - Surface Marking: Thermoplastic Marking As Specified (As Shown On The Drawings And Specifications And As Instructed By The Engineer); Pavement Arrow, Type 656 | 4 | Nr | AED | 57.9 | 231.6
2021-01 | 4 | 4.023 | United Arab Emirates | Dubai | Infrastructure | Al Furjan | Roads & Utilities - Package 3 | NAKHEEL | ASGC | Tender | 2021 |  | Roads And Pavings | R829 | Ancillaries - Surface Marking: Thermoplastic Marking As Specified (As Shown On The Drawings And Specifications And As Instructed By The Engineer); Stop Line, Type 601 | 12 | m | AED | 10.1 | 121.2
2021-01 | 4 | 4.023 | United Arab Emirates | Dubai | Infrastructure | Al Furjan | Roads & Utilities - Package 3 | NAKHEEL | ASGC | Tender | 2021 |  | Roads And Pavings | R829.1 | Ancillaries - Surface Marking: Thermoplastic Marking As Specified (As Shown On The Drawings And Specifications And As Instructed By The Engineer); Give Way Line, Type 602 | 765 | m | AED | 10.1 | 7726.5
2021-01 | 4 | 4.023 | United Arab Emirates | Dubai | Infrastructure | Al Furjan | Roads & Utilities - Package 3 | NAKHEEL | ASGC | Tender | 2021 |  | Roads And Pavings | R829.2 | Ancillaries - Surface Marking: Thermoplastic Marking As Specified (As Shown On The Drawings And Specifications And As Instructed By The Engineer); Chevron, Type 657 | 65 | m | AED | 16.8 | 1092
2021-01 | 4 | 4.023 | United Arab Emirates | Dubai | Infrastructure | Al Furjan | Roads & Utilities - Package 3 | NAKHEEL | ASGC | Tender | 2021 |  | Roads And Pavings | R829.3 | Ancillaries - Surface Marking: Thermoplastic Marking As Specified (As Shown On The Drawings And Specifications And As Instructed By The Engineer); Chevron, Type 658 | 200 | m | AED | 16.8 | 3360
2021-01 | 4 | 4.023 | United Arab Emirates | Dubai | Infrastructure | Al Furjan | Roads & Utilities - Package 3 | NAKHEEL | ASGC | Tender | 2021 |  | Roads And Pavings | R824 | Ancillaries - Surface Marking: Thermoplastic Marking As Specified (As Shown On The Drawings And Specifications And As Instructed By The Engineer); Yellow Continuous Lines; 100Mm Wide, Type 611 | 750 | m | AED | 1.8 | 1350
2021-01 | 4 | 4.023 | United Arab Emirates | Dubai | Infrastructure | Al Furjan | Roads & Utilities - Package 3 | NAKHEEL | ASGC | Tender | 2021 |  | Roads And Pavings | R829.4 | Ancillaries - Surface Marking: Thermoplastic Marking As Specified (As Shown On The Drawings And Specifications And As Instructed By The Engineer); Lane Marking Lines 613 | 100 | m | AED | 2.7 | 270
2021-01 | 4 | 4.023 | United Arab Emirates | Dubai | Infrastructure | Al Furjan | Roads & Utilities - Package 3 | NAKHEEL | ASGC | Tender | 2021 |  | Roads And Pavings | R829.5 | Ancillaries - Surface Marking: Thermoplastic Marking As Specified (As Shown On The Drawings And Specifications And As Instructed By The Engineer); Lane Marking Lines 652 | 1334.19 | m | AED | 2.7 | 3602.31
2021-01 | 4 | 4.0231 | United Arab Emirates | Dubai | Infrastructure | Al Furjan | Roads & Utilities - Package 3 | NAKHEEL | ASGC | Tender | 2021 |  | Roads And Pavings | R829.6 | Ancillaries - Surface Marking: Thermoplastic Marking As Specified (As Shown On The Drawings And Specifications And As Instructed By The Engineer); Lane Marking Lines 654 | 200 | m | AED | 2.7 | 540
2021-01 | 4 | 4.0231 | United Arab Emirates | Dubai | Infrastructure | Al Furjan | Roads & Utilities - Package 3 | NAKHEEL | ASGC | Tender | 2021 |  | Roads And Pavings | R829.7 | Ancillaries - Surface Marking: Thermoplastic Marking As Specified (As Shown On The Drawings And Specifications And As Instructed By The Engineer); Lane Marking Lines 621 | 722 | m | AED | 3.4 | 2454.8
2021-01 | 4 | 4.0231 | United Arab Emirates | Dubai | Infrastructure | Al Furjan | Roads & Utilities - Package 3 | NAKHEEL | ASGC | Tender | 2021 |  | Roads And Pavings | R829.8 | Ancillaries - Surface Marking: Thermoplastic Marking As Specified (As Shown On The Drawings And Specifications And As Instructed By The Engineer); Lane Marking Lines 681 | 150 | m | AED | 2.7 | 405
2021-01 | 4 | 4.0231 | United Arab Emirates | Dubai | Infrastructure | Al Furjan | Roads & Utilities - Package 3 | NAKHEEL | ASGC | Tender | 2021 |  | Roads And Pavings | R812 | Ancillaries - Surface Marking: Thermoplastic Marking As Specified (As Shown On The Drawings And Specifications And As Instructed By The Engineer); Lockable Bollard ( Stainless Steel ); Lockable Bollard ( Stainless Steel ) | 80 | Nr | AED | 1397.4 | 111792
2021-01 | 4 | 4.0231 | United Arab Emirates | Dubai | Infrastructure | Al Furjan | Roads & Utilities - Package 3 | NAKHEEL | ASGC | Tender | 2021 |  | Roads And Pavings | R829.9 | Ancillaries - Surface Marking: Thermoplastic Marking As Specified (As Shown On The Drawings And Specifications And As Instructed By The Engineer); Pavement Arrow, Type 619.1 | 5 | Nr | AED | 94.7 | 473.5
2021-01 | 4 | 4.0231 | United Arab Emirates | Dubai | Infrastructure | Al Furjan | Roads & Utilities - Package 3 | NAKHEEL | ASGC | Tender | 2021 |  | Roads And Pavings | R824.1 | Ancillaries - Surface Marking: Thermoplastic Marking As Specified (As Shown On The Drawings And Specifications And As Instructed By The Engineer); White Continuous Lines - 300Mm Wide, Type 601 | 12 | m | AED | 12.6 | 151.2
2021-01 | 4 | 4.0231 | United Arab Emirates | Dubai | Infrastructure | Al Furjan | Roads & Utilities - Package 3 | NAKHEEL | ASGC | Tender | 2021 |  | Roads And Pavings | R829.10 | Ancillaries - Surface Marking: Thermoplastic Marking As Specified (As Shown On The Drawings And Specifications And As Instructed By The Engineer); Parking Line - 100Mm Wide, Type 621 | 6 | m | AED | 3.4 | 20.4
2021-01 | 4 | 4.0231 | United Arab Emirates | Dubai | Infrastructure | Al Furjan | Roads & Utilities - Package 3 | NAKHEEL | ASGC | Tender | 2021 |  | Roads And Pavings | R829.11 | Ancillaries - Surface Marking: Thermoplastic Marking As Specified (As Shown On The Drawings And Specifications And As Instructed By The Engineer); Hatch Markings, Type 658 | 25 | m² | AED | 33.7 | 842.5
2021-01 | 4 | 4.0231 | United Arab Emirates | Dubai | Infrastructure | Al Furjan | Roads & Utilities - Package 3 | NAKHEEL | ASGC | Tender | 2021 |  | Roads And Pavings | R829.12 | Ancillaries - Surface Marking: Thermoplastic Marking As Specified (As Shown On The Drawings And Specifications And As Instructed By The Engineer); Handicap Parking Type 695 | 4 | Nr | AED | 263.1 | 1052.4
2021-01 | 4 | 4.0232 | United Arab Emirates | Dubai | Infrastructure | Al Furjan | Roads & Utilities - Package 3 | NAKHEEL | ASGC | Tender | 2021 |  | Painting | V736 | Chlorinated Rubber Based Quick Drying Paint (Black And White) Applied In Two Coats To Exposed Surfaces Of Krebs (Marking Type 691) As Per Drawings And Specification | 3185.07 | m | AED | 5.3 | 16880.87
2021-01 | 4 | 4.0232 | United Arab Emirates | Dubai | Infrastructure | Al Furjan | Roads & Utilities - Package 3 | NAKHEEL | ASGC | Tender | 2021 |  | Roads And Pavings | R999 | Speed Hump, Including Markings Complete As Shown On Drawing, 1.40M Wide Considering Anti-Slip Granite Finishers | 123 | m | AED | 522.1 | 64218.3
2021-01 | 4 | 4.0232 | United Arab Emirates | Dubai | Infrastructure | Al Furjan | Roads & Utilities - Package 3 | NAKHEEL | ASGC | Tender | 2021 |  | Pipework - Manholes And Pipework Ancillaries | K331 | Gullies; Top Entry Gully Including Necessary Excavation, Backfilling, Reinforcement, Formwork,Concreting,Pvc Pot, And 600X600Mm Heavy Duty Ductile Iron Grating Cover With Frame And Complete As Per Drawings And Specifications.; Depth Not Exceeding 1.5 M | 210 | Nr | AED | 2351.8 | 493878
2021-01 | 4 | 4.0232 | United Arab Emirates | Dubai | Infrastructure | Al Furjan | Roads & Utilities - Package 3 | NAKHEEL | ASGC | Tender | 2021 |  | Pipework - Manholes And Pipework Ancillaries | K911.1 | Construction Of Retention Trench System Sizes As Specified Including Necessary Excavation, Backfilling, Dewatering, Protection Of Services, Maintenance Access Manhole(Depth Range1.5 To 2.5M), Supports And Laying Of Pipe Work And Accessories, Etc. And Non-Woven Polythylene Or Polypropylene Fabric Geotextile Laid Right Around Trenches; Including Well Graded Granular Back Filling In Compacted 150Mm Thick Layers As Shown On The Drawings And Specifications (Top Entry Gullies And Connections Measured Separately); Earth Cover To Retention Trench Chambes (1M To 2.5M); Retention Trench System 9.3(L)X1.5(W)X 1.0M(H) | 40 | Nr | AED | 22347.1 | 893884
2021-01 | 4 | 4.0232 | United Arab Emirates | Dubai | Infrastructure | Al Furjan | Roads & Utilities - Package 3 | NAKHEEL | ASGC | Tender | 2021 |  | Pipework - Manholes And Pipework Ancillaries | K911.1 | Construction Of Retention Trench System Sizes As Specified Including Necessary Excavation, Backfilling, Dewatering, Protection Of Services, Maintenance Access Manhole(Depth Range1.5 To 2.5M), Supports And Laying Of Pipe Work And Accessories, Etc. And Non-Woven Polythylene Or Polypropylene Fabric Geotextile Laid Right Around Trenches; Including Well Graded Granular Back Filling In Compacted 150Mm Thick Layers As Shown On The Drawings And Specifications (Top Entry Gullies And Connections Measured Separately); Earth Cover To Retention Trench Chambes (1M To 2.5M); Retention Trench System 11.45(L)X1.5(W)X 1.0M(H) | 15 | Nr | AED | 24242.2 | 363633
2021-01 | 4 | 4.0232 | United Arab Emirates | Dubai | Infrastructure | Al Furjan | Roads & Utilities - Package 3 | NAKHEEL | ASGC | Tender | 2021 |  | Pipework - Manholes And Pipework Ancillaries | K911.1 | Construction Of Retention Trench System Sizes As Specified Including Necessary Excavation, Backfilling, Dewatering, Protection Of Services, Maintenance Access Manhole(Depth Range1.5 To 2.5M), Supports And Laying Of Pipe Work And Accessories, Etc. And Non-Woven Polythylene Or Polypropylene Fabric Geotextile Laid Right Around Trenches; Including Well Graded Granular Back Filling In Compacted 150Mm Thick Layers As Shown On The Drawings And Specifications (Top Entry Gullies And Connections Measured Separately); Earth Cover To Retention Trench Chambes (1M To 2.5M); Retention Trench System 13.62(L)X1.5(W)X 1.0M(H) | 31 | Nr | AED | 26154.9 | 810801.9
2021-01 | 4 | 4.0232 | United Arab Emirates | Dubai | Infrastructure | Al Furjan | Roads & Utilities - Package 3 | NAKHEEL | ASGC | Tender | 2021 |  | Pipework - Manholes And Pipework Ancillaries | K911.2 | Construction Of Retention Trench System Sizes As Specified Including Necessary Excavation, Backfilling, Dewatering, Protection Of Services, Maintenance Access Manhole(Depth Range1.5 To 2.5M), Supports And Laying Of Pipe Work And Accessories, Etc. And Non-Woven Polythylene Or Polypropylene Fabric Geotextile Laid Right Around Trenches; Including Well Graded Granular Back Filling In Compacted 150Mm Thick Layers As Shown On The Drawings And Specifications (Top Entry Gullies And Connections Measured Separately); Earth Cover To Retention Trench Chambes (1M To 2.5M); Retention Trench System 15.80(L)X1.5(W)X 1.0M(H) | 5 | Nr | AED | 28076.4 | 140382
2021-01 | 4 | 4.0232 | United Arab Emirates | Dubai | Infrastructure | Al Furjan | Roads & Utilities - Package 3 | NAKHEEL | ASGC | Tender | 2021 |  | Pipework - Manholes And Pipework Ancillaries | K911.3 | Construction Of Retention Trench System Sizes As Specified Including Necessary Excavation, Backfilling, Dewatering, Protection Of Services, Maintenance Access Manhole(Depth Range1.5 To 2.5M), Supports And Laying Of Pipe Work And Accessories, Etc. And Non-Woven Polythylene Or Polypropylene Fabric Geotextile Laid Right Around Trenches; Including Well Graded Granular Back Filling In Compacted 150Mm Thick Layers As Shown On The Drawings And Specifications (Top Entry Gullies And Connections Measured Separately); Earth Cover To Retention Trench Chambes (1M To 2.5M); Retention Trench System 20(L)X1.5(W)X 1.0M(H) | 1 | Nr | AED | 31778.4 | 31778.4
2021-01 | 4 | 4.0232 | United Arab Emirates | Dubai | Infrastructure | Al Furjan | Roads & Utilities - Package 3 | NAKHEEL | ASGC | Tender | 2021 |  | Pipework - Manholes And Pipework Ancillaries | K911.4 | Construction Of Retention Trench System Sizes As Specified Including Necessary Excavation, Backfilling, Dewatering, Protection Of Services, Maintenance Access Manhole(Depth Range1.5 To 2.5M), Supports And Laying Of Pipe Work And Accessories, Etc. And Non-Woven Polythylene Or Polypropylene Fabric Geotextile Laid Right Around Trenches; Including Well Graded Granular Back Filling In Compacted 150Mm Thick Layers As Shown On The Drawings And Specifications (Top Entry Gullies And Connections Measured Separately); Earth Cover To Retention Trench Chambes (1M To 2.5M) | 12 | Nr | AED | 33805.7 | 405668.4
2021-01 | 4 | 4.0232 | United Arab Emirates | Dubai | Infrastructure | Al Furjan | Roads & Utilities - Package 3 | NAKHEEL | ASGC | Tender | 2021 |  | Pipework - Manholes And Pipework Ancillaries | K911.5 | Construction Of Retention Trench System Sizes As Specified Including Necessary Excavation, Backfilling, Dewatering, Protection Of Services, Maintenance Access Manhole(Depth Range1.5 To 2.5M), Supports And Laying Of Pipe Work And Accessories, Etc. And Non-Woven Polythylene Or Polypropylene Fabric Geotextile Laid Right Around Trenches; Including Well Graded Granular Back Filling In Compacted 150Mm Thick Layers As Shown On The Drawings And Specifications (Top Entry Gullies And Connections Measured Separately); Earth Cover To Retention Trench Chambes (1M To 2.5M) | 1 | Nr | AED | 40592.7 | 40592.7
2021-01 | 4 | 4.0232 | United Arab Emirates | Dubai | Infrastructure | Al Furjan | Roads & Utilities - Package 3 | NAKHEEL | ASGC | Tender | 2021 |  | Pipework - Manholes And Pipework Ancillaries | K911.6 | Construction Of Retention Trench System Sizes As Specified Including Necessary Excavation, Backfilling, Dewatering, Protection Of Services, Maintenance Access Manhole(Depth Range1.5 To 2.5M), Supports And Laying Of Pipe Work And Accessories, Etc. And Non-Woven Polythylene Or Polypropylene Fabric Geotextile Laid Right Around Trenches; Including Well Graded Granular Back Filling In Compacted 150Mm Thick Layers As Shown On The Drawings And Specifications (Top Entry Gullies And Connections Measured Separately); Earth Cover To Retention Trench Chambes (1M To 2.5M) | 1 | Nr | AED | 51169.9 | 51169.9
2021-01 | 4 | 4.0233 | United Arab Emirates | Dubai | Infrastructure | Al Furjan | Roads & Utilities - Package 3 | NAKHEEL | ASGC | Tender | 2021 |  | Pipework - Manholes And Pipework Ancillaries | K911.7 | Construction Of Retention Trench System Sizes As Specified Including Necessary Excavation, Backfilling, Dewatering, Protection Of Services, Maintenance Access Manhole(Depth Range1.5 To 2.5M), Supports And Laying Of Pipe Work And Accessories, Etc. And Non-Woven Polythylene Or Polypropylene Fabric Geotextile Laid Right Around Trenches; Including Well Graded Granular Back Filling In Compacted 150Mm Thick Layers As Shown On The Drawings And Specifications (Top Entry Gullies And Connections Measured Separately); Earth Cover To Retention Trench Chambes (1M To 2.5M) | 70 | m | AED | 2611.2 | 182784
2021-01 | 4 | 4.0233 | United Arab Emirates | Dubai | Infrastructure | Al Furjan | Roads & Utilities - Package 3 | NAKHEEL | ASGC | Tender | 2021 |  | Pipework - Pipes | I522 | Supply And Lay Pipes And Fittings Including Excavations,Backfilling,All Accessories And Jointing Materials, All Complete As Shown On Drawing & Specification; 250Mm Dia Pipe | 420 | m | AED | 325.6 | 136752
2021-01 | 4 | 4.0233 | United Arab Emirates | Dubai | Infrastructure | Al Furjan | Roads & Utilities - Package 3 | NAKHEEL | ASGC | Tender | 2021 |  | Pipework - Pipes | I522.1 | Supply And Lay Pipes And Fittings Including Excavations,Backfilling,All Accessories And Jointing Materials, All Complete As Shown On Drawing & Specification; 250Mm Dia Perforated Pipe For Overflow | 440 | m | AED | 465.3 | 204732
2021-01 | 4 | 4.0233 | United Arab Emirates | Dubai | Infrastructure | Al Furjan | Roads & Utilities - Package 3 | NAKHEEL | ASGC | Tender | 2021 |  | Pipework - Pipes | I523 | Supply And Lay Pipes And Fittings Including Excavations,Backfilling,All Accessories And Jointing Materials, All Complete As Shown On Drawing & Specification; 200Mm Dia Pipe | 996.33 | m | AED | 288.1 | 287043.63
2021-01 | 4 | 4.0233 | United Arab Emirates | Dubai | Infrastructure | Al Furjan | Roads & Utilities - Package 3 | NAKHEEL | ASGC | Tender | 2021 |  | Pipework - Pipes | I523 | Supply And Lay Pipes And Fittings Including Excavations,Backfilling,All Accessories And Jointing Materials, All Complete As Shown On Drawing & Specification; 315Mm Dia Pipe | 168.47 | m | AED | 559 | 94172.87
2021-01 | 4 | 4.0233 | United Arab Emirates | Dubai | Infrastructure | Al Furjan | Roads & Utilities - Package 3 | NAKHEEL | ASGC | Tender | 2021 |  | Pipework - Fittings And Valves | J812 | Supply And Lay Pipes And Fittings Including Excavations,Backfilling,All Accessories And Jointing Materials, All Complete As Shown On Drawing & Specification; 200Mm Elbow | 420 | Nr | AED | 62.2 | 26124
2021-01 | 4 | 4.0233 | United Arab Emirates | Dubai | Infrastructure | Al Furjan | Roads & Utilities - Package 3 | NAKHEEL | ASGC | Tender | 2021 |  | Pipework - Fittings And Valves | J813 | Supply And Lay Pipes And Fittings Including Excavations,Backfilling,All Accessories And Jointing Materials, All Complete As Shown On Drawing & Specification; 250Mm Elbow | 70 | Nr | AED | 88.5 | 6195
2021-01 | 4 | 4.0233 | United Arab Emirates | Dubai | Infrastructure | Al Furjan | Roads & Utilities - Package 3 | NAKHEEL | ASGC | Tender | 2021 |  | Pipework - Fittings And Valves | J814 | Supply And Lay Pipes And Fittings Including Excavations,Backfilling,All Accessories And Jointing Materials, All Complete As Shown On Drawing & Specification; 315Mm Elbow | 4 | Nr | AED | 130.6 | 522.4
2021-01 | 4 | 4.0233 | United Arab Emirates | Dubai | Infrastructure | Al Furjan | Roads & Utilities - Package 3 | NAKHEEL | ASGC | Tender | 2021 |  | Pipework - Supports And Protection | L999 | Concrete Grade C35/20 In Bedding And Surround To Pipe As Shown On Drawings And As Specification Below 1.5 M Depth | 363.79 | m³ | AED | 694.2 | 252543.67
2021-01 | 4 | 4.0233 | United Arab Emirates | Dubai | Infrastructure | Al Furjan | Roads & Utilities - Package 3 | NAKHEEL | ASGC | Tender | 2021 |  | Pipework - Manholes And Pipework Ancillaries | K992.9 | Construction Of Underground Retention Tank And Filteration Unit Including Maintenance Access Manhole And Necessary Excavation, Backfilling, Compaction, Dewatering, Protection Of Services, Supports, Geo Textile Laid Around Trenches, Sand Laying, All Necessary Fittings All Complete As Shown On The Drawing And Specifications. Dimensions Are As Follows:; Tank Sizes; | 1 | Nr | AED | 212211 | 212211
2021-01 | 4 | 4.0234 | United Arab Emirates | Dubai | Infrastructure | Al Furjan | Roads & Utilities - Package 3 | NAKHEEL | ASGC | Tender | 2021 |  | Pipework - Manholes And Pipework Ancillaries | K992.10 | Construction Of Underground Retention Tank And Filteration Unit Including Maintenance Access Manhole And Necessary Excavation, Backfilling, Compaction, Dewatering, Protection Of Services, Supports, Geo Textile Laid Around Trenches, Sand Laying, All Necessary Fittings All Complete As Shown On The Drawing And Specifications. Dimensions Are As Follows:; Tank Sizes; Soakaway -11 Area -767M2 | 1 | Nr | AED | 753200.8 | 753200.8
2021-01 | 4 | 4.0234 | United Arab Emirates | Dubai | Infrastructure | Al Furjan | Roads & Utilities - Package 3 | NAKHEEL | ASGC | Tender | 2021 |  | Pipework - Manholes And Pipework Ancillaries | K992.11 | Construction Of Underground Retention Tank And Filteration Unit Including Maintenance Access Manhole And Necessary Excavation, Backfilling, Compaction, Dewatering, Protection Of Services, Supports, Geo Textile Laid Around Trenches, Sand Laying, All Necessary Fittings All Complete As Shown On The Drawing And Specifications. Dimensions Are As Follows:; Tank Sizes; Soakaway -12 Area 1760M2 | 1 | Nr | AED | 1692421.3 | 1692421.3
2021-01 | 4 | 4.0234 | United Arab Emirates | Dubai | Infrastructure | Al Furjan | Roads & Utilities - Package 3 | NAKHEEL | ASGC | Tender | 2021 |  | Pipework - Manholes And Pipework Ancillaries | K131 | Construction Of Storm Water Manholes For Over Flow Lines Including Excavation In Any Material Other Than Rock, Backfilling, Disposal Of Surplus Material, Dewatering, Class C Concrete Blinding, Concreting, Grp Laminated Benching, Reinforcement, Formwork, Grp Laminated Corbelling, Tanking, 600X600Mm Heavy Duty Double Triangular Di Cover And Frame To En124, D400 , Support For Ladder, Stainless Steel Safety Chains, Toe Holes, Etc. And Specification; Depth To Invert: Not Exceeding 1.5M; Depth To Invert: Not Exceeding 1.5M | 2 | Nr | AED | 11079.6 | 22159.2
2021-01 | 4 | 4.0234 | United Arab Emirates | Dubai | Infrastructure | Al Furjan | Roads & Utilities - Package 3 | NAKHEEL | ASGC | Tender | 2021 |  | Pipework - Manholes And Pipework Ancillaries | K132 | Construction Of Storm Water Manholes For Over Flow Lines Including Excavation In Any Material Other Than Rock, Backfilling, Disposal Of Surplus Material, Dewatering, Class C Concrete Blinding, Concreting, Grp Laminated Benching, Reinforcement, Formwork, Grp Laminated Corbelling, Tanking, 600X600Mm Heavy Duty Double Triangular Di Cover And Frame To En124, D400 , Support For Ladder, Stainless Steel Safety Chains, Toe Holes, Etc. And Specification; Depth To Invert: Not Exceeding 1.5M; Depth To Invert: 1.5 - 2.0M | 8 | Nr | AED | 12696.7 | 101573.6
2021-01 | 4 | 4.0234 | United Arab Emirates | Dubai | Infrastructure | Al Furjan | Roads & Utilities - Package 3 | NAKHEEL | ASGC | Tender | 2021 |  | Pipework - Manholes And Pipework Ancillaries | K133 | Construction Of Storm Water Manholes For Over Flow Lines Including Excavation In Any Material Other Than Rock, Backfilling, Disposal Of Surplus Material, Dewatering, Class C Concrete Blinding, Concreting, Grp Laminated Benching, Reinforcement, Formwork, Grp Laminated Corbelling, Tanking, 600X600Mm Heavy Duty Double Triangular Di Cover And Frame To En124, D400 , Support For Ladder, Stainless Steel Safety Chains, Toe Holes, Etc. And Specification; Depth To Invert: Not Exceeding 1.5M; Depth To Invert: 2.0 - 2.5M | 6 | Nr | AED | 14785.9 | 88715.4
2021-01 | 4 | 4.0234 | United Arab Emirates | Dubai | Infrastructure | Al Furjan | Roads & Utilities - Package 3 | NAKHEEL | ASGC | Tender | 2021 |  | Pipework - Pipes | I512 | Supply And Lay, Joint, Test, Commission Upvc Pipes To Bs 4660, Bs 5481 And Bs 3305 Class 10 With Fittings(Couplers, Straight Specials, Short Pipes) Including Excavation, Dewatering, Protection Of Services, Supports,, Dispose Of Unsuitable Material To An Approved Dump Site, Backfilling Shown On Drawings And As Specification (Beds And Surrounds Measured Separately).; Nominal Bore 160Mm Pipes In Trenches; Average Depth To Invert N.E.1.5 M | 2145.06 | m | AED | 143.7 | 308245.12
2021-01 | 4 | 4.0234 | United Arab Emirates | Dubai | Infrastructure | Al Furjan | Roads & Utilities - Package 3 | NAKHEEL | ASGC | Tender | 2021 |  | Pipework - Pipes | I513 | Supply And Lay, Joint, Test, Commission Upvc Pipes To Bs 4660, Bs 5481 And Bs 3305 Class 10 With Fittings(Couplers, Straight Specials, Short Pipes) Including Excavation, Dewatering, Protection Of Services, Supports,, Dispose Of Unsuitable Material To An Approved Dump Site, Backfilling Shown On Drawings And As Specification (Beds And Surrounds Measured Separately).; Nominal Bore 160Mm Pipes In Trenches; Average Depth To Invert 1.5-2.0 M | 2060.94 | m | AED | 164.7 | 339436.82
2021-01 | 4 | 4.0234 | United Arab Emirates | Dubai | Infrastructure | Al Furjan | Roads & Utilities - Package 3 | NAKHEEL | ASGC | Tender | 2021 |  | Pipework - Pipes | I512 | Nominal Bore 200Mm Pipes In Trenches; Average Depth To Invert N.E.1.5 M | 539.64 | m | AED | 159.4 | 86018.62
2021-01 | 4 | 4.0234 | United Arab Emirates | Dubai | Infrastructure | Al Furjan | Roads & Utilities - Package 3 | NAKHEEL | ASGC | Tender | 2021 |  | Pipework - Pipes | I513 | Nominal Bore 200Mm Pipes In Trenches; Average Depth To Invert 1.5 - 2.0 M | 1533.9 | m | AED | 181.3 | 278096.07
2021-01 | 4 | 4.0235 | United Arab Emirates | Dubai | Infrastructure | Al Furjan | Roads & Utilities - Package 3 | NAKHEEL | ASGC | Tender | 2021 |  | Pipework - Pipes | I514 | Nominal Bore 200Mm Pipes In Trenches; Average Depth To Invert 2.0- 2.5M | 901.7 | m | AED | 356.9 | 321816.73
2021-01 | 4 | 4.0235 | United Arab Emirates | Dubai | Infrastructure | Al Furjan | Roads & Utilities - Package 3 | NAKHEEL | ASGC | Tender | 2021 |  | Pipework - Pipes | I515 | Nominal Bore 200Mm Pipes In Trenches; Average Depth To Invert 2.5 - 3.0 M | 247.19 | m | AED | 392.6 | 97046.79
2021-01 | 4 | 4.0235 | United Arab Emirates | Dubai | Infrastructure | Al Furjan | Roads & Utilities - Package 3 | NAKHEEL | ASGC | Tender | 2021 |  | Pipework - Pipes | I516 | Nominal Bore 200Mm Pipes In Trenches; Average Depth To Invert 3.0 - 3.5 M | 180.87 | m | AED | 495.7 | 89657.26
2021-01 | 4 | 4.0235 | United Arab Emirates | Dubai | Infrastructure | Al Furjan | Roads & Utilities - Package 3 | NAKHEEL | ASGC | Tender | 2021 |  | Pipework - Pipes | I517 | Nominal Bore 200Mm Pipes In Trenches; Average Depth To Invert 3.5- 4.0M | 99.39 | m | AED | 556.1 | 55270.22
2021-01 | 4 | 4.0235 | United Arab Emirates | Dubai | Infrastructure | Al Furjan | Roads & Utilities - Package 3 | NAKHEEL | ASGC | Tender | 2021 |  | Pipework - Pipes | I518.1 | Nominal Bore 200Mm Pipes In Trenches; Average Depth To Invert 4.0- 4.5M | 57.54 | m | AED | 674.2 | 38794.14
2021-01 | 4 | 4.0235 | United Arab Emirates | Dubai | Infrastructure | Al Furjan | Roads & Utilities - Package 3 | NAKHEEL | ASGC | Tender | 2021 |  | Pipework - Pipes | I518.2 | Nominal Bore 200Mm Pipes In Trenches; Average Depth To Invert 4.5- 5.0M | 57.54 | m | AED | 737 | 42407.72
2021-01 | 4 | 4.0235 | United Arab Emirates | Dubai | Infrastructure | Al Furjan | Roads & Utilities - Package 3 | NAKHEEL | ASGC | Tender | 2021 |  | Pipework - Pipes | I522 | Nominal Bore 250Mm Pipe In Trenches; Average Depth To Invert N.E. 1.5 M | 10.46 | m | AED | 190.7 | 1995.1
2021-01 | 4 | 4.0235 | United Arab Emirates | Dubai | Infrastructure | Al Furjan | Roads & Utilities - Package 3 | NAKHEEL | ASGC | Tender | 2021 |  | Pipework - Pipes | I523 | Nominal Bore 250Mm Pipe In Trenches; Average Depth To Invert 1.5 - 2.0 M | 18.31 | m | AED | 213.6 | 3910.7
2021-01 | 4 | 4.0235 | United Arab Emirates | Dubai | Infrastructure | Al Furjan | Roads & Utilities - Package 3 | NAKHEEL | ASGC | Tender | 2021 |  | Pipework - Pipes | I524 | Nominal Bore 250Mm Pipe In Trenches; Average Depth To Invert 2.0 - 2.5 M | 20.92 | m | AED | 390.2 | 8164.54
2021-01 | 4 | 4.0235 | United Arab Emirates | Dubai | Infrastructure | Al Furjan | Roads & Utilities - Package 3 | NAKHEEL | ASGC | Tender | 2021 |  | Pipework - Pipes | I525 | Nominal Bore 250Mm Pipe In Trenches; Average Depth To Invert 2.5 - 3.0 M | 26.16 | m | AED | 426.9 | 11165.57
2021-01 | 4 | 4.0236 | United Arab Emirates | Dubai | Infrastructure | Al Furjan | Roads & Utilities - Package 3 | NAKHEEL | ASGC | Tender | 2021 |  | Pipework - Pipes | I526 | Nominal Bore 250Mm Pipe In Trenches; Average Depth To Invert 3.0 - 3.5 M | 41.85 | m | AED | 530.9 | 22217.1
2021-01 | 4 | 4.0236 | United Arab Emirates | Dubai | Infrastructure | Al Furjan | Roads & Utilities - Package 3 | NAKHEEL | ASGC | Tender | 2021 |  | Pipework - Pipes | I527 | Nominal Bore 250Mm Pipe In Trenches; Average Depth To Invert 3.5- 4.0M | 41.85 | m | AED | 592.6 | 24799.12
2021-01 | 4 | 4.0236 | United Arab Emirates | Dubai | Infrastructure | Al Furjan | Roads & Utilities - Package 3 | NAKHEEL | ASGC | Tender | 2021 |  | Pipework - Pipes | I528.1 | Nominal Bore 250Mm Pipe In Trenches; Average Depth To Invert 4.0- 4.5M | 57.54 | m | AED | 711.7 | 40951.93
2021-01 | 4 | 4.0236 | United Arab Emirates | Dubai | Infrastructure | Al Furjan | Roads & Utilities - Package 3 | NAKHEEL | ASGC | Tender | 2021 |  | Pipework - Pipes | I528.2 | Nominal Bore 250Mm Pipe In Trenches; Average Depth To Invert 4.5- 5.0M | 73.23 | m | AED | 775.6 | 56800.29
2021-01 | 4 | 4.0236 | United Arab Emirates | Dubai | Infrastructure | Al Furjan | Roads & Utilities - Package 3 | NAKHEEL | ASGC | Tender | 2021 |  | Pipework - Pipes | I528.3 | Nominal Bore 250Mm Pipe In Trenches; Average Depth To Invert 5.0- 5.5M | 68 | m | AED | 862.6 | 58659.39
2021-01 | 4 | 4.0236 | United Arab Emirates | Dubai | Infrastructure | Al Furjan | Roads & Utilities - Package 3 | NAKHEEL | ASGC | Tender | 2021 |  | Pipework - Pipes | I528.4 | Nominal Bore 250Mm Pipe In Trenches; Average Depth To Invert 5.5- 6.0M | 20.92 | m | AED | 1082 | 22639.77
2021-01 | 4 | 4.0236 | United Arab Emirates | Dubai | Infrastructure | Al Furjan | Roads & Utilities - Package 3 | NAKHEEL | ASGC | Tender | 2021 |  | Pipework - Pipes | I522 | Nominal Bore 300Mm Pipe In Trenches; Average Depth To Invert N.E. 1.5 M | 13.08 | m | AED | 226.9 | 2967.28
2021-01 | 4 | 4.0236 | United Arab Emirates | Dubai | Infrastructure | Al Furjan | Roads & Utilities - Package 3 | NAKHEEL | ASGC | Tender | 2021 |  | Pipework - Pipes | I523 | Nominal Bore 300Mm Pipe In Trenches; Average Depth To Invert 1.5 - 2.0 M | 10.46 | m | AED | 251.3 | 2629.1
2021-01 | 4 | 4.0236 | United Arab Emirates | Dubai | Infrastructure | Al Furjan | Roads & Utilities - Package 3 | NAKHEEL | ASGC | Tender | 2021 |  | Pipework - Pipes | I524 | Nominal Bore 300Mm Pipe In Trenches; Average Depth To Invert 2.0 - 2.5 M | 15.69 | m | AED | 429.6 | 6741.71
2021-01 | 4 | 4.0236 | United Arab Emirates | Dubai | Infrastructure | Al Furjan | Roads & Utilities - Package 3 | NAKHEEL | ASGC | Tender | 2021 |  | Pipework - Pipes | I528.1 | Nominal Bore 300Mm Pipe In Trenches; Average Depth To Invert 4.0- 4.5M | 10.46 | m | AED | 752.9 | 7876.84
2021-01 | 4 | 4.0236 | United Arab Emirates | Dubai | Infrastructure | Al Furjan | Roads & Utilities - Package 3 | NAKHEEL | ASGC | Tender | 2021 |  | Pipework - Pipes | I528.2 | Nominal Bore 300Mm Pipe In Trenches; Average Depth To Invert 4.5- 5.0M | 39.23 | m | AED | 817.7 | 32080.42
2021-01 | 4 | 4.0237 | United Arab Emirates | Dubai | Infrastructure | Al Furjan | Roads & Utilities - Package 3 | NAKHEEL | ASGC | Tender | 2021 |  | Pipework - Pipes | I528.3 | Nominal Bore 300Mm Pipe In Trenches; Average Depth To Invert 5.5- 6.0M | 23.54 | m | AED | 1126.5 | 26517.25
2021-01 | 4 | 4.0237 | United Arab Emirates | Dubai | Infrastructure | Al Furjan | Roads & Utilities - Package 3 | NAKHEEL | ASGC | Tender | 2021 |  | Pipework - Pipes | I528.4 | Nominal Bore 300Mm Pipe In Trenches; Average Depth To Invert 6.0- 6.5M | 26.16 | m | AED | 1269.1 | 33193.31
2021-01 | 4 | 4.0237 | United Arab Emirates | Dubai | Infrastructure | Al Furjan | Roads & Utilities - Package 3 | NAKHEEL | ASGC | Tender | 2021 |  | Pipework - Manholes And Pipework Ancillaries | K131 | Construction Of Sewer Manholes Including Excavation In Any Material Other Than Rock, Backfilling, Disposal Of Surplus Material, Dewatering, Concrete Blinding, Concreting, Grp Laminated Benching, Reinforcement, Formwork, Grp Laminated Corbelling, Tanking, 600X600Mm Heavy Duty Double Triangular Di Cover And Frame To En124, D400 , Support For Ladder, Stainless Steel Safety Chains, Toe Holes, Providing Backdrop Connections Where Necessary Including Supply Of All Fittings, Vertical Pipe Drops, Concrete Encasement, Grp End Plug With Ss Chain & Rodding Eye Provision And Complete As Per Specifications And Drawings Etc.; 1200Mm Internal Dia Man Holes; Depth To Invert: Not Exceeding 1.5M | 17 | Nr | AED | 14099.8 | 239696.6
2021-01 | 4 | 4.0237 | United Arab Emirates | Dubai | Infrastructure | Al Furjan | Roads & Utilities - Package 3 | NAKHEEL | ASGC | Tender | 2021 |  | Pipework - Manholes And Pipework Ancillaries | K132 | Construction Of Sewer Manholes Including Excavation In Any Material Other Than Rock, Backfilling, Disposal Of Surplus Material, Dewatering, Concrete Blinding, Concreting, Grp Laminated Benching, Reinforcement, Formwork, Grp Laminated Corbelling, Tanking, 600X600Mm Heavy Duty Double Triangular Di Cover And Frame To En124, D400 , Support For Ladder, Stainless Steel Safety Chains, Toe Holes, Providing Backdrop Connections Where Necessary Including Supply Of All Fittings, Vertical Pipe Drops, Concrete Encasement, Grp End Plug With Ss Chain & Rodding Eye Provision And Complete As Per Specifications And Drawings Etc.; 1200Mm Internal Dia Man Holes; Depth To Invert: 1.5 - 2.0M | 76 | Nr | AED | 16555.7 | 1258233.2
2021-01 | 4 | 4.0237 | United Arab Emirates | Dubai | Infrastructure | Al Furjan | Roads & Utilities - Package 3 | NAKHEEL | ASGC | Tender | 2021 |  | Pipework - Manholes And Pipework Ancillaries | K133 | Construction Of Sewer Manholes Including Excavation In Any Material Other Than Rock, Backfilling, Disposal Of Surplus Material, Dewatering, Concrete Blinding, Concreting, Grp Laminated Benching, Reinforcement, Formwork, Grp Laminated Corbelling, Tanking, 600X600Mm Heavy Duty Double Triangular Di Cover And Frame To En124, D400 , Support For Ladder, Stainless Steel Safety Chains, Toe Holes, Providing Backdrop Connections Where Necessary Including Supply Of All Fittings, Vertical Pipe Drops, Concrete Encasement, Grp End Plug With Ss Chain & Rodding Eye Provision And Complete As Per Specifications And Drawings Etc.; 1200Mm Internal Dia Man Holes; Depth To Invert: 2.0 - 2.5M | 32 | Nr | AED | 20357.4 | 651436.8
2021-01 | 4 | 4.0237 | United Arab Emirates | Dubai | Infrastructure | Al Furjan | Roads & Utilities - Package 3 | NAKHEEL | ASGC | Tender | 2021 |  | Pipework - Manholes And Pipework Ancillaries | K134 | Construction Of Sewer Manholes Including Excavation In Any Material Other Than Rock, Backfilling, Disposal Of Surplus Material, Dewatering, Concrete Blinding, Concreting, Grp Laminated Benching, Reinforcement, Formwork, Grp Laminated Corbelling, Tanking, 600X600Mm Heavy Duty Double Triangular Di Cover And Frame To En124, D400 , Support For Ladder, Stainless Steel Safety Chains, Toe Holes, Providing Backdrop Connections Where Necessary Including Supply Of All Fittings, Vertical Pipe Drops, Concrete Encasement, Grp End Plug With Ss Chain & Rodding Eye Provision And Complete As Per Specifications And Drawings Etc.; 1200Mm Internal Dia Man Holes; Depth To Invert: 2.5 - 3.0M | 6 | Nr | AED | 22837.5 | 137025
2021-01 | 4 | 4.0237 | United Arab Emirates | Dubai | Infrastructure | Al Furjan | Roads & Utilities - Package 3 | NAKHEEL | ASGC | Tender | 2021 |  | Pipework - Manholes And Pipework Ancillaries | K135 | Construction Of Sewer Manholes Including Excavation In Any Material Other Than Rock, Backfilling, Disposal Of Surplus Material, Dewatering, Concrete Blinding, Concreting, Grp Laminated Benching, Reinforcement, Formwork, Grp Laminated Corbelling, Tanking, 600X600Mm Heavy Duty Double Triangular Di Cover And Frame To En124, D400 , Support For Ladder, Stainless Steel Safety Chains, Toe Holes, Providing Backdrop Connections Where Necessary Including Supply Of All Fittings, Vertical Pipe Drops, Concrete Encasement, Grp End Plug With Ss Chain & Rodding Eye Provision And Complete As Per Specifications And Drawings Etc.; 1200Mm Internal Dia Man Holes; Depth To Invert: 3.0 - 3.5M | 1 | Nr | AED | 25454.6 | 25454.6
2021-01 | 4 | 4.0237 | United Arab Emirates | Dubai | Infrastructure | Al Furjan | Roads & Utilities - Package 3 | NAKHEEL | ASGC | Tender | 2021 |  | Pipework - Manholes And Pipework Ancillaries | K131 | 1500Mm Internal Dia Man Holes; Depth To Invert: Not Exceeding 1.5M | 1 | Nr | AED | 16949.8 | 16949.8
2021-01 | 4 | 4.0237 | United Arab Emirates | Dubai | Infrastructure | Al Furjan | Roads & Utilities - Package 3 | NAKHEEL | ASGC | Tender | 2021 |  | Pipework - Manholes And Pipework Ancillaries | K132 | 1500Mm Internal Dia Man Holes; Depth To Invert: 1.5 - 2.0M | 1 | Nr | AED | 19937.8 | 19937.8
2021-01 | 4 | 4.0237 | United Arab Emirates | Dubai | Infrastructure | Al Furjan | Roads & Utilities - Package 3 | NAKHEEL | ASGC | Tender | 2021 |  | Pipework - Manholes And Pipework Ancillaries | K133 | 1500Mm Internal Dia Man Holes; Depth To Invert: 2.0 - 2.5M | 1 | Nr | AED | 24421 | 24421
2021-01 | 4 | 4.0238 | United Arab Emirates | Dubai | Infrastructure | Al Furjan | Roads & Utilities - Package 3 | NAKHEEL | ASGC | Tender | 2021 |  | Pipework - Manholes And Pipework Ancillaries | K134 | 1500Mm Internal Dia Man Holes; Depth To Invert: 2.5 - 3.0M | 2 | Nr | AED | 27435.7 | 54871.4
2021-01 | 4 | 4.0238 | United Arab Emirates | Dubai | Infrastructure | Al Furjan | Roads & Utilities - Package 3 | NAKHEEL | ASGC | Tender | 2021 |  | Pipework - Manholes And Pipework Ancillaries | K135 | 1500Mm Internal Dia Man Holes; Depth To Invert: 3 - 3.5M | 13 | Nr | AED | 30602.7 | 397835.1
2021-01 | 4 | 4.0238 | United Arab Emirates | Dubai | Infrastructure | Al Furjan | Roads & Utilities - Package 3 | NAKHEEL | ASGC | Tender | 2021 |  | Pipework - Manholes And Pipework Ancillaries | K136 | 1500Mm Internal Dia Man Holes; Depth To Invert: 3.5 - 4.0M | 1 | Nr | AED | 33796.5 | 33796.5
2021-01 | 4 | 4.0238 | United Arab Emirates | Dubai | Infrastructure | Al Furjan | Roads & Utilities - Package 3 | NAKHEEL | ASGC | Tender | 2021 |  | Pipework - Manholes And Pipework Ancillaries | K137 | 1500Mm Internal Dia Man Holes; Depth To Invert: 4.0 - 4.5M | 1 | Nr | AED | 37569.2 | 37569.2
2021-01 | 4 | 4.0238 | United Arab Emirates | Dubai | Infrastructure | Al Furjan | Roads & Utilities - Package 3 | NAKHEEL | ASGC | Tender | 2021 |  | Pipework - Manholes And Pipework Ancillaries | K137.1 | 1500Mm Internal Dia Man Holes; Depth To Invert: 4.5 - 5.0M | 1 | Nr | AED | 40915.1 | 40915.1
2021-01 | 4 | 4.0238 | United Arab Emirates | Dubai | Infrastructure | Al Furjan | Roads & Utilities - Package 3 | NAKHEEL | ASGC | Tender | 2021 |  | Pipework - Manholes And Pipework Ancillaries | K135 | 1500Mm Internal Dia Lower Shaft 1000Mm Dia Upper Shaft Man Holes; Depth To Invert: 3.0 - 3.5M | 1 | Nr | AED | 27007.5 | 27007.5
2021-01 | 4 | 4.0238 | United Arab Emirates | Dubai | Infrastructure | Al Furjan | Roads & Utilities - Package 3 | NAKHEEL | ASGC | Tender | 2021 |  | Pipework - Manholes And Pipework Ancillaries | K136 | 1500Mm Internal Dia Lower Shaft 1000Mm Dia Upper Shaft Man Holes; Depth To Invert: 3.5 - 4.0M | 1 | Nr | AED | 29789 | 29789
2021-01 | 4 | 4.0238 | United Arab Emirates | Dubai | Infrastructure | Al Furjan | Roads & Utilities - Package 3 | NAKHEEL | ASGC | Tender | 2021 |  | Pipework - Manholes And Pipework Ancillaries | K137 | 1500Mm Internal Dia Lower Shaft 1000Mm Dia Upper Shaft Man Holes; Depth To Invert: 4.0 - 4.5M | 1 | Nr | AED | 32570.4 | 32570.4
2021-01 | 4 | 4.0238 | United Arab Emirates | Dubai | Infrastructure | Al Furjan | Roads & Utilities - Package 3 | NAKHEEL | ASGC | Tender | 2021 |  | Pipework - Manholes And Pipework Ancillaries | K137.1 | 1500Mm Internal Dia Lower Shaft 1000Mm Dia Upper Shaft Man Holes; Depth To Invert: 4.5 - 5.0M | 2 | Nr | AED | 36071.9 | 72143.8
2021-01 | 4 | 4.0239 | United Arab Emirates | Dubai | Infrastructure | Al Furjan | Roads & Utilities - Package 3 | NAKHEEL | ASGC | Tender | 2021 |  | Pipework - Manholes And Pipework Ancillaries | K137.2 | 1500Mm Internal Dia Lower Shaft 1000Mm Dia Upper Shaft Man Holes; Depth To Invert: 5.0 - 5.5M | 2 | Nr | AED | 39019.5 | 78039
2021-01 | 4 | 4.0239 | United Arab Emirates | Dubai | Infrastructure | Al Furjan | Roads & Utilities - Package 3 | NAKHEEL | ASGC | Tender | 2021 |  | Pipework - Manholes And Pipework Ancillaries | K137.3 | 1500Mm Internal Dia Lower Shaft 1000Mm Dia Upper Shaft Man Holes; Depth To Invert: 5.5 - 6.0M | 1 | Nr | AED | 43330.7 | 43330.7
2021-01 | 4 | 4.0239 | United Arab Emirates | Dubai | Infrastructure | Al Furjan | Roads & Utilities - Package 3 | NAKHEEL | ASGC | Tender | 2021 |  | Pipework - Manholes And Pipework Ancillaries | K999.7 | Construction Of Backdrop For 200Mm Dia Main Line As Per Approved Drawings Including Excavation, Disposal, Formworks, Concrete, Waterproofing, Backfilling, Fittings (Rodding Eye Measured Separately).; Depth Up To 1.5M | 12 | Nr | AED | 2264.3 | 27171.6
2021-01 | 4 | 4.0239 | United Arab Emirates | Dubai | Infrastructure | Al Furjan | Roads & Utilities - Package 3 | NAKHEEL | ASGC | Tender | 2021 |  | Pipework - Manholes And Pipework Ancillaries | K999.8 | Construction Of Backdrop For 200Mm Dia Main Line As Per Approved Drawings Including Excavation, Disposal, Formworks, Concrete, Waterproofing, Backfilling, Fittings (Rodding Eye Measured Separately).; Depth 1.5M To 2.0M | 7 | Nr | AED | 2533.3 | 17733.1
2021-01 | 4 | 4.0239 | United Arab Emirates | Dubai | Infrastructure | Al Furjan | Roads & Utilities - Package 3 | NAKHEEL | ASGC | Tender | 2021 |  | Pipework - Manholes And Pipework Ancillaries | K999.9 | Construction Of Backdrop For 200Mm Dia Main Line As Per Approved Drawings Including Excavation, Disposal, Formworks, Concrete, Waterproofing, Backfilling, Fittings (Rodding Eye Measured Separately).; Depth2.0M To 2.5M | 1 | Nr | AED | 2802.3 | 2802.3
2021-01 | 4 | 4.0239 | United Arab Emirates | Dubai | Infrastructure | Al Furjan | Roads & Utilities - Package 3 | NAKHEEL | ASGC | Tender | 2021 |  | Pipework - Manholes And Pipework Ancillaries | K999.10 | Construction Of Backdrop For 200Mm Dia Main Line As Per Approved Drawings Including Excavation, Disposal, Formworks, Concrete, Waterproofing, Backfilling, Fittings (Rodding Eye Measured Separately).; Depth2.5M To 3.0M | 1 | Nr | AED | 3071.3 | 3071.3
2021-01 | 4 | 4.0239 | United Arab Emirates | Dubai | Infrastructure | Al Furjan | Roads & Utilities - Package 3 | NAKHEEL | ASGC | Tender | 2021 |  | Pipework - Manholes And Pipework Ancillaries | K999.11 | Construction Of Backdrop For 200Mm Dia Main Line As Per Approved Drawings Including Excavation, Disposal, Formworks, Concrete, Waterproofing, Backfilling, Fittings (Rodding Eye Measured Separately).; Depth3.5M To 4.0M | 1 | Nr | AED | 3609.3 | 3609.3
2021-01 | 4 | 4.0239 | United Arab Emirates | Dubai | Infrastructure | Al Furjan | Roads & Utilities - Package 3 | NAKHEEL | ASGC | Tender | 2021 |  | Pipework - Manholes And Pipework Ancillaries | K999.12 | Construction Of Backdrop For 200Mm Dia Main Line As Per Approved Drawings Including Excavation, Disposal, Formworks, Concrete, Waterproofing, Backfilling, Fittings (Rodding Eye Measured Separately).; Depth Exceeding 4M | 1 | Nr | AED | 4147.3 | 4147.3
2021-01 | 4 | 4.0239 | United Arab Emirates | Dubai | Infrastructure | Al Furjan | Roads & Utilities - Package 3 | NAKHEEL | ASGC | Tender | 2021 |  | Sewer And Main Water Renovation And Anciliary Works | Y999 | Supply & Fixing Grp Rodding Eye Plug With Ss Chain For Backdrops; 160Mm Dia Grp Rodding Eye Plug With Ss Chain 50Cm Long | 138 | Nr | AED | 368.3 | 50825.4
2021-01 | 4 | 4.0239 | United Arab Emirates | Dubai | Infrastructure | Al Furjan | Roads & Utilities - Package 3 | NAKHEEL | ASGC | Tender | 2021 |  | Sewer And Main Water Renovation And Anciliary Works | Y999.1 | Supply & Fixing Grp Rodding Eye Plug With Ss Chain For Backdrops; 200Mm Dia Grp Rodding Eye Plug With Ss Chain 50Cm Long | 23 | Nr | AED | 526.1 | 12100.3
2021-01 | 4 | 4.024 | United Arab Emirates | Dubai | Infrastructure | Al Furjan | Roads & Utilities - Package 3 | NAKHEEL | ASGC | Tender | 2021 |  | Pipework - Supports And Protection | L531.1 | Granular Material In Bedding And Surround To Pipes Undisturbed Material As Per Drawings And Specifications For Excavation Of Trench In Dry Conditions.; 160Mm Dia | 4206 | m | AED | 86.3 | 362977.8
2021-01 | 4 | 4.024 | United Arab Emirates | Dubai | Infrastructure | Al Furjan | Roads & Utilities - Package 3 | NAKHEEL | ASGC | Tender | 2021 |  | Pipework - Supports And Protection | L531.2 | Granular Material In Bedding And Surround To Pipes Undisturbed Material As Per Drawings And Specifications For Excavation Of Trench In Dry Conditions.; 200Mm Dia | 3403.3 | m | AED | 95.1 | 323653.83
2021-01 | 4 | 4.024 | United Arab Emirates | Dubai | Infrastructure | Al Furjan | Roads & Utilities - Package 3 | NAKHEEL | ASGC | Tender | 2021 |  | Pipework - Supports And Protection | L532.1 | Granular Material In Bedding And Surround To Pipes Undisturbed Material As Per Drawings And Specifications For Excavation Of Trench In Dry Conditions.; 250Mm Dia | 303.4 | m | AED | 106.2 | 32220.87
2021-01 | 4 | 4.024 | United Arab Emirates | Dubai | Infrastructure | Al Furjan | Roads & Utilities - Package 3 | NAKHEEL | ASGC | Tender | 2021 |  | Pipework - Supports And Protection | L532.2 | Granular Material In Bedding And Surround To Pipes Undisturbed Material As Per Drawings And Specifications For Excavation Of Trench In Dry Conditions.; 300Mm Dia | 110.9 | m | AED | 117.7 | 13052.6
2021-01 | 4 | 4.024 | United Arab Emirates | Dubai | Infrastructure | Al Furjan | Roads & Utilities - Package 3 | NAKHEEL | ASGC | Tender | 2021 |  | Pipework - Supports And Protection | L601.1 | Geotextile Wrap In Bedding And Surround To Pipes As Per Drawings And Specifications For Excavation Of Trench Below Water Table; 160Mm Dia | 4206 | m | AED | 14 | 58884
2021-01 | 4 | 4.024 | United Arab Emirates | Dubai | Infrastructure | Al Furjan | Roads & Utilities - Package 3 | NAKHEEL | ASGC | Tender | 2021 |  | Pipework - Supports And Protection | L601.2 | Geotextile Wrap In Bedding And Surround To Pipes As Per Drawings And Specifications For Excavation Of Trench Below Water Table; 200Mm Dia | 3403.3 | m | AED | 14.8 | 50368.84
2021-01 | 4 | 4.024 | United Arab Emirates | Dubai | Infrastructure | Al Furjan | Roads & Utilities - Package 3 | NAKHEEL | ASGC | Tender | 2021 |  | Pipework - Supports And Protection | L602.1 | Geotextile Wrap In Bedding And Surround To Pipes As Per Drawings And Specifications For Excavation Of Trench Below Water Table; 250Mm Dia | 379.25 | m | AED | 15.8 | 5992.11
2021-01 | 4 | 4.024 | United Arab Emirates | Dubai | Infrastructure | Al Furjan | Roads & Utilities - Package 3 | NAKHEEL | ASGC | Tender | 2021 |  | Pipework - Supports And Protection | L602.2 | Geotextile Wrap In Bedding And Surround To Pipes As Per Drawings And Specifications For Excavation Of Trench Below Water Table; 300Mm Dia | 138.62 | m | AED | 16.8 | 2328.84
2021-01 | 4 | 4.024 | United Arab Emirates | Dubai | Infrastructure | Al Furjan | Roads & Utilities - Package 3 | NAKHEEL | ASGC | Tender | 2021 |  | Pipework - Supports And Protection | L661.1 | Warning Tape As Per Drawings And Specifications; 160Mm Dia | 4206 | m | AED | 1.1 | 4626.6
2021-01 | 4 | 4.024 | United Arab Emirates | Dubai | Infrastructure | Al Furjan | Roads & Utilities - Package 3 | NAKHEEL | ASGC | Tender | 2021 |  | Pipework - Supports And Protection | L661.2 | Warning Tape As Per Drawings And Specifications; 200Mm Dia | 3403.3 | m | AED | 1.1 | 3743.63
2021-01 | 4 | 4.024 | United Arab Emirates | Dubai | Infrastructure | Al Furjan | Roads & Utilities - Package 3 | NAKHEEL | ASGC | Tender | 2021 |  | Pipework - Supports And Protection | L662.1 | Warning Tape As Per Drawings And Specifications; 250Mm Dia | 379.25 | m | AED | 1.1 | 417.17
2021-01 | 4 | 4.0241 | United Arab Emirates | Dubai | Infrastructure | Al Furjan | Roads & Utilities - Package 3 | NAKHEEL | ASGC | Tender | 2021 |  | Pipework - Supports And Protection | L662.2 | Warning Tape As Per Drawings And Specifications; 300Mm Dia | 138.62 | m | AED | 1.1 | 152.48
2021-01 | 4 | 4.0241 | United Arab Emirates | Dubai | Infrastructure | Al Furjan | Roads & Utilities - Package 3 | NAKHEEL | ASGC | Tender | 2021 |  | Pipework - Supports And Protection | L551.1 | Concrete Grade C35/20 In Bedding And Surround To Pipe As Shown On Drawings And As Specification Below 1.5 M Depth; 160Mm Dia | 841.2 | m | AED | 250.6 | 210804.72
2021-01 | 4 | 4.0241 | United Arab Emirates | Dubai | Infrastructure | Al Furjan | Roads & Utilities - Package 3 | NAKHEEL | ASGC | Tender | 2021 |  | Pipework - Supports And Protection | L551.2 | Concrete Grade C35/20 In Bedding And Surround To Pipe As Shown On Drawings And As Specification Below 1.5 M Depth; 200Mm Dia | 680.66 | m | AED | 265.1 | 180442.97
2021-01 | 4 | 4.0241 | United Arab Emirates | Dubai | Infrastructure | Al Furjan | Roads & Utilities - Package 3 | NAKHEEL | ASGC | Tender | 2021 |  | Pipework - Supports And Protection | L542.1 | Concrete Grade C35/20 In Bedding And Surround To Pipe As Shown On Drawings And As Specification Below 1.5 M Depth; 250Mm Dia | 75.85 | m | AED | 282.5 | 21427.48
2021-01 | 4 | 4.0241 | United Arab Emirates | Dubai | Infrastructure | Al Furjan | Roads & Utilities - Package 3 | NAKHEEL | ASGC | Tender | 2021 |  | Pipework - Supports And Protection | L542.2 | Concrete Grade C35/20 In Bedding And Surround To Pipe As Shown On Drawings And As Specification Below 1.5 M Depth; 300Mm Dia | 27.72 | m | AED | 299.1 | 8292.34
2021-01 | 4 | 4.0241 | United Arab Emirates | Dubai | Infrastructure | Al Furjan | Roads & Utilities - Package 3 | NAKHEEL | ASGC | Tender | 2021 |  | Pipework - Supports And Protection | L111 | Extra Over To Excavation Of Rock In Chambers And Pipes | 700 | m³ | AED | 32.3 | 22610
2021-01 | 4 | 4.0241 | United Arab Emirates | Dubai | Infrastructure | Al Furjan | Roads & Utilities - Package 3 | NAKHEEL | ASGC | Tender | 2021 |  | Pipework - Fittings And Valves | J591 | End Cap For 150Mm Dia | 358 | Nr | AED | 51.7 | 18508.6
2021-01 | 4 | 4.0241 | United Arab Emirates | Dubai | Infrastructure | Al Furjan | Roads & Utilities - Package 3 | NAKHEEL | ASGC | Tender | 2021 |  | Pipework - Pipes | I999 | Non Disruptive Road Crossing (Any Method) Including Supply Of Pipes, Steel Sleeves / Concrete Encasement With Grouting, Disposal Of Surplus Material, Dewatering, Shoring, Testing, Backfilling The Pits, Monitoring Road Levels And Reinstating The Surface To Original State As Per Approved Drawing And Specifications; For 200 Mm Dia Upvc Pipes | 10 | m | AED | 7891.9 | 78919
2021-01 | 4 | 4.0241 | United Arab Emirates | Dubai | Infrastructure | Al Furjan | Roads & Utilities - Package 3 | NAKHEEL | ASGC | Tender | 2021 |  | Pipework - Pipes | I513.1 | Supply, Lay Joint, Test And Commission Of Upvc Pipes & Fittings Including Couplers, Straight Specials And Short Pipe Pieces In Accordance With Bs 3505 Including Excavation, Backfilling, Compaction, Disposal Of Unsuitable Material To Approved Dump Site, Dewatering, Protection Of Services, Supports, Warning Tape Etc. All Complete As Per Drawings And Specification (Beds And Surrounds Measured Separately); 100Mm Dia Pipe Depth Range 1.5 To 2.0 M | 1562 | m | AED | 169.2 | 264290.4
2021-01 | 4 | 4.0241 | United Arab Emirates | Dubai | Infrastructure | Al Furjan | Roads & Utilities - Package 3 | NAKHEEL | ASGC | Tender | 2021 |  | Pipework - Pipes | I513.2 | Supply, Lay Joint, Test And Commission Of Upvc Pipes & Fittings Including Couplers, Straight Specials And Short Pipe Pieces In Accordance With Bs 3505 Including Excavation, Backfilling, Compaction, Disposal Of Unsuitable Material To Approved Dump Site, Dewatering, Protection Of Services, Supports, Warning Tape Etc. All Complete As Per Drawings And Specification (Beds And Surrounds Measured Separately); 150Mm Dia Pipe Depth Range 1.5 To 2.0 M | 3162 | m | AED | 213 | 673506
2021-01 | 4 | 4.0242 | United Arab Emirates | Dubai | Infrastructure | Al Furjan | Roads & Utilities - Package 3 | NAKHEEL | ASGC | Tender | 2021 |  | Pipework - Pipes | I513.3 | Supply, Lay Joint, Test And Commission Of Upvc Pipes & Fittings Including Couplers, Straight Specials And Short Pipe Pieces In Accordance With Bs 3505 Including Excavation, Backfilling, Compaction, Disposal Of Unsuitable Material To Approved Dump Site, Dewatering, Protection Of Services, Supports, Warning Tape Etc. All Complete As Per Drawings And Specification (Beds And Surrounds Measured Separately); 200Mm Dia Pipe Depth Range 1.5 To 2.0 M | 299 | m | AED | 294.4 | 88025.6
2021-01 | 4 | 4.0242 | United Arab Emirates | Dubai | Infrastructure | Al Furjan | Roads & Utilities - Package 3 | NAKHEEL | ASGC | Tender | 2021 |  | Pipework - Pipes | I523 | Supply, Lay Joint, Test And Commission Of Upvc Pipes & Fittings Including Couplers, Straight Specials And Short Pipe Pieces In Accordance With Bs 3505 Including Excavation, Backfilling, Compaction, Disposal Of Unsuitable Material To Approved Dump Site, Dewatering, Protection Of Services, Supports, Warning Tape Etc. All Complete As Per Drawings And Specification (Beds And Surrounds Measured Separately); 250Mm Dia Pipe Depth Range 1.5 To 2.0 M | 150 | m | AED | 394.6 | 59190
2021-01 | 4 | 4.0242 | United Arab Emirates | Dubai | Infrastructure | Al Furjan | Roads & Utilities - Package 3 | NAKHEEL | ASGC | Tender | 2021 |  | Pipework - Pipes | I633.1 | Supply, Lay Joint, Test And Commission Of Grp Pipes & Fittings Including Couplers, Straight Specials And Short Pipe Pieces In Accordance With Astm 3517 Including Excavation, Backfilling, Compaction, Disposal Of Unsuitable Material To Approved Dump Site, Dewatering, Protection Of Services, Supports, Warning Tape Etc. All Complete As Per Drawings And Specification (Beds And Surrounds Measured Separately); 300Mm Dia Pipe Depth Range 1.5 To 2.0 M | 25 | m | AED | 645.2 | 16130
2021-01 | 4 | 4.0242 | United Arab Emirates | Dubai | Infrastructure | Al Furjan | Roads & Utilities - Package 3 | NAKHEEL | ASGC | Tender | 2021 |  | Pipework - Manholes And Pipework Ancillaries | K512 | Upvc Cable Ducts To Bs 3506 Class C Laid And Jointed In Trench Beneath Carriage Ways Including Excavation, Backfilling, Protection Of Services, End Caps, 8Mm Diameter Draw Cords, Studs & Concrete Duct Marker As Per Drawings And Specifications ( Beds And Surrounds Measured Seperately ); 1-Way 100Mm Diameter Depth Not Exceeding 1.5M; 1-Way 100Mm Diameter Depth Not Exceeding 1.5M | 477 | m | AED | 220.9 | 105369.3
2021-01 | 4 | 4.0242 | United Arab Emirates | Dubai | Infrastructure | Al Furjan | Roads & Utilities - Package 3 | NAKHEEL | ASGC | Tender | 2021 |  | Pipework - Manholes And Pipework Ancillaries | K522 | Upvc Cable Ducts To Bs 3506 Class C Laid And Jointed In Trench Beneath Carriage Ways Including Excavation, Backfilling, Protection Of Services, End Caps, 8Mm Diameter Draw Cords, Studs & Concrete Duct Marker As Per Drawings And Specifications ( Beds And Surrounds Measured Seperately ); 2-Way 150Mm Diameter Depth Not Exceeding 1.5M | 864 | m | AED | 300.5 | 259632
2021-01 | 4 | 4.0242 | United Arab Emirates | Dubai | Infrastructure | Al Furjan | Roads & Utilities - Package 3 | NAKHEEL | ASGC | Tender | 2021 |  | Pipework - Manholes And Pipework Ancillaries | K512.1 | Upvc Cable Ducts To Bs 3506 Class C Laid And Jointed In Trench Beneath Carriage Ways Including Excavation, Backfilling, Protection Of Services, End Caps, 8Mm Diameter Draw Cords, Studs & Concrete Duct Marker As Per Drawings And Specifications ( Beds And Surrounds Measured Seperately ); 1-Way 300Mm Diameter Depth Not Exceeding 1.5M | 2160 | m | AED | 322.7 | 697032
2021-01 | 4 | 4.0242 | United Arab Emirates | Dubai | Infrastructure | Al Furjan | Roads & Utilities - Package 3 | NAKHEEL | ASGC | Tender | 2021 |  | Pipework - Fittings And Valves | J891 | Supply And Fixing Of Valves Including Coupling, Nut & Bolts, Pipe Work Inside The Chamber And All Other Accessories All As Per Drawings And Specification; Washout Valves: 150 Mm Dia | 2 | Nr | AED | 15032.3 | 30064.6
2021-01 | 4 | 4.0242 | United Arab Emirates | Dubai | Infrastructure | Al Furjan | Roads & Utilities - Package 3 | NAKHEEL | ASGC | Tender | 2021 |  | Pipework - Fittings And Valves | J861 | Supply And Fixing Of Valves Including Coupling, Nut & Bolts, Pipe Work Inside The Chamber And All Other Accessories All As Per Drawings And Specification; Air Release Valves: 100 Mm Dia | 1 | Nr | AED | 9395.1 | 9395.1
2021-01 | 4 | 4.0242 | United Arab Emirates | Dubai | Infrastructure | Al Furjan | Roads & Utilities - Package 3 | NAKHEEL | ASGC | Tender | 2021 |  | Pipework - Fittings And Valves | J861.1 | Supply And Fixing Of Valves Including Coupling, Nut & Bolts, Pipe Work Inside The Chamber And All Other Accessories All As Per Drawings And Specification; Air Release Valves: 150 Mm Dia | 4 | Nr | AED | 11023.6 | 44094.4
2021-01 | 4 | 4.0243 | United Arab Emirates | Dubai | Infrastructure | Al Furjan | Roads & Utilities - Package 3 | NAKHEEL | ASGC | Tender | 2021 |  | Pipework - Fittings And Valves | J811 | Supply And Fixing Of Valves Including Coupling, Nut & Bolts, Pipe Work Inside The Chamber And All Other Accessories All As Per Drawings And Specification; Gate Valves 100Mm Dia | 63 | Nr | AED | 6889.9 | 434063.7
2021-01 | 4 | 4.0243 | United Arab Emirates | Dubai | Infrastructure | Al Furjan | Roads & Utilities - Package 3 | NAKHEEL | ASGC | Tender | 2021 |  | Pipework - Fittings And Valves | J811.1 | Supply And Fixing Of Valves Including Coupling, Nut & Bolts, Pipe Work Inside The Chamber And All Other Accessories All As Per Drawings And Specification; Gate Valves 150Mm Dia | 35 | Nr | AED | 8142.4 | 284984
2021-01 | 4 | 4.0243 | United Arab Emirates | Dubai | Infrastructure | Al Furjan | Roads & Utilities - Package 3 | NAKHEEL | ASGC | Tender | 2021 |  | Pipework - Fittings And Valves | J812 | Supply And Fixing Of Valves Including Coupling, Nut & Bolts, Pipe Work Inside The Chamber And All Other Accessories All As Per Drawings And Specification; Gate Valve 250Mm Dia | 3 | Nr | AED | 13779.5 | 41338.5
2021-01 | 4 | 4.0243 | United Arab Emirates | Dubai | Infrastructure | Al Furjan | Roads & Utilities - Package 3 | NAKHEEL | ASGC | Tender | 2021 |  | Pipework - Manholes And Pipework Ancillaries | K232.1 | Construction Of All Buried Valve Chambers (Depth Range 2.5M) Including Excavation In Any Material Other Than Rock, Backfilling, Disposal Of Unsuitable Material To An Approved Dump Site, Dewatering, Blinding, Concreting, Reinforcement, Formwork, Di Surface Box, Spindle Tubes, Ss Spindles, Thrust Block, Grp Sealing Plates For Covers Etc. All Complete As Detail Drawings And Specification; Gate Valves 100Mm Dia | 63 | Nr | AED | 14405.9 | 907571.7
2021-01 | 4 | 4.0243 | United Arab Emirates | Dubai | Infrastructure | Al Furjan | Roads & Utilities - Package 3 | NAKHEEL | ASGC | Tender | 2021 |  | Pipework - Manholes And Pipework Ancillaries | K232.2 | Construction Of All Buried Valve Chambers (Depth Range 2.5M) Including Excavation In Any Material Other Than Rock, Backfilling, Disposal Of Unsuitable Material To An Approved Dump Site, Dewatering, Blinding, Concreting, Reinforcement, Formwork, Di Surface Box, Spindle Tubes, Ss Spindles, Thrust Block, Grp Sealing Plates For Covers Etc. All Complete As Detail Drawings And Specification; Gate Valves 150Mm Dia | 35 | Nr | AED | 16284.8 | 569968
2021-01 | 4 | 4.0243 | United Arab Emirates | Dubai | Infrastructure | Al Furjan | Roads & Utilities - Package 3 | NAKHEEL | ASGC | Tender | 2021 |  | Pipework - Manholes And Pipework Ancillaries | K232.3 | Construction Of All Buried Valve Chambers (Depth Range 2.5M) Including Excavation In Any Material Other Than Rock, Backfilling, Disposal Of Unsuitable Material To An Approved Dump Site, Dewatering, Blinding, Concreting, Reinforcement, Formwork, Di Surface Box, Spindle Tubes, Ss Spindles, Thrust Block, Grp Sealing Plates For Covers Etc. All Complete As Detail Drawings And Specification; Gate Valve 250Mm Dia | 3 | Nr | AED | 22548.3 | 67644.9
2021-01 | 4 | 4.0243 | United Arab Emirates | Dubai | Infrastructure | Al Furjan | Roads & Utilities - Package 3 | NAKHEEL | ASGC | Tender | 2021 |  | Pipework - Manholes And Pipework Ancillaries | K232.5 | Construction Of All Valves Inside Chambers (Depth Range 2.5M) Including Excavation In Any Material Other Than Rock, Backfilling, Disposal Of Unsuitable Material To An Approved Dump Site, Dewatering, Blinding, Concreting, Reinforcement, Formwork, Di Circular Cover With Square Frame, Spindle Tubes, Ss Spindles, Thrust Block Etc. All Complete As Detail Drawings And Specification; Washout Valve Chambers Below 500Mm Dia | 2 | Nr | AED | 20043 | 40086
2021-01 | 4 | 4.0243 | United Arab Emirates | Dubai | Infrastructure | Al Furjan | Roads & Utilities - Package 3 | NAKHEEL | ASGC | Tender | 2021 |  | Pipework - Manholes And Pipework Ancillaries | K232.6 | Construction Of All Valves Inside Chambers (Depth Range 2.5M) Including Excavation In Any Material Other Than Rock, Backfilling, Disposal Of Unsuitable Material To An Approved Dump Site, Dewatering, Blinding, Concreting, Reinforcement, Formwork, Di Circular Cover With Square Frame, Spindle Tubes, Ss Spindles, Thrust Block Etc. All Complete As Detail Drawings And Specification; Air Valve Chambers Below 500Mm Dia | 5 | Nr | AED | 17537.5 | 87687.5
2021-01 | 4 | 4.0243 | United Arab Emirates | Dubai | Infrastructure | Al Furjan | Roads & Utilities - Package 3 | NAKHEEL | ASGC | Tender | 2021 |  | Pipework - Fittings And Valves | J411.1 | Upvc Pipe Fittings Including Couplers, Straight Specials & All Accessories Complete As Per Drawings And Specifications; Bend 11.25 Degree; 100Mm Dia | 2 | Nr | AED | 62.7 | 125.4
2021-01 | 4 | 4.0243 | United Arab Emirates | Dubai | Infrastructure | Al Furjan | Roads & Utilities - Package 3 | NAKHEEL | ASGC | Tender | 2021 |  | Pipework - Fittings And Valves | J411.2 | Upvc Pipe Fittings Including Couplers, Straight Specials & All Accessories Complete As Per Drawings And Specifications; Bend 45 Degree; 100Mm Dia | 20 | Nr | AED | 438.5 | 8770
2021-01 | 4 | 4.0244 | United Arab Emirates | Dubai | Infrastructure | Al Furjan | Roads & Utilities - Package 3 | NAKHEEL | ASGC | Tender | 2021 |  | Pipework - Fittings And Valves | J411.3 | Upvc Pipe Fittings Including Couplers, Straight Specials & All Accessories Complete As Per Drawings And Specifications; Bend 90 Degree; 100Mm Dia | 106 | Nr | AED | 476.1 | 50466.6
2021-01 | 4 | 4.0244 | United Arab Emirates | Dubai | Infrastructure | Al Furjan | Roads & Utilities - Package 3 | NAKHEEL | ASGC | Tender | 2021 |  | Pipework - Fittings And Valves | J411.4 | Upvc Pipe Fittings Including Couplers, Straight Specials & All Accessories Complete As Per Drawings And Specifications; Bend 11.25 Degree; 150Mm Dia | 12 | Nr | AED | 75.2 | 902.4
2021-01 | 4 | 4.0244 | United Arab Emirates | Dubai | Infrastructure | Al Furjan | Roads & Utilities - Package 3 | NAKHEEL | ASGC | Tender | 2021 |  | Pipework - Fittings And Valves | J411.5 | Upvc Pipe Fittings Including Couplers, Straight Specials & All Accessories Complete As Per Drawings And Specifications; Bend 22.5 Degree; 150Mm Dia | 2 | Nr | AED | 81.4 | 162.8
2021-01 | 4 | 4.0244 | United Arab Emirates | Dubai | Infrastructure | Al Furjan | Roads & Utilities - Package 3 | NAKHEEL | ASGC | Tender | 2021 |  | Pipework - Fittings And Valves | J411.6 | Upvc Pipe Fittings Including Couplers, Straight Specials & All Accessories Complete As Per Drawings And Specifications; Bend 45 Degree; 150Mm Dia | 66 | Nr | AED | 538.8 | 35560.8
2021-01 | 4 | 4.0244 | United Arab Emirates | Dubai | Infrastructure | Al Furjan | Roads & Utilities - Package 3 | NAKHEEL | ASGC | Tender | 2021 |  | Pipework - Fittings And Valves | J411.7 | Upvc Pipe Fittings Including Couplers, Straight Specials & All Accessories Complete As Per Drawings And Specifications; Bend 90 Degree; 150Mm Dia | 30 | Nr | AED | 582.5 | 17475
2021-01 | 4 | 4.0244 | United Arab Emirates | Dubai | Infrastructure | Al Furjan | Roads & Utilities - Package 3 | NAKHEEL | ASGC | Tender | 2021 |  | Pipework - Fittings And Valves | J411.8 | Upvc Pipe Fittings Including Couplers, Straight Specials & All Accessories Complete As Per Drawings And Specifications; Bend 11.25 Degree; 200Mm Dia | 2 | Nr | AED | 87.7 | 175.4
2021-01 | 4 | 4.0244 | United Arab Emirates | Dubai | Infrastructure | Al Furjan | Roads & Utilities - Package 3 | NAKHEEL | ASGC | Tender | 2021 |  | Pipework - Fittings And Valves | J411.9 | Upvc Pipe Fittings Including Couplers, Straight Specials & All Accessories Complete As Per Drawings And Specifications; Bend 45 Degree; 200Mm Dia | 6 | Nr | AED | 1102.5 | 6615
2021-01 | 4 | 4.0244 | United Arab Emirates | Dubai | Infrastructure | Al Furjan | Roads & Utilities - Package 3 | NAKHEEL | ASGC | Tender | 2021 |  | Pipework - Fittings And Valves | J411.10 | Upvc Pipe Fittings Including Couplers, Straight Specials & All Accessories Complete As Per Drawings And Specifications; Bend 90 Degree; 200Mm Dia | 9 | Nr | AED | 1152.5 | 10372.5
2021-01 | 4 | 4.0244 | United Arab Emirates | Dubai | Infrastructure | Al Furjan | Roads & Utilities - Package 3 | NAKHEEL | ASGC | Tender | 2021 |  | Pipework - Fittings And Valves | J412.1 | Upvc Pipe Fittings Including Couplers, Straight Specials & All Accessories Complete As Per Drawings And Specifications; Bend 11.25 Degree; 250Mm Dia | 1 | Nr | AED | 106.5 | 106.5
2021-01 | 4 | 4.0244 | United Arab Emirates | Dubai | Infrastructure | Al Furjan | Roads & Utilities - Package 3 | NAKHEEL | ASGC | Tender | 2021 |  | Pipework - Fittings And Valves | J412.2 | Upvc Pipe Fittings Including Couplers, Straight Specials & All Accessories Complete As Per Drawings And Specifications; Bend 45 Degree; 250Mm Dia | 1 | Nr | AED | 1503.3 | 1503.3
2021-01 | 4 | 4.0244 | United Arab Emirates | Dubai | Infrastructure | Al Furjan | Roads & Utilities - Package 3 | NAKHEEL | ASGC | Tender | 2021 |  | Pipework - Fittings And Valves | J412.3 | Upvc Pipe Fittings Including Couplers, Straight Specials & All Accessories Complete As Per Drawings And Specifications; Bend 90 Degree; 250Mm Dia | 1 | Nr | AED | 1603.5 | 1603.5
2021-01 | 4 | 4.0245 | United Arab Emirates | Dubai | Infrastructure | Al Furjan | Roads & Utilities - Package 3 | NAKHEEL | ASGC | Tender | 2021 |  | Pipework - Fittings And Valves | J421 | Upvc Pipe Fittings Including Couplers, Straight Specials & All Accessories Complete As Per Drawings And Specifications; Tee; 100X100X100Mm Dia | 60 | Nr | AED | 488.5 | 29310
2021-01 | 4 | 4.0245 | United Arab Emirates | Dubai | Infrastructure | Al Furjan | Roads & Utilities - Package 3 | NAKHEEL | ASGC | Tender | 2021 |  | Pipework - Fittings And Valves | J421.1 | Upvc Pipe Fittings Including Couplers, Straight Specials & All Accessories Complete As Per Drawings And Specifications; Tee; 100X200X100Mm Dia | 1 | Nr | AED | 1064.9 | 1064.9
2021-01 | 4 | 4.0245 | United Arab Emirates | Dubai | Infrastructure | Al Furjan | Roads & Utilities - Package 3 | NAKHEEL | ASGC | Tender | 2021 |  | Pipework - Fittings And Valves | J421.2 | Upvc Pipe Fittings Including Couplers, Straight Specials & All Accessories Complete As Per Drawings And Specifications; Tee; 150X100X150Mm Dia | 2 | Nr | AED | 563.8 | 1127.6
2021-01 | 4 | 4.0245 | United Arab Emirates | Dubai | Infrastructure | Al Furjan | Roads & Utilities - Package 3 | NAKHEEL | ASGC | Tender | 2021 |  | Pipework - Fittings And Valves | J421.3 | Upvc Pipe Fittings Including Couplers, Straight Specials & All Accessories Complete As Per Drawings And Specifications; Tee; 150X150X150Mm Dia | 20 | Nr | AED | 576.4 | 11528
2021-01 | 4 | 4.0245 | United Arab Emirates | Dubai | Infrastructure | Al Furjan | Roads & Utilities - Package 3 | NAKHEEL | ASGC | Tender | 2021 |  | Pipework - Fittings And Valves | J421.4 | Upvc Pipe Fittings Including Couplers, Straight Specials & All Accessories Complete As Per Drawings And Specifications; Tee; 150X200X150Mm Dia | 4 | Nr | AED | 1190.1 | 4760.4
2021-01 | 4 | 4.0245 | United Arab Emirates | Dubai | Infrastructure | Al Furjan | Roads & Utilities - Package 3 | NAKHEEL | ASGC | Tender | 2021 |  | Pipework - Fittings And Valves | J422 | Upvc Pipe Fittings Including Couplers, Straight Specials & All Accessories Complete As Per Drawings And Specifications; Tee; 200X150X200Mm Dia | 2 | Nr | AED | 1158.8 | 2317.6
2021-01 | 4 | 4.0245 | United Arab Emirates | Dubai | Infrastructure | Al Furjan | Roads & Utilities - Package 3 | NAKHEEL | ASGC | Tender | 2021 |  | Pipework - Fittings And Valves | J422.1 | Upvc Pipe Fittings Including Couplers, Straight Specials & All Accessories Complete As Per Drawings And Specifications; Tee; 200X100X200Mm Dia | 3 | Nr | AED | 1177.6 | 3532.8
2021-01 | 4 | 4.0245 | United Arab Emirates | Dubai | Infrastructure | Al Furjan | Roads & Utilities - Package 3 | NAKHEEL | ASGC | Tender | 2021 |  | Pipework - Fittings And Valves | J431 | Upvc Pipe Fittings Including Couplers, Straight Specials & All Accessories Complete As Per Drawings And Specifications; Reducer; 150X100Mm Dia | 14 | Nr | AED | 60.5 | 847
2021-01 | 4 | 4.0245 | United Arab Emirates | Dubai | Infrastructure | Al Furjan | Roads & Utilities - Package 3 | NAKHEEL | ASGC | Tender | 2021 |  | Pipework - Fittings And Valves | J431.1 | Upvc Pipe Fittings Including Couplers, Straight Specials & All Accessories Complete As Per Drawings And Specifications; Reducer; 200X100Mm Dia | 1 | Nr | AED | 81.4 | 81.4
2021-01 | 4 | 4.0245 | United Arab Emirates | Dubai | Infrastructure | Al Furjan | Roads & Utilities - Package 3 | NAKHEEL | ASGC | Tender | 2021 |  | Pipework - Fittings And Valves | J431.2 | Upvc Pipe Fittings Including Couplers, Straight Specials & All Accessories Complete As Per Drawings And Specifications; Reducer; 200X150Mm Dia | 4 | Nr | AED | 100.3 | 401.2
2021-01 | 4 | 4.0246 | United Arab Emirates | Dubai | Infrastructure | Al Furjan | Roads & Utilities - Package 3 | NAKHEEL | ASGC | Tender | 2021 |  | Pipework - Fittings And Valves | J432 | Upvc Pipe Fittings Including Couplers, Straight Specials & All Accessories Complete As Per Drawings And Specifications; Reducer; 250X200Mm Dia | 2 | Nr | AED | 137.9 | 275.8
2021-01 | 4 | 4.0246 | United Arab Emirates | Dubai | Infrastructure | Al Furjan | Roads & Utilities - Package 3 | NAKHEEL | ASGC | Tender | 2021 |  | Pipework - Fittings And Valves | J491 | Upvc Pipe Fittings Including Couplers, Straight Specials & All Accessories Complete As Per Drawings And Specifications; End Cap; 100Mm Dia | 56 | Nr | AED | 438.5 | 24556
2021-01 | 4 | 4.0246 | United Arab Emirates | Dubai | Infrastructure | Al Furjan | Roads & Utilities - Package 3 | NAKHEEL | ASGC | Tender | 2021 |  | Pipework - Fittings And Valves | J491.1 | Upvc Pipe Fittings Including Couplers, Straight Specials & All Accessories Complete As Per Drawings And Specifications; End Cap; 150Mm Dia | 5 | Nr | AED | 519.9 | 2599.5
2021-01 | 4 | 4.0246 | United Arab Emirates | Dubai | Infrastructure | Al Furjan | Roads & Utilities - Package 3 | NAKHEEL | ASGC | Tender | 2021 |  | Pipework - Fittings And Valves | J492 | Upvc Pipe Fittings Including Couplers, Straight Specials & All Accessories Complete As Per Drawings And Specifications; End Cap; 200Mm Dia | 8 | Nr | AED | 1002.2 | 8017.6
2021-01 | 4 | 4.0246 | United Arab Emirates | Dubai | Infrastructure | Al Furjan | Roads & Utilities - Package 3 | NAKHEEL | ASGC | Tender | 2021 |  | Pipework - Fittings And Valves | J492.1 | Upvc Pipe Fittings Including Couplers, Straight Specials & All Accessories Complete As Per Drawings And Specifications; End Cap; 250Mm Dia | 1 | Nr | AED | 1064.9 | 1064.9
2021-01 | 4 | 4.0246 | United Arab Emirates | Dubai | Infrastructure | Al Furjan | Roads & Utilities - Package 3 | NAKHEEL | ASGC | Tender | 2021 |  | Pipework - Fittings And Valves | J451 | Upvc Pipe Fittings Including Couplers, Straight Specials & All Accessories Complete As Per Drawings And Specifications; Coupler For Riser; 100Mm Dia | 208 | Nr | AED | 413.4 | 85987.2
2021-01 | 4 | 4.0246 | United Arab Emirates | Dubai | Infrastructure | Al Furjan | Roads & Utilities - Package 3 | NAKHEEL | ASGC | Tender | 2021 |  | Pipework - Fittings And Valves | J451.1 | Upvc Pipe Fittings Including Couplers, Straight Specials & All Accessories Complete As Per Drawings And Specifications; Coupler For Riser; 150Mm Dia | 26 | Nr | AED | 457.3 | 11889.8
2021-01 | 4 | 4.0246 | United Arab Emirates | Dubai | Infrastructure | Al Furjan | Roads & Utilities - Package 3 | NAKHEEL | ASGC | Tender | 2021 |  | Pipework - Fittings And Valves | J481 | Upvc Pipe Fittings Including Couplers, Straight Specials & All Accessories Complete As Per Drawings And Specifications; Straight Special For Riser; 100Mm Dia | 104 | Nr | AED | 689 | 71656
2021-01 | 4 | 4.0246 | United Arab Emirates | Dubai | Infrastructure | Al Furjan | Roads & Utilities - Package 3 | NAKHEEL | ASGC | Tender | 2021 |  | Pipework - Fittings And Valves | J481.1 | Upvc Pipe Fittings Including Couplers, Straight Specials & All Accessories Complete As Per Drawings And Specifications; Straight Special For Riser; 150Mm Dia | 13 | Nr | AED | 977.1 | 12702.3
2021-01 | 4 | 4.0247 | United Arab Emirates | Dubai | Infrastructure | Al Furjan | Roads & Utilities - Package 3 | NAKHEEL | ASGC | Tender | 2021 |  | Pipework - Fittings And Valves | J523.1 | Grp Pipe Fittings Including Couplers, Straight Specials & All Accessories Complete As Per Drawings And Specifications; Tee; 300X150X300Mm Dia | 3 | Nr | AED | 3382.2 | 10146.6
2021-01 | 4 | 4.0247 | United Arab Emirates | Dubai | Infrastructure | Al Furjan | Roads & Utilities - Package 3 | NAKHEEL | ASGC | Tender | 2021 |  | Pipework - Fittings And Valves | J523.2 | Grp Pipe Fittings Including Couplers, Straight Specials & All Accessories Complete As Per Drawings And Specifications; Tee; 300X250X300Mm Dia | 1 | Nr | AED | 3131.7 | 3131.7
2021-01 | 4 | 4.0247 | United Arab Emirates | Dubai | Infrastructure | Al Furjan | Roads & Utilities - Package 3 | NAKHEEL | ASGC | Tender | 2021 |  | Pipework - Fittings And Valves | J523.3 | Grp Pipe Fittings Including Couplers, Straight Specials & All Accessories Complete As Per Drawings And Specifications; Tee; 300X300X300Mm Dia | 1 | Nr | AED | 3006.5 | 3006.5
2021-01 | 4 | 4.0247 | United Arab Emirates | Dubai | Infrastructure | Al Furjan | Roads & Utilities - Package 3 | NAKHEEL | ASGC | Tender | 2021 |  | Pipework - Fittings And Valves | J533 | Grp Pipe Fittings Including Couplers, Straight Specials & All Accessories Complete As Per Drawings And Specifications; Reducer; 300X250Mm Dia | 1 | Nr | AED | 2004.3 | 2004.3
2021-01 | 4 | 4.0247 | United Arab Emirates | Dubai | Infrastructure | Al Furjan | Roads & Utilities - Package 3 | NAKHEEL | ASGC | Tender | 2021 |  | Pipework - Fittings And Valves | J593 | Grp Pipe Fittings Including Couplers, Straight Specials & All Accessories Complete As Per Drawings And Specifications; End Cap For 300 Mm Dia | 1 | Nr | AED | 2254.8 | 2254.8
2021-01 | 4 | 4.0247 | United Arab Emirates | Dubai | Infrastructure | Al Furjan | Roads & Utilities - Package 3 | NAKHEEL | ASGC | Tender | 2021 |  | Pipework - Supports And Protection | L511.1 | Granular Bed And Surround Including Warning Tape As Applicable; 100 Mm Dia Pipe | 937.2 | m | AED | 31.4 | 29428.08
2021-01 | 4 | 4.0247 | United Arab Emirates | Dubai | Infrastructure | Al Furjan | Roads & Utilities - Package 3 | NAKHEEL | ASGC | Tender | 2021 |  | Pipework - Supports And Protection | L511.2 | Granular Bed And Surround Including Warning Tape As Applicable; 150 Mm Dia Pipe | 1897.2 | m | AED | 35.1 | 66591.72
2021-01 | 4 | 4.0247 | United Arab Emirates | Dubai | Infrastructure | Al Furjan | Roads & Utilities - Package 3 | NAKHEEL | ASGC | Tender | 2021 |  | Pipework - Supports And Protection | L511.3 | Granular Bed And Surround Including Warning Tape As Applicable; 200 Mm Dia Pipe | 179.4 | m | AED | 43.9 | 7875.66
2021-01 | 4 | 4.0247 | United Arab Emirates | Dubai | Infrastructure | Al Furjan | Roads & Utilities - Package 3 | NAKHEEL | ASGC | Tender | 2021 |  | Pipework - Supports And Protection | L512.1 | Granular Bed And Surround Including Warning Tape As Applicable; 250 Mm Dia Pipe | 90 | m | AED | 56.4 | 5076
2021-01 | 4 | 4.0247 | United Arab Emirates | Dubai | Infrastructure | Al Furjan | Roads & Utilities - Package 3 | NAKHEEL | ASGC | Tender | 2021 |  | Pipework - Supports And Protection | L512.2 | Granular Bed And Surround Including Warning Tape As Applicable; 300 Mm Dia Pipe | 15 | m | AED | 70.2 | 1053
2021-01 | 4 | 4.0248 | United Arab Emirates | Dubai | Infrastructure | Al Furjan | Roads & Utilities - Package 3 | NAKHEEL | ASGC | Tender | 2021 |  | Pipework - Supports And Protection | L531 | Granular Bed And Surround Including Warning Tape As Applicable; 2-Way 150Mm Diameter | 86.4 | m | AED | 87.7 | 7577.28
2021-01 | 4 | 4.0248 | United Arab Emirates | Dubai | Infrastructure | Al Furjan | Roads & Utilities - Package 3 | NAKHEEL | ASGC | Tender | 2021 |  | Pipework - Supports And Protection | L532 | Granular Bed And Surround Including Warning Tape As Applicable; 1-Way 300Mm Diameter | 216 | m | AED | 75.2 | 16243.2
2021-01 | 4 | 4.0248 | United Arab Emirates | Dubai | Infrastructure | Al Furjan | Roads & Utilities - Package 3 | NAKHEEL | ASGC | Tender | 2021 |  | Pipework - Supports And Protection | L541.1 | Concrete Grade C35/20 In Bedding And Surround To Pipe As Shown On Drawings And As Specification For Road Crossing; 100 Mm Dia Pipe | 624.8 | m | AED | 157.2 | 98218.56
2021-01 | 4 | 4.0248 | United Arab Emirates | Dubai | Infrastructure | Al Furjan | Roads & Utilities - Package 3 | NAKHEEL | ASGC | Tender | 2021 |  | Pipework - Supports And Protection | L541.2 | Concrete Grade C35/20 In Bedding And Surround To Pipe As Shown On Drawings And As Specification For Road Crossing; 150 Mm Dia Pipe | 1264.8 | m | AED | 179.3 | 226778.64
2021-01 | 4 | 4.0248 | United Arab Emirates | Dubai | Infrastructure | Al Furjan | Roads & Utilities - Package 3 | NAKHEEL | ASGC | Tender | 2021 |  | Pipework - Supports And Protection | L541.3 | Concrete Grade C35/20 In Bedding And Surround To Pipe As Shown On Drawings And As Specification For Road Crossing; 200 Mm Dia Pipe | 119.6 | m | AED | 203.1 | 24290.76
2021-01 | 4 | 4.0248 | United Arab Emirates | Dubai | Infrastructure | Al Furjan | Roads & Utilities - Package 3 | NAKHEEL | ASGC | Tender | 2021 |  | Pipework - Supports And Protection | L542.1 | Concrete Grade C35/20 In Bedding And Surround To Pipe As Shown On Drawings And As Specification For Road Crossing; 250 Mm Dia Pipe | 60 | m | AED | 228.7 | 13722
2021-01 | 4 | 4.0248 | United Arab Emirates | Dubai | Infrastructure | Al Furjan | Roads & Utilities - Package 3 | NAKHEEL | ASGC | Tender | 2021 |  | Pipework - Supports And Protection | L542.2 | Concrete Grade C35/20 In Bedding And Surround To Pipe As Shown On Drawings And As Specification For Road Crossing; 300 Mm Dia Pipe | 10 | m | AED | 255.8 | 2558
2021-01 | 4 | 4.0248 | United Arab Emirates | Dubai | Infrastructure | Al Furjan | Roads & Utilities - Package 3 | NAKHEEL | ASGC | Tender | 2021 |  | Pipework - Supports And Protection | L541.4 | Concrete Grade C35/20 In Bedding And Surround To Pipe As Shown On Drawings And As Specification For Road Crossing; 1-Way 100Mm Diameter | 477 | m | AED | 157.2 | 74984.4
2021-01 | 4 | 4.0248 | United Arab Emirates | Dubai | Infrastructure | Al Furjan | Roads & Utilities - Package 3 | NAKHEEL | ASGC | Tender | 2021 |  | Pipework - Supports And Protection | L541.3 | Concrete Grade C35/20 In Bedding And Surround To Pipe As Shown On Drawings And As Specification For Road Crossing; 2-Way 150Mm Diameter | 777.6 | m | AED | 221 | 171849.6
2021-01 | 4 | 4.0248 | United Arab Emirates | Dubai | Infrastructure | Al Furjan | Roads & Utilities - Package 3 | NAKHEEL | ASGC | Tender | 2021 |  | Pipework - Supports And Protection | L543 | Concrete Grade C35/20 In Bedding And Surround To Pipe As Shown On Drawings And As Specification For Road Crossing; 1-Way 300Mm Diameter | 1944 | m | AED | 255.8 | 497275.2
2021-01 | 4 | 4.0248 | United Arab Emirates | Dubai | Infrastructure | Al Furjan | Roads & Utilities - Package 3 | NAKHEEL | ASGC | Tender | 2021 |  | Pipework - Supports And Protection | L722 | Concrete Thrust Blocks As Per Drawing And Specification; Volume 0.1 - 0.2 M3 | 317 | Nr | AED | 413.4 | 131047.8
2021-01 | 4 | 4.0249 | United Arab Emirates | Dubai | Infrastructure | Al Furjan | Roads & Utilities - Package 3 | NAKHEEL | ASGC | Tender | 2021 |  | Pipework - Supports And Protection | L723.1 | Concrete Thrust Blocks As Per Drawing And Specification; Volume 0.2 - 0.5 M3 | 198 | Nr | AED | 476.1 | 94267.8
2021-01 | 4 | 4.0249 | United Arab Emirates | Dubai | Infrastructure | Al Furjan | Roads & Utilities - Package 3 | NAKHEEL | ASGC | Tender | 2021 |  | Pipework - Supports And Protection | L723.2 | Concrete Thrust Blocks As Per Drawing And Specification; Volume 0.5 - 1.0 M3 | 159 | Nr | AED | 689 | 109551
2021-01 | 4 | 4.0249 | United Arab Emirates | Dubai | Infrastructure | Al Furjan | Roads & Utilities - Package 3 | NAKHEEL | ASGC | Tender | 2021 |  | Pipework - Supports And Protection | L723.3 | Concrete Thrust Blocks As Per Drawing And Specification; Volume 1.0 - 2.0 M3 | 119 | Nr | AED | 876.9 | 104351.1
2021-01 | 4 | 4.0249 | United Arab Emirates | Dubai | Infrastructure | Al Furjan | Roads & Utilities - Package 3 | NAKHEEL | ASGC | Tender | 2021 |  | Pipework - Supports And Protection | L111 | Concrete Thrust Blocks As Per Drawing And Specification; Extra Over To Excavation Of Rock In Chambers And Pipes | 300 | m³ | AED | 313.3 | 93990
2021-01 | 4 | 4.0249 | United Arab Emirates | Dubai | Infrastructure | Al Furjan | Roads & Utilities - Package 3 | NAKHEEL | ASGC | Tender | 2021 |  | Pipework - Manholes And Pipework Ancillaries | K522 | Upvc Cable Ducts To Bs 3506 Class C Laid And Jointed In Trench Beneath Carriage Ways Including Excavation, Backfilling, Protection Of Services, End Caps, 8Mm Diameter Draw Cords, Studs & Concrete Duct Marker As Per Drawings And Specifications ( Beds And Surrounds Measured Seperately ); 2-Way 100Mm Diameter Depth Not Exceeding 1.5M | 450 | m | AED | 140.9 | 63405
2021-01 | 4 | 4.0249 | United Arab Emirates | Dubai | Infrastructure | Al Furjan | Roads & Utilities - Package 3 | NAKHEEL | ASGC | Tender | 2021 |  | Pipework - Manholes And Pipework Ancillaries | K512 | Upvc Cable Ducts To Bs 3506 Class C Laid And Jointed In Trench Beneath Carriage Ways Including Excavation, Backfilling, Protection Of Services, End Caps, 8Mm Diameter Draw Cords, Studs & Concrete Duct Marker As Per Drawings And Specifications ( Beds And Surrounds Measured Seperately ); 50Mm Diameter Duct For Cctv Depth Not Exceeding 1.5M | 5444.5 | m | AED | 91.7 | 499260.65
2021-01 | 4 | 4.0249 | United Arab Emirates | Dubai | Infrastructure | Al Furjan | Roads & Utilities - Package 3 | NAKHEEL | ASGC | Tender | 2021 |  | Pipework - Supports And Protection | L999 | Imported Sand Beds And Surroundings Including Warning Tapes | 638.87 | m³ | AED | 21.7 | 13863.55
2021-01 | 4 | 4.0249 | United Arab Emirates | Dubai | Infrastructure | Al Furjan | Roads & Utilities - Package 3 | NAKHEEL | ASGC | Tender | 2021 |  | Pipework - Supports And Protection | L999.1 | Mass Opc Concrete Grade C25/20 Surround To Ducts Including Formwork, Polythene Sheet And Bituminous Paint | 159.72 | m³ | AED | 517 | 82574.39
2021-01 | 4 | 4.0249 | United Arab Emirates | Dubai | Infrastructure | Al Furjan | Roads & Utilities - Package 3 | NAKHEEL | ASGC | Tender | 2021 |  | Miscellaneous Work | X990.1 | Construct Of Foundations & Chambers Including All Excavattion, Backfilling, Compaction, Disposal Of Surplus Material, Shuttering, Concrete, Rebar, Holding Down Bolts And Nuts With Densotape Protection Before Casting The Foundation And After Erection Of The Columns Ducts And All Necessary Works As Shown On The Drawings And As Per Specifications.; For 6M High Columns | 114 | Nr | AED | 745.5 | 84987
2021-01 | 4 | 4.0249 | United Arab Emirates | Dubai | Infrastructure | Al Furjan | Roads & Utilities - Package 3 | NAKHEEL | ASGC | Tender | 2021 |  | Miscellaneous Work | X990.2 | Construct Of Foundations & Chambers Including All Excavattion, Backfilling, Compaction, Disposal Of Surplus Material, Shuttering, Concrete, Rebar, Holding Down Bolts And Nuts With Densotape Protection Before Casting The Foundation And After Erection Of The Columns Ducts And All Necessary Works As Shown On The Drawings And As Per Specifications.; For 10M High Columns | 12 | Nr | AED | 928.9 | 11146.8
2021-01 | 4 | 4.025 | United Arab Emirates | Dubai | Infrastructure | Al Furjan | Roads & Utilities - Package 3 | NAKHEEL | ASGC | Tender | 2021 |  | Miscellaneous Work | X990.3 | Construct Of Foundations & Chambers Including All Excavattion, Backfilling, Compaction, Disposal Of Surplus Material, Shuttering, Concrete, Rebar, Holding Down Bolts And Nuts With Densotape Protection Before Casting The Foundation And After Erection Of The Columns Ducts And All Necessary Works As Shown On The Drawings And As Per Specifications. | 5 | Nr | AED | 962 | 4810
2021-01 | 4 | 4.025 | United Arab Emirates | Dubai | Infrastructure | Al Furjan | Roads & Utilities - Package 3 | NAKHEEL | ASGC | Tender | 2021 |  | Miscellaneous Work | X990.4 | Construct Of Foundations & Chambers Including All Excavattion, Backfilling, Compaction, Disposal Of Surplus Material, Shuttering, Concrete, Rebar, Holding Down Bolts And Nuts With Densotape Protection Before Casting The Foundation And After Erection Of The Columns Ducts And All Necessary Works As Shown On The Drawings And As Per Specifications.; For Meter Cabin Feeder Pillars | 5 | Nr | AED | 962 | 4810
2021-01 | 4 | 4.025 | United Arab Emirates | Dubai | Infrastructure | Al Furjan | Roads & Utilities - Package 3 | NAKHEEL | ASGC | Tender | 2021 |  | Miscellaneous Work | X990.5 | Construct Of Foundations & Chambers Including All Excavattion, Backfilling, Compaction, Disposal Of Surplus Material, Shuttering, Concrete, Rebar, Holding Down Bolts And Nuts With Densotape Protection Before Casting The Foundation And After Erection Of The Columns Ducts And All Necessary Works As Shown On The Drawings And As Per Specifications.; Handhole With All Fittings, Cover & Frame Etc. For Cctv Cables As Per Drawings And Specifications | 220 | Nr | AED | 1882.1 | 414062
2021-01 | 4 | 4.025 | United Arab Emirates | Dubai | Infrastructure | Al Furjan | Roads & Utilities - Package 3 | NAKHEEL | ASGC | Tender | 2021 |  | Miscellaneous Work | X990.5 | Supply Lay In Position Test Cables, All Handling Charges Cabling Through The Ducts Where Ever Shown On The Drawings, Including Excavation And Backfill, Disposal Of Surplus Material, Sand Bed And Surrounds To Cable Trenches And Including Warning Tape And Cable Covering As Instructed By The Engineer.; 4C,95Mm2 Xlpe/Swa/Mdpe Copper Cable | 107.62 | m | AED | 267.7 | 28809.2
2021-01 | 4 | 4.025 | United Arab Emirates | Dubai | Infrastructure | Al Furjan | Roads & Utilities - Package 3 | NAKHEEL | ASGC | Tender | 2021 |  | Miscellaneous Work | X990.6 | Supply Lay In Position Test Cables, All Handling Charges Cabling Through The Ducts Where Ever Shown On The Drawings, Including Excavation And Backfill, Disposal Of Surplus Material, Sand Bed And Surrounds To Cable Trenches And Including Warning Tape And Cable Covering As Instructed By The Engineer.; 4C,50Mm2 Xlpe/Swa/Mdpe Copper Cable | 5022.15 | m | AED | 158.6 | 796512.99
2021-01 | 4 | 4.025 | United Arab Emirates | Dubai | Infrastructure | Al Furjan | Roads & Utilities - Package 3 | NAKHEEL | ASGC | Tender | 2021 |  | Miscellaneous Work | X990.7 | Supply Lay In Position Test Cables, All Handling Charges Cabling Through The Ducts Where Ever Shown On The Drawings, Including Excavation And Backfill, Disposal Of Surplus Material, Sand Bed And Surrounds To Cable Trenches And Including Warning Tape And Cable Covering As Instructed By The Engineer.; 4C,35Mm2 Xlpe/Swa/Mdpe Copper Cable | 573.96 | m | AED | 130.9 | 75131.36
2021-01 | 4 | 4.025 | United Arab Emirates | Dubai | Infrastructure | Al Furjan | Roads & Utilities - Package 3 | NAKHEEL | ASGC | Tender | 2021 |  | Miscellaneous Work | X990.8 | Supply Lay In Position Test Cables, All Handling Charges Cabling Through The Ducts Where Ever Shown On The Drawings, Including Excavation And Backfill, Disposal Of Surplus Material, Sand Bed And Surrounds To Cable Trenches And Including Warning Tape And Cable Covering As Instructed By The Engineer.; 4C,16Mm2 Xlpe/Swa/Mdpe Copper Cable | 45.44 | m | AED | 89.5 | 4066.75
2021-01 | 4 | 4.025 | United Arab Emirates | Dubai | Infrastructure | Al Furjan | Roads & Utilities - Package 3 | NAKHEEL | ASGC | Tender | 2021 |  | Miscellaneous Work | X990.9 | Supply Lay In Position Test Cables, All Handling Charges Cabling Through The Ducts Where Ever Shown On The Drawings, Including Excavation And Backfill, Disposal Of Surplus Material, Sand Bed And Surrounds To Cable Trenches And Including Warning Tape And Cable Covering As Instructed By The Engineer.; 4C,16Mm2 Xlpe/Swa/Mdpe Copper Cable, Steel Wire | 11340.49 | m | AED | 86.5 | 980952.64
2021-01 | 4 | 4.025 | United Arab Emirates | Dubai | Infrastructure | Al Furjan | Roads & Utilities - Package 3 | NAKHEEL | ASGC | Tender | 2021 |  | Miscellaneous Work | X990.10 | Supply Lay In Position Test Cables, All Handling Charges Cabling Through The Ducts Where Ever Shown On The Drawings, Including Excavation And Backfill, Disposal Of Surplus Material, Sand Bed And Surrounds To Cable Trenches And Including Warning Tape And Cable Covering As Instructed By The Engineer.; 4C,10Mm2 Xlpe/Swa/Mdpe Copper Cable, Steel Wire | 95.66 | m | AED | 74.6 | 7136.24
2021-01 | 4 | 4.0251 | United Arab Emirates | Dubai | Infrastructure | Al Furjan | Roads & Utilities - Package 3 | NAKHEEL | ASGC | Tender | 2021 |  | Miscellaneous Work | X990.11 | Supply Lay In Position Test Cables, All Handling Charges Cabling Through The Ducts Where Ever Shown On The Drawings, Including Excavation And Backfill, Disposal Of Surplus Material, Sand Bed And Surrounds To Cable Trenches And Including Warning Tape And Cable Covering As Instructed By The Engineer.; 1C,16Mm2 Insulated Copper Conductor ( Green/Yellow) | 1195.75 | m | AED | 56.7 | 67799.03
2021-01 | 4 | 4.0251 | United Arab Emirates | Dubai | Infrastructure | Al Furjan | Roads & Utilities - Package 3 | NAKHEEL | ASGC | Tender | 2021 |  | Miscellaneous Work | X990.12 | Supply Lay In Position Test Cables, All Handling Charges Cabling Through The Ducts Where Ever Shown On The Drawings, Including Excavation And Backfill, Disposal Of Surplus Material, Sand Bed And Surrounds To Cable Trenches And Including Warning Tape And Cable Covering As Instructed By The Engineer.; 1C,10Mm2 Insulated Copper Conductor ( Green/Yellow) | 95.66 | m | AED | 50.1 | 4792.57
2021-01 | 4 | 4.0251 | United Arab Emirates | Dubai | Infrastructure | Al Furjan | Roads & Utilities - Package 3 | NAKHEEL | ASGC | Tender | 2021 |  | Miscellaneous Work | X990.13 | Supply Lay In Position Test Cables, All Handling Charges Cabling Through The Ducts Where Ever Shown On The Drawings, Including Excavation And Backfill, Disposal Of Surplus Material, Sand Bed And Surrounds To Cable Trenches And Including Warning Tape And Cable Covering As Instructed By The Engineer.; 1C,50Mm2 Insulated Copper Conductor ( Green/Yellow) | 107.62 | m | AED | 71.7 | 7716.17
2021-01 | 4 | 4.0251 | United Arab Emirates | Dubai | Infrastructure | Al Furjan | Roads & Utilities - Package 3 | NAKHEEL | ASGC | Tender | 2021 |  | Miscellaneous Work | X990.14 | Supply, Lay In Position As Applicable Flexible Cable From Cut Outs To Lanterns ( E.G. One Lantern Wire For Each Sets Of Luminaires Upto 400 Watts, And One Lantern Wire For Each 1000 Watt Luminaires) Include For All Handling Charges Etc Complete As Per Drawings; 1C,25Mm2 Pvc Insulated Copper Cable | 107.62 | m | AED | 30.2 | 3250.05
2021-01 | 4 | 4.0251 | United Arab Emirates | Dubai | Infrastructure | Al Furjan | Roads & Utilities - Package 3 | NAKHEEL | ASGC | Tender | 2021 |  | Miscellaneous Work | X990.15 | Supply, Lay In Position As Applicable Flexible Cable From Cut Outs To Lanterns ( E.G. One Lantern Wire For Each Sets Of Luminaires Upto 400 Watts, And One Lantern Wire For Each 1000 Watt Luminaires) Include For All Handling Charges Etc Complete As Per Drawings; 1C,70Mm2 Pvc Insulated Copper Cable | 341.98 | m | AED | 54.7 | 18706.55
2021-01 | 4 | 4.0251 | United Arab Emirates | Dubai | Infrastructure | Al Furjan | Roads & Utilities - Package 3 | NAKHEEL | ASGC | Tender | 2021 |  | Miscellaneous Work | X999.1 | Supply And Install Street Lighting Columns With Brackets, Led Road Lighting Lantern (Small) With 24 Leds Driven At 500Ma With Wide Road Optic,Class Ii Electrical, Ip66, Ik09. Housing: Die-Cast Aluminium Powder Coated Textured Anthracite. Enclosure: 5Mm Thick Glass. Fixings: Stainless Steel.Supplied With Ø60Mm Spigot Adaptor Which Can Be Fitted For Post-Top Such As Isaro Pro - P 24L50-740 Wr Bs 3550 Cl2 M60 Ant And Cutouts Complete Electrical Connections And Commission. Include For All Handling Charges, Etc., Complete As Shown On Drawings; 6M High Column With 1 X 38W Led Luminaire | 114 | Nr | AED | 6834.1 | 779087.4
2021-01 | 4 | 4.0251 | United Arab Emirates | Dubai | Infrastructure | Al Furjan | Roads & Utilities - Package 3 | NAKHEEL | ASGC | Tender | 2021 |  | Miscellaneous Work | X999.2 | Supply And Install Street Lighting Columns With Brackets, Led Road Lighting Lantern (Medium) With 48 Leds Driven At 700Ma With Wide Street Optic,Class Ii Electrical, Ip66, Ik09. Housing: Die-Cast Aluminium Powder Coated Textured Anthracite. Enclosure: 5Mm Thick Glass. Fixings: Stainless Steel.Supplied With Ø60Mm Spigot Adaptor Which Can Be Fitted For Post-Top Such As Isaro Pro- Ip 48L70-740 Ws Bs 3550 Cl2 M60 Ant.T And Cutouts Complete Electrical Connections And Commission. Include For All Handling Charges, Etc., Complete As Shown On Drawings; 10M High Column With 1 X 101W Led Luminaire | 6 | Nr | AED | 9250.6 | 55503.6
2021-01 | 4 | 4.0251 | United Arab Emirates | Dubai | Infrastructure | Al Furjan | Roads & Utilities - Package 3 | NAKHEEL | ASGC | Tender | 2021 |  | Miscellaneous Work | X999.3 | Supply And Install Street Lighting Columns With Brackets, Led Road Lighting Lantern (Medium) With 48 Leds Driven At 700Ma With Wide Street Optic,Class Ii Electrical, Ip66, Ik09. Housing: Die-Cast Aluminium Powder Coated Textured Anthracite. Enclosure: 5Mm Thick Glass. Fixings: Stainless Steel.Supplied With Ø60Mm Spigot Adaptor Which Can Be Fitted For Post-Top Such As Isaro Pro- Ip 48L70-740 Ws Bs 3550 Cl2 M60 Ant.T And Cutouts Complete Electrical Connections And Commission. Include For All Handling Charges, Etc., Complete As Shown On Drawings; 10M High Column With 2 X 101W Led Luminaire | 6 | Nr | AED | 11343.2 | 68059.2
2021-01 | 4 | 4.0251 | United Arab Emirates | Dubai | Infrastructure | Al Furjan | Roads & Utilities - Package 3 | NAKHEEL | ASGC | Tender | 2021 |  | Miscellaneous Work | X999.4 | Supply And Install Street Lighting Columns With Brackets, Led Road Lighting Lantern (Medium) With 48 Leds Driven At 700Ma With Wide Street Optic,Class Ii Electrical, Ip66, Ik09. Housing: Die-Cast Aluminium Powder Coated Textured Anthracite. Enclosure: 5Mm Thick Glass. Fixings: Stainless Steel.Supplied With Ø60Mm Spigot Adaptor Which Can Be Fitted For Post-Top Such As Isaro Pro- Ip 48L70-740 Ws Bs 3550 Cl2 M60 Ant.T And Cutouts Complete Electrical Connections And Commission. Include For All Handling Charges, Etc., Complete As Shown On Drawings; Supply And Installation Of Street Lighting Feeder Pillar As Per Specification And Schematic Drawings | 5 | Nr | AED | 15296.8 | 76484
2021-01 | 4 | 4.0251 | United Arab Emirates | Dubai | Infrastructure | Al Furjan | Roads & Utilities - Package 3 | NAKHEEL | ASGC | Tender | 2021 |  | Miscellaneous Work | X999.5 | Supply And Install Street Lighting Columns With Brackets, Led Road Lighting Lantern (Medium) With 48 Leds Driven At 700Ma With Wide Street Optic,Class Ii Electrical, Ip66, Ik09. Housing: Die-Cast Aluminium Powder Coated Textured Anthracite. Enclosure: 5Mm Thick Glass. Fixings: Stainless Steel.Supplied With Ø60Mm Spigot Adaptor Which Can Be Fitted For Post-Top Such As Isaro Pro- Ip 48L70-740 Ws Bs 3550 Cl2 M60 Ant.T And Cutouts Complete Electrical Connections And Commission. Include For All Handling Charges, Etc., Complete As Shown On Drawings; Supply And Installation Of Earth Pit As Per Drawings And Specifications. | 21 | Nr | AED | 3741.8 | 78577.8
2021-01 | 4 | 4.0252 | United Arab Emirates | Dubai | Infrastructure | Al Furjan | Roads & Utilities - Package 3 | NAKHEEL | ASGC | Tender | 2021 |  | Miscellaneous Work | X999.6 | Supply And Install Street Lighting Columns With Brackets, Led Road Lighting Lantern (Medium) With 48 Leds Driven At 700Ma With Wide Street Optic,Class Ii Electrical, Ip66, Ik09. Housing: Die-Cast Aluminium Powder Coated Textured Anthracite. Enclosure: 5Mm Thick Glass. Fixings: Stainless Steel.Supplied With Ø60Mm Spigot Adaptor Which Can Be Fitted For Post-Top Such As Isaro Pro- Ip 48L70-740 Ws Bs 3550 Cl2 M60 Ant.T And Cutouts Complete Electrical Connections And Commission. Include For All Handling Charges, Etc., Complete As Shown On Drawings; Supply And Installation Of Service Cabinet With Meter As Per Drawings And Specifications. | 5 | Nr | AED | 17329.3 | 86646.5
2021-01 | 4 | 4.0252 | United Arab Emirates | Dubai | Infrastructure | Al Furjan | Roads & Utilities - Package 3 | NAKHEEL | ASGC | Tender | 2021 |  | Miscellaneous Work | X999.7 | Supply And Install Street Lighting Columns With Brackets, Led Road Lighting Lantern (Medium) With 48 Leds Driven At 700Ma With Wide Street Optic,Class Ii Electrical, Ip66, Ik09. Housing: Die-Cast Aluminium Powder Coated Textured Anthracite. Enclosure: 5Mm Thick Glass. Fixings: Stainless Steel.Supplied With Ø60Mm Spigot Adaptor Which Can Be Fitted For Post-Top Such As Isaro Pro- Ip 48L70-740 Ws Bs 3550 Cl2 M60 Ant.T And Cutouts Complete Electrical Connections And Commission. Include For All Handling Charges, Etc., Complete As Shown On Drawings; Supply And Installation Of 13A Double Socket With All Necessary Cables, Fittings & Connections For Outdoor Idf As Per Drawings And Specifications. | 28 | Nr | AED | 844.8 | 23654.4
2021-01 | 4 | 4.0252 | United Arab Emirates | Dubai | Infrastructure | Al Furjan | Roads & Utilities - Package 3 | NAKHEEL | ASGC | Tender | 2021 |  | Pipework - Pipes | I912.1 | Supply, Lay Joint, Test And Commission Of Gre Pipes In Accordance With Astm 3517 Including Couplers, Straight Specials And Short Pipes, Excavation, Backfilling, Compaction, Disposal Of Spoil, Protection Of Services, Supports, Warning Tape Etc. All Complete As Per Drawings And Specification (Beds And Surrounds Measured Separately).; 150Mm Dia Pipe | 7322 | m | AED | 522.8 | 3827941.6
2021-01 | 4 | 4.0252 | United Arab Emirates | Dubai | Infrastructure | Al Furjan | Roads & Utilities - Package 3 | NAKHEEL | ASGC | Tender | 2021 |  | Pipework - Pipes | I922.2 | Supply, Lay Joint, Test And Commission Of Gre Pipes In Accordance With Astm 3517 Including Couplers, Straight Specials And Short Pipes, Excavation, Backfilling, Compaction, Disposal Of Spoil, Protection Of Services, Supports, Warning Tape Etc. All Complete As Per Drawings And Specification (Beds And Surrounds Measured Separately).; 225Mm Dia Pipe | 150 | m | AED | 591.8 | 88770
2021-01 | 4 | 4.0252 | United Arab Emirates | Dubai | Infrastructure | Al Furjan | Roads & Utilities - Package 3 | NAKHEEL | ASGC | Tender | 2021 |  | Pipework - Pipes | I922.3 | Supply, Lay Joint, Test And Commission Of Gre Pipes In Accordance With Astm 3517 Including Couplers, Straight Specials And Short Pipes, Excavation, Backfilling, Compaction, Disposal Of Spoil, Protection Of Services, Supports, Warning Tape Etc. All Complete As Per Drawings And Specification (Beds And Surrounds Measured Separately).; 300Mm Dia Pipe | 150 | m | AED | 796.7 | 119505
2021-01 | 4 | 4.0252 | United Arab Emirates | Dubai | Infrastructure | Al Furjan | Roads & Utilities - Package 3 | NAKHEEL | ASGC | Tender | 2021 |  | Pipework - Fittings And Valves | J811.1 | Gre Pipe Fittings Including All Accessories Couplers, Straight Specials And Short Pipes Complete As Per Drawings And Specifications; Bend 11.25 Degree; 150Mm Dia | 11 | Nr | AED | 1755.3 | 19308.3
2021-01 | 4 | 4.0252 | United Arab Emirates | Dubai | Infrastructure | Al Furjan | Roads & Utilities - Package 3 | NAKHEEL | ASGC | Tender | 2021 |  | Pipework - Fittings And Valves | J811.2 | Gre Pipe Fittings Including All Accessories Couplers, Straight Specials And Short Pipes Complete As Per Drawings And Specifications; Bend 22.5 Degree; 150Mm Dia | 2 | Nr | AED | 1755.3 | 3510.6
2021-01 | 4 | 4.0252 | United Arab Emirates | Dubai | Infrastructure | Al Furjan | Roads & Utilities - Package 3 | NAKHEEL | ASGC | Tender | 2021 |  | Pipework - Fittings And Valves | J811.3 | Gre Pipe Fittings Including All Accessories Couplers, Straight Specials And Short Pipes Complete As Per Drawings And Specifications; Bend 45 Degree; 150Mm Dia | 116 | Nr | AED | 1755.3 | 203614.8
2021-01 | 4 | 4.0252 | United Arab Emirates | Dubai | Infrastructure | Al Furjan | Roads & Utilities - Package 3 | NAKHEEL | ASGC | Tender | 2021 |  | Pipework - Fittings And Valves | J811.4 | Gre Pipe Fittings Including All Accessories Couplers, Straight Specials And Short Pipes Complete As Per Drawings And Specifications; Bend 90 Degree; 150Mm Dia | 38 | Nr | AED | 1755.3 | 66701.4
2021-01 | 4 | 4.0252 | United Arab Emirates | Dubai | Infrastructure | Al Furjan | Roads & Utilities - Package 3 | NAKHEEL | ASGC | Tender | 2021 |  | Pipework - Fittings And Valves | J812.1 | Gre Pipe Fittings Including All Accessories Couplers, Straight Specials And Short Pipes Complete As Per Drawings And Specifications; Bend 11.25 Degree; 225Mm Dia | 1 | Nr | AED | 2678 | 2678
2021-01 | 4 | 4.0252 | United Arab Emirates | Dubai | Infrastructure | Al Furjan | Roads & Utilities - Package 3 | NAKHEEL | ASGC | Tender | 2021 |  | Pipework - Fittings And Valves | J812.2 | Gre Pipe Fittings Including All Accessories Couplers, Straight Specials And Short Pipes Complete As Per Drawings And Specifications; Bend 22.5 Degree; 225Mm Dia | 1 | Nr | AED | 2678 | 2678
2021-01 | 4 | 4.0253 | United Arab Emirates | Dubai | Infrastructure | Al Furjan | Roads & Utilities - Package 3 | NAKHEEL | ASGC | Tender | 2021 |  | Pipework - Fittings And Valves | J812.3 | Gre Pipe Fittings Including All Accessories Couplers, Straight Specials And Short Pipes Complete As Per Drawings And Specifications; Bend 45 Degree; 225Mm Dia | 2 | Nr | AED | 2678 | 5356
2021-01 | 4 | 4.0253 | United Arab Emirates | Dubai | Infrastructure | Al Furjan | Roads & Utilities - Package 3 | NAKHEEL | ASGC | Tender | 2021 |  | Pipework - Fittings And Valves | J812.4 | Gre Pipe Fittings Including All Accessories Couplers, Straight Specials And Short Pipes Complete As Per Drawings And Specifications; Bend 90 Degree; 225Mm Dia | 1 | Nr | AED | 2678 | 2678
2021-01 | 4 | 4.0253 | United Arab Emirates | Dubai | Infrastructure | Al Furjan | Roads & Utilities - Package 3 | NAKHEEL | ASGC | Tender | 2021 |  | Pipework - Fittings And Valves | J822.1 | Gre Pipe Fittings Including All Accessories Couplers, Straight Specials And Short Pipes Complete As Per Drawings And Specifications; Tee; 225X225X150Mm Dia | 1 | Nr | AED | 3123.9 | 3123.9
2021-01 | 4 | 4.0253 | United Arab Emirates | Dubai | Infrastructure | Al Furjan | Roads & Utilities - Package 3 | NAKHEEL | ASGC | Tender | 2021 |  | Pipework - Fittings And Valves | J822.2 | Gre Pipe Fittings Including All Accessories Couplers, Straight Specials And Short Pipes Complete As Per Drawings And Specifications; Tee; 150X150X150Mm Dia | 51 | Nr | AED | 2291.2 | 116851.2
2021-01 | 4 | 4.0253 | United Arab Emirates | Dubai | Infrastructure | Al Furjan | Roads & Utilities - Package 3 | NAKHEEL | ASGC | Tender | 2021 |  | Pipework - Fittings And Valves | J822.3 | Gre Pipe Fittings Including All Accessories Couplers, Straight Specials And Short Pipes Complete As Per Drawings And Specifications; Tee; 150X100X150Mm Dia | 1 | Nr | AED | 2083.3 | 2083.3
2021-01 | 4 | 4.0253 | United Arab Emirates | Dubai | Infrastructure | Al Furjan | Roads & Utilities - Package 3 | NAKHEEL | ASGC | Tender | 2021 |  | Pipework - Fittings And Valves | J822.4 | Gre Pipe Fittings Including All Accessories Couplers, Straight Specials And Short Pipes Complete As Per Drawings And Specifications; Tee; 225X100X225Mm Dia | 1 | Nr | AED | 2885.9 | 2885.9
2021-01 | 4 | 4.0253 | United Arab Emirates | Dubai | Infrastructure | Al Furjan | Roads & Utilities - Package 3 | NAKHEEL | ASGC | Tender | 2021 |  | Pipework - Fittings And Valves | J832.1 | Gre Pipe Fittings Including All Accessories Couplers, Straight Specials And Short Pipes Complete As Per Drawings And Specifications; Reducer; 225X150Mm Dia | 1 | Nr | AED | 2678 | 2678
2021-01 | 4 | 4.0253 | United Arab Emirates | Dubai | Infrastructure | Al Furjan | Roads & Utilities - Package 3 | NAKHEEL | ASGC | Tender | 2021 |  | Pipework - Fittings And Valves | J891.1 | Gre Pipe Fittings Including All Accessories Couplers, Straight Specials And Short Pipes Complete As Per Drawings And Specifications; End Cap; 150Mm Dia | 1 | Nr | AED | 1607.4 | 1607.4
2021-01 | 4 | 4.0253 | United Arab Emirates | Dubai | Infrastructure | Al Furjan | Roads & Utilities - Package 3 | NAKHEEL | ASGC | Tender | 2021 |  | Pipework - Fittings And Valves | J891.2 | Gre Pipe Fittings Including All Accessories Couplers, Straight Specials And Short Pipes Complete As Per Drawings And Specifications; End Cap; 225Mm Dia | 1 | Nr | AED | 2559.1 | 2559.1
2021-01 | 4 | 4.0254 | United Arab Emirates | Dubai | Infrastructure | Al Furjan | Roads & Utilities - Package 3 | NAKHEEL | ASGC | Tender | 2021 |  | Pipework - Fittings And Valves | J862.1 | Valves; Supply And Fixing Of Valves Including Coupling, Nuts & Bolts, Pipe Work Inside The Chamber And All Other Accessories All As Per Drawings And Specifications; Air Valves On150 Mm Dia Line | 1 | Nr | AED | 12495.5 | 12495.5
2021-01 | 4 | 4.0254 | United Arab Emirates | Dubai | Infrastructure | Al Furjan | Roads & Utilities - Package 3 | NAKHEEL | ASGC | Tender | 2021 |  | Pipework - Fittings And Valves | J841 | Valves; Supply And Fixing Of Valves Including Coupling, Nuts & Bolts, Pipe Work Inside The Chamber And All Other Accessories All As Per Drawings And Specifications; Wash Out Valves On150 Mm Dia Line | 4 | Nr | AED | 13091.3 | 52365.2
2021-01 | 4 | 4.0254 | United Arab Emirates | Dubai | Infrastructure | Al Furjan | Roads & Utilities - Package 3 | NAKHEEL | ASGC | Tender | 2021 |  | Pipework - Fittings And Valves | J811 | Valves; Supply And Fixing Of Valves Including Coupling, Nuts & Bolts, Pipe Work Inside The Chamber And All Other Accessories All As Per Drawings And Specifications; Gate Valve On150 Mm Dia Line | 70 | Nr | AED | 8746.9 | 612283
2021-01 | 4 | 4.0254 | United Arab Emirates | Dubai | Infrastructure | Al Furjan | Roads & Utilities - Package 3 | NAKHEEL | ASGC | Tender | 2021 |  | Pipework - Fittings And Valves | J812 | Valves; Supply And Fixing Of Valves Including Coupling, Nuts & Bolts, Pipe Work Inside The Chamber And All Other Accessories All As Per Drawings And Specifications; Gate Valve On 225Mm Dia Line | 1 | Nr | AED | 10651.1 | 10651.1
2021-01 | 4 | 4.0254 | United Arab Emirates | Dubai | Infrastructure | Al Furjan | Roads & Utilities - Package 3 | NAKHEEL | ASGC | Tender | 2021 |  | Pipework - Fittings And Valves | J812.1 | Valves; Supply And Fixing Of Valves Including Coupling, Nuts & Bolts, Pipe Work Inside The Chamber And All Other Accessories All As Per Drawings And Specifications; Gate Valve On 300Mm Dia Line | 1 | Nr | AED | 12853.4 | 12853.4
2021-01 | 4 | 4.0254 | United Arab Emirates | Dubai | Infrastructure | Al Furjan | Roads & Utilities - Package 3 | NAKHEEL | ASGC | Tender | 2021 |  | Pipework - Manholes And Pipework Ancillaries | K232.1 | Valves Chambers; Construction Of All Valves Inside Chambers (Depth Range 2M ) Including Excavation In Any Material Other Than Rock, Backfilling, Disposal Of Unsuitable Material To An Approved Dump Site, Dewatering, Blinding, Concreting, Reinforcement, Formwork, Di Circular Cover With Square Frame, Spindle Tubes, Ss Spindles, Thrust Block, Indicator Post With Marker Plate Etc. All Complete As Detail Drawings And Specification; Air Valve Chambers Below 500Mm Dia | 1 | Nr | AED | 25109.9 | 25109.9
2021-01 | 4 | 4.0254 | United Arab Emirates | Dubai | Infrastructure | Al Furjan | Roads & Utilities - Package 3 | NAKHEEL | ASGC | Tender | 2021 |  | Pipework - Manholes And Pipework Ancillaries | K232.1 | Valves Chambers; Construction Of All Valves Inside Chambers (Depth Range 2M ) Including Excavation In Any Material Other Than Rock, Backfilling, Disposal Of Unsuitable Material To An Approved Dump Site, Dewatering, Blinding, Concreting, Reinforcement, Formwork, Di Circular Cover With Square Frame, Spindle Tubes, Ss Spindles, Thrust Block, Indicator Post With Marker Plate Etc. All Complete As Detail Drawings And Specification; Washout Valve Chambers Below 500Mm Dia | 4 | Nr | AED | 37877.2 | 151508.8
2021-01 | 4 | 4.0254 | United Arab Emirates | Dubai | Infrastructure | Al Furjan | Roads & Utilities - Package 3 | NAKHEEL | ASGC | Tender | 2021 |  | Pipework - Manholes And Pipework Ancillaries | K232.2 | Construction Of All Buried Valve Chambers (Depth Range 2M ) Including Excavation In Any Material Other Than Rock, Backfilling, Disposal Of Unsuitable Material To An Approved Dump Site, Dewatering, Blinding, Concreting, Reinforcement, Formwork,Di Surface Box Covers, Spindle Tubes, Ss Spindles, Thrust Block, Grp Sealing Plates For Covers, Indicator Post With Marker Plate Etc. All Complete As Detail Drawings And Specification; Gate Valve Chamber Below 450Mm Dia | 72 | Nr | AED | 1399.5 | 100764
2021-01 | 4 | 4.0254 | United Arab Emirates | Dubai | Infrastructure | Al Furjan | Roads & Utilities - Package 3 | NAKHEEL | ASGC | Tender | 2021 |  | Pipework - Supports And Protection | L521 | 150 Mm Dia Pipe | 6387.2 | m | AED | 24 | 153292.8
2021-01 | 4 | 4.0254 | United Arab Emirates | Dubai | Infrastructure | Al Furjan | Roads & Utilities - Package 3 | NAKHEEL | ASGC | Tender | 2021 |  | Pipework - Supports And Protection | L522 | 150 Mm Dia Pipe | 100 | m | AED | 24 | 2400
2021-01 | 4 | 4.0255 | United Arab Emirates | Dubai | Infrastructure | Al Furjan | Roads & Utilities - Package 3 | NAKHEEL | ASGC | Tender | 2021 |  | Pipework - Supports And Protection | L523 | 300Mm Dia Pipe | 100 | m | AED | 24 | 2400
2021-01 | 4 | 4.0255 | United Arab Emirates | Dubai | Infrastructure | Al Furjan | Roads & Utilities - Package 3 | NAKHEEL | ASGC | Tender | 2021 |  | Pipework - Pipes | I912.2 | Supply, Lay Joint, Test And Commission Of Self-Restraint Gre Pipes At Road Crossings In Accordance With Astm 3517 Including Couplers, Straight Specials And Short Pipes, Excavation, Backfilling, Compaction, Disposal Of Soil, Protection Of Services, Supports, Warning Tape Etc. All Complete As Per Drawings And Specification (Beds And Surrounds Measured Separately).; 150 Mm Dia Gre Pipes | 324 | m | AED | 744.7 | 241282.8
2021-01 | 4 | 4.0255 | United Arab Emirates | Dubai | Infrastructure | Al Furjan | Roads & Utilities - Package 3 | NAKHEEL | ASGC | Tender | 2021 |  | Pipework - Pipes | I922.2 | Supply, Lay Joint, Test And Commission Of Self-Restraint Gre Pipes At Road Crossings In Accordance With Astm 3517 Including Couplers, Straight Specials And Short Pipes, Excavation, Backfilling, Compaction, Disposal Of Soil, Protection Of Services, Supports, Warning Tape Etc. All Complete As Per Drawings And Specification (Beds And Surrounds Measured Separately).; 225 Mm Dia Gre Pipes | 70 | m | AED | 851.7 | 59619
2021-01 | 4 | 4.0255 | United Arab Emirates | Dubai | Infrastructure | Al Furjan | Roads & Utilities - Package 3 | NAKHEEL | ASGC | Tender | 2021 |  | Pipework - Supports And Protection | L741 | Concrete Thrust Blocks As Per Drawing And Specifications; Volume Not Exceeding 0.5M3 | 23 | Nr | AED | 416.9 | 9588.7
2021-01 | 4 | 4.0255 | United Arab Emirates | Dubai | Infrastructure | Al Furjan | Roads & Utilities - Package 3 | NAKHEEL | ASGC | Tender | 2021 |  | Pipework - Supports And Protection | L741 | Concrete Thrust Blocks As Per Drawing And Specifications; Volume 0.5 - 1 M3 | 184 | Nr | AED | 654.8 | 120483.2
2021-01 | 4 | 4.0255 | United Arab Emirates | Dubai | Infrastructure | Al Furjan | Roads & Utilities - Package 3 | NAKHEEL | ASGC | Tender | 2021 |  | Pipework - Supports And Protection | L752 | Concrete Thrust Blocks As Per Drawing And Specifications; Volume 1 - 2 M3 | 2 | Nr | AED | 833.7 | 1667.4
2021-01 | 4 | 4.0255 | United Arab Emirates | Dubai | Infrastructure | Al Furjan | Roads & Utilities - Package 3 | NAKHEEL | ASGC | Tender | 2021 |  | Pipework - Supports And Protection | L111 | Extra Over To Excavation Of Rock In Chambers And Pipes | 200 | m³ | AED | 52 | 10400
2021-01 | 4 | 4.0255 | United Arab Emirates | Dubai | Infrastructure | Al Furjan | Roads & Utilities - Package 3 | NAKHEEL | ASGC | Tender | 2021 |  | Pipework - Supports And Protection | L541 | 150 Mm Dia Pipe | 934.8 | m | AED | 170.9 | 159757.32
2021-01 | 4 | 4.0255 | United Arab Emirates | Dubai | Infrastructure | Al Furjan | Roads & Utilities - Package 3 | NAKHEEL | ASGC | Tender | 2021 |  | Pipework - Supports And Protection | L542 | 225Mm Dia Pipe | 50 | m | AED | 205 | 10250
2021-01 | 4 | 4.0255 | United Arab Emirates | Dubai | Infrastructure | Al Furjan | Roads & Utilities - Package 3 | NAKHEEL | ASGC | Tender | 2021 |  | Pipework - Supports And Protection | L543 | 300Mm Dia Pipe | 50 | m | AED | 243.9 | 12195
2021-01 | 4 | 4.0255 | United Arab Emirates | Dubai | Infrastructure | Al Furjan | Roads & Utilities - Package 3 | NAKHEEL | ASGC | Tender | 2021 |  | Pipework - Pipes | I713 | Supply, Lay Joint, Test And Commission Of Hdpe Pipes Including Excavation, Backfilling, Compaction, Disposal Of Unsuitable Material To An Approved Dump Site, Protection Of Services, Supports, Warning Tapes Etc. All Comple As Per Drawings And Specification ( Beds And Surrounds Measured Seperately); Ensure All Materials Are Complied With Ehs-Firefighting Department & Dubai Civil Defense And Specifications.; 150Mm Od Hdpe Pipe Sdr 9 | 66.75 | m | AED | 237.9 | 15880.3
2021-01 | 4 | 4.0256 | United Arab Emirates | Dubai | Infrastructure | Al Furjan | Roads & Utilities - Package 3 | NAKHEEL | ASGC | Tender | 2021 |  | Pipework - Pipes | I713 | Supply, Lay Joint, Test And Commission Of Hdpe Pipes Including Excavation, Backfilling, Compaction, Disposal Of Unsuitable Material To An Approved Dump Site, Protection Of Services, Supports, Warning Tapes Etc. All Comple As Per Drawings And Specification ( Beds And Surrounds Measured Seperately); Ensure All Materials Are Complied With Ehs-Firefighting Department & Dubai Civil Defense And Specifications.; 180Mm Od Hdpe Pipe Sdr 9 | 302.77 | m | AED | 288.9 | 87469.68
2021-01 | 4 | 4.0256 | United Arab Emirates | Dubai | Infrastructure | Al Furjan | Roads & Utilities - Package 3 | NAKHEEL | ASGC | Tender | 2021 |  | Pipework - Pipes | I733.1 | Supply, Lay Joint, Test And Commission Of Hdpe Pipes Including Excavation, Backfilling, Compaction, Disposal Of Unsuitable Material To An Approved Dump Site, Protection Of Services, Supports, Warning Tapes Etc. All Comple As Per Drawings And Specification ( Beds And Surrounds Measured Seperately); Ensure All Materials Are Complied With Ehs-Firefighting Department & Dubai Civil Defense And Specifications.; 250Mm Od Hdpe Pipe Sdr 9 | 3523.55 | m | AED | 356.9 | 1257555.71
2021-01 | 4 | 4.0256 | United Arab Emirates | Dubai | Infrastructure | Al Furjan | Roads & Utilities - Package 3 | NAKHEEL | ASGC | Tender | 2021 |  | Pipework - Pipes | I733.2 | Supply, Lay Joint, Test And Commission Of Hdpe Pipes Including Excavation, Backfilling, Compaction, Disposal Of Unsuitable Material To An Approved Dump Site, Protection Of Services, Supports, Warning Tapes Etc. All Comple As Per Drawings And Specification ( Beds And Surrounds Measured Seperately); Ensure All Materials Are Complied With Ehs-Firefighting Department & Dubai Civil Defense And Specifications.; 315Mm Od Hdpe Pipe Sdr 9 | 4.77 | m | AED | 443.9 | 2116.52
2021-01 | 4 | 4.0256 | United Arab Emirates | Dubai | Infrastructure | Al Furjan | Roads & Utilities - Package 3 | NAKHEEL | ASGC | Tender | 2021 |  | Pipework - Fittings And Valves | J611.1 | Hdpe Pipe Fittings Including All Accessories Complete As Per Drawings And Specifications; Bend 11.25 Degree; 150Mm Dia | 1 | Nr | AED | 113.9 | 113.9
2021-01 | 4 | 4.0256 | United Arab Emirates | Dubai | Infrastructure | Al Furjan | Roads & Utilities - Package 3 | NAKHEEL | ASGC | Tender | 2021 |  | Pipework - Fittings And Valves | J611.2 | Hdpe Pipe Fittings Including All Accessories Complete As Per Drawings And Specifications; Bend 22.5 Degree; 150Mm Dia | 2 | Nr | AED | 113.9 | 227.8
2021-01 | 4 | 4.0256 | United Arab Emirates | Dubai | Infrastructure | Al Furjan | Roads & Utilities - Package 3 | NAKHEEL | ASGC | Tender | 2021 |  | Pipework - Fittings And Valves | J611.3 | Hdpe Pipe Fittings Including All Accessories Complete As Per Drawings And Specifications; Bend 45 Degree; 150Mm Dia | 2 | Nr | AED | 115.9 | 231.8
2021-01 | 4 | 4.0256 | United Arab Emirates | Dubai | Infrastructure | Al Furjan | Roads & Utilities - Package 3 | NAKHEEL | ASGC | Tender | 2021 |  | Pipework - Fittings And Valves | J611.4 | Hdpe Pipe Fittings Including All Accessories Complete As Per Drawings And Specifications; Bend 90 Degree; 150Mm Dia | 4 | Nr | AED | 121 | 484
2021-01 | 4 | 4.0256 | United Arab Emirates | Dubai | Infrastructure | Al Furjan | Roads & Utilities - Package 3 | NAKHEEL | ASGC | Tender | 2021 |  | Pipework - Fittings And Valves | J611.5 | Hdpe Pipe Fittings Including All Accessories Complete As Per Drawings And Specifications; Bend 11.25 Degree; 180Mm Dia | 1 | Nr | AED | 142.9 | 142.9
2021-01 | 4 | 4.0256 | United Arab Emirates | Dubai | Infrastructure | Al Furjan | Roads & Utilities - Package 3 | NAKHEEL | ASGC | Tender | 2021 |  | Pipework - Fittings And Valves | J611.6 | Hdpe Pipe Fittings Including All Accessories Complete As Per Drawings And Specifications; Bend 22.5 Degree; 180Mm Dia | 1 | Nr | AED | 154.9 | 154.9
2021-01 | 4 | 4.0256 | United Arab Emirates | Dubai | Infrastructure | Al Furjan | Roads & Utilities - Package 3 | NAKHEEL | ASGC | Tender | 2021 |  | Pipework - Fittings And Valves | J611.7 | Hdpe Pipe Fittings Including All Accessories Complete As Per Drawings And Specifications; Bend 45 Degree; 180Mm Dia | 1 | Nr | AED | 131.9 | 131.9
2021-01 | 4 | 4.0257 | United Arab Emirates | Dubai | Infrastructure | Al Furjan | Roads & Utilities - Package 3 | NAKHEEL | ASGC | Tender | 2021 |  | Pipework - Fittings And Valves | J611.8 | Hdpe Pipe Fittings Including All Accessories Complete As Per Drawings And Specifications; Bend 90 Degree; 180Mm Dia | 2 | Nr | AED | 162 | 324
2021-01 | 4 | 4.0257 | United Arab Emirates | Dubai | Infrastructure | Al Furjan | Roads & Utilities - Package 3 | NAKHEEL | ASGC | Tender | 2021 |  | Pipework - Fittings And Valves | J613.1 | Hdpe Pipe Fittings Including All Accessories Complete As Per Drawings And Specifications; Bend 11.25 Degree; 250Mm Dia | 1 | Nr | AED | 166.9 | 166.9
2021-01 | 4 | 4.0257 | United Arab Emirates | Dubai | Infrastructure | Al Furjan | Roads & Utilities - Package 3 | NAKHEEL | ASGC | Tender | 2021 |  | Pipework - Fittings And Valves | J613.2 | Hdpe Pipe Fittings Including All Accessories Complete As Per Drawings And Specifications; Bend 22.5 Degree; 250Mm Dia | 8 | Nr | AED | 191 | 1528
2021-01 | 4 | 4.0257 | United Arab Emirates | Dubai | Infrastructure | Al Furjan | Roads & Utilities - Package 3 | NAKHEEL | ASGC | Tender | 2021 |  | Pipework - Fittings And Valves | J613.3 | Hdpe Pipe Fittings Including All Accessories Complete As Per Drawings And Specifications; Bend 45 Degree; 250Mm Dia | 57 | Nr | AED | 293.9 | 16752.3
2021-01 | 4 | 4.0257 | United Arab Emirates | Dubai | Infrastructure | Al Furjan | Roads & Utilities - Package 3 | NAKHEEL | ASGC | Tender | 2021 |  | Pipework - Fittings And Valves | J613.4 | Hdpe Pipe Fittings Including All Accessories Complete As Per Drawings And Specifications; Bend 90 Degree; 250Mm Dia | 17 | Nr | AED | 351.9 | 5982.3
2021-01 | 4 | 4.0257 | United Arab Emirates | Dubai | Infrastructure | Al Furjan | Roads & Utilities - Package 3 | NAKHEEL | ASGC | Tender | 2021 |  | Pipework - Fittings And Valves | J613.5 | Hdpe Pipe Fittings Including All Accessories Complete As Per Drawings And Specifications; Bend 11.25 Degree; 315Mm Dia | 1 | Nr | AED | 357.9 | 357.9
2021-01 | 4 | 4.0257 | United Arab Emirates | Dubai | Infrastructure | Al Furjan | Roads & Utilities - Package 3 | NAKHEEL | ASGC | Tender | 2021 |  | Pipework - Fittings And Valves | J613.6 | Hdpe Pipe Fittings Including All Accessories Complete As Per Drawings And Specifications; Bend 22.5 Degree; 315Mm Dia | 1 | Nr | AED | 428.9 | 428.9
2021-01 | 4 | 4.0257 | United Arab Emirates | Dubai | Infrastructure | Al Furjan | Roads & Utilities - Package 3 | NAKHEEL | ASGC | Tender | 2021 |  | Pipework - Fittings And Valves | J613.7 | Hdpe Pipe Fittings Including All Accessories Complete As Per Drawings And Specifications; Bend 45 Degree; 315Mm Dia | 1 | Nr | AED | 802.7 | 802.7
2021-01 | 4 | 4.0257 | United Arab Emirates | Dubai | Infrastructure | Al Furjan | Roads & Utilities - Package 3 | NAKHEEL | ASGC | Tender | 2021 |  | Pipework - Fittings And Valves | J613.8 | Hdpe Pipe Fittings Including All Accessories Complete As Per Drawings And Specifications; Bend 90 Degree; 315Mm Dia | 1 | Nr | AED | 811.7 | 811.7
2021-01 | 4 | 4.0258 | United Arab Emirates | Dubai | Infrastructure | Al Furjan | Roads & Utilities - Package 3 | NAKHEEL | ASGC | Tender | 2021 |  | Pipework - Fittings And Valves | J623.1 | Hdpe Pipe Fittings Including All Accessories Complete As Per Drawings And Specifications; Tee; 250X150X250Mm Dia | 8 | Nr | AED | 904.7 | 7237.6
2021-01 | 4 | 4.0258 | United Arab Emirates | Dubai | Infrastructure | Al Furjan | Roads & Utilities - Package 3 | NAKHEEL | ASGC | Tender | 2021 |  | Pipework - Fittings And Valves | J623.2 | Hdpe Pipe Fittings Including All Accessories Complete As Per Drawings And Specifications; Tee; 250X150X200Mm Dia | 2 | Nr | AED | 940.6 | 1881.2
2021-01 | 4 | 4.0258 | United Arab Emirates | Dubai | Infrastructure | Al Furjan | Roads & Utilities - Package 3 | NAKHEEL | ASGC | Tender | 2021 |  | Pipework - Fittings And Valves | J623.3 | Hdpe Pipe Fittings Including All Accessories Complete As Per Drawings And Specifications; Tee; 250X250X250Mm Dia | 12 | Nr | AED | 512.9 | 6154.8
2021-01 | 4 | 4.0258 | United Arab Emirates | Dubai | Infrastructure | Al Furjan | Roads & Utilities - Package 3 | NAKHEEL | ASGC | Tender | 2021 |  | Pipework - Fittings And Valves | J623.4 | Hdpe Pipe Fittings Including All Accessories Complete As Per Drawings And Specifications; Tee; 250X180X250Mm Dia | 10 | Nr | AED | 547.8 | 5478
2021-01 | 4 | 4.0258 | United Arab Emirates | Dubai | Infrastructure | Al Furjan | Roads & Utilities - Package 3 | NAKHEEL | ASGC | Tender | 2021 |  | Pipework - Fittings And Valves | J623.5 | Hdpe Pipe Fittings Including All Accessories Complete As Per Drawings And Specifications; Tee; 250X200X250Mm Dia | 2 | Nr | AED | 631.8 | 1263.6
2021-01 | 4 | 4.0258 | United Arab Emirates | Dubai | Infrastructure | Al Furjan | Roads & Utilities - Package 3 | NAKHEEL | ASGC | Tender | 2021 |  | Pipework - Fittings And Valves | J633.1 | Hdpe Pipe Fittings Including All Accessories Complete As Per Drawings And Specifications; Reducer; 250X180Mm Dia | 1 | Nr | AED | 534.8 | 534.8
2021-01 | 4 | 4.0258 | United Arab Emirates | Dubai | Infrastructure | Al Furjan | Roads & Utilities - Package 3 | NAKHEEL | ASGC | Tender | 2021 |  | Pipework - Fittings And Valves | J633.2 | Hdpe Pipe Fittings Including All Accessories Complete As Per Drawings And Specifications; Reducer; 180X150Mm Dia | 1 | Nr | AED | 173.9 | 173.9
2021-01 | 4 | 4.0258 | United Arab Emirates | Dubai | Infrastructure | Al Furjan | Roads & Utilities - Package 3 | NAKHEEL | ASGC | Tender | 2021 |  | Pipework - Fittings And Valves | J693 | Hdpe Pipe Fittings Including All Accessories Complete As Per Drawings And Specifications; Endcap For 250Mm Dia | 1 | Nr | AED | 171.9 | 171.9
2021-01 | 4 | 4.0258 | United Arab Emirates | Dubai | Infrastructure | Al Furjan | Roads & Utilities - Package 3 | NAKHEEL | ASGC | Tender | 2021 |  | Pipework - Fittings And Valves | J863 | Hdpe Fittings; Valves; Supply And Fixing Of Valves Including Coupling, Nuts And Bolts, Pipe Work Inside The Chamber And All Other Accessories All As Per Drawings Af-Ab-S24-S17-Std-Fr-106 And Specifications; Air Valves: 80Mm Dia. On 315Mm Od Hdpe Line | 6 | Nr | AED | 13117.3 | 78703.8
2021-01 | 4 | 4.0258 | United Arab Emirates | Dubai | Infrastructure | Al Furjan | Roads & Utilities - Package 3 | NAKHEEL | ASGC | Tender | 2021 |  | Pipework - Fittings And Valves | J841 | Hdpe Fittings; Valves; Supply And Fixing Of Valves Including Coupling, Nuts And Bolts, Pipe Work Inside The Chamber And All Other Accessories All As Per Drawings Af-Ab-S24-S17-Std-Fr-106 And Specifications; Washout Valves W/Wormgear: 80Mm Dia. | 4 | Nr | AED | 10178.3 | 40713.2
2021-01 | 4 | 4.0259 | United Arab Emirates | Dubai | Infrastructure | Al Furjan | Roads & Utilities - Package 3 | NAKHEEL | ASGC | Tender | 2021 |  | Pipework - Fittings And Valves | J813.1 | Hdpe Fittings; Valves; Supply And Fixing Of Valves Including Coupling, Nuts And Bolts, Pipe Work Inside The Chamber And All Other Accessories All As Per Drawings Af-Ab-S24-S17-Std-Fr-106 And Specifications; Gate Valve 180Mm Dia | 1 | Nr | AED | 8987.8 | 8987.8
2021-01 | 4 | 4.0259 | United Arab Emirates | Dubai | Infrastructure | Al Furjan | Roads & Utilities - Package 3 | NAKHEEL | ASGC | Tender | 2021 |  | Pipework - Fittings And Valves | J813.2 | Hdpe Fittings; Valves; Supply And Fixing Of Valves Including Coupling, Nuts And Bolts, Pipe Work Inside The Chamber And All Other Accessories All As Per Drawings Af-Ab-S24-S17-Std-Fr-106 And Specifications; Gate Valve 250Mm Dia | 15 | Nr | AED | 10178.3 | 152674.5
2021-01 | 4 | 4.0259 | United Arab Emirates | Dubai | Infrastructure | Al Furjan | Roads & Utilities - Package 3 | NAKHEEL | ASGC | Tender | 2021 |  | Pipework - Fittings And Valves | J999 | Fire Hydrants; Supply And Fixing Of Fire Hydrants Including Plinths, Nut & Bolts And All Other Accessories As Per Drawing Af-Ab-S24-S27-Std-Fr-106 And Specifications; Fire Hydrant; 150Mm Dia | 31 | Nr | AED | 10770.1 | 333873.1
2021-01 | 4 | 4.0259 | United Arab Emirates | Dubai | Infrastructure | Al Furjan | Roads & Utilities - Package 3 | NAKHEEL | ASGC | Tender | 2021 |  | Pipework - Fittings And Valves | J811 | Fire Hydrants; Supply And Fixing Of Fire Hydrants Including Plinths, Nut & Bolts And All Other Accessories As Per Drawing Af-Ab-S24-S27-Std-Fr-106 And Specifications; Gate Valve For 150Mm Dia Fire Hydrant | 31 | Nr | AED | 10456.3 | 324145.3
2021-01 | 4 | 4.0259 | United Arab Emirates | Dubai | Infrastructure | Al Furjan | Roads & Utilities - Package 3 | NAKHEEL | ASGC | Tender | 2021 |  | Pipework - Manholes And Pipework Ancillaries | K231.1 | Construction Of Valve Chambers (Depth 2.0M) Suit To Location Including Excavation In Any Material Other Than Rock, Disposal Of Unsuitable Material To An Approved Dump Site, Dewatering, Blinding, Concreting, Cover And Frame, Etc. Complete As Detail Drawings Af-Ab-S24-S17-Std-Fr-106 And Specifications; Air Valves: 80 Mm Dia | 6 | Nr | AED | 10751.1 | 64506.6
2021-01 | 4 | 4.0259 | United Arab Emirates | Dubai | Infrastructure | Al Furjan | Roads & Utilities - Package 3 | NAKHEEL | ASGC | Tender | 2021 |  | Pipework - Manholes And Pipework Ancillaries | K232.1 | Construction Of Valve Chambers (Depth 2.0M) Suit To Location Including Excavation In Any Material Other Than Rock, Disposal Of Unsuitable Material To An Approved Dump Site, Dewatering, Blinding, Concreting, Cover And Frame, Etc. Complete As Detail Drawings Af-Ab-S24-S17-Std-Fr-106 And Specifications; Gate Valve 180Mm Dia | 1 | Nr | AED | 10751.1 | 10751.1
2021-01 | 4 | 4.0259 | United Arab Emirates | Dubai | Infrastructure | Al Furjan | Roads & Utilities - Package 3 | NAKHEEL | ASGC | Tender | 2021 |  | Pipework - Manholes And Pipework Ancillaries | K232.2 | Construction Of Valve Chambers (Depth 2.0M) Suit To Location Including Excavation In Any Material Other Than Rock, Disposal Of Unsuitable Material To An Approved Dump Site, Dewatering, Blinding, Concreting, Cover And Frame, Etc. Complete As Detail Drawings Af-Ab-S24-S17-Std-Fr-106 And Specifications; Gate Valve 250Mm Dia | 15 | Nr | AED | 10751.1 | 161266.5
2021-01 | 4 | 4.0259 | United Arab Emirates | Dubai | Infrastructure | Al Furjan | Roads & Utilities - Package 3 | NAKHEEL | ASGC | Tender | 2021 |  | Pipework - Manholes And Pipework Ancillaries | K232.3 | Construction Of Valve Chambers (Depth 2.0M) Suit To Location Including Excavation In Any Material Other Than Rock, Disposal Of Unsuitable Material To An Approved Dump Site, Dewatering, Blinding, Concreting, Cover And Frame, Etc. Complete As Detail Drawings Af-Ab-S24-S17-Std-Fr-106 And Specifications; Washout Valves W/Wormgear: 80Mm Dia. | 4 | Nr | AED | 16547 | 66188
2021-01 | 4 | 4.0259 | United Arab Emirates | Dubai | Infrastructure | Al Furjan | Roads & Utilities - Package 3 | NAKHEEL | ASGC | Tender | 2021 |  | Pipework - Manholes And Pipework Ancillaries | K231.2 | Construction Of Fire Hydrant Valve Chamber And Soak Away Drain Including Excavation In Anymaterial Other Than Rock, Backfilling, Disposal, Dewatering, Blinding, Concreting, Reinforcement,Formwork Etc. Complete As Detail Drawings And Specification; Fire Hydrant; 150Mm Dia | 31 | Nr | AED | 11814.8 | 366258.8
2021-01 | 4 | 4.0259 | United Arab Emirates | Dubai | Infrastructure | Al Furjan | Roads & Utilities - Package 3 | NAKHEEL | ASGC | Tender | 2021 |  | Pipework - Manholes And Pipework Ancillaries | K231.3 | Construction Of Fire Hydrant Valve Chamber And Soak Away Drain Including Excavation In Anymaterial Other Than Rock, Backfilling, Disposal, Dewatering, Blinding, Concreting, Reinforcement,Formwork Etc. Complete As Detail Drawings And Specification; Gate Valve For 150Mm Dia Fire Hydrant | 31 | Nr | AED | 11814.8 | 366258.8
2021-01 | 4 | 4.0259 | United Arab Emirates | Dubai | Infrastructure | Al Furjan | Roads & Utilities - Package 3 | NAKHEEL | ASGC | Tender | 2021 |  | Pipework - Supports And Protection | L311 | Sand Bed And Surround Selected From Excavation On Site To Pipes As Per Drawings And Specifications; 150 Mm Dia Pipe | 54.83 | m | AED | 33 | 1809.46
2021-01 | 4 | 4.026 | United Arab Emirates | Dubai | Infrastructure | Al Furjan | Roads & Utilities - Package 3 | NAKHEEL | ASGC | Tender | 2021 |  | Pipework - Supports And Protection | L312.1 | Sand Bed And Surround Selected From Excavation On Site To Pipes As Per Drawings And Specifications; 180 Mm Dia Pipe | 255.09 | m | AED | 60 | 15305.28
2021-01 | 4 | 4.026 | United Arab Emirates | Dubai | Infrastructure | Al Furjan | Roads & Utilities - Package 3 | NAKHEEL | ASGC | Tender | 2021 |  | Pipework - Supports And Protection | L313 | Sand Bed And Surround Selected From Excavation On Site To Pipes As Per Drawings And Specifications; 250 Mm Dia Pipe | 3099.2 | m | AED | 54 | 167356.8
2021-01 | 4 | 4.026 | United Arab Emirates | Dubai | Infrastructure | Al Furjan | Roads & Utilities - Package 3 | NAKHEEL | ASGC | Tender | 2021 |  | Pipework - Supports And Protection | L313 | Sand Bed And Surround Selected From Excavation On Site To Pipes As Per Drawings And Specifications; 315 Mm Dia Pipe | 2.38 | m | AED | 96 | 228.86
2021-01 | 4 | 4.026 | United Arab Emirates | Dubai | Infrastructure | Al Furjan | Roads & Utilities - Package 3 | NAKHEEL | ASGC | Tender | 2021 |  | Pipework - Supports And Protection | L551 | Concrete Bedding And Surrounding To Pipes Including Blinding, Reinforcement At Road Crossings To Pipe As Per Drawings Af-Ab-S24-S27-Std-Fr-100 To 106 And Specification; 150 Mm Dia Pipe | 11.92 | m | AED | 169.9 | 2025.21
2021-01 | 4 | 4.026 | United Arab Emirates | Dubai | Infrastructure | Al Furjan | Roads & Utilities - Package 3 | NAKHEEL | ASGC | Tender | 2021 |  | Pipework - Supports And Protection | L551.1 | Concrete Bedding And Surrounding To Pipes Including Blinding, Reinforcement At Road Crossings To Pipe As Per Drawings Af-Ab-S24-S27-Std-Fr-100 To 106 And Specification; 180 Mm Dia Pipe | 47.68 | m | AED | 180 | 8582.4
2021-01 | 4 | 4.026 | United Arab Emirates | Dubai | Infrastructure | Al Furjan | Roads & Utilities - Package 3 | NAKHEEL | ASGC | Tender | 2021 |  | Pipework - Supports And Protection | L552.1 | Concrete Bedding And Surrounding To Pipes Including Blinding, Reinforcement At Road Crossings To Pipe As Per Drawings Af-Ab-S24-S27-Std-Fr-100 To 106 And Specification; 250 Mm Dia Pipe | 424.35 | m | AED | 216.9 | 92041.95
2021-01 | 4 | 4.026 | United Arab Emirates | Dubai | Infrastructure | Al Furjan | Roads & Utilities - Package 3 | NAKHEEL | ASGC | Tender | 2021 |  | Pipework - Supports And Protection | L552.2 | Concrete Bedding And Surrounding To Pipes Including Blinding, Reinforcement At Road Crossings To Pipe As Per Drawings Af-Ab-S24-S27-Std-Fr-100 To 106 And Specification; 315 Mm Dia Pipe | 2.38 | m | AED | 250.9 | 598.15
2021-01 | 4 | 4.026 | United Arab Emirates | Dubai | Infrastructure | Al Furjan | Roads & Utilities - Package 3 | NAKHEEL | ASGC | Tender | 2021 |  | Pipework - Supports And Protection | L111 | Extra Over To Excavation Of Rock In Chambers And Pipes | 238.4 | m³ | AED | 52 | 12396.8
2021-01 | 4 | 4.026 | United Arab Emirates | Dubai | Infrastructure | Al Furjan | Roads & Utilities - Package 3 | NAKHEEL | ASGC | Tender | 2021 |  | Pipework - Supports And Protection | L741 | Volume 0.5 - 1 M3 | 95.36 | Nr | AED | 654.8 | 62441.73
2021-01 | 4 | 4.026 | United Arab Emirates | Dubai | Infrastructure | Al Furjan | Roads & Utilities - Package 3 | NAKHEEL | ASGC | Tender | 2021 |  | Pipework - Supports And Protection | L752 | Volume 1 - 2 M3 | 15.26 | Nr | AED | 832.7 | 12705
2021-01 | 4 | 4.0261 | United Arab Emirates | Dubai | Infrastructure | Al Furjan | Roads & Utilities - Package 3 | NAKHEEL | ASGC | Tender | 2021 |  | Pipework - Pipes | I513 | Supply And Install Upvc Ducts Complete Including All Civil Works: Excavation, Backfilling, Disposal Of Surplus Material To An Approved Dump Site. Granular Bed And Surround(Suitable Excavated Material), Warning Tape, End Caps, Testing Etc And Draw Wires As Per Specifications And Drawings And Authority Requirements; 2 Way 2Nos Of D-56 Duct For House Connection - Not Exceeding 2.0M Deep | 8628.19 | m | AED | 68.4 | 590168.2
2021-01 | 4 | 4.0261 | United Arab Emirates | Dubai | Infrastructure | Al Furjan | Roads & Utilities - Package 3 | NAKHEEL | ASGC | Tender | 2021 |  | Pipework - Pipes | I513.1 | Supply And Install Upvc Ducts Complete Including All Civil Works: Excavation, Backfilling, Disposal Of Surplus Material To An Approved Dump Site. Granular Bed And Surround(Suitable Excavated Material), Warning Tape, End Caps, Testing Etc And Draw Wires As Per Specifications And Drawings And Authority Requirements; 4 Way D54 Duct - Not Exceeding 2.0M Deep | 4338.67 | m | AED | 147.3 | 639086.09
2021-01 | 4 | 4.0261 | United Arab Emirates | Dubai | Infrastructure | Al Furjan | Roads & Utilities - Package 3 | NAKHEEL | ASGC | Tender | 2021 |  | Pipework - Pipes | I513.2 | Supply And Install Upvc Ducts Complete Including All Civil Works: Excavation, Backfilling, Disposal Of Surplus Material To An Approved Dump Site. Granular Bed And Surround(Suitable Excavated Material), Warning Tape, End Caps, Testing Etc And Draw Wires As Per Specifications And Drawings And Authority Requirements; 6 Way D54 Duct - Not Exceeding 2.0M Deep | 60 | m | AED | 199.9 | 11994
2021-01 | 4 | 4.0261 | United Arab Emirates | Dubai | Infrastructure | Al Furjan | Roads & Utilities - Package 3 | NAKHEEL | ASGC | Tender | 2021 |  | Pipework - Pipes | I513.4 | Supply And Install Upvc Ducts Complete Including All Civil Works: Excavation, Backfilling, Disposal Of Surplus Material To An Approved Dump Site. Granular Bed And Surround(Suitable Excavated Material), Warning Tape, End Caps, Testing Etc And Draw Wires As Per Specifications And Drawings And Authority Requirements; 9 Way D54 Duct - Not Exceeding 2.0M Deep | 665 | m | AED | 299.9 | 199433.5
2021-01 | 4 | 4.0261 | United Arab Emirates | Dubai | Infrastructure | Al Furjan | Roads & Utilities - Package 3 | NAKHEEL | ASGC | Tender | 2021 |  | Pipework - Manholes And Pipework Ancillaries | K239 | Supply And Install Of Manholes Complete With All Required Civil Works As Per Specifications, Drawings & Authority Requirements.; Type Jrc 12, Not Exceeding 2.0M Deep | 78 | Nr | AED | 6629.2 | 517077.6
2021-01 | 4 | 4.0261 | United Arab Emirates | Dubai | Infrastructure | Al Furjan | Roads & Utilities - Package 3 | NAKHEEL | ASGC | Tender | 2021 |  | Pipework - Manholes And Pipework Ancillaries | K239.1 | Supply And Install Of Manholes Complete With All Required Civil Works As Per Specifications, Drawings & Authority Requirements.; Type Jrc 14, Not Exceeding 2.0M Deep | 1 | Nr | AED | 9680.7 | 9680.7
2021-01 | 4 | 4.0261 | United Arab Emirates | Dubai | Infrastructure | Al Furjan | Roads & Utilities - Package 3 | NAKHEEL | ASGC | Tender | 2021 |  | Pipework - Supports And Protection | L999.1 | Supply And Install Of Manholes Complete With All Required Civil Works As Per Specifications, Drawings & Authority Requirements.; Concrete Grade C35/20 In Bedding And Surround To Pipe As Shown On Drawings And As Specification | 429.75 | m³ | AED | 441.9 | 189908.04
2021-01 | 4 | 4.0261 | United Arab Emirates | Dubai | Infrastructure | Al Furjan | Roads & Utilities - Package 3 | NAKHEEL | ASGC | Tender | 2021 |  | Pipework - Manholes And Pipework Ancillaries | K522 | Upvc Cable Ducts To Bs 3506 Class C Laid And Jointed In Trench Beneath Carriage Ways Including Excavation, Backfilling, Protection Of Services, End Caps, 8 Mm Diameter Draw Cords, Studs And Concrete Duct Markers As Per Drawings And Specifications (Beds And Surrounds Measured Separately); 2 Way, 150Mm Dia., Depth Not Exceeding 1.5 M | 54.19 | m | AED | 168.4 | 9125.6
2021-01 | 4 | 4.0261 | United Arab Emirates | Dubai | Infrastructure | Al Furjan | Roads & Utilities - Package 3 | NAKHEEL | ASGC | Tender | 2021 |  | Pipework - Manholes And Pipework Ancillaries | K542.1 | Upvc Cable Ducts To Bs 3506 Class C Laid And Jointed In Trench Beneath Carriage Ways Including Excavation, Backfilling, Protection Of Services, End Caps, 8 Mm Diameter Draw Cords, Studs And Concrete Duct Markers As Per Drawings And Specifications (Beds And Surrounds Measured Separately); 3 Way, 150Mm Dia., Depth Not Exceeding 1.5M | 11.05 | m | AED | 241 | 2662.89
2021-01 | 4 | 4.0262 | United Arab Emirates | Dubai | Infrastructure | Al Furjan | Roads & Utilities - Package 3 | NAKHEEL | ASGC | Tender | 2021 |  | Pipework - Manholes And Pipework Ancillaries | K542.2 | Upvc Cable Ducts To Bs 3506 Class C Laid And Jointed In Trench Beneath Carriage Ways Including Excavation, Backfilling, Protection Of Services, End Caps, 8 Mm Diameter Draw Cords, Studs And Concrete Duct Markers As Per Drawings And Specifications (Beds And Surrounds Measured Separately); 4 Way, 150Mm Dia., Depth Not Exceeding 1.5 M | 18.97 | m | AED | 313.6 | 5947.89
2021-01 | 4 | 4.0262 | United Arab Emirates | Dubai | Infrastructure | Al Furjan | Roads & Utilities - Package 3 | NAKHEEL | ASGC | Tender | 2021 |  | Pipework - Manholes And Pipework Ancillaries | K542.3 | Upvc Cable Ducts To Bs 3506 Class C Laid And Jointed In Trench Beneath Carriage Ways Including Excavation, Backfilling, Protection Of Services, End Caps, 8 Mm Diameter Draw Cords, Studs And Concrete Duct Markers As Per Drawings And Specifications (Beds And Surrounds Measured Separately); 5 Way, 150Mm Dia., Depth Not Exceeding 1.5M | 23.08 | m | AED | 386.2 | 8913.31
2021-01 | 4 | 4.0262 | United Arab Emirates | Dubai | Infrastructure | Al Furjan | Roads & Utilities - Package 3 | NAKHEEL | ASGC | Tender | 2021 |  | Pipework - Manholes And Pipework Ancillaries | K542.4 | Upvc Cable Ducts To Bs 3506 Class C Laid And Jointed In Trench Beneath Carriage Ways Including Excavation, Backfilling, Protection Of Services, End Caps, 8 Mm Diameter Draw Cords, Studs And Concrete Duct Markers As Per Drawings And Specifications (Beds And Surrounds Measured Separately); 6 Way, 150Mm Dia., Depth Not Exceeding 1.5 M | 336 | m | AED | 458.8 | 154156.8
2021-01 | 4 | 4.0262 | United Arab Emirates | Dubai | Infrastructure | Al Furjan | Roads & Utilities - Package 3 | NAKHEEL | ASGC | Tender | 2021 |  | Pipework - Supports And Protection | L999 | Imported Sand Beds & Surrounds | 129.07 | m³ | AED | 65.2 | 8415.35
2021-01 | 4 | 4.0262 | United Arab Emirates | Dubai | Infrastructure | Al Furjan | Roads & Utilities - Package 3 | NAKHEEL | ASGC | Tender | 2021 |  | Pipework - Supports And Protection | L999.1 | Mass Opc Concrete Grade C25/20 Surround To Ducts Including Formwork, Polythene Sheet And Bituminous Paint | 135.48 | m³ | AED | 467.2 | 63293.92
2021-01 | 4 | 4.0262 | United Arab Emirates | Dubai | Infrastructure | Al Furjan | Roads & Utilities - Package 3 | NAKHEEL | ASGC | Tender | 2021 |  | Pipework - Manholes And Pipework Ancillaries | K593.1 | Supply And Install 'Upvc' Duct Complete In Already Excavated Trench, Including Concrete Encasement, Warning Tape, Testing, Etc. And Draw Wires As Per Drawings And Specifications.; 150Mm Dia. 2X3 Way Ducts | 79.31 | m | AED | 373.6 | 29629.47
2021-01 | 4 | 4.0262 | United Arab Emirates | Dubai | Infrastructure | Al Furjan | Roads & Utilities - Package 3 | NAKHEEL | ASGC | Tender | 2021 |  | Pipework - Manholes And Pipework Ancillaries | K593.2 | Supply And Install 'Upvc' Duct Complete In Already Excavated Trench, Including Concrete Encasement, Warning Tape, Testing, Etc. And Draw Wires As Per Drawings And Specifications.; 150Mm Dia. 2X4 Way Ducts | 19 | m | AED | 490.3 | 9315.7
2021-01 | 4 | 4.0262 | United Arab Emirates | Dubai | Infrastructure | Al Furjan | Roads & Utilities - Package 3 | NAKHEEL | ASGC | Tender | 2021 |  | Pipework - Manholes And Pipework Ancillaries | K593.3 | Supply And Install 'Upvc' Duct Complete In Already Excavated Trench, Including Concrete Encasement, Warning Tape, Testing, Etc. And Draw Wires As Per Drawings And Specifications.; 150Mm Dia. 2X5 Way Ducts | 44.06 | m | AED | 607.2 | 26753.23
2021-01 | 4 | 4.0262 | United Arab Emirates | Dubai | Infrastructure | Al Furjan | Roads & Utilities - Package 3 | NAKHEEL | ASGC | Tender | 2021 |  | Pipework - Manholes And Pipework Ancillaries | K593.4 | Supply And Install 'Upvc' Duct Complete In Already Excavated Trench, Including Concrete Encasement, Warning Tape, Testing, Etc. And Draw Wires As Per Drawings And Specifications.; 150Mm Dia. 2X6 Way Ducts | 576.98 | m | AED | 723.9 | 417679.13
2021-01 | 4 | 4.0262 | United Arab Emirates | Dubai | Infrastructure | Al Furjan | Roads & Utilities - Package 3 | NAKHEEL | ASGC | Tender | 2021 |  | Pipework - Manholes And Pipework Ancillaries | K593.5 | Supply And Install 'Upvc' Duct Complete In Already Excavated Trench, Including Concrete Encasement, Warning Tape, Testing, Etc. And Draw Wires As Per Drawings And Specifications.; 150Mm Dia. 2X8 Way Ducts | 116.49 | m | AED | 957.5 | 111539.44
2021-01 | 4 | 4.0263 | United Arab Emirates | Dubai | Infrastructure | Al Furjan | Roads & Utilities - Package 3 | NAKHEEL | ASGC | Tender | 2021 |  | Pipework - Manholes And Pipework Ancillaries | K593.6 | Supply And Install 'Upvc' Duct Complete In Already Excavated Trench, Including Concrete Encasement, Warning Tape, Testing, Etc. And Draw Wires As Per Drawings And Specifications.; 150Mm Dia. 2X12 Way Ducts | 22.03 | m | AED | 1424.7 | 31386.14
2021-01 | 4 | 4.0263 | United Arab Emirates | Dubai | Infrastructure | Al Furjan | Roads & Utilities - Package 3 | NAKHEEL | ASGC | Tender | 2021 |  | Pipework - Supports And Protection | L999 | Imported Sand Beds & Surrounds | 370.51 | m³ | AED | 65.2 | 24156.97
2021-01 | 4 | 4.0263 | United Arab Emirates | Dubai | Infrastructure | Al Furjan | Roads & Utilities - Package 3 | NAKHEEL | ASGC | Tender | 2021 |  | Pipework - Supports And Protection | L999.1 | Mass Opc Concrete Grade C25/20 Surround To Ducts Including Formwork, Polythene Sheet And Bituminous Paint | 520.99 | m³ | AED | 467.2 | 243407.4
2021-01 | 4 | 4.0263 | United Arab Emirates | Dubai | Infrastructure | Al Furjan | Roads & Utilities - Package 3 | NAKHEEL | ASGC | Tender | 2021 |  | Earthworks | E533 | Execute The Base Of The Pocket Substation As Per Dewa Requirements And As Per Dewa Approved Layouts. | 10 | Nr | AED | 37881 | 378810
2021-01 | 4 | 4.0263 | United Arab Emirates | Dubai | Infrastructure | Al Furjan | Roads & Utilities - Package 3 | NAKHEEL | ASGC | Tender | 2021 |  | Pipework - Manholes And Pipework Ancillaries | K522 | Supply And Install Upvc Cable Ducts To Bs 3506 Class C Laid And Jointed In Trench Beneath Carriage Ways Including End Caps, 8 Mm Dia Draw Cords, Studs And Concrete Duct Markers As Specified For Using As Spare Ducts; 2-Way, 200Mm Dia Depth Not Exceeding 1.5M | 954.02 | m | AED | 212.7 | 202919.63
2021-01 | 4 | 4.0263 | United Arab Emirates | Dubai | Infrastructure | Al Furjan | Roads & Utilities - Package 3 | NAKHEEL | ASGC | Tender | 2021 |  | Pipework - Manholes And Pipework Ancillaries | K542 | Supply And Install Upvc Cable Ducts To Bs 3506 Class C Laid And Jointed In Trench Beneath Carriage Ways Including End Caps, 8 Mm Dia Draw Cords, Studs And Concrete Duct Markers As Specified For Using As Spare Ducts; 4-Way, 200Mm Dia Depth Not Exceeding 1.5M | 45.3 | m | AED | 359.4 | 16280.82
2021-01 | 4 | 4.0263 | United Arab Emirates | Dubai | Infrastructure | Al Furjan | Roads & Utilities - Package 3 | NAKHEEL | ASGC | Tender | 2021 |  | Pipework - Supports And Protection | L911.1 | Imported Sand Beds & Surrounds; Surround To 150Mm Dia. 2 Way Duct | 715.51 | m³ | AED | 61.3 | 43860.98
2021-01 | 4 | 4.0263 | United Arab Emirates | Dubai | Infrastructure | Al Furjan | Roads & Utilities - Package 3 | NAKHEEL | ASGC | Tender | 2021 |  | Pipework - Supports And Protection | L911.2 | Imported Sand Beds & Surrounds; Surround To 150Mm Dia. 4 Way Duct | 43.04 | m³ | AED | 61.3 | 2638.05
2021-01 | 4 | 4.0263 | United Arab Emirates | Dubai | Infrastructure | Al Furjan | Roads & Utilities - Package 3 | NAKHEEL | ASGC | Tender | 2021 |  | Pipework - Manholes And Pipework Ancillaries | K512 | Supply, Lay And Joint Upvc Duct In Trench Including Excavation, Backfilling, Beds & Surrounds, Endcap, Disposal And All Related Work Complete; 150Mm Dia. 1 Way Upvc Contingency Duct; Depth Not Exceeding 1.5M | 2036.06 | m | AED | 157.2 | 320069.28
2021-01 | 4 | 4.0263 | United Arab Emirates | Dubai | Infrastructure | Al Furjan | Roads & Utilities - Package 3 | NAKHEEL | ASGC | Tender | 2021 |  | Pipework - Manholes And Pipework Ancillaries | K512.1 | Supply, Lay And Joint Upvc Duct In Trench Including Excavation, Backfilling, Beds & Surrounds, Endcap, Disposal And All Related Work Complete; 200Mm Dia. 1 Way Upvc Contingency Duct; Depth Not Exceeding 1.5M | 104 | m | AED | 188.5 | 19604
2021-01 | 4 | 4.0263 | United Arab Emirates | Dubai | Infrastructure | Al Furjan | Roads & Utilities - Package 3 | NAKHEEL | ASGC | Tender | 2021 |  | Pipework - Supports And Protection | L931 | Mass Opc Concrete Grade C25/20 Surround To Ducts Including Formwork, Polythene Sheet And Bituminous Paint | 440.94 | m³ | AED | 558.8 | 246396.15
2021-01 | 4 | 4.0264 | United Arab Emirates | Dubai | Infrastructure | Al Furjan | Roads & Utilities - Package 3 | NAKHEEL | ASGC | Tender | 2021 |  | Simple Building Works Incidental To Civil Engineering Works | Z999 | Removal Of Existing Sewer Lines Including Excavation, Backfilling, Removal Of Debris, Surroundings, Geotextile, Concrete Etc. And Cart To Authorities/Employer'S Approved Tip | 6375 | m | AED | 227.4 | 1449675
2021-01 | 4 | 4.0264 | United Arab Emirates | Dubai | Infrastructure | Al Furjan | Roads & Utilities - Package 3 | NAKHEEL | ASGC | Tender | 2021 |  | Simple Building Works Incidental To Civil Engineering Works | Z999.1 | Removal Of Existing Sewer Manholes Including Excavation, Backfilling, Removal Of Back Drops, Pipe Connections And Cart To Authorities/Employer'S Approved Tip | 97 | Nr | AED | 2011.9 | 195154.3
2021-01 | 4 | 4.0264 | United Arab Emirates | Dubai | Infrastructure | Al Furjan | Roads & Utilities - Package 3 | NAKHEEL | ASGC | Tender | 2021 |  | Simple Building Works Incidental To Civil Engineering Works | Z999.2 | Removal Of Existing Fic Including Excavation, Backfilling, Removal Of Pipe Connections And Cart To Authorities/Employer'S Approved Tip | 5 | Nr | AED | 2011.9 | 10059.5
2021-01 | 4 | 4.0264 | United Arab Emirates | Dubai | Infrastructure | Al Furjan | Roads & Utilities - Package 3 | NAKHEEL | ASGC | Tender | 2021 |  | Simple Building Works Incidental To Civil Engineering Works | Z999.3 | Removal Of Existing Irrigation Pipes, Including Excavation, Backfilling, Removal Of Debris, Surrounding, Fittings, Concrete Etc. And Cart To Authorities/Employer'S Approved Tip | 5312.26 | m | AED | 152 | 807463.09
2021-01 | 4 | 4.0264 | United Arab Emirates | Dubai | Infrastructure | Al Furjan | Roads & Utilities - Package 3 | NAKHEEL | ASGC | Tender | 2021 |  | Simple Building Works Incidental To Civil Engineering Works | Z999.4 | Carefully Removal Of Existing Irrigation Valves In Different Dia. And Store In Contractor'S Enclosed Yard For Reuse / Return Complete Including Excavation, Backfilling, Breaking/Demolition Of Existing Chamber And Disposal To Approved Municipality Dump Site As Per Employer'S Requirements | 61 | Nr | AED | 793.3 | 48391.3
2021-01 | 4 | 4.0264 | United Arab Emirates | Dubai | Infrastructure | Al Furjan | Roads & Utilities - Package 3 | NAKHEEL | ASGC | Tender | 2021 |  | Simple Building Works Incidental To Civil Engineering Works | Z999.5 | Removal Of Existing Potable Water Lines Excavation, Backfilling, Removal Of Debris, Surrounding, Fittings, Concrete Etc. And Cart To Authorities/Employer'S Approved Tip | 8054.4 | m | AED | 174.4 | 1404687.36
2021-01 | 4 | 4.0264 | United Arab Emirates | Dubai | Infrastructure | Al Furjan | Roads & Utilities - Package 3 | NAKHEEL | ASGC | Tender | 2021 |  | Simple Building Works Incidental To Civil Engineering Works | Z999.6 | Carefully Removal Of Existing Valves In Different Dia. And Store In Contractor'S Enclosed Yard For Reuse / Return Complete Including Excavation, Backfilling, Breaking/Demolition Of Existing Chamber And Disposal To Approved Municipality Dump Site As Per Employer'S Requirements | 64 | Nr | AED | 1331 | 85184
2021-01 | 4 | 4.0264 | United Arab Emirates | Dubai | Infrastructure | Al Furjan | Roads & Utilities - Package 3 | NAKHEEL | ASGC | Tender | 2021 |  | Simple Building Works Incidental To Civil Engineering Works | Z999.7 | Removal Of Existing Telecom Ducts Including Excavation, Backfilling, Removal Of Debris, Surrounding, Fittings, Concrete Etc. And Cart To Authorities/Employer'S Approved Tip | 8871.04 | m | AED | 91.6 | 812587.26
2021-01 | 4 | 4.0264 | United Arab Emirates | Dubai | Infrastructure | Al Furjan | Roads & Utilities - Package 3 | NAKHEEL | ASGC | Tender | 2021 |  | Simple Building Works Incidental To Civil Engineering Works | Z999.8 | Carefully Removal Of Existing Telecom Chamber, Including Pipe Connections And Complete Including Excavation, Backfilling, Breaking/Demolition Of Existing Chamber And Disposal To Approved Municipality Dump Site As Per Employer'S Requirements | 58 | Nr | AED | 1219.1 | 70707.8
2021-01 | 4 | 4.0264 | United Arab Emirates | Dubai | Infrastructure | Al Furjan | Roads & Utilities - Package 3 | NAKHEEL | ASGC | Tender | 2021 |  | Simple Building Works Incidental To Civil Engineering Works | Z999.9 | Removal Of Existing All Ducts (Utilty Vise) Including Excavation, Backfilling, Removal Of Debris, Surrounding, Fittings, Concrete Etc. And Cart To Authorities/Employer'S Approved Tip | 1650 | m | AED | 245.2 | 404580
2021-01 | 4 | 4.0265 | United Arab Emirates | Dubai | Infrastructure | Al Furjan | Roads & Utilities - Package 3 | NAKHEEL | ASGC | Tender | 2021 |  | Simple Building Works Incidental To Civil Engineering Works | Z999.10 | Removal Of Existing Fire Fighting Pipe Networks Including Excavation, Backfilling, Removal Of Debris, Surroundings, Concrete Etc. And Cart To Authorities/Employer'S Approved Tip | 250 | m | AED | 187.1 | 46775
2021-01 | 4 | 4.0265 | United Arab Emirates | Dubai | Infrastructure | Al Furjan | Roads & Utilities - Package 3 | NAKHEEL | ASGC | Tender | 2021 |  | Simple Building Works Incidental To Civil Engineering Works | Z999.11 | Removal Of Existing Fire Fighting Chambers Including Excavation, Backfilling, Removal Of Pipe Connections, Mechanical Fittings And Cart To Authorities/Employer'S Approved Tip | 25 | Nr | AED | 921 | 23025
2021-01 | 4 | 4.0265 | United Arab Emirates | Dubai | Infrastructure | Al Furjan | Roads & Utilities - Package 3 | NAKHEEL | ASGC | Tender | 2021 |  | Simple Building Works Incidental To Civil Engineering Works | Z999.12 | Removal Of Existing Gas Pipe Networks Including Excavation, Backfilling, Removal Of Debris, Surroundings, Concrete Etc. And Cart To Authorities/Employer'S Approved Tip | 300 | m | AED | 121.9 | 36570
2021-01 | 4 | 4.0265 | United Arab Emirates | Dubai | Infrastructure | Al Furjan | Roads & Utilities - Package 3 | NAKHEEL | ASGC | Tender | 2021 |  | Simple Building Works Incidental To Civil Engineering Works | Z999.13 | Removal Of Existing Gas Network Chambers Including Excavation, Backfilling, Removal Of Pipe Connections, Fittings And Cart To Authorities/Employer'S Approved Tip | 10 | Nr | AED | 748.7 | 7487
2021-01 | 4 | 4.0265 | United Arab Emirates | Dubai | Infrastructure | Al Furjan | Roads & Utilities - Package 3 | NAKHEEL | ASGC | Tender | 2021 |  | Simple Building Works Incidental To Civil Engineering Works | Z999.14 | Removal Of Existing Landscaping Workings Including Excavation, Backfilling, Removal Of Irrigation Connections, Fittings And Cart To Authorities/Employer'S Approved Tip | 7488 | m² | AED | 62 | 464256
2021-01 | 4 | 4.0265 | United Arab Emirates | Dubai | Infrastructure | Al Furjan | Roads & Utilities - Package 3 | NAKHEEL | ASGC | Tender | 2021 |  | Simple Building Works Incidental To Civil Engineering Works | Z999.15 | Removal Of Existing Footpaths Including Excavation, Backfilling, Removal Of Kerbs, Concrete And Cart To Authorities/Employer'S Approved Tip | 4032 | m² | AED | 29 | 116928
2021-02 | 4 | 4.0265 | United Arab Emirates | Dubai | Infrastructure | Al Furjan | Roads & Utilities - Package 5 | NAKHEEL | ASGC | Tender | 2021 |  | Miscellaneous Work | X195 | Branding Project Boundary Hoardings:; Hoardings: Including Fabrication, Supply & Installation Of Construction Site Fencing Hoarding With Branding, Excavation, Preperation Of Surfaces, Disposal Of Excavatd Material, Backfilling, Removal Of Existing Services, Concrete, Main Security Gate, Separate Gate Panels For Access, Metal Or Pvc (All Products Must Be Capable Of Withstanding The Climate And Environmental Conditions Of The Uae. All Finishes And Surface Treatments Are To Be Designed To Withstand High Levels Of Humidity, Salt Spray And Sand Abrasion), Security Cabin And Necessary Supports, As Per Drawings, Nakheel Standards And Guidelines | 550 | m | AED | 141.5 | 77825
2021-02 | 4 | 4.0265 | United Arab Emirates | Dubai | Infrastructure | Al Furjan | Roads & Utilities - Package 5 | NAKHEEL | ASGC | Tender | 2021 |  | Demolition And Site Clearance | D999 | Branding Project Boundary Hoardings:; Relocation Of Existing Storm Water Gully Including Pipe & Fittings, Demolition Of Existing Gully, Construction Of New Gully, Fittings With All Necessary Additional Pipe Pieces & Coating Works Complete As Per Authority/ Employer Requirements. | 3 | Nr | AED | 2983.2 | 8949.6
2021-02 | 4 | 4.0265 | United Arab Emirates | Dubai | Infrastructure | Al Furjan | Roads & Utilities - Package 5 | NAKHEEL | ASGC | Tender | 2021 |  | Demolition And Site Clearance | D999.1 | Branding Project Boundary Hoardings:; Break Out Existing Road Pavement Including Saw Cut (As Per Engineer/Authority Approved Method); Comprising Of Ac Bituminous Course, Aggregate Road Base And Aggregate Sub Base; Asphalt And Other Materials Cart To Authorities/Employer'S Approved Tip And Reinstatement Of Road Pavement As Per Specification And Drawings And Engineer/Authority Approved Method | 500 | m² | AED | 160.4 | 80200
2021-02 | 4 | 4.0266 | United Arab Emirates | Dubai | Infrastructure | Al Furjan | Roads & Utilities - Package 5 | NAKHEEL | ASGC | Tender | 2021 |  | Demolition And Site Clearance | D999.2 | Branding Project Boundary Hoardings:; Breakout And Remove Existing Paving Tile Including, Curbstone Including, Sub Base, Concrete Base, Backing And Cart To Authorities/Employer'S Approved Dump Site In Accordance With Engineer'S/Employer'S Requirements | 500 | m² | AED | 17.8 | 8900
2021-02 | 4 | 4.0266 | United Arab Emirates | Dubai | Infrastructure | Al Furjan | Roads & Utilities - Package 5 | NAKHEEL | ASGC | Tender | 2021 |  | Demolition And Site Clearance | D999.3 | Branding Project Boundary Hoardings:; Removal & Reinstatement Of Existing Rta Standard Curbstone Including Concrete Hunching, Foundation, Formwork, Road Base, Disposal As Per Specification, Drawings, Consultant & Authority Approved Method | 300 | m | AED | 54.4 | 16320
2021-02 | 4 | 4.0266 | United Arab Emirates | Dubai | Infrastructure | Al Furjan | Roads & Utilities - Package 5 | NAKHEEL | ASGC | Tender | 2021 |  | Demolition And Site Clearance | D999.4 | Branding Project Boundary Hoardings:; Sand Blast And Remove Existing Road Markings Complete As Directed By The Engineer | 2 | Nr | AED | 157.8 | 315.6
2021-02 | 4 | 4.0266 | United Arab Emirates | Dubai | Infrastructure | Al Furjan | Roads & Utilities - Package 5 | NAKHEEL | ASGC | Tender | 2021 |  | Demolition And Site Clearance | D999.5 | Branding Project Boundary Hoardings:; Removal & Reinstatement Of Existing Sign Boards | 5 | Nr | AED | 368.3 | 1841.5
2021-02 | 4 | 4.0266 | United Arab Emirates | Dubai | Infrastructure | Al Furjan | Roads & Utilities - Package 5 | NAKHEEL | ASGC | Tender | 2021 |  | Demolition And Site Clearance | D999.7 | Branding Project Boundary Hoardings:; Protection Of Existing Services For 11Kv - Extension :- Carefully Excavate And Provide Protection Slab Size, 3000X1000X250Mm Over Existing 11 Kv Cables | 20 | m | AED | 1973 | 39460
2021-02 | 4 | 4.0266 | United Arab Emirates | Dubai | Infrastructure | Al Furjan | Roads & Utilities - Package 5 | NAKHEEL | ASGC | Tender | 2021 |  | Demolition And Site Clearance | D999.8 | Branding Project Boundary Hoardings:; Relocation Of Buried Valve Chamber Including Demolition Of Existing Chamber, Foundations, Construction Of New Chamber Fittings With All Necessary Additional Pipe Pieces & Coating Works Complete As Per Authority/ Employer Requirements. | 5 | Nr | AED | 10522.5 | 52612.5
2021-02 | 4 | 4.0266 | United Arab Emirates | Dubai | Infrastructure | Al Furjan | Roads & Utilities - Package 5 | NAKHEEL | ASGC | Tender | 2021 |  | Demolition And Site Clearance | D999.9 | Branding Project Boundary Hoardings:; Removal & Reinstatement Of Existing Rta Sign Boards | 10 | Nr | AED | 244.3 | 2443
2021-02 | 4 | 4.0266 | United Arab Emirates | Dubai | Infrastructure | Al Furjan | Roads & Utilities - Package 5 | NAKHEEL | ASGC | Tender | 2021 |  | Demolition And Site Clearance | D999.10 | Branding Project Boundary Hoardings:; Sand Blast And Remove Existing Road Markings Complete As Directed By The Engineer | 10 | Nr | AED | 157.8 | 1578
2021-02 | 4 | 4.0266 | United Arab Emirates | Dubai | Infrastructure | Al Furjan | Roads & Utilities - Package 5 | NAKHEEL | ASGC | Tender | 2021 |  | Demolition And Site Clearance | D999.12 | Branding Project Boundary Hoardings:; Removal & Reinstatement Of Existing Rta Standard Curbstone Including Concrete Hunching, Foundation, Formwork, Road Base, Disposal As Per Specification, Drawings, Consultant & Authority Approved Method | 200 | m | AED | 54.4 | 10880
2021-02 | 4 | 4.0266 | United Arab Emirates | Dubai | Infrastructure | Al Furjan | Roads & Utilities - Package 5 | NAKHEEL | ASGC | Tender | 2021 |  | Demolition And Site Clearance | D619 | Removal Of Existing Potable Water Line Pipe Including Fittings, Excavation, Backfilling, Disposal All Complete As Per Drawings And Specification; 100Mm Dia | 40 | m | AED | 131.6 | 5264
2021-02 | 4 | 4.0267 | United Arab Emirates | Dubai | Infrastructure | Al Furjan | Roads & Utilities - Package 5 | NAKHEEL | ASGC | Tender | 2021 |  | Demolition And Site Clearance | D629 | Removal Of Existing Potable Water Line Pipe Including Fittings, Excavation, Backfilling, Disposal All Complete As Per Drawings And Specification; 300Mm Dia | 100 | m | AED | 247.3 | 24730
2021-02 | 4 | 4.0267 | United Arab Emirates | Dubai | Infrastructure | Al Furjan | Roads & Utilities - Package 5 | NAKHEEL | ASGC | Tender | 2021 |  | Pipework - Manholes And Pipework Ancillaries | K199 | Modification Of Existing Chambers To Match With Adjacent Plot Levels And Carriage Way All Complete As Per Drawings And Specification | 2 | Nr | AED | 1753.7 | 3507.4
2021-02 | 4 | 4.0267 | United Arab Emirates | Dubai | Infrastructure | Al Furjan | Roads & Utilities - Package 5 | NAKHEEL | ASGC | Tender | 2021 |  | Demolition And Site Clearance | D999.14 | Removal & Reinstatement Of Existing Advertising Fence, Including Foundation, Supports, All Fittings, Storage At Temporary Site Yard Etc. And Replacement Of Advertisment Sheet If Required As Directed By The Engineer. | 750 | m | AED | 71.6 | 53700
2021-02 | 4 | 4.0267 | United Arab Emirates | Dubai | Infrastructure | Al Furjan | Roads & Utilities - Package 5 | NAKHEEL | ASGC | Tender | 2021 |  | Earthworks | E220 | Excavation; Excavation Of Any Material Other Than Top Soil, Hard Rock Or Artificial Hard Material. | 23654.8 | m³ | AED | 4.2 | 99350.16
2021-02 | 4 | 4.0267 | United Arab Emirates | Dubai | Infrastructure | Al Furjan | Roads & Utilities - Package 5 | NAKHEEL | ASGC | Tender | 2021 |  | Earthworks | E532 | Excavation Of Any Material Other Than Top Soil, Hard Rock Or Artificial Hard Material.; Disposal Of Surplus Material: Material Other Than Top Soil, Rock Or Artificial Hard Material Hual To Authorities Employers Approved Dump Site. | 5168 | m³ | AED | 18.5 | 95608
2021-02 | 4 | 4.0267 | United Arab Emirates | Dubai | Infrastructure | Al Furjan | Roads & Utilities - Package 5 | NAKHEEL | ASGC | Tender | 2021 |  | Earthworks | E644 | Disposal Of Surplus Material: Material Other Than Top Soil, Rock Or Artificial Hard Material Hual To Authorities Employers Approved Dump Site.; Filling From Selected Material With 95% Compaction Of Minimum Dry Density. | 26000 | m³ | AED | 10.3 | 267800
2021-02 | 4 | 4.0267 | United Arab Emirates | Dubai | Infrastructure | Al Furjan | Roads & Utilities - Package 5 | NAKHEEL | ASGC | Tender | 2021 |  | Earthworks | E522 | Filling From Selected Material With 95% Compaction Of Minimum Dry Density.; Preparation Of Excavation Surfaces To Receive Permanent Works, Material Other Than Top Soil Rock Or Artificial Hard Material | 34000 | m² | AED | 1.7 | 57800
2021-02 | 4 | 4.0267 | United Arab Emirates | Dubai | Infrastructure | Al Furjan | Roads & Utilities - Package 5 | NAKHEEL | ASGC | Tender | 2021 |  | Earthworks | E722 | Preparation Of Excavation Surfaces To Receive Permanent Works, Material Other Than Top Soil Rock Or Artificial Hard Material; Preparation Of Filled Surfaces To Receive Permanent Works | 26000 | m² | AED | 2 | 52000
2021-02 | 4 | 4.0267 | United Arab Emirates | Dubai | Infrastructure | Al Furjan | Roads & Utilities - Package 5 | NAKHEEL | ASGC | Tender | 2021 |  | Earthworks | E645 | Preparation Of Filled Surfaces To Receive Permanent Works ; Filling With Imported Material Other Than Top Soil Or Rock To Suitable Levels | 14000 | m³ | AED | 33.8 | 473200
2021-02 | 4 | 4.0267 | United Arab Emirates | Dubai | Infrastructure | Al Furjan | Roads & Utilities - Package 5 | NAKHEEL | ASGC | Tender | 2021 |  | Miscellaneous Work | X900 | Filling With Imported Material Other Than Top Soil Or Rock To Suitable Levels; Slope Protection | 200 | m² | AED | 31.3 | 6260
2021-02 | 4 | 4.0267 | United Arab Emirates | Dubai | Infrastructure | Al Furjan | Roads & Utilities - Package 5 | NAKHEEL | ASGC | Tender | 2021 |  | Earthworks | E230 | Slope Protection; Excavation Of Rock | 2000 | m³ | AED | 35.9 | 71800
2021-02 | 4 | 4.0268 | United Arab Emirates | Dubai | Infrastructure | Al Furjan | Roads & Utilities - Package 5 | NAKHEEL | ASGC | Tender | 2021 |  | Roads And Pavings | R199 | Sub-Base, Flexible Road Bases And Surfacing; Sub Grade Material With Min. Cbr Of 8% At 98% Mdd For Roads (As Shown On The Drawings And As Instructed By The Engineer); Preparation Of Existing Surface For Sub Grade | 95217.82 | m² | AED | 2 | 190435.64
2021-02 | 4 | 4.0268 | United Arab Emirates | Dubai | Infrastructure | Al Furjan | Roads & Utilities - Package 5 | NAKHEEL | ASGC | Tender | 2021 |  | Roads And Pavings | R115 | Sub-Base, Flexible Road Bases And Surfacing; Granular Sub Base With Min. Cbr Of 30% Or Greater Including Drain Off (As Shown On The Drawings, Specification And As Instructed By The Employer); Depth 200 Mm | 24308.97 | m² | AED | 25.5 | 619878.735
2021-02 | 4 | 4.0268 | United Arab Emirates | Dubai | Infrastructure | Al Furjan | Roads & Utilities - Package 5 | NAKHEEL | ASGC | Tender | 2021 |  | Roads And Pavings | R114 | Sub-Base, Flexible Road Bases And Surfacing; Depth 200 Mm ; Depth 150 Mm | 70918.11 | m² | AED | 19.7 | 1397086.767
2021-02 | 4 | 4.0268 | United Arab Emirates | Dubai | Infrastructure | Al Furjan | Roads & Utilities - Package 5 | NAKHEEL | ASGC | Tender | 2021 |  | Roads And Pavings | R194 | Sub-Base, Flexible Road Bases And Surfacing; Aggregate Road Base With Min. Cbr Of 80% At 100% Mdd For Roads (As Shown On The Drawings And Specifications And As Instructed By The Engineer); Depth 150 Mm | 70918.11 | m² | AED | 23.2 | 1645300.152
2021-02 | 4 | 4.0268 | United Arab Emirates | Dubai | Infrastructure | Al Furjan | Roads & Utilities - Package 5 | NAKHEEL | ASGC | Tender | 2021 |  | Roads And Pavings | R195 | Sub-Base, Flexible Road Bases And Surfacing; Aggregate Road Base With Min. Cbr Of 80% At 100% Mdd For Roads (As Shown On The Drawings And Specifications And As Instructed By The Engineer); Depth 220 Mm | 1338 | m² | AED | 35.8 | 47900.4
2021-02 | 4 | 4.0268 | United Arab Emirates | Dubai | Infrastructure | Al Furjan | Roads & Utilities - Package 5 | NAKHEEL | ASGC | Tender | 2021 |  | Roads And Pavings | R195 | Sub-Base, Flexible Road Bases And Surfacing; Aggregate Road Base With Min. Cbr Of 80% At 100% Mdd For Roads (As Shown On The Drawings And Specifications And As Instructed By The Engineer); Depth 200 Mm | 24308.97 | m² | AED | 31 | 753578.07
2021-02 | 4 | 4.0268 | United Arab Emirates | Dubai | Infrastructure | Al Furjan | Roads & Utilities - Package 5 | NAKHEEL | ASGC | Tender | 2021 |  | Roads And Pavings | R232 | Sub-Base, Flexible Road Bases And Surfacing; Asphalt Concrete With Target Bitumen Content Of 3.9% To Roads, (As Shown On The Drawings, Specification And As Instructed By The Employer); 60 Mm Thick Base Course | 52739.89 | m² | AED | 35 | 1845896.15
2021-02 | 4 | 4.0268 | United Arab Emirates | Dubai | Infrastructure | Al Furjan | Roads & Utilities - Package 5 | NAKHEEL | ASGC | Tender | 2021 |  | Roads And Pavings | R322 | Sub-Base, Flexible Road Bases And Surfacing; Asphalt Concrete With Target Bitumen Content Of 3.9% To Roads, (As Shown On The Drawings, Specification And As Instructed By The Employer); 50 Mm Thick Wearing Course | 52739.89 | m² | AED | 31.7 | 1671854.513
2021-02 | 4 | 4.0268 | United Arab Emirates | Dubai | Infrastructure | Al Furjan | Roads & Utilities - Package 5 | NAKHEEL | ASGC | Tender | 2021 |  | Roads And Pavings | R359.1 | Sub-Base, Flexible Road Bases And Surfacing; Asphalt Concrete With Target Bitumen Content Of 3.9% To Roads, (As Shown On The Drawings, Specification And As Instructed By The Employer); Bituminous Prime Coat, Grade As In Specifications (As Instructed By The Engineer) | 52739.89 | m² | AED | 2.9 | 152945.681
2021-02 | 4 | 4.0268 | United Arab Emirates | Dubai | Infrastructure | Al Furjan | Roads & Utilities - Package 5 | NAKHEEL | ASGC | Tender | 2021 |  | Roads And Pavings | R359.2 | Sub-Base, Flexible Road Bases And Surfacing; Asphalt Concrete With Target Bitumen Content Of 3.9% To Roads, (As Shown On The Drawings, Specification And As Instructed By The Employer); Tack Coat As In Specifications (As Instructed By The Engineer) | 52739.89 | m² | AED | 1.6 | 84383.824
2021-02 | 4 | 4.0269 | United Arab Emirates | Dubai | Infrastructure | Al Furjan | Roads & Utilities - Package 5 | NAKHEEL | ASGC | Tender | 2021 |  | Roads And Pavings | R792 | Light Duty Pavements; 60Mm & 80Mm Thick Different Size & Different Color Paver Size & Pattern As Specified On Drawings, Specification Butt Jointed & Sand Filling In Joints Including 50Mm Thick Compacted Sand Bed.; 60Mm Thick Paver | 1130 | m² | AED | 55.3 | 62489
2021-02 | 4 | 4.0269 | United Arab Emirates | Dubai | Infrastructure | Al Furjan | Roads & Utilities - Package 5 | NAKHEEL | ASGC | Tender | 2021 |  | Roads And Pavings | R793 | Light Duty Pavements; 60Mm & 80Mm Thick Different Size & Different Color Paver Size & Pattern As Specified On Drawings, Specification Butt Jointed & Sand Filling In Joints Including 50Mm Thick Compacted Sand Bed.; 80Mm Thick Paver | 4380 | m² | AED | 57.6 | 252288
2021-02 | 4 | 4.0269 | United Arab Emirates | Dubai | Infrastructure | Al Furjan | Roads & Utilities - Package 5 | NAKHEEL | ASGC | Tender | 2021 |  | Roads And Pavings | R699.1 | Light Duty Pavements; Kerbs,Channels & Edgings; Straight Or Curved Complete As Shown In Drawings And Specification Including Transition Kerb,Concrete Hunching,Foundation,Formwork,Earthworks, Backfilling,Disposal Of Excavated Material (Including Makeup Pieces & Kerb Cutting); Upstand Kerb | 700 | m | AED | 70.8 | 49560
2021-02 | 4 | 4.0269 | United Arab Emirates | Dubai | Infrastructure | Al Furjan | Roads & Utilities - Package 5 | NAKHEEL | ASGC | Tender | 2021 |  | Roads And Pavings | R699.2 | Light Duty Pavements; Kerbs,Channels & Edgings; Straight Or Curved Complete As Shown In Drawings And Specification Including Transition Kerb,Concrete Hunching,Foundation,Formwork,Earthworks, Backfilling,Disposal Of Excavated Material (Including Makeup Pieces & Kerb Cutting); Flush Kerb | 1449.88 | m | AED | 55.8 | 80903.304
2021-02 | 4 | 4.0269 | United Arab Emirates | Dubai | Infrastructure | Al Furjan | Roads & Utilities - Package 5 | NAKHEEL | ASGC | Tender | 2021 |  | Roads And Pavings | R699.3 | Light Duty Pavements; Kerbs,Channels & Edgings; Straight Or Curved Complete As Shown In Drawings And Specification Including Transition Kerb,Concrete Hunching,Foundation,Formwork,Earthworks, Backfilling,Disposal Of Excavated Material (Including Makeup Pieces & Kerb Cutting); Heel Kerb | 5767 | m | AED | 41.9 | 241637.3
2021-02 | 4 | 4.0269 | United Arab Emirates | Dubai | Infrastructure | Al Furjan | Roads & Utilities - Package 5 | NAKHEEL | ASGC | Tender | 2021 |  | Roads And Pavings | R699.4 | Light Duty Pavements; Kerbs,Channels & Edgings; Straight Or Curved Complete As Shown In Drawings And Specification Including Transition Kerb,Concrete Hunching,Foundation,Formwork,Earthworks, Backfilling,Disposal Of Excavated Material (Including Makeup Pieces & Kerb Cutting); Gutter Kerb | 4977.02 | m | AED | 110.1 | 547969.902
2021-02 | 4 | 4.0269 | United Arab Emirates | Dubai | Infrastructure | Al Furjan | Roads & Utilities - Package 5 | NAKHEEL | ASGC | Tender | 2021 |  | Roads And Pavings | R812.1 | Traffic Signs; Supply And Fix Panels Including Poles With Brackets As Detailed On The Drawings And Specifications And Dubai Traffic Control Devices Manual; Maximum Speed Limit Sign 339 (600 Mm) | 46 | Nr | AED | 632.7 | 29104.2
2021-02 | 4 | 4.0269 | United Arab Emirates | Dubai | Infrastructure | Al Furjan | Roads & Utilities - Package 5 | NAKHEEL | ASGC | Tender | 2021 |  | Roads And Pavings | R812.2 | Traffic Signs; Supply And Fix Panels Including Poles With Brackets As Detailed On The Drawings And Specifications And Dubai Traffic Control Devices Manual; Maximum Speed Limit Sign 340 (600 Mm) | 6 | Nr | AED | 632.7 | 3796.2
2021-02 | 4 | 4.0269 | United Arab Emirates | Dubai | Infrastructure | Al Furjan | Roads & Utilities - Package 5 | NAKHEEL | ASGC | Tender | 2021 |  | Roads And Pavings | R812.3 | Traffic Signs; Supply And Fix Panels Including Poles With Brackets As Detailed On The Drawings And Specifications And Dubai Traffic Control Devices Manual; Stop Sign 301 (750 Mm) | 2 | Nr | AED | 746.4 | 1492.8
2021-02 | 4 | 4.027 | United Arab Emirates | Dubai | Infrastructure | Al Furjan | Roads & Utilities - Package 5 | NAKHEEL | ASGC | Tender | 2021 |  | Roads And Pavings | R812.4 | Traffic Signs; Supply And Fix Panels Including Poles With Brackets As Detailed On The Drawings And Specifications And Dubai Traffic Control Devices Manual; Junction Ahead Sign 403 (750 Mm) | 24 | Nr | AED | 712.7 | 17104.8
2021-02 | 4 | 4.027 | United Arab Emirates | Dubai | Infrastructure | Al Furjan | Roads & Utilities - Package 5 | NAKHEEL | ASGC | Tender | 2021 |  | Roads And Pavings | R812.5 | Traffic Signs; Supply And Fix Panels Including Poles With Brackets As Detailed On The Drawings And Specifications And Dubai Traffic Control Devices Manual; Right Curve Sign 412 (750 Mm) | 40 | Nr | AED | 594.8 | 23792
2021-02 | 4 | 4.027 | United Arab Emirates | Dubai | Infrastructure | Al Furjan | Roads & Utilities - Package 5 | NAKHEEL | ASGC | Tender | 2021 |  | Roads And Pavings | R812.6 | Traffic Signs; Supply And Fix Panels Including Poles With Brackets As Detailed On The Drawings And Specifications And Dubai Traffic Control Devices Manual; Left Curve Sign 413 (750 Mm) | 36 | Nr | AED | 594.8 | 21412.8
2021-02 | 4 | 4.027 | United Arab Emirates | Dubai | Infrastructure | Al Furjan | Roads & Utilities - Package 5 | NAKHEEL | ASGC | Tender | 2021 |  | Roads And Pavings | R812.7 | Traffic Signs; Supply And Fix Panels Including Poles With Brackets As Detailed On The Drawings And Specifications And Dubai Traffic Control Devices Manual; Two Way Traffic Sign 416 (750Mm) | 48 | Nr | AED | 594.8 | 28550.4
2021-02 | 4 | 4.027 | United Arab Emirates | Dubai | Infrastructure | Al Furjan | Roads & Utilities - Package 5 | NAKHEEL | ASGC | Tender | 2021 |  | Roads And Pavings | R812.8 | Traffic Signs; Supply And Fix Panels Including Poles With Brackets As Detailed On The Drawings And Specifications And Dubai Traffic Control Devices Manual; Lane Ends Sign 417 (750Mm) | 13 | Nr | AED | 594.8 | 7732.4
2021-02 | 4 | 4.027 | United Arab Emirates | Dubai | Infrastructure | Al Furjan | Roads & Utilities - Package 5 | NAKHEEL | ASGC | Tender | 2021 |  | Roads And Pavings | R812.9 | Traffic Signs; Supply And Fix Panels Including Poles With Brackets As Detailed On The Drawings And Specifications And Dubai Traffic Control Devices Manual; Lane Ends Sign 418 (750Mm) | 10 | Nr | AED | 594.8 | 5948
2021-02 | 4 | 4.027 | United Arab Emirates | Dubai | Infrastructure | Al Furjan | Roads & Utilities - Package 5 | NAKHEEL | ASGC | Tender | 2021 |  | Roads And Pavings | R812.10 | Traffic Signs; Supply And Fix Panels Including Poles With Brackets As Detailed On The Drawings And Specifications And Dubai Traffic Control Devices Manual; Turn Right Only Sign 322 (600 Mm) | 12 | Nr | AED | 632.7 | 7592.4
2021-02 | 4 | 4.027 | United Arab Emirates | Dubai | Infrastructure | Al Furjan | Roads & Utilities - Package 5 | NAKHEEL | ASGC | Tender | 2021 |  | Roads And Pavings | R812.11 | Traffic Signs; Supply And Fix Panels Including Poles With Brackets As Detailed On The Drawings And Specifications And Dubai Traffic Control Devices Manual; Keep Right Sign 327 (600Mm) | 13 | Nr | AED | 632.7 | 8225.1
2021-02 | 4 | 4.027 | United Arab Emirates | Dubai | Infrastructure | Al Furjan | Roads & Utilities - Package 5 | NAKHEEL | ASGC | Tender | 2021 |  | Roads And Pavings | R812.12 | Traffic Signs; Supply And Fix Panels Including Poles With Brackets As Detailed On The Drawings And Specifications And Dubai Traffic Control Devices Manual; Keep Left Sign 328 (600Mm) | 4 | Nr | AED | 632.7 | 2530.8
2021-02 | 4 | 4.027 | United Arab Emirates | Dubai | Infrastructure | Al Furjan | Roads & Utilities - Package 5 | NAKHEEL | ASGC | Tender | 2021 |  | Roads And Pavings | R812.13 | Traffic Signs; Supply And Fix Panels Including Poles With Brackets As Detailed On The Drawings And Specifications And Dubai Traffic Control Devices Manual; No Left Turn Left Sign 346 (600Mm) | 6 | Nr | AED | 632.7 | 3796.2
2021-02 | 4 | 4.0271 | United Arab Emirates | Dubai | Infrastructure | Al Furjan | Roads & Utilities - Package 5 | NAKHEEL | ASGC | Tender | 2021 |  | Roads And Pavings | R812.14 | Traffic Signs; Supply And Fix Panels Including Poles With Brackets As Detailed On The Drawings And Specifications And Dubai Traffic Control Devices Manual; Roundabout Ahead Sign 420 (750Mm) | 9 | Nr | AED | 594.8 | 5353.2
2021-02 | 4 | 4.0271 | United Arab Emirates | Dubai | Infrastructure | Al Furjan | Roads & Utilities - Package 5 | NAKHEEL | ASGC | Tender | 2021 |  | Roads And Pavings | R812.15 | Traffic Signs; Supply And Fix Panels Including Poles With Brackets As Detailed On The Drawings And Specifications And Dubai Traffic Control Devices Manual; Hazard Plate Sign 453 | 17 | Nr | AED | 594.8 | 10111.6
2021-02 | 4 | 4.0271 | United Arab Emirates | Dubai | Infrastructure | Al Furjan | Roads & Utilities - Package 5 | NAKHEEL | ASGC | Tender | 2021 |  | Roads And Pavings | R812.16 | Traffic Signs; Supply And Fix Panels Including Poles With Brackets As Detailed On The Drawings And Specifications And Dubai Traffic Control Devices Manual; Hazard Plate Sign 456 | 15 | Nr | AED | 594.8 | 8922
2021-02 | 4 | 4.0271 | United Arab Emirates | Dubai | Infrastructure | Al Furjan | Roads & Utilities - Package 5 | NAKHEEL | ASGC | Tender | 2021 |  | Roads And Pavings | R812.17 | Traffic Signs; Supply And Fix Panels Including Poles With Brackets As Detailed On The Drawings And Specifications And Dubai Traffic Control Devices Manual; One Way Sign 305 | 1 | Nr | AED | 548.5 | 548.5
2021-02 | 4 | 4.0271 | United Arab Emirates | Dubai | Infrastructure | Al Furjan | Roads & Utilities - Package 5 | NAKHEEL | ASGC | Tender | 2021 |  | Roads And Pavings | R812.18 | Traffic Signs; Supply And Fix Panels Including Poles With Brackets As Detailed On The Drawings And Specifications And Dubai Traffic Control Devices Manual; Give Way Sign 302 (750Mm) | 44 | Nr | AED | 594.8 | 26171.2
2021-02 | 4 | 4.0271 | United Arab Emirates | Dubai | Infrastructure | Al Furjan | Roads & Utilities - Package 5 | NAKHEEL | ASGC | Tender | 2021 |  | Roads And Pavings | R812.19 | Traffic Signs; Supply And Fix Panels Including Poles With Brackets As Detailed On The Drawings And Specifications And Dubai Traffic Control Devices Manual; No Entry Sign 304 (750Mm) | 3 | Nr | AED | 746.4 | 2239.2
2021-02 | 4 | 4.0271 | United Arab Emirates | Dubai | Infrastructure | Al Furjan | Roads & Utilities - Package 5 | NAKHEEL | ASGC | Tender | 2021 |  | Roads And Pavings | R812.20 | Traffic Signs; Supply And Fix Panels Including Poles With Brackets As Detailed On The Drawings And Specifications And Dubai Traffic Control Devices Manual; Triangular Sign Panel Type 404 | 4 | Nr | AED | 594.8 | 2379.2
2021-02 | 4 | 4.0271 | United Arab Emirates | Dubai | Infrastructure | Al Furjan | Roads & Utilities - Package 5 | NAKHEEL | ASGC | Tender | 2021 |  | Roads And Pavings | R812.21 | Traffic Signs; Supply And Fix Panels Including Poles With Brackets As Detailed On The Drawings And Specifications And Dubai Traffic Control Devices Manual; Triangular Sign Panel Type 406 | 1 | Nr | AED | 594.8 | 594.8
2021-02 | 4 | 4.0271 | United Arab Emirates | Dubai | Infrastructure | Al Furjan | Roads & Utilities - Package 5 | NAKHEEL | ASGC | Tender | 2021 |  | Roads And Pavings | R812.22 | Traffic Signs; Supply And Fix Panels Including Poles With Brackets As Detailed On The Drawings And Specifications And Dubai Traffic Control Devices Manual; Triangular Sign Panel Type 409 | 11 | Nr | AED | 594.8 | 6542.8
2021-02 | 4 | 4.0271 | United Arab Emirates | Dubai | Infrastructure | Al Furjan | Roads & Utilities - Package 5 | NAKHEEL | ASGC | Tender | 2021 |  | Roads And Pavings | R812.23 | Traffic Signs; Supply And Fix Panels Including Poles With Brackets As Detailed On The Drawings And Specifications And Dubai Traffic Control Devices Manual; Triangular Sign Panel Type 435 | 19 | Nr | AED | 594.8 | 11301.2
2021-02 | 4 | 4.0271 | United Arab Emirates | Dubai | Infrastructure | Al Furjan | Roads & Utilities - Package 5 | NAKHEEL | ASGC | Tender | 2021 |  | Roads And Pavings | R812.24 | Traffic Signs; Supply And Fix Panels Including Poles With Brackets As Detailed On The Drawings And Specifications And Dubai Traffic Control Devices Manual; Traffic Sign - Rectangular Sign, Type 372 (Size-450X600Mm) | 11 | Nr | AED | 600.1 | 6601.1
2021-02 | 4 | 4.0272 | United Arab Emirates | Dubai | Infrastructure | Al Furjan | Roads & Utilities - Package 5 | NAKHEEL | ASGC | Tender | 2021 |  | Roads And Pavings | R812.25 | Traffic Signs; Supply And Fix Panels Including Poles With Brackets As Detailed On The Drawings And Specifications And Dubai Traffic Control Devices Manual; Traffic Sign - Rectangular Sign, Type 457 (Size-400X1200Mm) | 9 | Nr | AED | 995.1 | 8955.9
2021-02 | 4 | 4.0272 | United Arab Emirates | Dubai | Infrastructure | Al Furjan | Roads & Utilities - Package 5 | NAKHEEL | ASGC | Tender | 2021 |  | Roads And Pavings | R812.26 | Traffic Signs; Supply And Fix Panels Including Poles With Brackets As Detailed On The Drawings And Specifications And Dubai Traffic Control Devices Manual; Traffic Sign - Rectangular Sign, Type 458 (Size 400X2400Mm) | 2 | Nr | AED | 1350.7 | 2701.4
2021-02 | 4 | 4.0272 | United Arab Emirates | Dubai | Infrastructure | Al Furjan | Roads & Utilities - Package 5 | NAKHEEL | ASGC | Tender | 2021 |  | Roads And Pavings | R812.27 | Traffic Signs; Supply And Fix Panels Including Poles With Brackets As Detailed On The Drawings And Specifications And Dubai Traffic Control Devices Manual; Traffic Sign - Rectangular Sign, Type 387 | 4 | Nr | AED | 548.5 | 2194
2021-02 | 4 | 4.0272 | United Arab Emirates | Dubai | Infrastructure | Al Furjan | Roads & Utilities - Package 5 | NAKHEEL | ASGC | Tender | 2021 |  | Roads And Pavings | R812.28 | Traffic Signs; Supply And Fix Panels Including Poles With Brackets As Detailed On The Drawings And Specifications And Dubai Traffic Control Devices Manual; Traffic Sign - For Pedestrain Type 303 | 3 | Nr | AED | 507.6 | 1522.8
2021-02 | 4 | 4.0272 | United Arab Emirates | Dubai | Infrastructure | Al Furjan | Roads & Utilities - Package 5 | NAKHEEL | ASGC | Tender | 2021 |  | Roads And Pavings | R812.29 | Traffic Signs; Supply And Fix Panels Including Poles With Brackets As Detailed On The Drawings And Specifications And Dubai Traffic Control Devices Manual; Roundabout Sign - 329(600) | 10 | Nr | AED | 632.7 | 6327
2021-02 | 4 | 4.0272 | United Arab Emirates | Dubai | Infrastructure | Al Furjan | Roads & Utilities - Package 5 | NAKHEEL | ASGC | Tender | 2021 |  | Roads And Pavings | R812.30 | Traffic Signs; Supply And Fix Panels Including Poles With Brackets As Detailed On The Drawings And Specifications And Dubai Traffic Control Devices Manual; Maximum Speed Limit Sign 341 (600 Mm) | 1 | Nr | AED | 632.7 | 632.7
2021-02 | 4 | 4.0272 | United Arab Emirates | Dubai | Infrastructure | Al Furjan | Roads & Utilities - Package 5 | NAKHEEL | ASGC | Tender | 2021 |  | Roads And Pavings | R812.31 | Traffic Signs; Supply And Fix Panels Including Poles With Brackets As Detailed On The Drawings And Specifications And Dubai Traffic Control Devices Manual; Traffic Sign - Rectangular Sign, Type 375 | 1 | Nr | AED | 600.1 | 600.1
2021-02 | 4 | 4.0272 | United Arab Emirates | Dubai | Infrastructure | Al Furjan | Roads & Utilities - Package 5 | NAKHEEL | ASGC | Tender | 2021 |  | Roads And Pavings | R812.32 | Traffic Signs; Supply And Fix Panels Including Poles With Brackets As Detailed On The Drawings And Specifications And Dubai Traffic Control Devices Manual; Traffic Sign - Rectangular Sign, Type 392 | 1 | Nr | AED | 567.5 | 567.5
2021-02 | 4 | 4.0272 | United Arab Emirates | Dubai | Infrastructure | Al Furjan | Roads & Utilities - Package 5 | NAKHEEL | ASGC | Tender | 2021 |  | Roads And Pavings | R812.33 | Traffic Signs; Supply And Fix Panels Including Poles With Brackets As Detailed On The Drawings And Specifications And Dubai Traffic Control Devices Manual; Triangular Sign Panel Type 402 | 23 | Nr | AED | 594.8 | 13680.4
2021-02 | 4 | 4.0273 | United Arab Emirates | Dubai | Infrastructure | Al Furjan | Roads & Utilities - Package 5 | NAKHEEL | ASGC | Tender | 2021 |  | Roads And Pavings | R812.34 | Traffic Signs; Supply And Fix Panels Including Poles With Brackets As Detailed On The Drawings And Specifications And Dubai Traffic Control Devices Manual; Traffic Sign - Panel Type 419 | 2 | Nr | AED | 594.8 | 1189.6
2021-02 | 4 | 4.0273 | United Arab Emirates | Dubai | Infrastructure | Al Furjan | Roads & Utilities - Package 5 | NAKHEEL | ASGC | Tender | 2021 |  | Roads And Pavings | R812.35 | Traffic Signs; Supply And Fix Panels Including Poles With Brackets As Detailed On The Drawings And Specifications And Dubai Traffic Control Devices Manual; Traffic Sign - Panel Type 427 | 1 | Nr | AED | 594.8 | 594.8
2021-02 | 4 | 4.0273 | United Arab Emirates | Dubai | Infrastructure | Al Furjan | Roads & Utilities - Package 5 | NAKHEEL | ASGC | Tender | 2021 |  | Roads And Pavings | R823.1 | Surface Markings; Ancillaries - Surface Marking: Thermoplastic Marking As Specified (As Shown On The Drawings And Specifications And As Instructed By The Engineer); Pavement Arrow, Type 614 | 83 | Nr | AED | 57.9 | 4805.7
2021-02 | 4 | 4.0273 | United Arab Emirates | Dubai | Infrastructure | Al Furjan | Roads & Utilities - Package 5 | NAKHEEL | ASGC | Tender | 2021 |  | Roads And Pavings | R823.2 | Surface Markings; Ancillaries - Surface Marking: Thermoplastic Marking As Specified (As Shown On The Drawings And Specifications And As Instructed By The Engineer); Pavement Arrow, Type 615 | 19 | Nr | AED | 68.4 | 1299.6
2021-02 | 4 | 4.0273 | United Arab Emirates | Dubai | Infrastructure | Al Furjan | Roads & Utilities - Package 5 | NAKHEEL | ASGC | Tender | 2021 |  | Roads And Pavings | R823.3 | Surface Markings; Ancillaries - Surface Marking: Thermoplastic Marking As Specified (As Shown On The Drawings And Specifications And As Instructed By The Engineer); Pavement Arrow, Type 616 | 16 | Nr | AED | 68.4 | 1094.4
2021-02 | 4 | 4.0273 | United Arab Emirates | Dubai | Infrastructure | Al Furjan | Roads & Utilities - Package 5 | NAKHEEL | ASGC | Tender | 2021 |  | Roads And Pavings | R823.4 | Surface Markings; Ancillaries - Surface Marking: Thermoplastic Marking As Specified (As Shown On The Drawings And Specifications And As Instructed By The Engineer); Pavement Arrow, Type 617 | 34 | Nr | AED | 89.5 | 3043
2021-02 | 4 | 4.0273 | United Arab Emirates | Dubai | Infrastructure | Al Furjan | Roads & Utilities - Package 5 | NAKHEEL | ASGC | Tender | 2021 |  | Roads And Pavings | R823.5 | Surface Markings; Ancillaries - Surface Marking: Thermoplastic Marking As Specified (As Shown On The Drawings And Specifications And As Instructed By The Engineer); Pavement Arrow, Type 618 | 30 | Nr | AED | 89.5 | 2685
2021-02 | 4 | 4.0273 | United Arab Emirates | Dubai | Infrastructure | Al Furjan | Roads & Utilities - Package 5 | NAKHEEL | ASGC | Tender | 2021 |  | Roads And Pavings | R823.6 | Surface Markings; Ancillaries - Surface Marking: Thermoplastic Marking As Specified (As Shown On The Drawings And Specifications And As Instructed By The Engineer); Pavement Arrow, Type 619 | 34 | Nr | AED | 100 | 3400
2021-02 | 4 | 4.0273 | United Arab Emirates | Dubai | Infrastructure | Al Furjan | Roads & Utilities - Package 5 | NAKHEEL | ASGC | Tender | 2021 |  | Roads And Pavings | R823.7 | Surface Markings; Ancillaries - Surface Marking: Thermoplastic Marking As Specified (As Shown On The Drawings And Specifications And As Instructed By The Engineer); Pavement Arrow, Type 656 | 4 | Nr | AED | 57.9 | 231.6
2021-02 | 4 | 4.0273 | United Arab Emirates | Dubai | Infrastructure | Al Furjan | Roads & Utilities - Package 5 | NAKHEEL | ASGC | Tender | 2021 |  | Roads And Pavings | R829 | Surface Markings; Ancillaries - Surface Marking: Thermoplastic Marking As Specified (As Shown On The Drawings And Specifications And As Instructed By The Engineer); Stop Line, Type 601 | 5 | m | AED | 10.1 | 50.5
2021-02 | 4 | 4.0274 | United Arab Emirates | Dubai | Infrastructure | Al Furjan | Roads & Utilities - Package 5 | NAKHEEL | ASGC | Tender | 2021 |  | Roads And Pavings | R829.1 | Surface Markings; Ancillaries - Surface Marking: Thermoplastic Marking As Specified (As Shown On The Drawings And Specifications And As Instructed By The Engineer); Give Way Line, Type 602 | 1235 | m | AED | 10.1 | 12473.5
2021-02 | 4 | 4.0274 | United Arab Emirates | Dubai | Infrastructure | Al Furjan | Roads & Utilities - Package 5 | NAKHEEL | ASGC | Tender | 2021 |  | Roads And Pavings | R829.2 | Surface Markings; Ancillaries - Surface Marking: Thermoplastic Marking As Specified (As Shown On The Drawings And Specifications And As Instructed By The Engineer); Chevron, Type 657 | 100 | m | AED | 16.8 | 1680
2021-02 | 4 | 4.0274 | United Arab Emirates | Dubai | Infrastructure | Al Furjan | Roads & Utilities - Package 5 | NAKHEEL | ASGC | Tender | 2021 |  | Roads And Pavings | R829.3 | Surface Markings; Ancillaries - Surface Marking: Thermoplastic Marking As Specified (As Shown On The Drawings And Specifications And As Instructed By The Engineer); Chevron, Type 658 | 288 | m | AED | 16.8 | 4838.4
2021-02 | 4 | 4.0274 | United Arab Emirates | Dubai | Infrastructure | Al Furjan | Roads & Utilities - Package 5 | NAKHEEL | ASGC | Tender | 2021 |  | Roads And Pavings | R824 | Surface Markings; Ancillaries - Surface Marking: Thermoplastic Marking As Specified (As Shown On The Drawings And Specifications And As Instructed By The Engineer); Yellow Continuous Lines; 100Mm Wide, Type 611 | 672 | m | AED | 1.8 | 1209.6
2021-02 | 4 | 4.0274 | United Arab Emirates | Dubai | Infrastructure | Al Furjan | Roads & Utilities - Package 5 | NAKHEEL | ASGC | Tender | 2021 |  | Roads And Pavings | R829.4 | Surface Markings; Ancillaries - Surface Marking: Thermoplastic Marking As Specified (As Shown On The Drawings And Specifications And As Instructed By The Engineer); Lane Marking Lines 613 | 180 | m | AED | 2.7 | 486
2021-02 | 4 | 4.0274 | United Arab Emirates | Dubai | Infrastructure | Al Furjan | Roads & Utilities - Package 5 | NAKHEEL | ASGC | Tender | 2021 |  | Roads And Pavings | R829.5 | Surface Markings; Ancillaries - Surface Marking: Thermoplastic Marking As Specified (As Shown On The Drawings And Specifications And As Instructed By The Engineer); Lane Marking Lines 652 | 3648.81 | m | AED | 2.7 | 9851.787
2021-02 | 4 | 4.0274 | United Arab Emirates | Dubai | Infrastructure | Al Furjan | Roads & Utilities - Package 5 | NAKHEEL | ASGC | Tender | 2021 |  | Roads And Pavings | R829.6 | Surface Markings; Ancillaries - Surface Marking: Thermoplastic Marking As Specified (As Shown On The Drawings And Specifications And As Instructed By The Engineer); Lane Marking Lines 654 | 300 | m | AED | 2.7 | 810
2021-02 | 4 | 4.0274 | United Arab Emirates | Dubai | Infrastructure | Al Furjan | Roads & Utilities - Package 5 | NAKHEEL | ASGC | Tender | 2021 |  | Roads And Pavings | R829.7 | Surface Markings; Ancillaries - Surface Marking: Thermoplastic Marking As Specified (As Shown On The Drawings And Specifications And As Instructed By The Engineer); Lane Marking Lines 621 | 278 | m | AED | 3.4 | 945.2
2021-02 | 4 | 4.0274 | United Arab Emirates | Dubai | Infrastructure | Al Furjan | Roads & Utilities - Package 5 | NAKHEEL | ASGC | Tender | 2021 |  | Roads And Pavings | R829.8 | Surface Markings; Ancillaries - Surface Marking: Thermoplastic Marking As Specified (As Shown On The Drawings And Specifications And As Instructed By The Engineer); Lane Marking Lines 681 | 300 | m | AED | 2.7 | 810
2021-02 | 4 | 4.0274 | United Arab Emirates | Dubai | Infrastructure | Al Furjan | Roads & Utilities - Package 5 | NAKHEEL | ASGC | Tender | 2021 |  | Roads And Pavings | R812 | Surface Markings; Ancillaries - Surface Marking: Thermoplastic Marking As Specified (As Shown On The Drawings And Specifications And As Instructed By The Engineer); Lockable Bollard ( Stainless Steel ) | 80 | Nr | AED | 1397.4 | 111792
2021-02 | 4 | 4.0274 | United Arab Emirates | Dubai | Infrastructure | Al Furjan | Roads & Utilities - Package 5 | NAKHEEL | ASGC | Tender | 2021 |  | Roads And Pavings | R829.9 | Surface Markings; Ancillaries - Surface Marking: Thermoplastic Marking As Specified (As Shown On The Drawings And Specifications And As Instructed By The Engineer); Pavement Arrow, Type 619.1 | 9 | Nr | AED | 94.7 | 852.3
2021-02 | 4 | 4.0275 | United Arab Emirates | Dubai | Infrastructure | Al Furjan | Roads & Utilities - Package 5 | NAKHEEL | ASGC | Tender | 2021 |  | Roads And Pavings | R824.1 | Surface Markings; Ancillaries - Surface Marking: Thermoplastic Marking As Specified (As Shown On The Drawings And Specifications And As Instructed By The Engineer); White Continuous Lines - 300Mm Wide, Type 601 | 13 | m | AED | 13.7 | 178.1
2021-02 | 4 | 4.0275 | United Arab Emirates | Dubai | Infrastructure | Al Furjan | Roads & Utilities - Package 5 | NAKHEEL | ASGC | Tender | 2021 |  | Roads And Pavings | R829.10 | Surface Markings; Ancillaries - Surface Marking: Thermoplastic Marking As Specified (As Shown On The Drawings And Specifications And As Instructed By The Engineer); Parking Line - 100Mm Wide, Type 621 | 8 | m | AED | 3.4 | 27.2
2021-02 | 4 | 4.0275 | United Arab Emirates | Dubai | Infrastructure | Al Furjan | Roads & Utilities - Package 5 | NAKHEEL | ASGC | Tender | 2021 |  | Roads And Pavings | R829.11 | Surface Markings; Ancillaries - Surface Marking: Thermoplastic Marking As Specified (As Shown On The Drawings And Specifications And As Instructed By The Engineer); Hatch Markings, Type 658 | 25 | m² | AED | 33.7 | 842.5
2021-02 | 4 | 4.0275 | United Arab Emirates | Dubai | Infrastructure | Al Furjan | Roads & Utilities - Package 5 | NAKHEEL | ASGC | Tender | 2021 |  | Roads And Pavings | R829.12 | Surface Markings; Ancillaries - Surface Marking: Thermoplastic Marking As Specified (As Shown On The Drawings And Specifications And As Instructed By The Engineer); Handicap Parking Type 695 | 4 | Nr | AED | 263.1 | 1052.4
2021-02 | 4 | 4.0275 | United Arab Emirates | Dubai | Infrastructure | Al Furjan | Roads & Utilities - Package 5 | NAKHEEL | ASGC | Tender | 2021 |  | Painting | V736 | Chlorinated Rubber Based Quick Drying Paint (Black And White) Applied In Two Coats To Exposed Surfaces Of Krebs (Marking Type 691) As Per Drawings And Specification | 3676.93 | m | AED | 5.3 | 19487.729
2021-02 | 4 | 4.0275 | United Arab Emirates | Dubai | Infrastructure | Al Furjan | Roads & Utilities - Package 5 | NAKHEEL | ASGC | Tender | 2021 |  | Pipework - Manholes And Pipework Ancillaries | K331 | Gullies; Top Entry Gully Including Necessary Excavation, Backfilling, Reinforcement, Formwork,Concreting,Pvc Pot, And 600X600Mm Heavy Duty Ductile Iron Grating Cover With Frame And Complete As Per Drawings And Specifications.; Depth Not Exceeding 1.5 M | 240 | Nr | AED | 2351.8 | 564432
2021-02 | 4 | 4.0275 | United Arab Emirates | Dubai | Infrastructure | Al Furjan | Roads & Utilities - Package 5 | NAKHEEL | ASGC | Tender | 2021 |  | Pipework - Manholes And Pipework Ancillaries | K911.1 | Retention Trench System; Construction Of Retention Trench System Sizes As Specified Including Necessary Excavation, Backfilling, Dewatering, Protection Of Services, Maintenance Access Manhole(Depth Range1.5 To 2.5M), Supports And Laying Of Pipe Work And Accessories, Etc. And Non-Woven Polythylene Or Polypropylene Fabric Geotextile Laid Right Around Trenches; Including Well Graded Granular Back Filling In Compacted 150Mm Thick Layers As Shown On The Drawings And Specifications (Top Entry Gullies And Connections Measured Separately); *Earth Cover To Retention Trench Chambes (1M To 2.5M); Retention Trench System 9.3(L)X1.5(W)X 1.0M(H) | 23 | Nr | AED | 22347.1 | 513983.3
2021-02 | 4 | 4.0275 | United Arab Emirates | Dubai | Infrastructure | Al Furjan | Roads & Utilities - Package 5 | NAKHEEL | ASGC | Tender | 2021 |  | Pipework - Manholes And Pipework Ancillaries | K911.1 | Retention Trench System; Construction Of Retention Trench System Sizes As Specified Including Necessary Excavation, Backfilling, Dewatering, Protection Of Services, Maintenance Access Manhole(Depth Range1.5 To 2.5M), Supports And Laying Of Pipe Work And Accessories, Etc. And Non-Woven Polythylene Or Polypropylene Fabric Geotextile Laid Right Around Trenches; Including Well Graded Granular Back Filling In Compacted 150Mm Thick Layers As Shown On The Drawings And Specifications (Top Entry Gullies And Connections Measured Separately); *Earth Cover To Retention Trench Chambes (1M To 2.5M); Retention Trench System 11.45(L)X1.5(W)X 1.0M(H) | 16 | Nr | AED | 24242.2 | 387875.2
2021-02 | 4 | 4.0275 | United Arab Emirates | Dubai | Infrastructure | Al Furjan | Roads & Utilities - Package 5 | NAKHEEL | ASGC | Tender | 2021 |  | Pipework - Manholes And Pipework Ancillaries | K911.1 | Retention Trench System; Construction Of Retention Trench System Sizes As Specified Including Necessary Excavation, Backfilling, Dewatering, Protection Of Services, Maintenance Access Manhole(Depth Range1.5 To 2.5M), Supports And Laying Of Pipe Work And Accessories, Etc. And Non-Woven Polythylene Or Polypropylene Fabric Geotextile Laid Right Around Trenches; Including Well Graded Granular Back Filling In Compacted 150Mm Thick Layers As Shown On The Drawings And Specifications (Top Entry Gullies And Connections Measured Separately); *Earth Cover To Retention Trench Chambes (1M To 2.5M); Retention Trench System 13.62(L)X1.5(W)X 1.0M(H) | 40 | Nr | AED | 26154.9 | 1046196
2021-02 | 4 | 4.0275 | United Arab Emirates | Dubai | Infrastructure | Al Furjan | Roads & Utilities - Package 5 | NAKHEEL | ASGC | Tender | 2021 |  | Pipework - Manholes And Pipework Ancillaries | K911.2 | Retention Trench System; Construction Of Retention Trench System Sizes As Specified Including Necessary Excavation, Backfilling, Dewatering, Protection Of Services, Maintenance Access Manhole(Depth Range1.5 To 2.5M), Supports And Laying Of Pipe Work And Accessories, Etc. And Non-Woven Polythylene Or Polypropylene Fabric Geotextile Laid Right Around Trenches; Including Well Graded Granular Back Filling In Compacted 150Mm Thick Layers As Shown On The Drawings And Specifications (Top Entry Gullies And Connections Measured Separately); *Earth Cover To Retention Trench Chambes (1M To 2.5M); Retention Trench System 15.80(L)X1.5(W)X 1.0M(H) | 10 | Nr | AED | 28076.4 | 280764
2021-02 | 4 | 4.0276 | United Arab Emirates | Dubai | Infrastructure | Al Furjan | Roads & Utilities - Package 5 | NAKHEEL | ASGC | Tender | 2021 |  | Pipework - Manholes And Pipework Ancillaries | K911.3 | Retention Trench System; Construction Of Retention Trench System Sizes As Specified Including Necessary Excavation, Backfilling, Dewatering, Protection Of Services, Maintenance Access Manhole(Depth Range1.5 To 2.5M), Supports And Laying Of Pipe Work And Accessories, Etc. And Non-Woven Polythylene Or Polypropylene Fabric Geotextile Laid Right Around Trenches; Including Well Graded Granular Back Filling In Compacted 150Mm Thick Layers As Shown On The Drawings And Specifications (Top Entry Gullies And Connections Measured Separately); *Earth Cover To Retention Trench Chambes (1M To 2.5M); Retention Trench System 20(L)X1.5(W)X 1.0M(H) | 2 | Nr | AED | 31778.4 | 63556.8
2021-02 | 4 | 4.0276 | United Arab Emirates | Dubai | Infrastructure | Al Furjan | Roads & Utilities - Package 5 | NAKHEEL | ASGC | Tender | 2021 |  | Pipework - Manholes And Pipework Ancillaries | K911.4 | Retention Trench System; Construction Of Retention Trench System Sizes As Specified Including Necessary Excavation, Backfilling, Dewatering, Protection Of Services, Maintenance Access Manhole(Depth Range1.5 To 2.5M), Supports And Laying Of Pipe Work And Accessories, Etc. And Non-Woven Polythylene Or Polypropylene Fabric Geotextile Laid Right Around Trenches; Including Well Graded Granular Back Filling In Compacted 150Mm Thick Layers As Shown On The Drawings And Specifications (Top Entry Gullies And Connections Measured Separately); *Earth Cover To Retention Trench Chambes (1M To 2.5M); Retention Trench System 22.3(L)X1.5(W)X 1.0M(H) | 21 | Nr | AED | 33805.7 | 709919.7
2021-02 | 4 | 4.0276 | United Arab Emirates | Dubai | Infrastructure | Al Furjan | Roads & Utilities - Package 5 | NAKHEEL | ASGC | Tender | 2021 |  | Pipework - Manholes And Pipework Ancillaries | K911.5 | Retention Trench System; Construction Of Retention Trench System Sizes As Specified Including Necessary Excavation, Backfilling, Dewatering, Protection Of Services, Maintenance Access Manhole(Depth Range1.5 To 2.5M), Supports And Laying Of Pipe Work And Accessories, Etc. And Non-Woven Polythylene Or Polypropylene Fabric Geotextile Laid Right Around Trenches; Including Well Graded Granular Back Filling In Compacted 150Mm Thick Layers As Shown On The Drawings And Specifications (Top Entry Gullies And Connections Measured Separately); *Earth Cover To Retention Trench Chambes (1M To 2.5M); Retention Trench System 30(L)X1.5(W)X 1.0M(H) | 1 | Nr | AED | 40592.7 | 40592.7
2021-02 | 4 | 4.0276 | United Arab Emirates | Dubai | Infrastructure | Al Furjan | Roads & Utilities - Package 5 | NAKHEEL | ASGC | Tender | 2021 |  | Pipework - Manholes And Pipework Ancillaries | K911.6 | Retention Trench System; Construction Of Retention Trench System Sizes As Specified Including Necessary Excavation, Backfilling, Dewatering, Protection Of Services, Maintenance Access Manhole(Depth Range1.5 To 2.5M), Supports And Laying Of Pipe Work And Accessories, Etc. And Non-Woven Polythylene Or Polypropylene Fabric Geotextile Laid Right Around Trenches; Including Well Graded Granular Back Filling In Compacted 150Mm Thick Layers As Shown On The Drawings And Specifications (Top Entry Gullies And Connections Measured Separately); *Earth Cover To Retention Trench Chambes (1M To 2.5M); Retention Trench System 42(L)X1.5(W)X 1.0M(H) | 1 | Nr | AED | 51169.9 | 51169.9
2021-02 | 4 | 4.0276 | United Arab Emirates | Dubai | Infrastructure | Al Furjan | Roads & Utilities - Package 5 | NAKHEEL | ASGC | Tender | 2021 |  | Pipework - Manholes And Pipework Ancillaries | K911.7 | Retention Trench System; Construction Of Retention Trench System Sizes As Specified Including Necessary Excavation, Backfilling, Dewatering, Protection Of Services, Maintenance Access Manhole(Depth Range1.5 To 2.5M), Supports And Laying Of Pipe Work And Accessories, Etc. And Non-Woven Polythylene Or Polypropylene Fabric Geotextile Laid Right Around Trenches; Including Well Graded Granular Back Filling In Compacted 150Mm Thick Layers As Shown On The Drawings And Specifications (Top Entry Gullies And Connections Measured Separately); *Earth Cover To Retention Trench Chambes (1M To 2.5M); Retention Trench System 1(L)X1.5(W)X 1.0M(H) | 80 | m | AED | 2611.2 | 208896
2021-02 | 4 | 4.0276 | United Arab Emirates | Dubai | Infrastructure | Al Furjan | Roads & Utilities - Package 5 | NAKHEEL | ASGC | Tender | 2021 |  | Pipework - Pipes | I522 | Supply And Lay Pipes And Fittings Including Excavations,Backfilling,All Accessories And Jointing Materials, All Complete As Shown On Drawing & Specification; 250Mm Dia Pipe | 480 | m | AED | 325.6 | 156288
2021-02 | 4 | 4.0276 | United Arab Emirates | Dubai | Infrastructure | Al Furjan | Roads & Utilities - Package 5 | NAKHEEL | ASGC | Tender | 2021 |  | Pipework - Pipes | I522.1 | Supply And Lay Pipes And Fittings Including Excavations,Backfilling,All Accessories And Jointing Materials, All Complete As Shown On Drawing & Specification; 250Mm Dia Perforated Pipe For Overflow | 531 | m | AED | 465.3 | 247074.3
2021-02 | 4 | 4.0276 | United Arab Emirates | Dubai | Infrastructure | Al Furjan | Roads & Utilities - Package 5 | NAKHEEL | ASGC | Tender | 2021 |  | Pipework - Pipes | I523 | Supply And Lay Pipes And Fittings Including Excavations,Backfilling,All Accessories And Jointing Materials, All Complete As Shown On Drawing & Specification; 200Mm Dia Pipe | 1138.67 | m | AED | 288.1 | 328050.827
2021-02 | 4 | 4.0276 | United Arab Emirates | Dubai | Infrastructure | Al Furjan | Roads & Utilities - Package 5 | NAKHEEL | ASGC | Tender | 2021 |  | Pipework - Pipes | I523 | Supply And Lay Pipes And Fittings Including Excavations,Backfilling,All Accessories And Jointing Materials, All Complete As Shown On Drawing & Specification; 315Mm Dia Pipe | 192.53 | m | AED | 559 | 107624.27
2021-02 | 4 | 4.0277 | United Arab Emirates | Dubai | Infrastructure | Al Furjan | Roads & Utilities - Package 5 | NAKHEEL | ASGC | Tender | 2021 |  | Pipework - Fittings And Valves | J812 | Supply And Lay Pipes And Fittings Including Excavations,Backfilling,All Accessories And Jointing Materials, All Complete As Shown On Drawing & Specification; 200Mm Elbow | 480 | Nr | AED | 62.2 | 29856
2021-02 | 4 | 4.0277 | United Arab Emirates | Dubai | Infrastructure | Al Furjan | Roads & Utilities - Package 5 | NAKHEEL | ASGC | Tender | 2021 |  | Pipework - Fittings And Valves | J813 | Supply And Lay Pipes And Fittings Including Excavations,Backfilling,All Accessories And Jointing Materials, All Complete As Shown On Drawing & Specification; 250Mm Elbow | 80 | Nr | AED | 88.5 | 7080
2021-02 | 4 | 4.0277 | United Arab Emirates | Dubai | Infrastructure | Al Furjan | Roads & Utilities - Package 5 | NAKHEEL | ASGC | Tender | 2021 |  | Pipework - Fittings And Valves | J814 | Supply And Lay Pipes And Fittings Including Excavations,Backfilling,All Accessories And Jointing Materials, All Complete As Shown On Drawing & Specification; 315Mm Elbow | 6 | Nr | AED | 130.6 | 783.6
2021-02 | 4 | 4.0277 | United Arab Emirates | Dubai | Infrastructure | Al Furjan | Roads & Utilities - Package 5 | NAKHEEL | ASGC | Tender | 2021 |  | Pipework - Supports And Protection | L999 | Concrete Grade C35/20 In Bedding And Surround To Pipe As Shown On Drawings And As Specification Below 1.5 M Depth | 415.76 | m³ | AED | 694.2 | 288620.592
2021-02 | 4 | 4.0277 | United Arab Emirates | Dubai | Infrastructure | Al Furjan | Roads & Utilities - Package 5 | NAKHEEL | ASGC | Tender | 2021 |  | Pipework - Manholes And Pipework Ancillaries | K992 | Underground Retention Tank; Construction Of Underground Retention Tank And Filteration Unit Including Maintenance Access Manhole And Necessary Excavation, Backfilling, Compaction, Dewatering, Protection Of Services, Supports, Geo Textile Laid Around Trenches, Sand Laying, All Necessary Fittings All Complete As Shown On The Drawing And Specifications. Dimensions Are As Follows:; Tank Sizes; Soakaway -01 Area -170M2 | 1 | Nr | AED | 189183.8 | 189183.8
2021-02 | 4 | 4.0277 | United Arab Emirates | Dubai | Infrastructure | Al Furjan | Roads & Utilities - Package 5 | NAKHEEL | ASGC | Tender | 2021 |  | Pipework - Manholes And Pipework Ancillaries | K992.1 | Underground Retention Tank; Construction Of Underground Retention Tank And Filteration Unit Including Maintenance Access Manhole And Necessary Excavation, Backfilling, Compaction, Dewatering, Protection Of Services, Supports, Geo Textile Laid Around Trenches, Sand Laying, All Necessary Fittings All Complete As Shown On The Drawing And Specifications. Dimensions Are As Follows:; Tank Sizes; Soakaway -02 Area -387M2 | 1 | Nr | AED | 388584.9 | 388584.9
2021-02 | 4 | 4.0277 | United Arab Emirates | Dubai | Infrastructure | Al Furjan | Roads & Utilities - Package 5 | NAKHEEL | ASGC | Tender | 2021 |  | Pipework - Manholes And Pipework Ancillaries | K992.2 | Underground Retention Tank; Construction Of Underground Retention Tank And Filteration Unit Including Maintenance Access Manhole And Necessary Excavation, Backfilling, Compaction, Dewatering, Protection Of Services, Supports, Geo Textile Laid Around Trenches, Sand Laying, All Necessary Fittings All Complete As Shown On The Drawing And Specifications. Dimensions Are As Follows:; Tank Sizes; Soakaway -03 Area -290M2 | 1 | Nr | AED | 303016.6 | 303016.6
2021-02 | 4 | 4.0277 | United Arab Emirates | Dubai | Infrastructure | Al Furjan | Roads & Utilities - Package 5 | NAKHEEL | ASGC | Tender | 2021 |  | Pipework - Manholes And Pipework Ancillaries | K992.3 | Underground Retention Tank; Construction Of Underground Retention Tank And Filteration Unit Including Maintenance Access Manhole And Necessary Excavation, Backfilling, Compaction, Dewatering, Protection Of Services, Supports, Geo Textile Laid Around Trenches, Sand Laying, All Necessary Fittings All Complete As Shown On The Drawing And Specifications. Dimensions Are As Follows:; Tank Sizes; Soakaway -04 Area -675M2 | 1 | Nr | AED | 670339.5 | 670339.5
2021-02 | 4 | 4.0277 | United Arab Emirates | Dubai | Infrastructure | Al Furjan | Roads & Utilities - Package 5 | NAKHEEL | ASGC | Tender | 2021 |  | Pipework - Manholes And Pipework Ancillaries | K992.4 | Underground Retention Tank; Construction Of Underground Retention Tank And Filteration Unit Including Maintenance Access Manhole And Necessary Excavation, Backfilling, Compaction, Dewatering, Protection Of Services, Supports, Geo Textile Laid Around Trenches, Sand Laying, All Necessary Fittings All Complete As Shown On The Drawing And Specifications. Dimensions Are As Follows:; Tank Sizes; Soakaway -05 Area -255M2 | 1 | Nr | AED | 280004.5 | 280004.5
2021-02 | 4 | 4.0277 | United Arab Emirates | Dubai | Infrastructure | Al Furjan | Roads & Utilities - Package 5 | NAKHEEL | ASGC | Tender | 2021 |  | Pipework - Manholes And Pipework Ancillaries | K992.5 | Underground Retention Tank; Construction Of Underground Retention Tank And Filteration Unit Including Maintenance Access Manhole And Necessary Excavation, Backfilling, Compaction, Dewatering, Protection Of Services, Supports, Geo Textile Laid Around Trenches, Sand Laying, All Necessary Fittings All Complete As Shown On The Drawing And Specifications. Dimensions Are As Follows:; Tank Sizes; Soakaway -06 Area -294M2 | 1 | Nr | AED | 299091.5 | 299091.5
2021-02 | 4 | 4.0278 | United Arab Emirates | Dubai | Infrastructure | Al Furjan | Roads & Utilities - Package 5 | NAKHEEL | ASGC | Tender | 2021 |  | Pipework - Manholes And Pipework Ancillaries | K992.6 | Underground Retention Tank; Construction Of Underground Retention Tank And Filteration Unit Including Maintenance Access Manhole And Necessary Excavation, Backfilling, Compaction, Dewatering, Protection Of Services, Supports, Geo Textile Laid Around Trenches, Sand Laying, All Necessary Fittings All Complete As Shown On The Drawing And Specifications. Dimensions Are As Follows:; Tank Sizes; Soakaway -07 Area -797M2 | 1 | Nr | AED | 761107.7 | 761107.7
2021-02 | 4 | 4.0278 | United Arab Emirates | Dubai | Infrastructure | Al Furjan | Roads & Utilities - Package 5 | NAKHEEL | ASGC | Tender | 2021 |  | Pipework - Manholes And Pipework Ancillaries | K992.7 | Underground Retention Tank; Construction Of Underground Retention Tank And Filteration Unit Including Maintenance Access Manhole And Necessary Excavation, Backfilling, Compaction, Dewatering, Protection Of Services, Supports, Geo Textile Laid Around Trenches, Sand Laying, All Necessary Fittings All Complete As Shown On The Drawing And Specifications. Dimensions Are As Follows:; Tank Sizes; Soakaway -08 Area -81M2 | 1 | Nr | AED | 86990.8 | 86990.8
2021-02 | 4 | 4.0278 | United Arab Emirates | Dubai | Infrastructure | Al Furjan | Roads & Utilities - Package 5 | NAKHEEL | ASGC | Tender | 2021 |  | Pipework - Manholes And Pipework Ancillaries | K992.8 | Underground Retention Tank; Construction Of Underground Retention Tank And Filteration Unit Including Maintenance Access Manhole And Necessary Excavation, Backfilling, Compaction, Dewatering, Protection Of Services, Supports, Geo Textile Laid Around Trenches, Sand Laying, All Necessary Fittings All Complete As Shown On The Drawing And Specifications. Dimensions Are As Follows:; Tank Sizes; Soakaway -09 Area -229M2 | 1 | Nr | AED | 235077.9 | 235077.9
2021-02 | 4 | 4.0278 | United Arab Emirates | Dubai | Infrastructure | Al Furjan | Roads & Utilities - Package 5 | NAKHEEL | ASGC | Tender | 2021 |  | Pipework - Manholes And Pipework Ancillaries | K131 | Construction Of Storm Water Manholes For Over Flow Lines Including Excavation In Any Material Other Than Rock, Backfilling, Disposal Of Surplus Material, Dewatering, Class C Concrete Blinding, Concreting, Grp Laminated Benching, Reinforcement, Formwork, Grp Laminated Corbelling, Tanking, 600X600Mm Heavy Duty Double Triangular Di Cover And Frame To En124, D400 , Support For Ladder, Stainless Steel Safety Chains, Toe Holes, Etc. And Specification; 1200Mm Internal Dia Man Holes; Depth To Invert: Not Exceeding 1.5M | 2 | Nr | AED | 11079.6 | 22159.2
2021-02 | 4 | 4.0278 | United Arab Emirates | Dubai | Infrastructure | Al Furjan | Roads & Utilities - Package 5 | NAKHEEL | ASGC | Tender | 2021 |  | Pipework - Manholes And Pipework Ancillaries | K132 | Construction Of Storm Water Manholes For Over Flow Lines Including Excavation In Any Material Other Than Rock, Backfilling, Disposal Of Surplus Material, Dewatering, Class C Concrete Blinding, Concreting, Grp Laminated Benching, Reinforcement, Formwork, Grp Laminated Corbelling, Tanking, 600X600Mm Heavy Duty Double Triangular Di Cover And Frame To En124, D400 , Support For Ladder, Stainless Steel Safety Chains, Toe Holes, Etc. And Specification; 1200Mm Internal Dia Man Holes; Depth To Invert: 1.5 - 2.0M | 12 | Nr | AED | 12696.7 | 152360.4
2021-02 | 4 | 4.0278 | United Arab Emirates | Dubai | Infrastructure | Al Furjan | Roads & Utilities - Package 5 | NAKHEEL | ASGC | Tender | 2021 |  | Pipework - Manholes And Pipework Ancillaries | K133 | Construction Of Storm Water Manholes For Over Flow Lines Including Excavation In Any Material Other Than Rock, Backfilling, Disposal Of Surplus Material, Dewatering, Class C Concrete Blinding, Concreting, Grp Laminated Benching, Reinforcement, Formwork, Grp Laminated Corbelling, Tanking, 600X600Mm Heavy Duty Double Triangular Di Cover And Frame To En124, D400 , Support For Ladder, Stainless Steel Safety Chains, Toe Holes, Etc. And Specification; 1200Mm Internal Dia Man Holes; Depth To Invert: 2.0 - 2.5M | 8 | Nr | AED | 14785.9 | 118287.2
2021-02 | 4 | 4.0278 | United Arab Emirates | Dubai | Infrastructure | Al Furjan | Roads & Utilities - Package 5 | NAKHEEL | ASGC | Tender | 2021 |  | Pipework - Manholes And Pipework Ancillaries | K134 | Construction Of Storm Water Manholes For Over Flow Lines Including Excavation In Any Material Other Than Rock, Backfilling, Disposal Of Surplus Material, Dewatering, Class C Concrete Blinding, Concreting, Grp Laminated Benching, Reinforcement, Formwork, Grp Laminated Corbelling, Tanking, 600X600Mm Heavy Duty Double Triangular Di Cover And Frame To En124, D400 , Support For Ladder, Stainless Steel Safety Chains, Toe Holes, Etc. And Specification; 1500Mm Internal Dia Man Holes; Depth To Invert: 2.5 - 3.0M | 3 | Nr | AED | 19003.5 | 57010.5
2021-02 | 4 | 4.0278 | United Arab Emirates | Dubai | Infrastructure | Al Furjan | Roads & Utilities - Package 5 | NAKHEEL | ASGC | Tender | 2021 |  | Pipework - Manholes And Pipework Ancillaries | K136 | Construction Of Storm Water Manholes For Over Flow Lines Including Excavation In Any Material Other Than Rock, Backfilling, Disposal Of Surplus Material, Dewatering, Class C Concrete Blinding, Concreting, Grp Laminated Benching, Reinforcement, Formwork, Grp Laminated Corbelling, Tanking, 600X600Mm Heavy Duty Double Triangular Di Cover And Frame To En124, D400 , Support For Ladder, Stainless Steel Safety Chains, Toe Holes, Etc. And Specification; Depth To Invert: 2.5 - 3.0M; Depth To Invert: 3.0 - 3.5M | 1 | Nr | AED | 21112.4 | 21112.4
2021-02 | 4 | 4.0278 | United Arab Emirates | Dubai | Infrastructure | Al Furjan | Roads & Utilities - Package 5 | NAKHEEL | ASGC | Tender | 2021 |  | Pipework - Pipes | I512 | Supply And Lay, Joint, Test, Commission Upvc Pipes To Bs 4660, Bs 5481 And Bs 3305 Class 10 With Fittings(Couplers, Straight Specials, Short Pipes) Including Excavation, Dewatering, Protection Of Services, Supports,, Dispose Of Unsuitable Material To An Approved Dump Site, Backfilling Shown On Drawings And As Specification (Beds And Surrounds Measured Separately). ; Nominal Bore 160Mm Pipes In Trenches ; Average Depth To Invert N.E.1.5 M | 1804.94 | m | AED | 143.7 | 259369.878
2021-02 | 4 | 4.0278 | United Arab Emirates | Dubai | Infrastructure | Al Furjan | Roads & Utilities - Package 5 | NAKHEEL | ASGC | Tender | 2021 |  | Pipework - Pipes | I513 | Supply And Lay, Joint, Test, Commission Upvc Pipes To Bs 4660, Bs 5481 And Bs 3305 Class 10 With Fittings(Couplers, Straight Specials, Short Pipes) Including Excavation, Dewatering, Protection Of Services, Supports,, Dispose Of Unsuitable Material To An Approved Dump Site, Backfilling Shown On Drawings And As Specification (Beds And Surrounds Measured Separately). ; Nominal Bore 160Mm Pipes In Trenches ; Average Depth To Invert 1.5-2.0 M | 1689.06 | m | AED | 164.7 | 278188.182
2021-02 | 4 | 4.0278 | United Arab Emirates | Dubai | Infrastructure | Al Furjan | Roads & Utilities - Package 5 | NAKHEEL | ASGC | Tender | 2021 |  | Pipework - Pipes | I512 | Supply And Lay, Joint, Test, Commission Upvc Pipes To Bs 4660, Bs 5481 And Bs 3305 Class 10 With Fittings(Couplers, Straight Specials, Short Pipes) Including Excavation, Dewatering, Protection Of Services, Supports,, Dispose Of Unsuitable Material To An Approved Dump Site, Backfilling Shown On Drawings And As Specification (Beds And Surrounds Measured Separately). ; Nominal Bore 200Mm Pipes In Trenches ; Average Depth To Invert N.E.1.5 M | 100.36 | m | AED | 159.4 | 15997.384
2021-02 | 4 | 4.0279 | United Arab Emirates | Dubai | Infrastructure | Al Furjan | Roads & Utilities - Package 5 | NAKHEEL | ASGC | Tender | 2021 |  | Pipework - Pipes | I513 | Supply And Lay, Joint, Test, Commission Upvc Pipes To Bs 4660, Bs 5481 And Bs 3305 Class 10 With Fittings(Couplers, Straight Specials, Short Pipes) Including Excavation, Dewatering, Protection Of Services, Supports,, Dispose Of Unsuitable Material To An Approved Dump Site, Backfilling Shown On Drawings And As Specification (Beds And Surrounds Measured Separately). ; Nominal Bore 200Mm Pipes In Trenches ; Average Depth To Invert 1.5 - 2.0 M | 1231.1 | m | AED | 181.3 | 223198.43
2021-02 | 4 | 4.0279 | United Arab Emirates | Dubai | Infrastructure | Al Furjan | Roads & Utilities - Package 5 | NAKHEEL | ASGC | Tender | 2021 |  | Pipework - Pipes | I514 | Supply And Lay, Joint, Test, Commission Upvc Pipes To Bs 4660, Bs 5481 And Bs 3305 Class 10 With Fittings(Couplers, Straight Specials, Short Pipes) Including Excavation, Dewatering, Protection Of Services, Supports,, Dispose Of Unsuitable Material To An Approved Dump Site, Backfilling Shown On Drawings And As Specification (Beds And Surrounds Measured Separately). ; Nominal Bore 200Mm Pipes In Trenches ; Average Depth To Invert 2.0- 2.5M | 853.3 | m | AED | 356.9 | 304542.77
2021-02 | 4 | 4.0279 | United Arab Emirates | Dubai | Infrastructure | Al Furjan | Roads & Utilities - Package 5 | NAKHEEL | ASGC | Tender | 2021 |  | Pipework - Pipes | I515 | Supply And Lay, Joint, Test, Commission Upvc Pipes To Bs 4660, Bs 5481 And Bs 3305 Class 10 With Fittings(Couplers, Straight Specials, Short Pipes) Including Excavation, Dewatering, Protection Of Services, Supports,, Dispose Of Unsuitable Material To An Approved Dump Site, Backfilling Shown On Drawings And As Specification (Beds And Surrounds Measured Separately). ; Nominal Bore 200Mm Pipes In Trenches ; Average Depth To Invert 2.5 - 3.0 M | 437.81 | m | AED | 392.6 | 171884.206
2021-02 | 4 | 4.0279 | United Arab Emirates | Dubai | Infrastructure | Al Furjan | Roads & Utilities - Package 5 | NAKHEEL | ASGC | Tender | 2021 |  | Pipework - Pipes | I516 | Supply And Lay, Joint, Test, Commission Upvc Pipes To Bs 4660, Bs 5481 And Bs 3305 Class 10 With Fittings(Couplers, Straight Specials, Short Pipes) Including Excavation, Dewatering, Protection Of Services, Supports,, Dispose Of Unsuitable Material To An Approved Dump Site, Backfilling Shown On Drawings And As Specification (Beds And Surrounds Measured Separately). ; Nominal Bore 200Mm Pipes In Trenches ; Average Depth To Invert 3.0 - 3.5 M | 264.13 | m | AED | 495.7 | 130929.241
2021-02 | 4 | 4.0279 | United Arab Emirates | Dubai | Infrastructure | Al Furjan | Roads & Utilities - Package 5 | NAKHEEL | ASGC | Tender | 2021 |  | Pipework - Pipes | I517 | Supply And Lay, Joint, Test, Commission Upvc Pipes To Bs 4660, Bs 5481 And Bs 3305 Class 10 With Fittings(Couplers, Straight Specials, Short Pipes) Including Excavation, Dewatering, Protection Of Services, Supports,, Dispose Of Unsuitable Material To An Approved Dump Site, Backfilling Shown On Drawings And As Specification (Beds And Surrounds Measured Separately). ; Nominal Bore 200Mm Pipes In Trenches ; Average Depth To Invert 3.5- 4.0M | 90.61 | m | AED | 556.1 | 50388.221
2021-02 | 4 | 4.0279 | United Arab Emirates | Dubai | Infrastructure | Al Furjan | Roads & Utilities - Package 5 | NAKHEEL | ASGC | Tender | 2021 |  | Pipework - Pipes | I518.1 | Supply And Lay, Joint, Test, Commission Upvc Pipes To Bs 4660, Bs 5481 And Bs 3305 Class 10 With Fittings(Couplers, Straight Specials, Short Pipes) Including Excavation, Dewatering, Protection Of Services, Supports,, Dispose Of Unsuitable Material To An Approved Dump Site, Backfilling Shown On Drawings And As Specification (Beds And Surrounds Measured Separately). ; Nominal Bore 200Mm Pipes In Trenches ; Average Depth To Invert 4.0- 4.5M | 52.46 | m | AED | 674.2 | 35368.532
2021-02 | 4 | 4.0279 | United Arab Emirates | Dubai | Infrastructure | Al Furjan | Roads & Utilities - Package 5 | NAKHEEL | ASGC | Tender | 2021 |  | Pipework - Pipes | I518.2 | Supply And Lay, Joint, Test, Commission Upvc Pipes To Bs 4660, Bs 5481 And Bs 3305 Class 10 With Fittings(Couplers, Straight Specials, Short Pipes) Including Excavation, Dewatering, Protection Of Services, Supports,, Dispose Of Unsuitable Material To An Approved Dump Site, Backfilling Shown On Drawings And As Specification (Beds And Surrounds Measured Separately). ; Nominal Bore 200Mm Pipes In Trenches ; Average Depth To Invert 4.5- 5.0M | 52.46 | m | AED | 737 | 38663.02
2021-02 | 4 | 4.0279 | United Arab Emirates | Dubai | Infrastructure | Al Furjan | Roads & Utilities - Package 5 | NAKHEEL | ASGC | Tender | 2021 |  | Pipework - Pipes | I522 | Supply And Lay, Joint, Test, Commission Upvc Pipes To Bs 4660, Bs 5481 And Bs 3305 Class 10 With Fittings(Couplers, Straight Specials, Short Pipes) Including Excavation, Dewatering, Protection Of Services, Supports,, Dispose Of Unsuitable Material To An Approved Dump Site, Backfilling Shown On Drawings And As Specification (Beds And Surrounds Measured Separately). ; Nominal Bore 250Mm Pipe In Trenches ; Average Depth To Invert N.E. 1.5 M | 9.54 | m | AED | 190.7 | 1819.278
2021-02 | 4 | 4.0279 | United Arab Emirates | Dubai | Infrastructure | Al Furjan | Roads & Utilities - Package 5 | NAKHEEL | ASGC | Tender | 2021 |  | Pipework - Pipes | I523 | Supply And Lay, Joint, Test, Commission Upvc Pipes To Bs 4660, Bs 5481 And Bs 3305 Class 10 With Fittings(Couplers, Straight Specials, Short Pipes) Including Excavation, Dewatering, Protection Of Services, Supports,, Dispose Of Unsuitable Material To An Approved Dump Site, Backfilling Shown On Drawings And As Specification (Beds And Surrounds Measured Separately). ; Nominal Bore 250Mm Pipe In Trenches ; Average Depth To Invert 1.5 - 2.0 M | 16.69 | m | AED | 213.6 | 3564.984
2021-02 | 4 | 4.0279 | United Arab Emirates | Dubai | Infrastructure | Al Furjan | Roads & Utilities - Package 5 | NAKHEEL | ASGC | Tender | 2021 |  | Pipework - Pipes | I524 | Supply And Lay, Joint, Test, Commission Upvc Pipes To Bs 4660, Bs 5481 And Bs 3305 Class 10 With Fittings(Couplers, Straight Specials, Short Pipes) Including Excavation, Dewatering, Protection Of Services, Supports,, Dispose Of Unsuitable Material To An Approved Dump Site, Backfilling Shown On Drawings And As Specification (Beds And Surrounds Measured Separately). ; Nominal Bore 250Mm Pipe In Trenches ; Average Depth To Invert 2.0 - 2.5 M | 19.08 | m | AED | 390.2 | 7445.016
2021-02 | 4 | 4.028 | United Arab Emirates | Dubai | Infrastructure | Al Furjan | Roads & Utilities - Package 5 | NAKHEEL | ASGC | Tender | 2021 |  | Pipework - Pipes | I525 | Supply And Lay, Joint, Test, Commission Upvc Pipes To Bs 4660, Bs 5481 And Bs 3305 Class 10 With Fittings(Couplers, Straight Specials, Short Pipes) Including Excavation, Dewatering, Protection Of Services, Supports,, Dispose Of Unsuitable Material To An Approved Dump Site, Backfilling Shown On Drawings And As Specification (Beds And Surrounds Measured Separately). ; Nominal Bore 250Mm Pipe In Trenches ; Average Depth To Invert 2.5 - 3.0 M | 23.85 | m | AED | 426.9 | 10181.565
2021-02 | 4 | 4.028 | United Arab Emirates | Dubai | Infrastructure | Al Furjan | Roads & Utilities - Package 5 | NAKHEEL | ASGC | Tender | 2021 |  | Pipework - Pipes | I526 | Supply And Lay, Joint, Test, Commission Upvc Pipes To Bs 4660, Bs 5481 And Bs 3305 Class 10 With Fittings(Couplers, Straight Specials, Short Pipes) Including Excavation, Dewatering, Protection Of Services, Supports,, Dispose Of Unsuitable Material To An Approved Dump Site, Backfilling Shown On Drawings And As Specification (Beds And Surrounds Measured Separately). ; Nominal Bore 250Mm Pipe In Trenches ; Average Depth To Invert 3.0 - 3.5 M | 38.15 | m | AED | 530.9 | 20253.835
2021-02 | 4 | 4.028 | United Arab Emirates | Dubai | Infrastructure | Al Furjan | Roads & Utilities - Package 5 | NAKHEEL | ASGC | Tender | 2021 |  | Pipework - Pipes | I527 | Supply And Lay, Joint, Test, Commission Upvc Pipes To Bs 4660, Bs 5481 And Bs 3305 Class 10 With Fittings(Couplers, Straight Specials, Short Pipes) Including Excavation, Dewatering, Protection Of Services, Supports,, Dispose Of Unsuitable Material To An Approved Dump Site, Backfilling Shown On Drawings And As Specification (Beds And Surrounds Measured Separately). ; Nominal Bore 250Mm Pipe In Trenches ; Average Depth To Invert 3.5- 4.0M | 38.15 | m | AED | 592.6 | 22607.69
2021-02 | 4 | 4.028 | United Arab Emirates | Dubai | Infrastructure | Al Furjan | Roads & Utilities - Package 5 | NAKHEEL | ASGC | Tender | 2021 |  | Pipework - Pipes | I528.1 | Supply And Lay, Joint, Test, Commission Upvc Pipes To Bs 4660, Bs 5481 And Bs 3305 Class 10 With Fittings(Couplers, Straight Specials, Short Pipes) Including Excavation, Dewatering, Protection Of Services, Supports,, Dispose Of Unsuitable Material To An Approved Dump Site, Backfilling Shown On Drawings And As Specification (Beds And Surrounds Measured Separately). ; Nominal Bore 250Mm Pipe In Trenches ; Average Depth To Invert 4.0- 4.5M | 52.46 | m | AED | 711.7 | 37335.782
2021-02 | 4 | 4.028 | United Arab Emirates | Dubai | Infrastructure | Al Furjan | Roads & Utilities - Package 5 | NAKHEEL | ASGC | Tender | 2021 |  | Pipework - Pipes | I528.2 | Supply And Lay, Joint, Test, Commission Upvc Pipes To Bs 4660, Bs 5481 And Bs 3305 Class 10 With Fittings(Couplers, Straight Specials, Short Pipes) Including Excavation, Dewatering, Protection Of Services, Supports,, Dispose Of Unsuitable Material To An Approved Dump Site, Backfilling Shown On Drawings And As Specification (Beds And Surrounds Measured Separately). ; Nominal Bore 250Mm Pipe In Trenches ; Average Depth To Invert 4.5- 5.0M | 66.77 | m | AED | 775.6 | 51786.812
2021-02 | 4 | 4.028 | United Arab Emirates | Dubai | Infrastructure | Al Furjan | Roads & Utilities - Package 5 | NAKHEEL | ASGC | Tender | 2021 |  | Pipework - Pipes | I528.3 | Supply And Lay, Joint, Test, Commission Upvc Pipes To Bs 4660, Bs 5481 And Bs 3305 Class 10 With Fittings(Couplers, Straight Specials, Short Pipes) Including Excavation, Dewatering, Protection Of Services, Supports,, Dispose Of Unsuitable Material To An Approved Dump Site, Backfilling Shown On Drawings And As Specification (Beds And Surrounds Measured Separately). ; Nominal Bore 250Mm Pipe In Trenches ; Average Depth To Invert 5.0- 5.5M | 62 | m | AED | 862.6 | 53481.2
2021-02 | 4 | 4.028 | United Arab Emirates | Dubai | Infrastructure | Al Furjan | Roads & Utilities - Package 5 | NAKHEEL | ASGC | Tender | 2021 |  | Pipework - Pipes | I528.4 | Supply And Lay, Joint, Test, Commission Upvc Pipes To Bs 4660, Bs 5481 And Bs 3305 Class 10 With Fittings(Couplers, Straight Specials, Short Pipes) Including Excavation, Dewatering, Protection Of Services, Supports,, Dispose Of Unsuitable Material To An Approved Dump Site, Backfilling Shown On Drawings And As Specification (Beds And Surrounds Measured Separately). ; Nominal Bore 250Mm Pipe In Trenches ; Average Depth To Invert 5.5- 6.0M | 19.08 | m | AED | 1082 | 20644.56
2021-02 | 4 | 4.028 | United Arab Emirates | Dubai | Infrastructure | Al Furjan | Roads & Utilities - Package 5 | NAKHEEL | ASGC | Tender | 2021 |  | Pipework - Pipes | I522 | Supply And Lay, Joint, Test, Commission Upvc Pipes To Bs 4660, Bs 5481 And Bs 3305 Class 10 With Fittings(Couplers, Straight Specials, Short Pipes) Including Excavation, Dewatering, Protection Of Services, Supports,, Dispose Of Unsuitable Material To An Approved Dump Site, Backfilling Shown On Drawings And As Specification (Beds And Surrounds Measured Separately). ; Nominal Bore 300Mm Pipe In Trenches ; Average Depth To Invert N.E. 1.5 M | 11.92 | m | AED | 226.9 | 2704.648
2021-02 | 4 | 4.028 | United Arab Emirates | Dubai | Infrastructure | Al Furjan | Roads & Utilities - Package 5 | NAKHEEL | ASGC | Tender | 2021 |  | Pipework - Pipes | I523 | Supply And Lay, Joint, Test, Commission Upvc Pipes To Bs 4660, Bs 5481 And Bs 3305 Class 10 With Fittings(Couplers, Straight Specials, Short Pipes) Including Excavation, Dewatering, Protection Of Services, Supports,, Dispose Of Unsuitable Material To An Approved Dump Site, Backfilling Shown On Drawings And As Specification (Beds And Surrounds Measured Separately). ; Nominal Bore 300Mm Pipe In Trenches ; Average Depth To Invert 1.5 - 2.0 M | 9.54 | m | AED | 251.3 | 2397.402
2021-02 | 4 | 4.0281 | United Arab Emirates | Dubai | Infrastructure | Al Furjan | Roads & Utilities - Package 5 | NAKHEEL | ASGC | Tender | 2021 |  | Pipework - Pipes | I524 | Supply And Lay, Joint, Test, Commission Upvc Pipes To Bs 4660, Bs 5481 And Bs 3305 Class 10 With Fittings(Couplers, Straight Specials, Short Pipes) Including Excavation, Dewatering, Protection Of Services, Supports,, Dispose Of Unsuitable Material To An Approved Dump Site, Backfilling Shown On Drawings And As Specification (Beds And Surrounds Measured Separately). ; Nominal Bore 300Mm Pipe In Trenches ; Average Depth To Invert 2.0 - 2.5 M | 14.31 | m | AED | 429.6 | 6147.576
2021-02 | 4 | 4.0281 | United Arab Emirates | Dubai | Infrastructure | Al Furjan | Roads & Utilities - Package 5 | NAKHEEL | ASGC | Tender | 2021 |  | Pipework - Pipes | I528.1 | Supply And Lay, Joint, Test, Commission Upvc Pipes To Bs 4660, Bs 5481 And Bs 3305 Class 10 With Fittings(Couplers, Straight Specials, Short Pipes) Including Excavation, Dewatering, Protection Of Services, Supports,, Dispose Of Unsuitable Material To An Approved Dump Site, Backfilling Shown On Drawings And As Specification (Beds And Surrounds Measured Separately). ; Nominal Bore 300Mm Pipe In Trenches ; Average Depth To Invert 4.0- 4.5M | 9.54 | m | AED | 752.9 | 7182.666
2021-02 | 4 | 4.0281 | United Arab Emirates | Dubai | Infrastructure | Al Furjan | Roads & Utilities - Package 5 | NAKHEEL | ASGC | Tender | 2021 |  | Pipework - Pipes | I528.2 | Supply And Lay, Joint, Test, Commission Upvc Pipes To Bs 4660, Bs 5481 And Bs 3305 Class 10 With Fittings(Couplers, Straight Specials, Short Pipes) Including Excavation, Dewatering, Protection Of Services, Supports,, Dispose Of Unsuitable Material To An Approved Dump Site, Backfilling Shown On Drawings And As Specification (Beds And Surrounds Measured Separately). ; Nominal Bore 300Mm Pipe In Trenches ; Average Depth To Invert 4.5- 5.0M | 35.77 | m | AED | 817.7 | 29249.129
2021-02 | 4 | 4.0281 | United Arab Emirates | Dubai | Infrastructure | Al Furjan | Roads & Utilities - Package 5 | NAKHEEL | ASGC | Tender | 2021 |  | Pipework - Pipes | I528.3 | Supply And Lay, Joint, Test, Commission Upvc Pipes To Bs 4660, Bs 5481 And Bs 3305 Class 10 With Fittings(Couplers, Straight Specials, Short Pipes) Including Excavation, Dewatering, Protection Of Services, Supports,, Dispose Of Unsuitable Material To An Approved Dump Site, Backfilling Shown On Drawings And As Specification (Beds And Surrounds Measured Separately). ; Nominal Bore 300Mm Pipe In Trenches ; Average Depth To Invert 5.5- 6.0M | 21.46 | m | AED | 1126.5 | 24174.69
2021-02 | 4 | 4.0281 | United Arab Emirates | Dubai | Infrastructure | Al Furjan | Roads & Utilities - Package 5 | NAKHEEL | ASGC | Tender | 2021 |  | Pipework - Pipes | I528.4 | Supply And Lay, Joint, Test, Commission Upvc Pipes To Bs 4660, Bs 5481 And Bs 3305 Class 10 With Fittings(Couplers, Straight Specials, Short Pipes) Including Excavation, Dewatering, Protection Of Services, Supports,, Dispose Of Unsuitable Material To An Approved Dump Site, Backfilling Shown On Drawings And As Specification (Beds And Surrounds Measured Separately). ; Nominal Bore 300Mm Pipe In Trenches ; Average Depth To Invert 6.0- 6.5M | 23.85 | m | AED | 1269.1 | 30268.035
2021-02 | 4 | 4.0281 | United Arab Emirates | Dubai | Infrastructure | Al Furjan | Roads & Utilities - Package 5 | NAKHEEL | ASGC | Tender | 2021 |  | Pipework - Manholes And Pipework Ancillaries | K131 | Construction Of Sewer Manholes Including Excavation In Any Material Other Than Rock, Backfilling, Disposal Of Surplus Material, Dewatering, Concrete Blinding, Concreting, Grp Laminated Benching, Reinforcement, Formwork, Grp Laminated Corbelling, Tanking, 600X600Mm Heavy Duty Double Triangular Di Cover And Frame To En124, D400 , Support For Ladder, Stainless Steel Safety Chains, Toe Holes, Providing Backdrop Connections Where Necessary Including Supply Of All Fittings, Vertical Pipe Drops, Concrete Encasement, Grp End Plug With Ss Chain & Rodding Eye Provision And Complete As Per Specifications And Drawings Etc.; Supply And Lay, Joint, Test, Commission Upvc Pipes To Bs 4660, Bs 5481 And Bs 3305 Class 10 With Fittings(Couplers, Straight Specials, Short Pipes) Including Excavation, Dewatering, Protection Of Services, Supports,, Dispose Of Unsuitable Material To An Approved Dump Site, Backfilling Shown On Drawings And As Specification (Beds And Surrounds Measured Separately). ; 1200Mm Internal Dia Man Holes; Depth To Invert: Not Exceeding 1.5M | 2 | Nr | AED | 14099.8 | 28199.6
2021-02 | 4 | 4.0281 | United Arab Emirates | Dubai | Infrastructure | Al Furjan | Roads & Utilities - Package 5 | NAKHEEL | ASGC | Tender | 2021 |  | Pipework - Manholes And Pipework Ancillaries | K132 | Construction Of Sewer Manholes Including Excavation In Any Material Other Than Rock, Backfilling, Disposal Of Surplus Material, Dewatering, Concrete Blinding, Concreting, Grp Laminated Benching, Reinforcement, Formwork, Grp Laminated Corbelling, Tanking, 600X600Mm Heavy Duty Double Triangular Di Cover And Frame To En124, D400 , Support For Ladder, Stainless Steel Safety Chains, Toe Holes, Providing Backdrop Connections Where Necessary Including Supply Of All Fittings, Vertical Pipe Drops, Concrete Encasement, Grp End Plug With Ss Chain & Rodding Eye Provision And Complete As Per Specifications And Drawings Etc.; Supply And Lay, Joint, Test, Commission Upvc Pipes To Bs 4660, Bs 5481 And Bs 3305 Class 10 With Fittings(Couplers, Straight Specials, Short Pipes) Including Excavation, Dewatering, Protection Of Services, Supports,, Dispose Of Unsuitable Material To An Approved Dump Site, Backfilling Shown On Drawings And As Specification (Beds And Surrounds Measured Separately). ; 1200Mm Internal Dia Man Holes; Depth To Invert: 1.5 - 2.0M | 65 | Nr | AED | 16555.7 | 1076120.5
2021-02 | 4 | 4.0281 | United Arab Emirates | Dubai | Infrastructure | Al Furjan | Roads & Utilities - Package 5 | NAKHEEL | ASGC | Tender | 2021 |  | Pipework - Manholes And Pipework Ancillaries | K133 | Construction Of Sewer Manholes Including Excavation In Any Material Other Than Rock, Backfilling, Disposal Of Surplus Material, Dewatering, Concrete Blinding, Concreting, Grp Laminated Benching, Reinforcement, Formwork, Grp Laminated Corbelling, Tanking, 600X600Mm Heavy Duty Double Triangular Di Cover And Frame To En124, D400 , Support For Ladder, Stainless Steel Safety Chains, Toe Holes, Providing Backdrop Connections Where Necessary Including Supply Of All Fittings, Vertical Pipe Drops, Concrete Encasement, Grp End Plug With Ss Chain & Rodding Eye Provision And Complete As Per Specifications And Drawings Etc.; Supply And Lay, Joint, Test, Commission Upvc Pipes To Bs 4660, Bs 5481 And Bs 3305 Class 10 With Fittings(Couplers, Straight Specials, Short Pipes) Including Excavation, Dewatering, Protection Of Services, Supports,, Dispose Of Unsuitable Material To An Approved Dump Site, Backfilling Shown On Drawings And As Specification (Beds And Surrounds Measured Separately). ; 1200Mm Internal Dia Man Holes; Depth To Invert: 2.0 - 2.5M | 25 | Nr | AED | 20357.4 | 508935
2021-02 | 4 | 4.0281 | United Arab Emirates | Dubai | Infrastructure | Al Furjan | Roads & Utilities - Package 5 | NAKHEEL | ASGC | Tender | 2021 |  | Pipework - Manholes And Pipework Ancillaries | K134 | Construction Of Sewer Manholes Including Excavation In Any Material Other Than Rock, Backfilling, Disposal Of Surplus Material, Dewatering, Concrete Blinding, Concreting, Grp Laminated Benching, Reinforcement, Formwork, Grp Laminated Corbelling, Tanking, 600X600Mm Heavy Duty Double Triangular Di Cover And Frame To En124, D400 , Support For Ladder, Stainless Steel Safety Chains, Toe Holes, Providing Backdrop Connections Where Necessary Including Supply Of All Fittings, Vertical Pipe Drops, Concrete Encasement, Grp End Plug With Ss Chain & Rodding Eye Provision And Complete As Per Specifications And Drawings Etc.; Supply And Lay, Joint, Test, Commission Upvc Pipes To Bs 4660, Bs 5481 And Bs 3305 Class 10 With Fittings(Couplers, Straight Specials, Short Pipes) Including Excavation, Dewatering, Protection Of Services, Supports,, Dispose Of Unsuitable Material To An Approved Dump Site, Backfilling Shown On Drawings And As Specification (Beds And Surrounds Measured Separately). ; 1200Mm Internal Dia Man Holes; Depth To Invert: 2.5 - 3.0M | 17 | Nr | AED | 22837.5 | 388237.5
2021-02 | 4 | 4.0281 | United Arab Emirates | Dubai | Infrastructure | Al Furjan | Roads & Utilities - Package 5 | NAKHEEL | ASGC | Tender | 2021 |  | Pipework - Manholes And Pipework Ancillaries | K135 | Construction Of Sewer Manholes Including Excavation In Any Material Other Than Rock, Backfilling, Disposal Of Surplus Material, Dewatering, Concrete Blinding, Concreting, Grp Laminated Benching, Reinforcement, Formwork, Grp Laminated Corbelling, Tanking, 600X600Mm Heavy Duty Double Triangular Di Cover And Frame To En124, D400 , Support For Ladder, Stainless Steel Safety Chains, Toe Holes, Providing Backdrop Connections Where Necessary Including Supply Of All Fittings, Vertical Pipe Drops, Concrete Encasement, Grp End Plug With Ss Chain & Rodding Eye Provision And Complete As Per Specifications And Drawings Etc.; Supply And Lay, Joint, Test, Commission Upvc Pipes To Bs 4660, Bs 5481 And Bs 3305 Class 10 With Fittings(Couplers, Straight Specials, Short Pipes) Including Excavation, Dewatering, Protection Of Services, Supports,, Dispose Of Unsuitable Material To An Approved Dump Site, Backfilling Shown On Drawings And As Specification (Beds And Surrounds Measured Separately). ; 1200Mm Internal Dia Man Holes; Depth To Invert: 3.0 - 3.5M | 8 | Nr | AED | 25454.6 | 203636.8
2021-02 | 4 | 4.0282 | United Arab Emirates | Dubai | Infrastructure | Al Furjan | Roads & Utilities - Package 5 | NAKHEEL | ASGC | Tender | 2021 |  | Pipework - Manholes And Pipework Ancillaries | K131 | Construction Of Sewer Manholes Including Excavation In Any Material Other Than Rock, Backfilling, Disposal Of Surplus Material, Dewatering, Concrete Blinding, Concreting, Grp Laminated Benching, Reinforcement, Formwork, Grp Laminated Corbelling, Tanking, 600X600Mm Heavy Duty Double Triangular Di Cover And Frame To En124, D400 , Support For Ladder, Stainless Steel Safety Chains, Toe Holes, Providing Backdrop Connections Where Necessary Including Supply Of All Fittings, Vertical Pipe Drops, Concrete Encasement, Grp End Plug With Ss Chain & Rodding Eye Provision And Complete As Per Specifications And Drawings Etc.; Supply And Lay, Joint, Test, Commission Upvc Pipes To Bs 4660, Bs 5481 And Bs 3305 Class 10 With Fittings(Couplers, Straight Specials, Short Pipes) Including Excavation, Dewatering, Protection Of Services, Supports,, Dispose Of Unsuitable Material To An Approved Dump Site, Backfilling Shown On Drawings And As Specification (Beds And Surrounds Measured Separately). ; 1500Mm Internal Dia Man Holes; Depth To Invert: Not Exceeding 1.5M | 1 | Nr | AED | 16949.8 | 16949.8
2021-02 | 4 | 4.0282 | United Arab Emirates | Dubai | Infrastructure | Al Furjan | Roads & Utilities - Package 5 | NAKHEEL | ASGC | Tender | 2021 |  | Pipework - Manholes And Pipework Ancillaries | K132 | Construction Of Sewer Manholes Including Excavation In Any Material Other Than Rock, Backfilling, Disposal Of Surplus Material, Dewatering, Concrete Blinding, Concreting, Grp Laminated Benching, Reinforcement, Formwork, Grp Laminated Corbelling, Tanking, 600X600Mm Heavy Duty Double Triangular Di Cover And Frame To En124, D400 , Support For Ladder, Stainless Steel Safety Chains, Toe Holes, Providing Backdrop Connections Where Necessary Including Supply Of All Fittings, Vertical Pipe Drops, Concrete Encasement, Grp End Plug With Ss Chain & Rodding Eye Provision And Complete As Per Specifications And Drawings Etc.; Supply And Lay, Joint, Test, Commission Upvc Pipes To Bs 4660, Bs 5481 And Bs 3305 Class 10 With Fittings(Couplers, Straight Specials, Short Pipes) Including Excavation, Dewatering, Protection Of Services, Supports,, Dispose Of Unsuitable Material To An Approved Dump Site, Backfilling Shown On Drawings And As Specification (Beds And Surrounds Measured Separately). ; 1500Mm Internal Dia Man Holes; Depth To Invert: 1.5 - 2.0M | 1 | Nr | AED | 19937.8 | 19937.8
2021-02 | 4 | 4.0282 | United Arab Emirates | Dubai | Infrastructure | Al Furjan | Roads & Utilities - Package 5 | NAKHEEL | ASGC | Tender | 2021 |  | Pipework - Manholes And Pipework Ancillaries | K133 | Construction Of Sewer Manholes Including Excavation In Any Material Other Than Rock, Backfilling, Disposal Of Surplus Material, Dewatering, Concrete Blinding, Concreting, Grp Laminated Benching, Reinforcement, Formwork, Grp Laminated Corbelling, Tanking, 600X600Mm Heavy Duty Double Triangular Di Cover And Frame To En124, D400 , Support For Ladder, Stainless Steel Safety Chains, Toe Holes, Providing Backdrop Connections Where Necessary Including Supply Of All Fittings, Vertical Pipe Drops, Concrete Encasement, Grp End Plug With Ss Chain & Rodding Eye Provision And Complete As Per Specifications And Drawings Etc.; Supply And Lay, Joint, Test, Commission Upvc Pipes To Bs 4660, Bs 5481 And Bs 3305 Class 10 With Fittings(Couplers, Straight Specials, Short Pipes) Including Excavation, Dewatering, Protection Of Services, Supports,, Dispose Of Unsuitable Material To An Approved Dump Site, Backfilling Shown On Drawings And As Specification (Beds And Surrounds Measured Separately). ; 1500Mm Internal Dia Man Holes; Depth To Invert: 2.0 - 2.5M | 1 | Nr | AED | 24421 | 24421
2021-02 | 4 | 4.0282 | United Arab Emirates | Dubai | Infrastructure | Al Furjan | Roads & Utilities - Package 5 | NAKHEEL | ASGC | Tender | 2021 |  | Pipework - Manholes And Pipework Ancillaries | K134 | Construction Of Sewer Manholes Including Excavation In Any Material Other Than Rock, Backfilling, Disposal Of Surplus Material, Dewatering, Concrete Blinding, Concreting, Grp Laminated Benching, Reinforcement, Formwork, Grp Laminated Corbelling, Tanking, 600X600Mm Heavy Duty Double Triangular Di Cover And Frame To En124, D400 , Support For Ladder, Stainless Steel Safety Chains, Toe Holes, Providing Backdrop Connections Where Necessary Including Supply Of All Fittings, Vertical Pipe Drops, Concrete Encasement, Grp End Plug With Ss Chain & Rodding Eye Provision And Complete As Per Specifications And Drawings Etc.; Supply And Lay, Joint, Test, Commission Upvc Pipes To Bs 4660, Bs 5481 And Bs 3305 Class 10 With Fittings(Couplers, Straight Specials, Short Pipes) Including Excavation, Dewatering, Protection Of Services, Supports,, Dispose Of Unsuitable Material To An Approved Dump Site, Backfilling Shown On Drawings And As Specification (Beds And Surrounds Measured Separately). ; 1500Mm Internal Dia Man Holes; Depth To Invert: 2.5 - 3.0M | 1 | Nr | AED | 27435.7 | 27435.7
2021-02 | 4 | 4.0282 | United Arab Emirates | Dubai | Infrastructure | Al Furjan | Roads & Utilities - Package 5 | NAKHEEL | ASGC | Tender | 2021 |  | Pipework - Manholes And Pipework Ancillaries | K135 | Construction Of Sewer Manholes Including Excavation In Any Material Other Than Rock, Backfilling, Disposal Of Surplus Material, Dewatering, Concrete Blinding, Concreting, Grp Laminated Benching, Reinforcement, Formwork, Grp Laminated Corbelling, Tanking, 600X600Mm Heavy Duty Double Triangular Di Cover And Frame To En124, D400 , Support For Ladder, Stainless Steel Safety Chains, Toe Holes, Providing Backdrop Connections Where Necessary Including Supply Of All Fittings, Vertical Pipe Drops, Concrete Encasement, Grp End Plug With Ss Chain & Rodding Eye Provision And Complete As Per Specifications And Drawings Etc.; Supply And Lay, Joint, Test, Commission Upvc Pipes To Bs 4660, Bs 5481 And Bs 3305 Class 10 With Fittings(Couplers, Straight Specials, Short Pipes) Including Excavation, Dewatering, Protection Of Services, Supports,, Dispose Of Unsuitable Material To An Approved Dump Site, Backfilling Shown On Drawings And As Specification (Beds And Surrounds Measured Separately). ; 1500Mm Internal Dia Man Holes; Depth To Invert: 3 - 3.5M | 2 | Nr | AED | 30602.7 | 61205.4
2021-02 | 4 | 4.0282 | United Arab Emirates | Dubai | Infrastructure | Al Furjan | Roads & Utilities - Package 5 | NAKHEEL | ASGC | Tender | 2021 |  | Pipework - Manholes And Pipework Ancillaries | K136 | Construction Of Sewer Manholes Including Excavation In Any Material Other Than Rock, Backfilling, Disposal Of Surplus Material, Dewatering, Concrete Blinding, Concreting, Grp Laminated Benching, Reinforcement, Formwork, Grp Laminated Corbelling, Tanking, 600X600Mm Heavy Duty Double Triangular Di Cover And Frame To En124, D400 , Support For Ladder, Stainless Steel Safety Chains, Toe Holes, Providing Backdrop Connections Where Necessary Including Supply Of All Fittings, Vertical Pipe Drops, Concrete Encasement, Grp End Plug With Ss Chain & Rodding Eye Provision And Complete As Per Specifications And Drawings Etc.; Supply And Lay, Joint, Test, Commission Upvc Pipes To Bs 4660, Bs 5481 And Bs 3305 Class 10 With Fittings(Couplers, Straight Specials, Short Pipes) Including Excavation, Dewatering, Protection Of Services, Supports,, Dispose Of Unsuitable Material To An Approved Dump Site, Backfilling Shown On Drawings And As Specification (Beds And Surrounds Measured Separately). ; 1500Mm Internal Dia Man Holes; Depth To Invert: 3.5 - 4.0M | 5 | Nr | AED | 33796.5 | 168982.5
2021-02 | 4 | 4.0282 | United Arab Emirates | Dubai | Infrastructure | Al Furjan | Roads & Utilities - Package 5 | NAKHEEL | ASGC | Tender | 2021 |  | Pipework - Manholes And Pipework Ancillaries | K137 | Construction Of Sewer Manholes Including Excavation In Any Material Other Than Rock, Backfilling, Disposal Of Surplus Material, Dewatering, Concrete Blinding, Concreting, Grp Laminated Benching, Reinforcement, Formwork, Grp Laminated Corbelling, Tanking, 600X600Mm Heavy Duty Double Triangular Di Cover And Frame To En124, D400 , Support For Ladder, Stainless Steel Safety Chains, Toe Holes, Providing Backdrop Connections Where Necessary Including Supply Of All Fittings, Vertical Pipe Drops, Concrete Encasement, Grp End Plug With Ss Chain & Rodding Eye Provision And Complete As Per Specifications And Drawings Etc.; Supply And Lay, Joint, Test, Commission Upvc Pipes To Bs 4660, Bs 5481 And Bs 3305 Class 10 With Fittings(Couplers, Straight Specials, Short Pipes) Including Excavation, Dewatering, Protection Of Services, Supports,, Dispose Of Unsuitable Material To An Approved Dump Site, Backfilling Shown On Drawings And As Specification (Beds And Surrounds Measured Separately). ; 1500Mm Internal Dia Man Holes; Depth To Invert: 4.0 - 4.5M | 3 | Nr | AED | 37569.2 | 112707.6
2021-02 | 4 | 4.0282 | United Arab Emirates | Dubai | Infrastructure | Al Furjan | Roads & Utilities - Package 5 | NAKHEEL | ASGC | Tender | 2021 |  | Pipework - Manholes And Pipework Ancillaries | K137.1 | Construction Of Sewer Manholes Including Excavation In Any Material Other Than Rock, Backfilling, Disposal Of Surplus Material, Dewatering, Concrete Blinding, Concreting, Grp Laminated Benching, Reinforcement, Formwork, Grp Laminated Corbelling, Tanking, 600X600Mm Heavy Duty Double Triangular Di Cover And Frame To En124, D400 , Support For Ladder, Stainless Steel Safety Chains, Toe Holes, Providing Backdrop Connections Where Necessary Including Supply Of All Fittings, Vertical Pipe Drops, Concrete Encasement, Grp End Plug With Ss Chain & Rodding Eye Provision And Complete As Per Specifications And Drawings Etc.; Supply And Lay, Joint, Test, Commission Upvc Pipes To Bs 4660, Bs 5481 And Bs 3305 Class 10 With Fittings(Couplers, Straight Specials, Short Pipes) Including Excavation, Dewatering, Protection Of Services, Supports,, Dispose Of Unsuitable Material To An Approved Dump Site, Backfilling Shown On Drawings And As Specification (Beds And Surrounds Measured Separately). ; 1500Mm Internal Dia Man Holes; Depth To Invert: 4.5 - 5.0M | 2 | Nr | AED | 40915.1 | 81830.2
2021-02 | 4 | 4.0282 | United Arab Emirates | Dubai | Infrastructure | Al Furjan | Roads & Utilities - Package 5 | NAKHEEL | ASGC | Tender | 2021 |  | Pipework - Manholes And Pipework Ancillaries | K135 | Construction Of Sewer Manholes Including Excavation In Any Material Other Than Rock, Backfilling, Disposal Of Surplus Material, Dewatering, Concrete Blinding, Concreting, Grp Laminated Benching, Reinforcement, Formwork, Grp Laminated Corbelling, Tanking, 600X600Mm Heavy Duty Double Triangular Di Cover And Frame To En124, D400 , Support For Ladder, Stainless Steel Safety Chains, Toe Holes, Providing Backdrop Connections Where Necessary Including Supply Of All Fittings, Vertical Pipe Drops, Concrete Encasement, Grp End Plug With Ss Chain & Rodding Eye Provision And Complete As Per Specifications And Drawings Etc.; Supply And Lay, Joint, Test, Commission Upvc Pipes To Bs 4660, Bs 5481 And Bs 3305 Class 10 With Fittings(Couplers, Straight Specials, Short Pipes) Including Excavation, Dewatering, Protection Of Services, Supports,, Dispose Of Unsuitable Material To An Approved Dump Site, Backfilling Shown On Drawings And As Specification (Beds And Surrounds Measured Separately). ; 1500Mm Internal Dia Lower Shaft 1000Mm Dia Upper Shaft Man Holes; Depth To Invert: 3.0 - 3.5M | 1 | Nr | AED | 27007.5 | 27007.5
2021-02 | 4 | 4.0282 | United Arab Emirates | Dubai | Infrastructure | Al Furjan | Roads & Utilities - Package 5 | NAKHEEL | ASGC | Tender | 2021 |  | Pipework - Manholes And Pipework Ancillaries | K136 | Construction Of Sewer Manholes Including Excavation In Any Material Other Than Rock, Backfilling, Disposal Of Surplus Material, Dewatering, Concrete Blinding, Concreting, Grp Laminated Benching, Reinforcement, Formwork, Grp Laminated Corbelling, Tanking, 600X600Mm Heavy Duty Double Triangular Di Cover And Frame To En124, D400 , Support For Ladder, Stainless Steel Safety Chains, Toe Holes, Providing Backdrop Connections Where Necessary Including Supply Of All Fittings, Vertical Pipe Drops, Concrete Encasement, Grp End Plug With Ss Chain & Rodding Eye Provision And Complete As Per Specifications And Drawings Etc.; Supply And Lay, Joint, Test, Commission Upvc Pipes To Bs 4660, Bs 5481 And Bs 3305 Class 10 With Fittings(Couplers, Straight Specials, Short Pipes) Including Excavation, Dewatering, Protection Of Services, Supports,, Dispose Of Unsuitable Material To An Approved Dump Site, Backfilling Shown On Drawings And As Specification (Beds And Surrounds Measured Separately). ; 1500Mm Internal Dia Lower Shaft 1000Mm Dia Upper Shaft Man Holes; Depth To Invert: 3.5 - 4.0M | 1 | Nr | AED | 29789 | 29789
2021-02 | 4 | 4.0282 | United Arab Emirates | Dubai | Infrastructure | Al Furjan | Roads & Utilities - Package 5 | NAKHEEL | ASGC | Tender | 2021 |  | Pipework - Manholes And Pipework Ancillaries | K137 | Construction Of Sewer Manholes Including Excavation In Any Material Other Than Rock, Backfilling, Disposal Of Surplus Material, Dewatering, Concrete Blinding, Concreting, Grp Laminated Benching, Reinforcement, Formwork, Grp Laminated Corbelling, Tanking, 600X600Mm Heavy Duty Double Triangular Di Cover And Frame To En124, D400 , Support For Ladder, Stainless Steel Safety Chains, Toe Holes, Providing Backdrop Connections Where Necessary Including Supply Of All Fittings, Vertical Pipe Drops, Concrete Encasement, Grp End Plug With Ss Chain & Rodding Eye Provision And Complete As Per Specifications And Drawings Etc.; Supply And Lay, Joint, Test, Commission Upvc Pipes To Bs 4660, Bs 5481 And Bs 3305 Class 10 With Fittings(Couplers, Straight Specials, Short Pipes) Including Excavation, Dewatering, Protection Of Services, Supports,, Dispose Of Unsuitable Material To An Approved Dump Site, Backfilling Shown On Drawings And As Specification (Beds And Surrounds Measured Separately). ; 1500Mm Internal Dia Lower Shaft 1000Mm Dia Upper Shaft Man Holes; Depth To Invert: 4.0 - 4.5M | 3 | Nr | AED | 32570.4 | 97711.2
2021-02 | 4 | 4.0283 | United Arab Emirates | Dubai | Infrastructure | Al Furjan | Roads & Utilities - Package 5 | NAKHEEL | ASGC | Tender | 2021 |  | Pipework - Manholes And Pipework Ancillaries | K137.1 | Construction Of Sewer Manholes Including Excavation In Any Material Other Than Rock, Backfilling, Disposal Of Surplus Material, Dewatering, Concrete Blinding, Concreting, Grp Laminated Benching, Reinforcement, Formwork, Grp Laminated Corbelling, Tanking, 600X600Mm Heavy Duty Double Triangular Di Cover And Frame To En124, D400 , Support For Ladder, Stainless Steel Safety Chains, Toe Holes, Providing Backdrop Connections Where Necessary Including Supply Of All Fittings, Vertical Pipe Drops, Concrete Encasement, Grp End Plug With Ss Chain & Rodding Eye Provision And Complete As Per Specifications And Drawings Etc.; Supply And Lay, Joint, Test, Commission Upvc Pipes To Bs 4660, Bs 5481 And Bs 3305 Class 10 With Fittings(Couplers, Straight Specials, Short Pipes) Including Excavation, Dewatering, Protection Of Services, Supports,, Dispose Of Unsuitable Material To An Approved Dump Site, Backfilling Shown On Drawings And As Specification (Beds And Surrounds Measured Separately). ; 1500Mm Internal Dia Lower Shaft 1000Mm Dia Upper Shaft Man Holes; Depth To Invert: 4.5 - 5.0M | 5 | Nr | AED | 36071.9 | 180359.5
2021-02 | 4 | 4.0283 | United Arab Emirates | Dubai | Infrastructure | Al Furjan | Roads & Utilities - Package 5 | NAKHEEL | ASGC | Tender | 2021 |  | Pipework - Manholes And Pipework Ancillaries | K137.2 | Construction Of Sewer Manholes Including Excavation In Any Material Other Than Rock, Backfilling, Disposal Of Surplus Material, Dewatering, Concrete Blinding, Concreting, Grp Laminated Benching, Reinforcement, Formwork, Grp Laminated Corbelling, Tanking, 600X600Mm Heavy Duty Double Triangular Di Cover And Frame To En124, D400 , Support For Ladder, Stainless Steel Safety Chains, Toe Holes, Providing Backdrop Connections Where Necessary Including Supply Of All Fittings, Vertical Pipe Drops, Concrete Encasement, Grp End Plug With Ss Chain & Rodding Eye Provision And Complete As Per Specifications And Drawings Etc.; Supply And Lay, Joint, Test, Commission Upvc Pipes To Bs 4660, Bs 5481 And Bs 3305 Class 10 With Fittings(Couplers, Straight Specials, Short Pipes) Including Excavation, Dewatering, Protection Of Services, Supports,, Dispose Of Unsuitable Material To An Approved Dump Site, Backfilling Shown On Drawings And As Specification (Beds And Surrounds Measured Separately). ; 1500Mm Internal Dia Lower Shaft 1000Mm Dia Upper Shaft Man Holes; Depth To Invert: 5.0 - 5.5M | 2 | Nr | AED | 39019.5 | 78039
2021-02 | 4 | 4.0283 | United Arab Emirates | Dubai | Infrastructure | Al Furjan | Roads & Utilities - Package 5 | NAKHEEL | ASGC | Tender | 2021 |  | Pipework - Manholes And Pipework Ancillaries | K137.3 | Construction Of Sewer Manholes Including Excavation In Any Material Other Than Rock, Backfilling, Disposal Of Surplus Material, Dewatering, Concrete Blinding, Concreting, Grp Laminated Benching, Reinforcement, Formwork, Grp Laminated Corbelling, Tanking, 600X600Mm Heavy Duty Double Triangular Di Cover And Frame To En124, D400 , Support For Ladder, Stainless Steel Safety Chains, Toe Holes, Providing Backdrop Connections Where Necessary Including Supply Of All Fittings, Vertical Pipe Drops, Concrete Encasement, Grp End Plug With Ss Chain & Rodding Eye Provision And Complete As Per Specifications And Drawings Etc.; Supply And Lay, Joint, Test, Commission Upvc Pipes To Bs 4660, Bs 5481 And Bs 3305 Class 10 With Fittings(Couplers, Straight Specials, Short Pipes) Including Excavation, Dewatering, Protection Of Services, Supports,, Dispose Of Unsuitable Material To An Approved Dump Site, Backfilling Shown On Drawings And As Specification (Beds And Surrounds Measured Separately). ; 1500Mm Internal Dia Lower Shaft 1000Mm Dia Upper Shaft Man Holes; Depth To Invert: 5.5 - 6.0M | 2 | Nr | AED | 43330.7 | 86661.4
2021-02 | 4 | 4.0283 | United Arab Emirates | Dubai | Infrastructure | Al Furjan | Roads & Utilities - Package 5 | NAKHEEL | ASGC | Tender | 2021 |  | Pipework - Manholes And Pipework Ancillaries | K999 | Back Drops For Manholes; Back Drops For House Connection; Construction Of Backdrop For House Connection As Per Approved Drawings Including Excavation, Disposal, Formworks, Concrete, Waterproofing, Backfilling, Fittings.; Depth Up To 1.5M | 1 | Nr | AED | 2127.9 | 2127.9
2021-02 | 4 | 4.0283 | United Arab Emirates | Dubai | Infrastructure | Al Furjan | Roads & Utilities - Package 5 | NAKHEEL | ASGC | Tender | 2021 |  | Pipework - Manholes And Pipework Ancillaries | K999.1 | Back Drops For Manholes; Back Drops For House Connection; Construction Of Backdrop For House Connection As Per Approved Drawings Including Excavation, Disposal, Formworks, Concrete, Waterproofing, Backfilling, Fittings.; Depth 1.5M To 2.0M | 5 | Nr | AED | 2364 | 11820
2021-02 | 4 | 4.0283 | United Arab Emirates | Dubai | Infrastructure | Al Furjan | Roads & Utilities - Package 5 | NAKHEEL | ASGC | Tender | 2021 |  | Pipework - Manholes And Pipework Ancillaries | K999.2 | Back Drops For Manholes; Back Drops For House Connection; Construction Of Backdrop For House Connection As Per Approved Drawings Including Excavation, Disposal, Formworks, Concrete, Waterproofing, Backfilling, Fittings.; Depth2.0M To 2.5M | 27 | Nr | AED | 2600 | 70200
2021-02 | 4 | 4.0283 | United Arab Emirates | Dubai | Infrastructure | Al Furjan | Roads & Utilities - Package 5 | NAKHEEL | ASGC | Tender | 2021 |  | Pipework - Manholes And Pipework Ancillaries | K999.3 | Back Drops For Manholes; Back Drops For House Connection; Construction Of Backdrop For House Connection As Per Approved Drawings Including Excavation, Disposal, Formworks, Concrete, Waterproofing, Backfilling, Fittings.; Depth2.5M To 3.0M | 24 | Nr | AED | 2836 | 68064
2021-02 | 4 | 4.0283 | United Arab Emirates | Dubai | Infrastructure | Al Furjan | Roads & Utilities - Package 5 | NAKHEEL | ASGC | Tender | 2021 |  | Pipework - Manholes And Pipework Ancillaries | K999.4 | Back Drops For Manholes; Back Drops For House Connection; Construction Of Backdrop For House Connection As Per Approved Drawings Including Excavation, Disposal, Formworks, Concrete, Waterproofing, Backfilling, Fittings.; Depth3.0M To 3.5M | 16 | Nr | AED | 3072.1 | 49153.6
2021-02 | 4 | 4.0283 | United Arab Emirates | Dubai | Infrastructure | Al Furjan | Roads & Utilities - Package 5 | NAKHEEL | ASGC | Tender | 2021 |  | Pipework - Manholes And Pipework Ancillaries | K999.5 | Back Drops For Manholes; Back Drops For House Connection; Construction Of Backdrop For House Connection As Per Approved Drawings Including Excavation, Disposal, Formworks, Concrete, Waterproofing, Backfilling, Fittings.; Depth3.5M To 4.0M | 10 | Nr | AED | 3308.2 | 33082
2021-02 | 4 | 4.0283 | United Arab Emirates | Dubai | Infrastructure | Al Furjan | Roads & Utilities - Package 5 | NAKHEEL | ASGC | Tender | 2021 |  | Pipework - Manholes And Pipework Ancillaries | K999.6 | Back Drops For Manholes; Back Drops For House Connection; Construction Of Backdrop For House Connection As Per Approved Drawings Including Excavation, Disposal, Formworks, Concrete, Waterproofing, Backfilling, Fittings.; Depth Exceeding 4M | 40 | Nr | AED | 3780.2 | 151208
2021-02 | 4 | 4.0284 | United Arab Emirates | Dubai | Infrastructure | Al Furjan | Roads & Utilities - Package 5 | NAKHEEL | ASGC | Tender | 2021 |  | Pipework - Manholes And Pipework Ancillaries | K999.7 | Main Line Backdrops; Construction Of Backdrop For 200Mm Dia Main Line As Per Approved Drawings Including Excavation, Disposal, Formworks, Concrete, Waterproofing, Backfilling, Fittings (Rodding Eye Measured Separately).; Depth Up To 1.5M | 13 | Nr | AED | 2264.3 | 29435.9
2021-02 | 4 | 4.0284 | United Arab Emirates | Dubai | Infrastructure | Al Furjan | Roads & Utilities - Package 5 | NAKHEEL | ASGC | Tender | 2021 |  | Pipework - Manholes And Pipework Ancillaries | K999.8 | Main Line Backdrops; Construction Of Backdrop For 200Mm Dia Main Line As Per Approved Drawings Including Excavation, Disposal, Formworks, Concrete, Waterproofing, Backfilling, Fittings (Rodding Eye Measured Separately).; Depth 1.5M To 2.0M | 8 | Nr | AED | 2533.3 | 20266.4
2021-02 | 4 | 4.0284 | United Arab Emirates | Dubai | Infrastructure | Al Furjan | Roads & Utilities - Package 5 | NAKHEEL | ASGC | Tender | 2021 |  | Pipework - Manholes And Pipework Ancillaries | K999.9 | Main Line Backdrops; Construction Of Backdrop For 200Mm Dia Main Line As Per Approved Drawings Including Excavation, Disposal, Formworks, Concrete, Waterproofing, Backfilling, Fittings (Rodding Eye Measured Separately).; Depth2.0M To 2.5M | 2 | Nr | AED | 2802.3 | 5604.6
2021-02 | 4 | 4.0284 | United Arab Emirates | Dubai | Infrastructure | Al Furjan | Roads & Utilities - Package 5 | NAKHEEL | ASGC | Tender | 2021 |  | Pipework - Manholes And Pipework Ancillaries | K999.10 | Main Line Backdrops; Construction Of Backdrop For 200Mm Dia Main Line As Per Approved Drawings Including Excavation, Disposal, Formworks, Concrete, Waterproofing, Backfilling, Fittings (Rodding Eye Measured Separately).; Depth2.5M To 3.0M | 1 | Nr | AED | 3071.3 | 3071.3
2021-02 | 4 | 4.0284 | United Arab Emirates | Dubai | Infrastructure | Al Furjan | Roads & Utilities - Package 5 | NAKHEEL | ASGC | Tender | 2021 |  | Pipework - Manholes And Pipework Ancillaries | K999.11 | Main Line Backdrops; Construction Of Backdrop For 200Mm Dia Main Line As Per Approved Drawings Including Excavation, Disposal, Formworks, Concrete, Waterproofing, Backfilling, Fittings (Rodding Eye Measured Separately).; Depth3.5M To 4.0M | 1 | Nr | AED | 3609.3 | 3609.3
2021-02 | 4 | 4.0284 | United Arab Emirates | Dubai | Infrastructure | Al Furjan | Roads & Utilities - Package 5 | NAKHEEL | ASGC | Tender | 2021 |  | Pipework - Manholes And Pipework Ancillaries | K999.12 | Main Line Backdrops; Construction Of Backdrop For 200Mm Dia Main Line As Per Approved Drawings Including Excavation, Disposal, Formworks, Concrete, Waterproofing, Backfilling, Fittings (Rodding Eye Measured Separately).; Depth Exceeding 4M | 1 | Nr | AED | 4147.3 | 4147.3
2021-02 | 4 | 4.0284 | United Arab Emirates | Dubai | Infrastructure | Al Furjan | Roads & Utilities - Package 5 | NAKHEEL | ASGC | Tender | 2021 |  | Sewer And Main Water Renovation And Anciliary Works | Y999 | Supply & Fixing Grp Rodding Eye Plug With Ss Chain For Backdrops; 160Mm Dia Grp Rodding Eye Plug With Ss Chain 50Cm Long | 123 | Nr | AED | 368.3 | 45300.9
2021-02 | 4 | 4.0284 | United Arab Emirates | Dubai | Infrastructure | Al Furjan | Roads & Utilities - Package 5 | NAKHEEL | ASGC | Tender | 2021 |  | Sewer And Main Water Renovation And Anciliary Works | Y999.1 | Supply & Fixing Grp Rodding Eye Plug With Ss Chain For Backdrops; 200Mm Dia Grp Rodding Eye Plug With Ss Chain 50Cm Long | 26 | Nr | AED | 526.1 | 13678.6
2021-02 | 4 | 4.0284 | United Arab Emirates | Dubai | Infrastructure | Al Furjan | Roads & Utilities - Package 5 | NAKHEEL | ASGC | Tender | 2021 |  | Pipework - Supports And Protection | L531.1 | Granular Material In Bedding And Surround To Pipes Undisturbed Material As Per Drawings And Specifications For Excavation Of Trench In Dry Conditions.; 160Mm Dia | 1954 | m | AED | 86.3 | 168630.2
2021-02 | 4 | 4.0285 | United Arab Emirates | Dubai | Infrastructure | Al Furjan | Roads & Utilities - Package 5 | NAKHEEL | ASGC | Tender | 2021 |  | Pipework - Supports And Protection | L531.2 | Granular Material In Bedding And Surround To Pipes Undisturbed Material As Per Drawings And Specifications For Excavation Of Trench In Dry Conditions.; 200Mm Dia | 1956.7 | m | AED | 95.1 | 186082.17
2021-02 | 4 | 4.0285 | United Arab Emirates | Dubai | Infrastructure | Al Furjan | Roads & Utilities - Package 5 | NAKHEEL | ASGC | Tender | 2021 |  | Pipework - Supports And Protection | L532.1 | Granular Material In Bedding And Surround To Pipes Undisturbed Material As Per Drawings And Specifications For Excavation Of Trench In Dry Conditions.; 250Mm Dia | 276.6 | m | AED | 106.2 | 29374.92
2021-02 | 4 | 4.0285 | United Arab Emirates | Dubai | Infrastructure | Al Furjan | Roads & Utilities - Package 5 | NAKHEEL | ASGC | Tender | 2021 |  | Pipework - Supports And Protection | L532.2 | Granular Material In Bedding And Surround To Pipes Undisturbed Material As Per Drawings And Specifications For Excavation Of Trench In Dry Conditions.; 300Mm Dia | 101.1 | m | AED | 117.7 | 11899.47
2021-02 | 4 | 4.0285 | United Arab Emirates | Dubai | Infrastructure | Al Furjan | Roads & Utilities - Package 5 | NAKHEEL | ASGC | Tender | 2021 |  | Pipework - Supports And Protection | L601.1 | Geotextile Wrap In Bedding And Surround To Pipes As Per Drawings And Specifications For Excavation Of Trench Below Water Table; 160Mm Dia | 3494 | m | AED | 14 | 48916
2021-02 | 4 | 4.0285 | United Arab Emirates | Dubai | Infrastructure | Al Furjan | Roads & Utilities - Package 5 | NAKHEEL | ASGC | Tender | 2021 |  | Pipework - Supports And Protection | L601.2 | Geotextile Wrap In Bedding And Surround To Pipes As Per Drawings And Specifications For Excavation Of Trench Below Water Table; 200Mm Dia | 3296.7 | m | AED | 14.8 | 48791.16
2021-02 | 4 | 4.0285 | United Arab Emirates | Dubai | Infrastructure | Al Furjan | Roads & Utilities - Package 5 | NAKHEEL | ASGC | Tender | 2021 |  | Pipework - Supports And Protection | L602.1 | Geotextile Wrap In Bedding And Surround To Pipes As Per Drawings And Specifications For Excavation Of Trench Below Water Table; 250Mm Dia | 345.75 | m | AED | 15.8 | 5462.85
2021-02 | 4 | 4.0285 | United Arab Emirates | Dubai | Infrastructure | Al Furjan | Roads & Utilities - Package 5 | NAKHEEL | ASGC | Tender | 2021 |  | Pipework - Supports And Protection | L602.2 | Geotextile Wrap In Bedding And Surround To Pipes As Per Drawings And Specifications For Excavation Of Trench Below Water Table; 300Mm Dia | 126.38 | m | AED | 16.8 | 2123.184
2021-02 | 4 | 4.0285 | United Arab Emirates | Dubai | Infrastructure | Al Furjan | Roads & Utilities - Package 5 | NAKHEEL | ASGC | Tender | 2021 |  | Pipework - Supports And Protection | L661.1 | Warning Tape As Per Drawings And Specifications; 160Mm Dia | 3494 | m | AED | 1.1 | 3843.4
2021-02 | 4 | 4.0285 | United Arab Emirates | Dubai | Infrastructure | Al Furjan | Roads & Utilities - Package 5 | NAKHEEL | ASGC | Tender | 2021 |  | Pipework - Supports And Protection | L661.2 | Warning Tape As Per Drawings And Specifications; 200Mm Dia | 3296.7 | m | AED | 1.1 | 3626.37
2021-02 | 4 | 4.0285 | United Arab Emirates | Dubai | Infrastructure | Al Furjan | Roads & Utilities - Package 5 | NAKHEEL | ASGC | Tender | 2021 |  | Pipework - Supports And Protection | L662.1 | Warning Tape As Per Drawings And Specifications; 250Mm Dia | 345.75 | m | AED | 1.1 | 380.325
2021-02 | 4 | 4.0286 | United Arab Emirates | Dubai | Infrastructure | Al Furjan | Roads & Utilities - Package 5 | NAKHEEL | ASGC | Tender | 2021 |  | Pipework - Supports And Protection | L662.2 | Warning Tape As Per Drawings And Specifications; 300Mm Dia | 126.38 | m | AED | 1.1 | 139.018
2021-02 | 4 | 4.0286 | United Arab Emirates | Dubai | Infrastructure | Al Furjan | Roads & Utilities - Package 5 | NAKHEEL | ASGC | Tender | 2021 |  | Pipework - Supports And Protection | L551.1 | Concrete Grade C35/20 In Bedding And Surround To Pipe As Shown On Drawings And As Specification Below 1.5 M Depth; 160Mm Dia | 698.8 | m | AED | 250.6 | 175119.28
2021-02 | 4 | 4.0286 | United Arab Emirates | Dubai | Infrastructure | Al Furjan | Roads & Utilities - Package 5 | NAKHEEL | ASGC | Tender | 2021 |  | Pipework - Supports And Protection | L551.2 | Concrete Grade C35/20 In Bedding And Surround To Pipe As Shown On Drawings And As Specification Below 1.5 M Depth; 200Mm Dia | 659.34 | m | AED | 265.1 | 174791.034
2021-02 | 4 | 4.0286 | United Arab Emirates | Dubai | Infrastructure | Al Furjan | Roads & Utilities - Package 5 | NAKHEEL | ASGC | Tender | 2021 |  | Pipework - Supports And Protection | L542.1 | Concrete Grade C35/20 In Bedding And Surround To Pipe As Shown On Drawings And As Specification Below 1.5 M Depth; 250Mm Dia | 69.15 | m | AED | 282.5 | 19534.875
2021-02 | 4 | 4.0286 | United Arab Emirates | Dubai | Infrastructure | Al Furjan | Roads & Utilities - Package 5 | NAKHEEL | ASGC | Tender | 2021 |  | Pipework - Supports And Protection | L542.2 | Concrete Grade C35/20 In Bedding And Surround To Pipe As Shown On Drawings And As Specification Below 1.5 M Depth; 300Mm Dia | 25.28 | m | AED | 299.1 | 7561.248
2021-02 | 4 | 4.0286 | United Arab Emirates | Dubai | Infrastructure | Al Furjan | Roads & Utilities - Package 5 | NAKHEEL | ASGC | Tender | 2021 |  | Pipework - Supports And Protection | L111 | Extra Over To Excavation Of Rock In Chambers And Pipes | 800 | m³ | AED | 32.3 | 25840
2021-02 | 4 | 4.0286 | United Arab Emirates | Dubai | Infrastructure | Al Furjan | Roads & Utilities - Package 5 | NAKHEEL | ASGC | Tender | 2021 |  | Pipework - Fittings And Valves | J591 | End Cap For 150Mm Dia | 334 | Nr | AED | 51.7 | 17267.8
2021-02 | 4 | 4.0286 | United Arab Emirates | Dubai | Infrastructure | Al Furjan | Roads & Utilities - Package 5 | NAKHEEL | ASGC | Tender | 2021 |  | Pipework - Pipes | I999 | Non Disruptive Road Crossing (Any Method) Including Supply Of Pipes, Steel Sleeves / Concrete Encasement With Grouting, Disposal Of Surplus Material, Dewatering, Shoring, Testing, Backfilling The Pits, Monitoring Road Levels And Reinstating The Surface To Original State As Per Approved Drawing And Specifications; For 200 Mm Dia Upvc Pipes | 10 | m | AED | 7891.9 | 78919
2021-02 | 4 | 4.0286 | United Arab Emirates | Dubai | Infrastructure | Al Furjan | Roads & Utilities - Package 5 | NAKHEEL | ASGC | Tender | 2021 |  | Pipework - Pipes | I513.1 | Supply, Lay Joint, Test And Commission Of Upvc Pipes & Fittings Including Couplers, Straight Specials And Short Pipe Pieces In Accordance With Bs 3505 Including Excavation, Backfilling, Compaction, Disposal Of Unsuitable Material To Approved Dump Site, Dewatering, Protection Of Services, Supports, Warning Tape Etc. All Complete As Per Drawings And Specification (Beds And Surrounds Measured Separately); 100Mm Dia Pipe Depth Range 1.5 To 2.0 M | 1547 | m | AED | 169.2 | 261752.4
2021-02 | 4 | 4.0286 | United Arab Emirates | Dubai | Infrastructure | Al Furjan | Roads & Utilities - Package 5 | NAKHEEL | ASGC | Tender | 2021 |  | Pipework - Pipes | I513.2 | Supply, Lay Joint, Test And Commission Of Upvc Pipes & Fittings Including Couplers, Straight Specials And Short Pipe Pieces In Accordance With Bs 3505 Including Excavation, Backfilling, Compaction, Disposal Of Unsuitable Material To Approved Dump Site, Dewatering, Protection Of Services, Supports, Warning Tape Etc. All Complete As Per Drawings And Specification (Beds And Surrounds Measured Separately); 150Mm Dia Pipe Depth Range 1.5 To 2.0 M | 3840 | m | AED | 213 | 817920
2021-02 | 4 | 4.0286 | United Arab Emirates | Dubai | Infrastructure | Al Furjan | Roads & Utilities - Package 5 | NAKHEEL | ASGC | Tender | 2021 |  | Pipework - Pipes | I513.3 | Supply, Lay Joint, Test And Commission Of Upvc Pipes & Fittings Including Couplers, Straight Specials And Short Pipe Pieces In Accordance With Bs 3505 Including Excavation, Backfilling, Compaction, Disposal Of Unsuitable Material To Approved Dump Site, Dewatering, Protection Of Services, Supports, Warning Tape Etc. All Complete As Per Drawings And Specification (Beds And Surrounds Measured Separately); 200Mm Dia Pipe Depth Range 1.5 To 2.0 M | 208 | m | AED | 294.4 | 61235.2
2021-02 | 4 | 4.0287 | United Arab Emirates | Dubai | Infrastructure | Al Furjan | Roads & Utilities - Package 5 | NAKHEEL | ASGC | Tender | 2021 |  | Pipework - Pipes | I523 | Supply, Lay Joint, Test And Commission Of Upvc Pipes & Fittings Including Couplers, Straight Specials And Short Pipe Pieces In Accordance With Bs 3505 Including Excavation, Backfilling, Compaction, Disposal Of Unsuitable Material To Approved Dump Site, Dewatering, Protection Of Services, Supports, Warning Tape Etc. All Complete As Per Drawings And Specification (Beds And Surrounds Measured Separately); 250Mm Dia Pipe Depth Range 1.5 To 2.0 M | 650 | m | AED | 394.6 | 256490
2021-02 | 4 | 4.0287 | United Arab Emirates | Dubai | Infrastructure | Al Furjan | Roads & Utilities - Package 5 | NAKHEEL | ASGC | Tender | 2021 |  | Pipework - Pipes | I633.1 | Supply, Lay Joint, Test And Commission Of Grp Pipes & Fittings Including Couplers, Straight Specials And Short Pipe Pieces In Accordance With Astm 3517 Including Excavation, Backfilling, Compaction, Disposal Of Unsuitable Material To Approved Dump Site, Dewatering, Protection Of Services, Supports, Warning Tape Etc. All Complete As Per Drawings And Specification (Beds And Surrounds Measured Separately); 300Mm Dia Pipe Depth Range 1.5 To 2.0 M | 25 | m | AED | 645.2 | 16130
2021-02 | 4 | 4.0287 | United Arab Emirates | Dubai | Infrastructure | Al Furjan | Roads & Utilities - Package 5 | NAKHEEL | ASGC | Tender | 2021 |  | Pipework - Manholes And Pipework Ancillaries | K512 | Upvc Cable Ducts To Bs 3506 Class C Laid And Jointed In Trench Beneath Carriage Ways Including Excavation, Backfilling, Protection Of Services, End Caps, 8Mm Diameter Draw Cords, Studs & Concrete Duct Marker As Per Drawings And Specifications ( Beds And Surrounds Measured Seperately ); 1-Way 100Mm Diameter Depth Not Exceeding 1.5M | 468 | m | AED | 220.9 | 103381.2
2021-02 | 4 | 4.0287 | United Arab Emirates | Dubai | Infrastructure | Al Furjan | Roads & Utilities - Package 5 | NAKHEEL | ASGC | Tender | 2021 |  | Pipework - Manholes And Pipework Ancillaries | K522 | Upvc Cable Ducts To Bs 3506 Class C Laid And Jointed In Trench Beneath Carriage Ways Including Excavation, Backfilling, Protection Of Services, End Caps, 8Mm Diameter Draw Cords, Studs & Concrete Duct Marker As Per Drawings And Specifications ( Beds And Surrounds Measured Seperately ); 2-Way 150Mm Diameter Depth Not Exceeding 1.5M | 1134 | m | AED | 300.5 | 340767
2021-02 | 4 | 4.0287 | United Arab Emirates | Dubai | Infrastructure | Al Furjan | Roads & Utilities - Package 5 | NAKHEEL | ASGC | Tender | 2021 |  | Pipework - Manholes And Pipework Ancillaries | K512.1 | Upvc Cable Ducts To Bs 3506 Class C Laid And Jointed In Trench Beneath Carriage Ways Including Excavation, Backfilling, Protection Of Services, End Caps, 8Mm Diameter Draw Cords, Studs & Concrete Duct Marker As Per Drawings And Specifications ( Beds And Surrounds Measured Seperately ); 1-Way 300Mm Diameter Depth Not Exceeding 1.5M | 2835 | m | AED | 322.7 | 914854.5
2021-02 | 4 | 4.0287 | United Arab Emirates | Dubai | Infrastructure | Al Furjan | Roads & Utilities - Package 5 | NAKHEEL | ASGC | Tender | 2021 |  | Pipework - Fittings And Valves | J891 | Supply And Fixing Of Valves Including Coupling, Nut & Bolts, Pipe Work Inside The Chamber And All Other Accessories All As Per Drawings And Specification; Washout Valves: 150 Mm Dia | 2 | Nr | AED | 15032.3 | 30064.6
2021-02 | 4 | 4.0287 | United Arab Emirates | Dubai | Infrastructure | Al Furjan | Roads & Utilities - Package 5 | NAKHEEL | ASGC | Tender | 2021 |  | Pipework - Fittings And Valves | J861 | Supply And Fixing Of Valves Including Coupling, Nut & Bolts, Pipe Work Inside The Chamber And All Other Accessories All As Per Drawings And Specification; Air Release Valves: 100 Mm Dia | 1 | Nr | AED | 9395.1 | 9395.1
2021-02 | 4 | 4.0287 | United Arab Emirates | Dubai | Infrastructure | Al Furjan | Roads & Utilities - Package 5 | NAKHEEL | ASGC | Tender | 2021 |  | Pipework - Fittings And Valves | J861.1 | Supply And Fixing Of Valves Including Coupling, Nut & Bolts, Pipe Work Inside The Chamber And All Other Accessories All As Per Drawings And Specification; Air Release Valves: 150 Mm Dia | 4 | Nr | AED | 11023.6 | 44094.4
2021-02 | 4 | 4.0287 | United Arab Emirates | Dubai | Infrastructure | Al Furjan | Roads & Utilities - Package 5 | NAKHEEL | ASGC | Tender | 2021 |  | Pipework - Fittings And Valves | J811 | Supply And Fixing Of Valves Including Coupling, Nut & Bolts, Pipe Work Inside The Chamber And All Other Accessories All As Per Drawings And Specification; Gate Valves 100Mm Dia | 75 | Nr | AED | 6889.9 | 516742.5
2021-02 | 4 | 4.0287 | United Arab Emirates | Dubai | Infrastructure | Al Furjan | Roads & Utilities - Package 5 | NAKHEEL | ASGC | Tender | 2021 |  | Pipework - Fittings And Valves | J811.1 | Supply And Fixing Of Valves Including Coupling, Nut & Bolts, Pipe Work Inside The Chamber And All Other Accessories All As Per Drawings And Specification; Gate Valves 150Mm Dia | 55 | Nr | AED | 8142.4 | 447832
2021-02 | 4 | 4.0288 | United Arab Emirates | Dubai | Infrastructure | Al Furjan | Roads & Utilities - Package 5 | NAKHEEL | ASGC | Tender | 2021 |  | Pipework - Fittings And Valves | J812 | Supply And Fixing Of Valves Including Coupling, Nut & Bolts, Pipe Work Inside The Chamber And All Other Accessories All As Per Drawings And Specification; Gate Valve 250Mm Dia | 3 | Nr | AED | 13779.5 | 41338.5
2021-02 | 4 | 4.0288 | United Arab Emirates | Dubai | Infrastructure | Al Furjan | Roads & Utilities - Package 5 | NAKHEEL | ASGC | Tender | 2021 |  | Pipework - Manholes And Pipework Ancillaries | K232.1 | Construction Of All Buried Valve Chambers (Depth Range 2.5M) Including Excavation In Any Material Other Than Rock, Backfilling, Disposal Of Unsuitable Material To An Approved Dump Site, Dewatering, Blinding, Concreting, Reinforcement, Formwork, Di Surface Box, Spindle Tubes, Ss Spindles, Thrust Block, Grp Sealing Plates For Covers Etc. All Complete As Detail Drawings And Specification; Gate Valves 100Mm Dia | 75 | Nr | AED | 14405.9 | 1080442.5
2021-02 | 4 | 4.0288 | United Arab Emirates | Dubai | Infrastructure | Al Furjan | Roads & Utilities - Package 5 | NAKHEEL | ASGC | Tender | 2021 |  | Pipework - Manholes And Pipework Ancillaries | K232.2 | Construction Of All Buried Valve Chambers (Depth Range 2.5M) Including Excavation In Any Material Other Than Rock, Backfilling, Disposal Of Unsuitable Material To An Approved Dump Site, Dewatering, Blinding, Concreting, Reinforcement, Formwork, Di Surface Box, Spindle Tubes, Ss Spindles, Thrust Block, Grp Sealing Plates For Covers Etc. All Complete As Detail Drawings And Specification; Gate Valves 150Mm Dia | 55 | Nr | AED | 16284.8 | 895664
2021-02 | 4 | 4.0288 | United Arab Emirates | Dubai | Infrastructure | Al Furjan | Roads & Utilities - Package 5 | NAKHEEL | ASGC | Tender | 2021 |  | Pipework - Manholes And Pipework Ancillaries | K232.3 | Construction Of All Buried Valve Chambers (Depth Range 2.5M) Including Excavation In Any Material Other Than Rock, Backfilling, Disposal Of Unsuitable Material To An Approved Dump Site, Dewatering, Blinding, Concreting, Reinforcement, Formwork, Di Surface Box, Spindle Tubes, Ss Spindles, Thrust Block, Grp Sealing Plates For Covers Etc. All Complete As Detail Drawings And Specification; Gate Valve 250Mm Dia | 3 | Nr | AED | 22548.3 | 67644.9
2021-02 | 4 | 4.0288 | United Arab Emirates | Dubai | Infrastructure | Al Furjan | Roads & Utilities - Package 5 | NAKHEEL | ASGC | Tender | 2021 |  | Pipework - Manholes And Pipework Ancillaries | K232.5 | Construction Of All Valves Inside Chambers (Depth Range 2.5M) Including Excavation In Any Material Other Than Rock, Backfilling, Disposal Of Unsuitable Material To An Approved Dump Site, Dewatering, Blinding, Concreting, Reinforcement, Formwork, Di Circular Cover With Square Frame, Spindle Tubes, Ss Spindles, Thrust Block Etc. All Complete As Detail Drawings And Specification; Washout Valve Chambers Below 500Mm Dia | 2 | Nr | AED | 20043 | 40086
2021-02 | 4 | 4.0288 | United Arab Emirates | Dubai | Infrastructure | Al Furjan | Roads & Utilities - Package 5 | NAKHEEL | ASGC | Tender | 2021 |  | Pipework - Manholes And Pipework Ancillaries | K232.6 | Construction Of All Valves Inside Chambers (Depth Range 2.5M) Including Excavation In Any Material Other Than Rock, Backfilling, Disposal Of Unsuitable Material To An Approved Dump Site, Dewatering, Blinding, Concreting, Reinforcement, Formwork, Di Circular Cover With Square Frame, Spindle Tubes, Ss Spindles, Thrust Block Etc. All Complete As Detail Drawings And Specification; Air Valve Chambers Below 500Mm Dia | 5 | Nr | AED | 17537.5 | 87687.5
2021-02 | 4 | 4.0288 | United Arab Emirates | Dubai | Infrastructure | Al Furjan | Roads & Utilities - Package 5 | NAKHEEL | ASGC | Tender | 2021 |  | Pipework - Fittings And Valves | J411.1 | Upvc Pipe Fittings Including Couplers, Straight Specials & All Accessories Complete As Per Drawings And Specifications; Bend 11.25 Degree; 100Mm Dia | 2 | Nr | AED | 62.7 | 125.4
2021-02 | 4 | 4.0288 | United Arab Emirates | Dubai | Infrastructure | Al Furjan | Roads & Utilities - Package 5 | NAKHEEL | ASGC | Tender | 2021 |  | Pipework - Fittings And Valves | J411.2 | Upvc Pipe Fittings Including Couplers, Straight Specials & All Accessories Complete As Per Drawings And Specifications; Bend 45 Degree; 100Mm Dia | 22 | Nr | AED | 438.5 | 9647
2021-02 | 4 | 4.0288 | United Arab Emirates | Dubai | Infrastructure | Al Furjan | Roads & Utilities - Package 5 | NAKHEEL | ASGC | Tender | 2021 |  | Pipework - Fittings And Valves | J411.3 | Upvc Pipe Fittings Including Couplers, Straight Specials & All Accessories Complete As Per Drawings And Specifications; Bend 90 Degree; 100Mm Dia | 109 | Nr | AED | 476.1 | 51894.9
2021-02 | 4 | 4.0289 | United Arab Emirates | Dubai | Infrastructure | Al Furjan | Roads & Utilities - Package 5 | NAKHEEL | ASGC | Tender | 2021 |  | Pipework - Fittings And Valves | J411.4 | Upvc Pipe Fittings Including Couplers, Straight Specials & All Accessories Complete As Per Drawings And Specifications; Bend 11.25 Degree; 150Mm Dia | 20 | Nr | AED | 75.2 | 1504
2021-02 | 4 | 4.0289 | United Arab Emirates | Dubai | Infrastructure | Al Furjan | Roads & Utilities - Package 5 | NAKHEEL | ASGC | Tender | 2021 |  | Pipework - Fittings And Valves | J411.5 | Upvc Pipe Fittings Including Couplers, Straight Specials & All Accessories Complete As Per Drawings And Specifications; Bend 22.5 Degree; 150Mm Dia | 5 | Nr | AED | 81.4 | 407
2021-02 | 4 | 4.0289 | United Arab Emirates | Dubai | Infrastructure | Al Furjan | Roads & Utilities - Package 5 | NAKHEEL | ASGC | Tender | 2021 |  | Pipework - Fittings And Valves | J411.6 | Upvc Pipe Fittings Including Couplers, Straight Specials & All Accessories Complete As Per Drawings And Specifications; Bend 45 Degree; 150Mm Dia | 96 | Nr | AED | 538.8 | 51724.8
2021-02 | 4 | 4.0289 | United Arab Emirates | Dubai | Infrastructure | Al Furjan | Roads & Utilities - Package 5 | NAKHEEL | ASGC | Tender | 2021 |  | Pipework - Fittings And Valves | J411.7 | Upvc Pipe Fittings Including Couplers, Straight Specials & All Accessories Complete As Per Drawings And Specifications; Bend 90 Degree; 150Mm Dia | 23 | Nr | AED | 582.5 | 13397.5
2021-02 | 4 | 4.0289 | United Arab Emirates | Dubai | Infrastructure | Al Furjan | Roads & Utilities - Package 5 | NAKHEEL | ASGC | Tender | 2021 |  | Pipework - Fittings And Valves | J411.8 | Upvc Pipe Fittings Including Couplers, Straight Specials & All Accessories Complete As Per Drawings And Specifications; Bend 11.25 Degree; 200Mm Dia | 3 | Nr | AED | 87.7 | 263.1
2021-02 | 4 | 4.0289 | United Arab Emirates | Dubai | Infrastructure | Al Furjan | Roads & Utilities - Package 5 | NAKHEEL | ASGC | Tender | 2021 |  | Pipework - Fittings And Valves | J411.9 | Upvc Pipe Fittings Including Couplers, Straight Specials & All Accessories Complete As Per Drawings And Specifications; Bend 45 Degree; 200Mm Dia | 6 | Nr | AED | 1102.5 | 6615
2021-02 | 4 | 4.0289 | United Arab Emirates | Dubai | Infrastructure | Al Furjan | Roads & Utilities - Package 5 | NAKHEEL | ASGC | Tender | 2021 |  | Pipework - Fittings And Valves | J411.10 | Upvc Pipe Fittings Including Couplers, Straight Specials & All Accessories Complete As Per Drawings And Specifications; Bend 90 Degree; 200Mm Dia | 6 | Nr | AED | 1152.5 | 6915
2021-02 | 4 | 4.0289 | United Arab Emirates | Dubai | Infrastructure | Al Furjan | Roads & Utilities - Package 5 | NAKHEEL | ASGC | Tender | 2021 |  | Pipework - Fittings And Valves | J412.1 | Upvc Pipe Fittings Including Couplers, Straight Specials & All Accessories Complete As Per Drawings And Specifications; Bend 11.25 Degree; 250Mm Dia | 1 | Nr | AED | 106.5 | 106.5
2021-02 | 4 | 4.0289 | United Arab Emirates | Dubai | Infrastructure | Al Furjan | Roads & Utilities - Package 5 | NAKHEEL | ASGC | Tender | 2021 |  | Pipework - Fittings And Valves | J412.2 | Upvc Pipe Fittings Including Couplers, Straight Specials & All Accessories Complete As Per Drawings And Specifications; Bend 45 Degree; 250Mm Dia | 1 | Nr | AED | 1503.3 | 1503.3
2021-02 | 4 | 4.0289 | United Arab Emirates | Dubai | Infrastructure | Al Furjan | Roads & Utilities - Package 5 | NAKHEEL | ASGC | Tender | 2021 |  | Pipework - Fittings And Valves | J412.3 | Upvc Pipe Fittings Including Couplers, Straight Specials & All Accessories Complete As Per Drawings And Specifications; Bend 90 Degree; 250Mm Dia | 1 | Nr | AED | 1603.5 | 1603.5
2021-02 | 4 | 4.029 | United Arab Emirates | Dubai | Infrastructure | Al Furjan | Roads & Utilities - Package 5 | NAKHEEL | ASGC | Tender | 2021 |  | Pipework - Fittings And Valves | J421 | Upvc Pipe Fittings Including Couplers, Straight Specials & All Accessories Complete As Per Drawings And Specifications; Tee; 100X100X100Mm Dia | 61 | Nr | AED | 488.5 | 29798.5
2021-02 | 4 | 4.029 | United Arab Emirates | Dubai | Infrastructure | Al Furjan | Roads & Utilities - Package 5 | NAKHEEL | ASGC | Tender | 2021 |  | Pipework - Fittings And Valves | J421.1 | Upvc Pipe Fittings Including Couplers, Straight Specials & All Accessories Complete As Per Drawings And Specifications; Tee; 100X200X100Mm Dia | 2 | Nr | AED | 1064.9 | 2129.8
2021-02 | 4 | 4.029 | United Arab Emirates | Dubai | Infrastructure | Al Furjan | Roads & Utilities - Package 5 | NAKHEEL | ASGC | Tender | 2021 |  | Pipework - Fittings And Valves | J421.2 | Upvc Pipe Fittings Including Couplers, Straight Specials & All Accessories Complete As Per Drawings And Specifications; Tee; 150X100X150Mm Dia | 3 | Nr | AED | 563.8 | 1691.4
2021-02 | 4 | 4.029 | United Arab Emirates | Dubai | Infrastructure | Al Furjan | Roads & Utilities - Package 5 | NAKHEEL | ASGC | Tender | 2021 |  | Pipework - Fittings And Valves | J421.3 | Upvc Pipe Fittings Including Couplers, Straight Specials & All Accessories Complete As Per Drawings And Specifications; Tee; 150X150X150Mm Dia | 35 | Nr | AED | 576.4 | 20174
2021-02 | 4 | 4.029 | United Arab Emirates | Dubai | Infrastructure | Al Furjan | Roads & Utilities - Package 5 | NAKHEEL | ASGC | Tender | 2021 |  | Pipework - Fittings And Valves | J421.4 | Upvc Pipe Fittings Including Couplers, Straight Specials & All Accessories Complete As Per Drawings And Specifications; Tee; 150X200X150Mm Dia | 3 | Nr | AED | 1190.1 | 3570.3
2021-02 | 4 | 4.029 | United Arab Emirates | Dubai | Infrastructure | Al Furjan | Roads & Utilities - Package 5 | NAKHEEL | ASGC | Tender | 2021 |  | Pipework - Fittings And Valves | J422 | Upvc Pipe Fittings Including Couplers, Straight Specials & All Accessories Complete As Per Drawings And Specifications; Tee; 200X150X200Mm Dia | 2 | Nr | AED | 1158.8 | 2317.6
2021-02 | 4 | 4.029 | United Arab Emirates | Dubai | Infrastructure | Al Furjan | Roads & Utilities - Package 5 | NAKHEEL | ASGC | Tender | 2021 |  | Pipework - Fittings And Valves | J422.1 | Upvc Pipe Fittings Including Couplers, Straight Specials & All Accessories Complete As Per Drawings And Specifications; Tee; 200X100X200Mm Dia | 3 | Nr | AED | 1177.6 | 3532.8
2021-02 | 4 | 4.029 | United Arab Emirates | Dubai | Infrastructure | Al Furjan | Roads & Utilities - Package 5 | NAKHEEL | ASGC | Tender | 2021 |  | Pipework - Fittings And Valves | J431 | Upvc Pipe Fittings Including Couplers, Straight Specials & All Accessories Complete As Per Drawings And Specifications; Reducer; 150X100Mm Dia | 14 | Nr | AED | 60.5 | 847
2021-02 | 4 | 4.029 | United Arab Emirates | Dubai | Infrastructure | Al Furjan | Roads & Utilities - Package 5 | NAKHEEL | ASGC | Tender | 2021 |  | Pipework - Fittings And Valves | J431.1 | Upvc Pipe Fittings Including Couplers, Straight Specials & All Accessories Complete As Per Drawings And Specifications; Reducer; 200X100Mm Dia | 1 | Nr | AED | 81.4 | 81.4
2021-02 | 4 | 4.029 | United Arab Emirates | Dubai | Infrastructure | Al Furjan | Roads & Utilities - Package 5 | NAKHEEL | ASGC | Tender | 2021 |  | Pipework - Fittings And Valves | J431.2 | Upvc Pipe Fittings Including Couplers, Straight Specials & All Accessories Complete As Per Drawings And Specifications; Reducer; 200X150Mm Dia | 3 | Nr | AED | 100.3 | 300.9
2021-02 | 4 | 4.029 | United Arab Emirates | Dubai | Infrastructure | Al Furjan | Roads & Utilities - Package 5 | NAKHEEL | ASGC | Tender | 2021 |  | Pipework - Fittings And Valves | J432 | Upvc Pipe Fittings Including Couplers, Straight Specials & All Accessories Complete As Per Drawings And Specifications; Reducer; 250X200Mm Dia | 3 | Nr | AED | 137.9 | 413.7
2021-02 | 4 | 4.0291 | United Arab Emirates | Dubai | Infrastructure | Al Furjan | Roads & Utilities - Package 5 | NAKHEEL | ASGC | Tender | 2021 |  | Pipework - Fittings And Valves | J491 | Upvc Pipe Fittings Including Couplers, Straight Specials & All Accessories Complete As Per Drawings And Specifications; End Cap; 100Mm Dia | 54 | Nr | AED | 438.5 | 23679
2021-02 | 4 | 4.0291 | United Arab Emirates | Dubai | Infrastructure | Al Furjan | Roads & Utilities - Package 5 | NAKHEEL | ASGC | Tender | 2021 |  | Pipework - Fittings And Valves | J491.1 | Upvc Pipe Fittings Including Couplers, Straight Specials & All Accessories Complete As Per Drawings And Specifications; End Cap; 150Mm Dia | 5 | Nr | AED | 519.9 | 2599.5
2021-02 | 4 | 4.0291 | United Arab Emirates | Dubai | Infrastructure | Al Furjan | Roads & Utilities - Package 5 | NAKHEEL | ASGC | Tender | 2021 |  | Pipework - Fittings And Valves | J492 | Upvc Pipe Fittings Including Couplers, Straight Specials & All Accessories Complete As Per Drawings And Specifications; End Cap; 200Mm Dia | 6 | Nr | AED | 1002.2 | 6013.2
2021-02 | 4 | 4.0291 | United Arab Emirates | Dubai | Infrastructure | Al Furjan | Roads & Utilities - Package 5 | NAKHEEL | ASGC | Tender | 2021 |  | Pipework - Fittings And Valves | J492.1 | Upvc Pipe Fittings Including Couplers, Straight Specials & All Accessories Complete As Per Drawings And Specifications; End Cap; 250Mm Dia | 1 | Nr | AED | 1064.9 | 1064.9
2021-02 | 4 | 4.0291 | United Arab Emirates | Dubai | Infrastructure | Al Furjan | Roads & Utilities - Package 5 | NAKHEEL | ASGC | Tender | 2021 |  | Pipework - Fittings And Valves | J451 | Upvc Pipe Fittings Including Couplers, Straight Specials & All Accessories Complete As Per Drawings And Specifications; Coupler For Riser; 100Mm Dia | 212 | Nr | AED | 413.4 | 87640.8
2021-02 | 4 | 4.0291 | United Arab Emirates | Dubai | Infrastructure | Al Furjan | Roads & Utilities - Package 5 | NAKHEEL | ASGC | Tender | 2021 |  | Pipework - Fittings And Valves | J451.1 | Upvc Pipe Fittings Including Couplers, Straight Specials & All Accessories Complete As Per Drawings And Specifications; Coupler For Riser; 150Mm Dia | 28 | Nr | AED | 457.3 | 12804.4
2021-02 | 4 | 4.0291 | United Arab Emirates | Dubai | Infrastructure | Al Furjan | Roads & Utilities - Package 5 | NAKHEEL | ASGC | Tender | 2021 |  | Pipework - Fittings And Valves | J481 | Upvc Pipe Fittings Including Couplers, Straight Specials & All Accessories Complete As Per Drawings And Specifications; Straight Special For Riser; 100Mm Dia | 106 | Nr | AED | 689 | 73034
2021-02 | 4 | 4.0291 | United Arab Emirates | Dubai | Infrastructure | Al Furjan | Roads & Utilities - Package 5 | NAKHEEL | ASGC | Tender | 2021 |  | Pipework - Fittings And Valves | J481.1 | Upvc Pipe Fittings Including Couplers, Straight Specials & All Accessories Complete As Per Drawings And Specifications; Straight Special For Riser; 150Mm Dia | 14 | Nr | AED | 977.1 | 13679.4
2021-02 | 4 | 4.0291 | United Arab Emirates | Dubai | Infrastructure | Al Furjan | Roads & Utilities - Package 5 | NAKHEEL | ASGC | Tender | 2021 |  | Pipework - Fittings And Valves | J523.1 | Grp Pipe Fittings Including Couplers, Straight Specials & All Accessories Complete As Per Drawings And Specifications; Tee; 300X150X300Mm Dia | 3 | Nr | AED | 3382.2 | 10146.6
2021-02 | 4 | 4.0291 | United Arab Emirates | Dubai | Infrastructure | Al Furjan | Roads & Utilities - Package 5 | NAKHEEL | ASGC | Tender | 2021 |  | Pipework - Fittings And Valves | J523.2 | Grp Pipe Fittings Including Couplers, Straight Specials & All Accessories Complete As Per Drawings And Specifications; Tee; 300X250X300Mm Dia | 1 | Nr | AED | 3131.7 | 3131.7
2021-02 | 4 | 4.0292 | United Arab Emirates | Dubai | Infrastructure | Al Furjan | Roads & Utilities - Package 5 | NAKHEEL | ASGC | Tender | 2021 |  | Pipework - Fittings And Valves | J523.3 | Grp Pipe Fittings Including Couplers, Straight Specials & All Accessories Complete As Per Drawings And Specifications; Tee; 300X300X300Mm Dia | 1 | Nr | AED | 3006.5 | 3006.5
2021-02 | 4 | 4.0292 | United Arab Emirates | Dubai | Infrastructure | Al Furjan | Roads & Utilities - Package 5 | NAKHEEL | ASGC | Tender | 2021 |  | Pipework - Fittings And Valves | J533 | Grp Pipe Fittings Including Couplers, Straight Specials & All Accessories Complete As Per Drawings And Specifications; Reducer; 300X250Mm Dia | 1 | Nr | AED | 2004.3 | 2004.3
2021-02 | 4 | 4.0292 | United Arab Emirates | Dubai | Infrastructure | Al Furjan | Roads & Utilities - Package 5 | NAKHEEL | ASGC | Tender | 2021 |  | Pipework - Fittings And Valves | J593 | Grp Pipe Fittings Including Couplers, Straight Specials & All Accessories Complete As Per Drawings And Specifications; End Cap For 300 Mm Dia | 1 | Nr | AED | 2254.8 | 2254.8
2021-02 | 4 | 4.0292 | United Arab Emirates | Dubai | Infrastructure | Al Furjan | Roads & Utilities - Package 5 | NAKHEEL | ASGC | Tender | 2021 |  | Pipework - Supports And Protection | L511.1 | Granular Bed And Surround Including Warning Tape As Applicable; 100 Mm Dia Pipe | 928.2 | m | AED | 31.4 | 29145.48
2021-02 | 4 | 4.0292 | United Arab Emirates | Dubai | Infrastructure | Al Furjan | Roads & Utilities - Package 5 | NAKHEEL | ASGC | Tender | 2021 |  | Pipework - Supports And Protection | L511.2 | Granular Bed And Surround Including Warning Tape As Applicable; 150 Mm Dia Pipe | 2304 | m | AED | 35.1 | 80870.4
2021-02 | 4 | 4.0292 | United Arab Emirates | Dubai | Infrastructure | Al Furjan | Roads & Utilities - Package 5 | NAKHEEL | ASGC | Tender | 2021 |  | Pipework - Supports And Protection | L511.3 | Granular Bed And Surround Including Warning Tape As Applicable; 200 Mm Dia Pipe | 124.8 | m | AED | 43.9 | 5478.72
2021-02 | 4 | 4.0292 | United Arab Emirates | Dubai | Infrastructure | Al Furjan | Roads & Utilities - Package 5 | NAKHEEL | ASGC | Tender | 2021 |  | Pipework - Supports And Protection | L512.1 | Granular Bed And Surround Including Warning Tape As Applicable; 250 Mm Dia Pipe | 390 | m | AED | 56.4 | 21996
2021-02 | 4 | 4.0292 | United Arab Emirates | Dubai | Infrastructure | Al Furjan | Roads & Utilities - Package 5 | NAKHEEL | ASGC | Tender | 2021 |  | Pipework - Supports And Protection | L512.2 | Granular Bed And Surround Including Warning Tape As Applicable; 300 Mm Dia Pipe | 15 | m | AED | 70.2 | 1053
2021-02 | 4 | 4.0292 | United Arab Emirates | Dubai | Infrastructure | Al Furjan | Roads & Utilities - Package 5 | NAKHEEL | ASGC | Tender | 2021 |  | Pipework - Supports And Protection | L531 | Granular Bed And Surround Including Warning Tape As Applicable; 2-Way 150Mm Diameter | 113.4 | m | AED | 87.7 | 9945.18
2021-02 | 4 | 4.0293 | United Arab Emirates | Dubai | Infrastructure | Al Furjan | Roads & Utilities - Package 5 | NAKHEEL | ASGC | Tender | 2021 |  | Pipework - Supports And Protection | L532 | Granular Bed And Surround Including Warning Tape As Applicable; 1-Way 300Mm Diameter | 283.5 | m | AED | 75.2 | 21319.2
2021-02 | 4 | 4.0293 | United Arab Emirates | Dubai | Infrastructure | Al Furjan | Roads & Utilities - Package 5 | NAKHEEL | ASGC | Tender | 2021 |  | Pipework - Supports And Protection | L541.1 | Concrete Grade C35/20 In Bedding And Surround To Pipe As Shown On Drawings And As Specification For Road Crossing; 100 Mm Dia Pipe | 618.8 | m | AED | 157.2 | 97275.36
2021-02 | 4 | 4.0293 | United Arab Emirates | Dubai | Infrastructure | Al Furjan | Roads & Utilities - Package 5 | NAKHEEL | ASGC | Tender | 2021 |  | Pipework - Supports And Protection | L541.2 | Concrete Grade C35/20 In Bedding And Surround To Pipe As Shown On Drawings And As Specification For Road Crossing; 150 Mm Dia Pipe | 1536 | m | AED | 179.3 | 275404.8
2021-02 | 4 | 4.0293 | United Arab Emirates | Dubai | Infrastructure | Al Furjan | Roads & Utilities - Package 5 | NAKHEEL | ASGC | Tender | 2021 |  | Pipework - Supports And Protection | L541.3 | Concrete Grade C35/20 In Bedding And Surround To Pipe As Shown On Drawings And As Specification For Road Crossing; 200 Mm Dia Pipe | 83.2 | m | AED | 203.1 | 16897.92
2021-02 | 4 | 4.0293 | United Arab Emirates | Dubai | Infrastructure | Al Furjan | Roads & Utilities - Package 5 | NAKHEEL | ASGC | Tender | 2021 |  | Pipework - Supports And Protection | L542.1 | Concrete Grade C35/20 In Bedding And Surround To Pipe As Shown On Drawings And As Specification For Road Crossing; 250 Mm Dia Pipe | 260 | m | AED | 228.7 | 59462
2021-02 | 4 | 4.0293 | United Arab Emirates | Dubai | Infrastructure | Al Furjan | Roads & Utilities - Package 5 | NAKHEEL | ASGC | Tender | 2021 |  | Pipework - Supports And Protection | L542.2 | Concrete Grade C35/20 In Bedding And Surround To Pipe As Shown On Drawings And As Specification For Road Crossing; 300 Mm Dia Pipe | 10 | m | AED | 255.8 | 2558
2021-02 | 4 | 4.0293 | United Arab Emirates | Dubai | Infrastructure | Al Furjan | Roads & Utilities - Package 5 | NAKHEEL | ASGC | Tender | 2021 |  | Pipework - Supports And Protection | L541.4 | Concrete Grade C35/20 In Bedding And Surround To Pipe As Shown On Drawings And As Specification For Road Crossing; 1-Way 100Mm Diameter | 468 | m | AED | 157.2 | 73569.6
2021-02 | 4 | 4.0293 | United Arab Emirates | Dubai | Infrastructure | Al Furjan | Roads & Utilities - Package 5 | NAKHEEL | ASGC | Tender | 2021 |  | Pipework - Supports And Protection | L541.3 | Concrete Grade C35/20 In Bedding And Surround To Pipe As Shown On Drawings And As Specification For Road Crossing; 2-Way 150Mm Diameter | 1020.6 | m | AED | 221 | 225552.6
2021-02 | 4 | 4.0293 | United Arab Emirates | Dubai | Infrastructure | Al Furjan | Roads & Utilities - Package 5 | NAKHEEL | ASGC | Tender | 2021 |  | Pipework - Supports And Protection | L543 | Concrete Grade C35/20 In Bedding And Surround To Pipe As Shown On Drawings And As Specification For Road Crossing; 1-Way 300Mm Diameter | 2551.5 | m | AED | 255.8 | 652673.7
2021-02 | 4 | 4.0293 | United Arab Emirates | Dubai | Infrastructure | Al Furjan | Roads & Utilities - Package 5 | NAKHEEL | ASGC | Tender | 2021 |  | Pipework - Supports And Protection | L722 | Concrete Thrust Blocks As Per Drawing And Specification; Volume 0.1 - 0.2 M3 | 340 | Nr | AED | 413.4 | 140556
2021-02 | 4 | 4.0293 | United Arab Emirates | Dubai | Infrastructure | Al Furjan | Roads & Utilities - Package 5 | NAKHEEL | ASGC | Tender | 2021 |  | Pipework - Supports And Protection | L723.1 | Concrete Thrust Blocks As Per Drawing And Specification; Volume 0.2 - 0.5 M3 | 213 | Nr | AED | 476.1 | 101409.3
2021-02 | 4 | 4.0294 | United Arab Emirates | Dubai | Infrastructure | Al Furjan | Roads & Utilities - Package 5 | NAKHEEL | ASGC | Tender | 2021 |  | Pipework - Supports And Protection | L723.2 | Concrete Thrust Blocks As Per Drawing And Specification; Volume 0.5 - 1.0 M3 | 170 | Nr | AED | 689 | 117130
2021-02 | 4 | 4.0294 | United Arab Emirates | Dubai | Infrastructure | Al Furjan | Roads & Utilities - Package 5 | NAKHEEL | ASGC | Tender | 2021 |  | Pipework - Supports And Protection | L723.3 | Concrete Thrust Blocks As Per Drawing And Specification; Volume 1.0 - 2.0 M3 | 128 | Nr | AED | 876.9 | 112243.2
2021-02 | 4 | 4.0294 | United Arab Emirates | Dubai | Infrastructure | Al Furjan | Roads & Utilities - Package 5 | NAKHEEL | ASGC | Tender | 2021 |  | Pipework - Supports And Protection | L111 | Concrete Thrust Blocks As Per Drawing And Specification; Extra Over To Excavation Of Rock In Chambers And Pipes | 200 | m³ | AED | 313.3 | 62660
2021-02 | 4 | 4.0294 | United Arab Emirates | Dubai | Infrastructure | Al Furjan | Roads & Utilities - Package 5 | NAKHEEL | ASGC | Tender | 2021 |  | Pipework - Manholes And Pipework Ancillaries | K522 | Upvc Cable Ducts To Bs 3506 Class C Laid And Jointed In Trench Beneath Carriage Ways Including Excavation, Backfilling, Protection Of Services, End Caps, 8Mm Diameter Draw Cords, Studs & Concrete Duct Marker As Per Drawings And Specifications ( Beds And Surrounds Measured Seperately ); 2-Way 100Mm Diameter Depth Not Exceeding 1.5M | 612 | m | AED | 140.9 | 86230.8
2021-02 | 4 | 4.0294 | United Arab Emirates | Dubai | Infrastructure | Al Furjan | Roads & Utilities - Package 5 | NAKHEEL | ASGC | Tender | 2021 |  | Pipework - Manholes And Pipework Ancillaries | K512 | Upvc Cable Ducts To Bs 3506 Class C Laid And Jointed In Trench Beneath Carriage Ways Including Excavation, Backfilling, Protection Of Services, End Caps, 8Mm Diameter Draw Cords, Studs & Concrete Duct Marker As Per Drawings And Specifications ( Beds And Surrounds Measured Seperately ); 50Mm Diameter Duct For Cctv Depth Not Exceeding 1.5M | 5975.5 | m | AED | 91.7 | 547953.35
2021-02 | 4 | 4.0294 | United Arab Emirates | Dubai | Infrastructure | Al Furjan | Roads & Utilities - Package 5 | NAKHEEL | ASGC | Tender | 2021 |  | Pipework - Supports And Protection | L999 | Bed And Surrroundings; Imported Sand Beds And Surroundings Including Warning Tapes | 701.18 | m³ | AED | 21.7 | 15215.606
2021-02 | 4 | 4.0294 | United Arab Emirates | Dubai | Infrastructure | Al Furjan | Roads & Utilities - Package 5 | NAKHEEL | ASGC | Tender | 2021 |  | Pipework - Supports And Protection | L999.1 | Mass Opc Concrete Grade C25/20 Surround To Ducts Including Formwork, Polythene Sheet And Bituminous Paint | 175.3 | m³ | AED | 517 | 90630.1
2021-02 | 4 | 4.0294 | United Arab Emirates | Dubai | Infrastructure | Al Furjan | Roads & Utilities - Package 5 | NAKHEEL | ASGC | Tender | 2021 |  | Miscellaneous Work | X990.1 | Construct Of Foundations & Chambers Including All Excavattion, Backfilling, Compaction, Disposal Of Surplus Material, Shuttering, Concrete, Rebar, Holding Down Bolts And Nuts With Densotape Protection Before Casting The Foundation And After Erection Of The Columns Ducts And All Necessary Works As Shown On The Drawings And As Per Specifications.; For 6M High Columns | 119 | Nr | AED | 745.5 | 88714.5
2021-02 | 4 | 4.0294 | United Arab Emirates | Dubai | Infrastructure | Al Furjan | Roads & Utilities - Package 5 | NAKHEEL | ASGC | Tender | 2021 |  | Miscellaneous Work | X990.2 | Construct Of Foundations & Chambers Including All Excavattion, Backfilling, Compaction, Disposal Of Surplus Material, Shuttering, Concrete, Rebar, Holding Down Bolts And Nuts With Densotape Protection Before Casting The Foundation And After Erection Of The Columns Ducts And All Necessary Works As Shown On The Drawings And As Per Specifications.; For 10M High Columns | 18 | Nr | AED | 928.9 | 16720.2
2021-02 | 4 | 4.0294 | United Arab Emirates | Dubai | Infrastructure | Al Furjan | Roads & Utilities - Package 5 | NAKHEEL | ASGC | Tender | 2021 |  | Miscellaneous Work | X990.3 | Construct Of Foundations & Chambers Including All Excavattion, Backfilling, Compaction, Disposal Of Surplus Material, Shuttering, Concrete, Rebar, Holding Down Bolts And Nuts With Densotape Protection Before Casting The Foundation And After Erection Of The Columns Ducts And All Necessary Works As Shown On The Drawings And As Per Specifications.; For Lighting Feeder Pillars | 5 | Nr | AED | 962 | 4810
2021-02 | 4 | 4.0295 | United Arab Emirates | Dubai | Infrastructure | Al Furjan | Roads & Utilities - Package 5 | NAKHEEL | ASGC | Tender | 2021 |  | Miscellaneous Work | X990.4 | Construct Of Foundations & Chambers Including All Excavattion, Backfilling, Compaction, Disposal Of Surplus Material, Shuttering, Concrete, Rebar, Holding Down Bolts And Nuts With Densotape Protection Before Casting The Foundation And After Erection Of The Columns Ducts And All Necessary Works As Shown On The Drawings And As Per Specifications.; For Meter Cabin Feeder Pillars | 5 | Nr | AED | 962 | 4810
2021-02 | 4 | 4.0295 | United Arab Emirates | Dubai | Infrastructure | Al Furjan | Roads & Utilities - Package 5 | NAKHEEL | ASGC | Tender | 2021 |  | Miscellaneous Work | X990.5 | Construct Of Foundations & Chambers Including All Excavattion, Backfilling, Compaction, Disposal Of Surplus Material, Shuttering, Concrete, Rebar, Holding Down Bolts And Nuts With Densotape Protection Before Casting The Foundation And After Erection Of The Columns Ducts And All Necessary Works As Shown On The Drawings And As Per Specifications.; Handhole With All Fittings, Cover & Frame Etc. For Cctv Cables As Per Drawings And Specifications | 244 | Nr | AED | 1882.1 | 459232.4
2021-02 | 4 | 4.0295 | United Arab Emirates | Dubai | Infrastructure | Al Furjan | Roads & Utilities - Package 5 | NAKHEEL | ASGC | Tender | 2021 |  | Miscellaneous Work | X990.5 | Supply Lay In Position Test Cables, All Handling Charges Cabling Through The Ducts Where Ever Shown On The Drawings, Including Excavation And Backfill, Disposal Of Surplus Material, Sand Bed And Surrounds To Cable Trenches And Including Warning Tape And Cable Covering As Instructed By The Engineer.; 4C,95Mm2 Xlpe/Swa/Mdpe Copper Cable | 117.38 | m | AED | 267.7 | 31422.626
2021-02 | 4 | 4.0295 | United Arab Emirates | Dubai | Infrastructure | Al Furjan | Roads & Utilities - Package 5 | NAKHEEL | ASGC | Tender | 2021 |  | Miscellaneous Work | X990.6 | Supply Lay In Position Test Cables, All Handling Charges Cabling Through The Ducts Where Ever Shown On The Drawings, Including Excavation And Backfill, Disposal Of Surplus Material, Sand Bed And Surrounds To Cable Trenches And Including Warning Tape And Cable Covering As Instructed By The Engineer.; 4C,50Mm2 Xlpe/Swa/Mdpe Copper Cable | 5477.85 | m | AED | 158.6 | 868787.01
2021-02 | 4 | 4.0295 | United Arab Emirates | Dubai | Infrastructure | Al Furjan | Roads & Utilities - Package 5 | NAKHEEL | ASGC | Tender | 2021 |  | Miscellaneous Work | X990.7 | Supply Lay In Position Test Cables, All Handling Charges Cabling Through The Ducts Where Ever Shown On The Drawings, Including Excavation And Backfill, Disposal Of Surplus Material, Sand Bed And Surrounds To Cable Trenches And Including Warning Tape And Cable Covering As Instructed By The Engineer.; 4C,35Mm2 Xlpe/Swa/Mdpe Copper Cable | 626.04 | m | AED | 130.9 | 81948.636
2021-02 | 4 | 4.0295 | United Arab Emirates | Dubai | Infrastructure | Al Furjan | Roads & Utilities - Package 5 | NAKHEEL | ASGC | Tender | 2021 |  | Miscellaneous Work | X990.8 | Supply Lay In Position Test Cables, All Handling Charges Cabling Through The Ducts Where Ever Shown On The Drawings, Including Excavation And Backfill, Disposal Of Surplus Material, Sand Bed And Surrounds To Cable Trenches And Including Warning Tape And Cable Covering As Instructed By The Engineer.; 4C,16Mm2 Xlpe/Swa/Mdpe Copper Cable | 49.56 | m | AED | 89.5 | 4435.62
2021-02 | 4 | 4.0295 | United Arab Emirates | Dubai | Infrastructure | Al Furjan | Roads & Utilities - Package 5 | NAKHEEL | ASGC | Tender | 2021 |  | Miscellaneous Work | X990.9 | Supply Lay In Position Test Cables, All Handling Charges Cabling Through The Ducts Where Ever Shown On The Drawings, Including Excavation And Backfill, Disposal Of Surplus Material, Sand Bed And Surrounds To Cable Trenches And Including Warning Tape And Cable Covering As Instructed By The Engineer.; 4C,16Mm2 Xlpe/Swa/Mdpe Copper Cable, Steel Wire | 12369.51 | m | AED | 86.5 | 1069962.615
2021-02 | 4 | 4.0295 | United Arab Emirates | Dubai | Infrastructure | Al Furjan | Roads & Utilities - Package 5 | NAKHEEL | ASGC | Tender | 2021 |  | Miscellaneous Work | X990.10 | Supply Lay In Position Test Cables, All Handling Charges Cabling Through The Ducts Where Ever Shown On The Drawings, Including Excavation And Backfill, Disposal Of Surplus Material, Sand Bed And Surrounds To Cable Trenches And Including Warning Tape And Cable Covering As Instructed By The Engineer.; 4C,10Mm2 Xlpe/Swa/Mdpe Copper Cable, Steel Wire | 104.34 | m | AED | 74.6 | 7783.764
2021-02 | 4 | 4.0295 | United Arab Emirates | Dubai | Infrastructure | Al Furjan | Roads & Utilities - Package 5 | NAKHEEL | ASGC | Tender | 2021 |  | Miscellaneous Work | X990.11 | Supply Lay In Position Test Cables, All Handling Charges Cabling Through The Ducts Where Ever Shown On The Drawings, Including Excavation And Backfill, Disposal Of Surplus Material, Sand Bed And Surrounds To Cable Trenches And Including Warning Tape And Cable Covering As Instructed By The Engineer.; 1C,16Mm2 Insulated Copper Conductor ( Green/Yellow) | 1304.25 | m | AED | 56.7 | 73950.975
2021-02 | 4 | 4.0296 | United Arab Emirates | Dubai | Infrastructure | Al Furjan | Roads & Utilities - Package 5 | NAKHEEL | ASGC | Tender | 2021 |  | Miscellaneous Work | X990.12 | Supply Lay In Position Test Cables, All Handling Charges Cabling Through The Ducts Where Ever Shown On The Drawings, Including Excavation And Backfill, Disposal Of Surplus Material, Sand Bed And Surrounds To Cable Trenches And Including Warning Tape And Cable Covering As Instructed By The Engineer.; 1C,10Mm2 Insulated Copper Conductor ( Green/Yellow) | 104.34 | m | AED | 50.1 | 5227.434
2021-02 | 4 | 4.0296 | United Arab Emirates | Dubai | Infrastructure | Al Furjan | Roads & Utilities - Package 5 | NAKHEEL | ASGC | Tender | 2021 |  | Miscellaneous Work | X990.13 | Supply Lay In Position Test Cables, All Handling Charges Cabling Through The Ducts Where Ever Shown On The Drawings, Including Excavation And Backfill, Disposal Of Surplus Material, Sand Bed And Surrounds To Cable Trenches And Including Warning Tape And Cable Covering As Instructed By The Engineer.; 1C,50Mm2 Insulated Copper Conductor ( Green/Yellow) | 117.38 | m | AED | 71.7 | 8416.146
2021-02 | 4 | 4.0296 | United Arab Emirates | Dubai | Infrastructure | Al Furjan | Roads & Utilities - Package 5 | NAKHEEL | ASGC | Tender | 2021 |  | Miscellaneous Work | X990.14 | Supply, Lay In Position As Applicable Flexible Cable From Cut Outs To Lanterns ( E.G. One Lantern Wire For Each Sets Of Luminaires Upto 400 Watts, And One Lantern Wire For Each 1000 Watt Luminaires) Include For All Handling Charges Etc Complete As Per Drawings; 1C,25Mm2 Pvc Insulated Copper Cable | 117.38 | m | AED | 30.2 | 3544.876
2021-02 | 4 | 4.0296 | United Arab Emirates | Dubai | Infrastructure | Al Furjan | Roads & Utilities - Package 5 | NAKHEEL | ASGC | Tender | 2021 |  | Miscellaneous Work | X990.15 | Supply, Lay In Position As Applicable Flexible Cable From Cut Outs To Lanterns ( E.G. One Lantern Wire For Each Sets Of Luminaires Upto 400 Watts, And One Lantern Wire For Each 1000 Watt Luminaires) Include For All Handling Charges Etc Complete As Per Drawings; 1C,70Mm2 Pvc Insulated Copper Cable | 373.02 | m | AED | 54.7 | 20404.194
2021-02 | 4 | 4.0296 | United Arab Emirates | Dubai | Infrastructure | Al Furjan | Roads & Utilities - Package 5 | NAKHEEL | ASGC | Tender | 2021 |  | Miscellaneous Work | X999.1 | Supply And Install Street Lighting Columns With Brackets, Led Road Lighting Lantern (Small) With 24 Leds Driven At 500Ma With Wide Road Optic,Class Ii Electrical, Ip66, Ik09. Housing: Die-Cast Aluminium Powder Coated Textured Anthracite. Enclosure: 5Mm Thick Glass. Fixings: Stainless Steel.Supplied With Ø60Mm Spigot Adaptor Which Can Be Fitted For Post-Top Such As Isaro Pro - P 24L50-740 Wr Bs 3550 Cl2 M60 Ant And Cutouts Complete Electrical Connections And Commission. Include For All Handling Charges, Etc., Complete As Shown On Drawings; 6M High Column With 1 X 38W Led Luminaire | 119 | Nr | AED | 6834.1 | 813257.9
2021-02 | 4 | 4.0296 | United Arab Emirates | Dubai | Infrastructure | Al Furjan | Roads & Utilities - Package 5 | NAKHEEL | ASGC | Tender | 2021 |  | Miscellaneous Work | X999.2 | Supply And Install Street Lighting Columns With Brackets, Led Road Lighting Lantern (Medium) With 48 Leds Driven At 700Ma With Wide Street Optic,Class Ii Electrical, Ip66, Ik09. Housing: Die-Cast Aluminium Powder Coated Textured Anthracite. Enclosure: 5Mm Thick Glass. Fixings: Stainless Steel.Supplied With Ø60Mm Spigot Adaptor Which Can Be Fitted For Post-Top Such As Isaro Pro- Ip 48L70-740 Ws Bs 3550 Cl2 M60 Ant.T And Cutouts Complete Electrical Connections And Commission. Include For All Handling Charges, Etc., Complete As Shown On Drawings; 10M High Column With 1 X 101W Led Luminaire | 4 | Nr | AED | 9250.6 | 37002.4
2021-02 | 4 | 4.0296 | United Arab Emirates | Dubai | Infrastructure | Al Furjan | Roads & Utilities - Package 5 | NAKHEEL | ASGC | Tender | 2021 |  | Miscellaneous Work | X999.3 | Supply And Install Street Lighting Columns With Brackets, Led Road Lighting Lantern (Medium) With 48 Leds Driven At 700Ma With Wide Street Optic,Class Ii Electrical, Ip66, Ik09. Housing: Die-Cast Aluminium Powder Coated Textured Anthracite. Enclosure: 5Mm Thick Glass. Fixings: Stainless Steel.Supplied With Ø60Mm Spigot Adaptor Which Can Be Fitted For Post-Top Such As Isaro Pro- Ip 48L70-740 Ws Bs 3550 Cl2 M60 Ant.T And Cutouts Complete Electrical Connections And Commission. Include For All Handling Charges, Etc., Complete As Shown On Drawings; 10M High Column With 2 X 101W Led Luminaire | 14 | Nr | AED | 11343.2 | 158804.8
2021-02 | 4 | 4.0296 | United Arab Emirates | Dubai | Infrastructure | Al Furjan | Roads & Utilities - Package 5 | NAKHEEL | ASGC | Tender | 2021 |  | Miscellaneous Work | X999.4 | Supply And Install Street Lighting Columns With Brackets, Led Road Lighting Lantern (Medium) With 48 Leds Driven At 700Ma With Wide Street Optic,Class Ii Electrical, Ip66, Ik09. Housing: Die-Cast Aluminium Powder Coated Textured Anthracite. Enclosure: 5Mm Thick Glass. Fixings: Stainless Steel.Supplied With Ø60Mm Spigot Adaptor Which Can Be Fitted For Post-Top Such As Isaro Pro- Ip 48L70-740 Ws Bs 3550 Cl2 M60 Ant.T And Cutouts Complete Electrical Connections And Commission. Include For All Handling Charges, Etc., Complete As Shown On Drawings; Supply And Installation Of Street Lighting Feeder Pillar As Per Specification And Schematic Drawings | 5 | Nr | AED | 15296.8 | 76484
2021-02 | 4 | 4.0296 | United Arab Emirates | Dubai | Infrastructure | Al Furjan | Roads & Utilities - Package 5 | NAKHEEL | ASGC | Tender | 2021 |  | Miscellaneous Work | X999.5 | Supply And Install Street Lighting Columns With Brackets, Led Road Lighting Lantern (Medium) With 48 Leds Driven At 700Ma With Wide Street Optic,Class Ii Electrical, Ip66, Ik09. Housing: Die-Cast Aluminium Powder Coated Textured Anthracite. Enclosure: 5Mm Thick Glass. Fixings: Stainless Steel.Supplied With Ø60Mm Spigot Adaptor Which Can Be Fitted For Post-Top Such As Isaro Pro- Ip 48L70-740 Ws Bs 3550 Cl2 M60 Ant.T And Cutouts Complete Electrical Connections And Commission. Include For All Handling Charges, Etc., Complete As Shown On Drawings; Supply And Installation Of Earth Pit As Per Drawings And Specifications. | 22 | Nr | AED | 3741.8 | 82319.6
2021-02 | 4 | 4.0296 | United Arab Emirates | Dubai | Infrastructure | Al Furjan | Roads & Utilities - Package 5 | NAKHEEL | ASGC | Tender | 2021 |  | Miscellaneous Work | X999.6 | Supply And Install Street Lighting Columns With Brackets, Led Road Lighting Lantern (Medium) With 48 Leds Driven At 700Ma With Wide Street Optic,Class Ii Electrical, Ip66, Ik09. Housing: Die-Cast Aluminium Powder Coated Textured Anthracite. Enclosure: 5Mm Thick Glass. Fixings: Stainless Steel.Supplied With Ø60Mm Spigot Adaptor Which Can Be Fitted For Post-Top Such As Isaro Pro- Ip 48L70-740 Ws Bs 3550 Cl2 M60 Ant.T And Cutouts Complete Electrical Connections And Commission. Include For All Handling Charges, Etc., Complete As Shown On Drawings; Supply And Installation Of Service Cabinet With Meter As Per Drawings And Specifications. | 5 | Nr | AED | 17329.3 | 86646.5
2021-02 | 4 | 4.0297 | United Arab Emirates | Dubai | Infrastructure | Al Furjan | Roads & Utilities - Package 5 | NAKHEEL | ASGC | Tender | 2021 |  | Miscellaneous Work | X999.7 | Supply And Install Street Lighting Columns With Brackets, Led Road Lighting Lantern (Medium) With 48 Leds Driven At 700Ma With Wide Street Optic,Class Ii Electrical, Ip66, Ik09. Housing: Die-Cast Aluminium Powder Coated Textured Anthracite. Enclosure: 5Mm Thick Glass. Fixings: Stainless Steel.Supplied With Ø60Mm Spigot Adaptor Which Can Be Fitted For Post-Top Such As Isaro Pro- Ip 48L70-740 Ws Bs 3550 Cl2 M60 Ant.T And Cutouts Complete Electrical Connections And Commission. Include For All Handling Charges, Etc., Complete As Shown On Drawings; Supply And Installation Of 13A Double Socket With All Necessary Cables, Fittings & Connections For Outdoor Idf As Per Drawings And Specifications. | 35 | Nr | AED | 844.8 | 29568
2021-02 | 4 | 4.0297 | United Arab Emirates | Dubai | Infrastructure | Al Furjan | Roads & Utilities - Package 5 | NAKHEEL | ASGC | Tender | 2021 |  | Pipework - Pipes | I912.1 | Supply, Lay Joint, Test And Commission Of Gre Pipes In Accordance With Astm 3517 Including Couplers, Straight Specials And Short Pipes, Excavation, Backfilling, Compaction, Disposal Of Spoil, Protection Of Services, Supports, Warning Tape Etc. All Complete As Per Drawings And Specification (Beds And Surrounds Measured Separately).; 150Mm Dia Pipe | 8343.25 | m | AED | 522.8 | 4361851.1
2021-02 | 4 | 4.0297 | United Arab Emirates | Dubai | Infrastructure | Al Furjan | Roads & Utilities - Package 5 | NAKHEEL | ASGC | Tender | 2021 |  | Pipework - Pipes | I922.2 | Supply, Lay Joint, Test And Commission Of Gre Pipes In Accordance With Astm 3517 Including Couplers, Straight Specials And Short Pipes, Excavation, Backfilling, Compaction, Disposal Of Spoil, Protection Of Services, Supports, Warning Tape Etc. All Complete As Per Drawings And Specification (Beds And Surrounds Measured Separately).; 225Mm Dia Pipe | 150 | m | AED | 591.8 | 88770
2021-02 | 4 | 4.0297 | United Arab Emirates | Dubai | Infrastructure | Al Furjan | Roads & Utilities - Package 5 | NAKHEEL | ASGC | Tender | 2021 |  | Pipework - Pipes | I922.3 | Supply, Lay Joint, Test And Commission Of Gre Pipes In Accordance With Astm 3517 Including Couplers, Straight Specials And Short Pipes, Excavation, Backfilling, Compaction, Disposal Of Spoil, Protection Of Services, Supports, Warning Tape Etc. All Complete As Per Drawings And Specification (Beds And Surrounds Measured Separately).; 300Mm Dia Pipe | 150 | m | AED | 796.7 | 119505
2021-02 | 4 | 4.0297 | United Arab Emirates | Dubai | Infrastructure | Al Furjan | Roads & Utilities - Package 5 | NAKHEEL | ASGC | Tender | 2021 |  | Pipework - Fittings And Valves | J811.1 | Gre Pipe Fittings Including All Accessories Couplers, Straight Specials And Short Pipes Complete As Per Drawings And Specifications; Bend 11.25 Degree; 150Mm Dia | 11 | Nr | AED | 1755.3 | 19308.3
2021-02 | 4 | 4.0297 | United Arab Emirates | Dubai | Infrastructure | Al Furjan | Roads & Utilities - Package 5 | NAKHEEL | ASGC | Tender | 2021 |  | Pipework - Fittings And Valves | J811.2 | Gre Pipe Fittings Including All Accessories Couplers, Straight Specials And Short Pipes Complete As Per Drawings And Specifications; Bend 22.5 Degree; 150Mm Dia | 3 | Nr | AED | 1755.3 | 5265.9
2021-02 | 4 | 4.0297 | United Arab Emirates | Dubai | Infrastructure | Al Furjan | Roads & Utilities - Package 5 | NAKHEEL | ASGC | Tender | 2021 |  | Pipework - Fittings And Valves | J811.3 | Gre Pipe Fittings Including All Accessories Couplers, Straight Specials And Short Pipes Complete As Per Drawings And Specifications; Bend 45 Degree; 150Mm Dia | 148 | Nr | AED | 1755.3 | 259784.4
2021-02 | 4 | 4.0297 | United Arab Emirates | Dubai | Infrastructure | Al Furjan | Roads & Utilities - Package 5 | NAKHEEL | ASGC | Tender | 2021 |  | Pipework - Fittings And Valves | J811.4 | Gre Pipe Fittings Including All Accessories Couplers, Straight Specials And Short Pipes Complete As Per Drawings And Specifications; Bend 90 Degree; 150Mm Dia | 26 | Nr | AED | 1755.3 | 45637.8
2021-02 | 4 | 4.0297 | United Arab Emirates | Dubai | Infrastructure | Al Furjan | Roads & Utilities - Package 5 | NAKHEEL | ASGC | Tender | 2021 |  | Pipework - Fittings And Valves | J812.1 | Gre Pipe Fittings Including All Accessories Couplers, Straight Specials And Short Pipes Complete As Per Drawings And Specifications; Bend 11.25 Degree; 225Mm Dia | 1 | Nr | AED | 2678 | 2678
2021-02 | 4 | 4.0297 | United Arab Emirates | Dubai | Infrastructure | Al Furjan | Roads & Utilities - Package 5 | NAKHEEL | ASGC | Tender | 2021 |  | Pipework - Fittings And Valves | J812.2 | Gre Pipe Fittings Including All Accessories Couplers, Straight Specials And Short Pipes Complete As Per Drawings And Specifications; Bend 22.5 Degree; 225Mm Dia | 2 | Nr | AED | 2678 | 5356
2021-02 | 4 | 4.0297 | United Arab Emirates | Dubai | Infrastructure | Al Furjan | Roads & Utilities - Package 5 | NAKHEEL | ASGC | Tender | 2021 |  | Pipework - Fittings And Valves | J812.3 | Gre Pipe Fittings Including All Accessories Couplers, Straight Specials And Short Pipes Complete As Per Drawings And Specifications; Bend 45 Degree; 225Mm Dia | 2 | Nr | AED | 2678 | 5356
2021-02 | 4 | 4.0298 | United Arab Emirates | Dubai | Infrastructure | Al Furjan | Roads & Utilities - Package 5 | NAKHEEL | ASGC | Tender | 2021 |  | Pipework - Fittings And Valves | J812.4 | Gre Pipe Fittings Including All Accessories Couplers, Straight Specials And Short Pipes Complete As Per Drawings And Specifications; Bend 90 Degree; 225Mm Dia | 2 | Nr | AED | 2678 | 5356
2021-02 | 4 | 4.0298 | United Arab Emirates | Dubai | Infrastructure | Al Furjan | Roads & Utilities - Package 5 | NAKHEEL | ASGC | Tender | 2021 |  | Pipework - Fittings And Valves | J822.1 | Gre Pipe Fittings Including All Accessories Couplers, Straight Specials And Short Pipes Complete As Per Drawings And Specifications; Tee; 225X225X150Mm Dia | 1 | Nr | AED | 3123.9 | 3123.9
2021-02 | 4 | 4.0298 | United Arab Emirates | Dubai | Infrastructure | Al Furjan | Roads & Utilities - Package 5 | NAKHEEL | ASGC | Tender | 2021 |  | Pipework - Fittings And Valves | J822.2 | Gre Pipe Fittings Including All Accessories Couplers, Straight Specials And Short Pipes Complete As Per Drawings And Specifications; Tee; 150X150X150Mm Dia | 58 | Nr | AED | 2291.2 | 132889.6
2021-02 | 4 | 4.0298 | United Arab Emirates | Dubai | Infrastructure | Al Furjan | Roads & Utilities - Package 5 | NAKHEEL | ASGC | Tender | 2021 |  | Pipework - Fittings And Valves | J822.3 | Gre Pipe Fittings Including All Accessories Couplers, Straight Specials And Short Pipes Complete As Per Drawings And Specifications; Tee; 150X100X150Mm Dia | 1 | Nr | AED | 2083.3 | 2083.3
2021-02 | 4 | 4.0298 | United Arab Emirates | Dubai | Infrastructure | Al Furjan | Roads & Utilities - Package 5 | NAKHEEL | ASGC | Tender | 2021 |  | Pipework - Fittings And Valves | J822.4 | Gre Pipe Fittings Including All Accessories Couplers, Straight Specials And Short Pipes Complete As Per Drawings And Specifications; Tee; 225X100X225Mm Dia | 1 | Nr | AED | 2885.9 | 2885.9
2021-02 | 4 | 4.0298 | United Arab Emirates | Dubai | Infrastructure | Al Furjan | Roads & Utilities - Package 5 | NAKHEEL | ASGC | Tender | 2021 |  | Pipework - Fittings And Valves | J832.1 | Gre Pipe Fittings Including All Accessories Couplers, Straight Specials And Short Pipes Complete As Per Drawings And Specifications; Reducer; 225X150Mm Dia | 1 | Nr | AED | 2678 | 2678
2021-02 | 4 | 4.0298 | United Arab Emirates | Dubai | Infrastructure | Al Furjan | Roads & Utilities - Package 5 | NAKHEEL | ASGC | Tender | 2021 |  | Pipework - Fittings And Valves | J891.1 | Gre Pipe Fittings Including All Accessories Couplers, Straight Specials And Short Pipes Complete As Per Drawings And Specifications; End Cap; 150Mm Dia | 2 | Nr | AED | 1607.4 | 3214.8
2021-02 | 4 | 4.0298 | United Arab Emirates | Dubai | Infrastructure | Al Furjan | Roads & Utilities - Package 5 | NAKHEEL | ASGC | Tender | 2021 |  | Pipework - Fittings And Valves | J891.2 | Gre Pipe Fittings Including All Accessories Couplers, Straight Specials And Short Pipes Complete As Per Drawings And Specifications; End Cap; 225Mm Dia | 1 | Nr | AED | 2559.1 | 2559.1
2021-02 | 4 | 4.0298 | United Arab Emirates | Dubai | Infrastructure | Al Furjan | Roads & Utilities - Package 5 | NAKHEEL | ASGC | Tender | 2021 |  | Pipework - Fittings And Valves | J862.1 | Valves; Supply And Fixing Of Valves Including Coupling, Nuts & Bolts, Pipe Work Inside The Chamber And All Other Accessories All As Per Drawings And Specifications; Air Valves On150 Mm Dia Line | 1 | Nr | AED | 12495.5 | 12495.5
2021-02 | 4 | 4.0298 | United Arab Emirates | Dubai | Infrastructure | Al Furjan | Roads & Utilities - Package 5 | NAKHEEL | ASGC | Tender | 2021 |  | Pipework - Fittings And Valves | J841 | Valves; Supply And Fixing Of Valves Including Coupling, Nuts & Bolts, Pipe Work Inside The Chamber And All Other Accessories All As Per Drawings And Specifications; Wash Out Valves On150 Mm Dia Line | 4 | Nr | AED | 13091.3 | 52365.2
2021-02 | 4 | 4.0299 | United Arab Emirates | Dubai | Infrastructure | Al Furjan | Roads & Utilities - Package 5 | NAKHEEL | ASGC | Tender | 2021 |  | Pipework - Fittings And Valves | J811 | Valves; Supply And Fixing Of Valves Including Coupling, Nuts & Bolts, Pipe Work Inside The Chamber And All Other Accessories All As Per Drawings And Specifications; Gate Valve On150 Mm Dia Line | 89 | Nr | AED | 8746.9 | 778474.1
2021-02 | 4 | 4.0299 | United Arab Emirates | Dubai | Infrastructure | Al Furjan | Roads & Utilities - Package 5 | NAKHEEL | ASGC | Tender | 2021 |  | Pipework - Fittings And Valves | J812 | Valves; Supply And Fixing Of Valves Including Coupling, Nuts & Bolts, Pipe Work Inside The Chamber And All Other Accessories All As Per Drawings And Specifications; Gate Valve On 225Mm Dia Line | 1 | Nr | AED | 10651.1 | 10651.1
2021-02 | 4 | 4.0299 | United Arab Emirates | Dubai | Infrastructure | Al Furjan | Roads & Utilities - Package 5 | NAKHEEL | ASGC | Tender | 2021 |  | Pipework - Fittings And Valves | J812.1 | Valves; Supply And Fixing Of Valves Including Coupling, Nuts & Bolts, Pipe Work Inside The Chamber And All Other Accessories All As Per Drawings And Specifications; Gate Valve On 300Mm Dia Line | 1 | Nr | AED | 12853.4 | 12853.4
2021-02 | 4 | 4.0299 | United Arab Emirates | Dubai | Infrastructure | Al Furjan | Roads & Utilities - Package 5 | NAKHEEL | ASGC | Tender | 2021 |  | Pipework - Manholes And Pipework Ancillaries | K232.1 | Valves Chambers; Construction Of All Valves Inside Chambers (Depth Range 2M ) Including Excavation In Any Material Other Than Rock, Backfilling, Disposal Of Unsuitable Material To An Approved Dump Site, Dewatering, Blinding, Concreting, Reinforcement, Formwork, Di Circular Cover With Square Frame, Spindle Tubes, Ss Spindles, Thrust Block, Indicator Post With Marker Plate Etc. All Complete As Detail Drawings And Specification; Air Valve Chambers Below 500Mm Dia | 1 | Nr | AED | 25109.9 | 25109.9
2021-02 | 4 | 4.0299 | United Arab Emirates | Dubai | Infrastructure | Al Furjan | Roads & Utilities - Package 5 | NAKHEEL | ASGC | Tender | 2021 |  | Pipework - Manholes And Pipework Ancillaries | K232.1 | Valves Chambers; Construction Of All Valves Inside Chambers (Depth Range 2M ) Including Excavation In Any Material Other Than Rock, Backfilling, Disposal Of Unsuitable Material To An Approved Dump Site, Dewatering, Blinding, Concreting, Reinforcement, Formwork, Di Circular Cover With Square Frame, Spindle Tubes, Ss Spindles, Thrust Block, Indicator Post With Marker Plate Etc. All Complete As Detail Drawings And Specification; Washout Valve Chambers Below 500Mm Dia | 4 | Nr | AED | 37877.2 | 151508.8
2021-02 | 4 | 4.0299 | United Arab Emirates | Dubai | Infrastructure | Al Furjan | Roads & Utilities - Package 5 | NAKHEEL | ASGC | Tender | 2021 |  | Pipework - Manholes And Pipework Ancillaries | K232.2 | Valves Chambers; Construction Of All Buried Valve Chambers (Depth Range 2M ) Including Excavation In Any Material Other Than Rock, Backfilling, Disposal Of Unsuitable Material To An Approved Dump Site, Dewatering, Blinding, Concreting, Reinforcement, Formwork,Di Surface Box Covers, Spindle Tubes, Ss Spindles, Thrust Block, Grp Sealing Plates For Covers, Indicator Post With Marker Plate Etc. All Complete As Detail Drawings And Specification; Gate Valve Chamber Below 450Mm Dia | 91 | Nr | AED | 1399.5 | 127354.5
2021-02 | 4 | 4.0299 | United Arab Emirates | Dubai | Infrastructure | Al Furjan | Roads & Utilities - Package 5 | NAKHEEL | ASGC | Tender | 2021 |  | Pipework - Supports And Protection | L521 | Suitable Excavated Material In Bedding And Surround To Pipes As Per Drawings And Specifications,; 150 Mm Dia Pipe | 7278.05 | m | AED | 24 | 174673.2
2021-02 | 4 | 4.0299 | United Arab Emirates | Dubai | Infrastructure | Al Furjan | Roads & Utilities - Package 5 | NAKHEEL | ASGC | Tender | 2021 |  | Pipework - Supports And Protection | L522 | Suitable Excavated Material In Bedding And Surround To Pipes As Per Drawings And Specifications,; 225Mm Dia Pipe | 100 | m | AED | 24 | 2400
2021-02 | 4 | 4.0299 | United Arab Emirates | Dubai | Infrastructure | Al Furjan | Roads & Utilities - Package 5 | NAKHEEL | ASGC | Tender | 2021 |  | Pipework - Supports And Protection | L523 | Suitable Excavated Material In Bedding And Surround To Pipes As Per Drawings And Specifications,; 300Mm Dia Pipe | 100 | m | AED | 23.9 | 2390
2021-02 | 4 | 4.03 | United Arab Emirates | Dubai | Infrastructure | Al Furjan | Roads & Utilities - Package 5 | NAKHEEL | ASGC | Tender | 2021 |  | Pipework - Pipes | I912.2 | Supply, Lay Joint, Test And Commission Of Self-Restraint Gre Pipes At Road Crossings In Accordance With Astm 3517 Including Couplers, Straight Specials And Short Pipes, Excavation, Backfilling, Compaction, Disposal Of Soil, Protection Of Services, Supports, Warning Tape Etc. All Complete As Per Drawings And Specification (Beds And Surrounds Measured Separately).; 150 Mm Dia Gre Pipes | 414 | m | AED | 744.7 | 308305.8
2021-02 | 4 | 4.03 | United Arab Emirates | Dubai | Infrastructure | Al Furjan | Roads & Utilities - Package 5 | NAKHEEL | ASGC | Tender | 2021 |  | Pipework - Pipes | I922.2 | Supply, Lay Joint, Test And Commission Of Self-Restraint Gre Pipes At Road Crossings In Accordance With Astm 3517 Including Couplers, Straight Specials And Short Pipes, Excavation, Backfilling, Compaction, Disposal Of Soil, Protection Of Services, Supports, Warning Tape Etc. All Complete As Per Drawings And Specification (Beds And Surrounds Measured Separately).; 225 Mm Dia Gre Pipes | 70 | m | AED | 851.7 | 59619
2021-02 | 4 | 4.03 | United Arab Emirates | Dubai | Infrastructure | Al Furjan | Roads & Utilities - Package 5 | NAKHEEL | ASGC | Tender | 2021 |  | Pipework - Supports And Protection | L741 | Concrete Thrust Blocks As Per Drawing And Specifications; Volume Not Exceeding 0.5M3 | 27 | Nr | AED | 416.6 | 11248.2
2021-02 | 4 | 4.03 | United Arab Emirates | Dubai | Infrastructure | Al Furjan | Roads & Utilities - Package 5 | NAKHEEL | ASGC | Tender | 2021 |  | Pipework - Supports And Protection | L741 | Concrete Thrust Blocks As Per Drawing And Specifications; Volume 0.5 - 1 M3 | 216 | Nr | AED | 654.8 | 141436.8
2021-02 | 4 | 4.03 | United Arab Emirates | Dubai | Infrastructure | Al Furjan | Roads & Utilities - Package 5 | NAKHEEL | ASGC | Tender | 2021 |  | Pipework - Supports And Protection | L752 | Concrete Thrust Blocks As Per Drawing And Specifications; Volume 1 - 2 M3 | 4 | Nr | AED | 833.7 | 3334.8
2021-02 | 4 | 4.03 | United Arab Emirates | Dubai | Infrastructure | Al Furjan | Roads & Utilities - Package 5 | NAKHEEL | ASGC | Tender | 2021 |  | Pipework - Supports And Protection | L111 | Extra Over To Excavation Of Rock In Chambers And Pipes | 300 | m³ | AED | 52 | 15600
2021-02 | 4 | 4.03 | United Arab Emirates | Dubai | Infrastructure | Al Furjan | Roads & Utilities - Package 5 | NAKHEEL | ASGC | Tender | 2021 |  | Pipework - Supports And Protection | L541 | Concrete Surround In Bedding And Surround To Pipes As Per Drawings And Specifications,; 150 Mm Dia Pipe | 1065.2 | m | AED | 170.9 | 182042.68
2021-02 | 4 | 4.03 | United Arab Emirates | Dubai | Infrastructure | Al Furjan | Roads & Utilities - Package 5 | NAKHEEL | ASGC | Tender | 2021 |  | Pipework - Supports And Protection | L542 | Concrete Surround In Bedding And Surround To Pipes As Per Drawings And Specifications,; 225Mm Dia Pipe | 50 | m | AED | 205 | 10250
2021-02 | 4 | 4.03 | United Arab Emirates | Dubai | Infrastructure | Al Furjan | Roads & Utilities - Package 5 | NAKHEEL | ASGC | Tender | 2021 |  | Pipework - Supports And Protection | L543 | Concrete Surround In Bedding And Surround To Pipes As Per Drawings And Specifications,; 300Mm Dia Pipe | 50 | m | AED | 243.9 | 12195
2021-02 | 4 | 4.03 | United Arab Emirates | Dubai | Infrastructure | Al Furjan | Roads & Utilities - Package 5 | NAKHEEL | ASGC | Tender | 2021 |  | Pipework - Pipes | I713 | Supply, Lay Joint, Test And Commission Of Hdpe Pipes Including Excavation, Backfilling, Compaction, Disposal Of Unsuitable Material To An Approved Dump Site, Protection Of Services, Supports, Warning Tapes Etc. All Comple As Per Drawings And Specification ( Beds And Surrounds Measured Seperately) ; Ensure All Materials Are Complied With Ehs-Firefighting Department & Dubai Civil Defense And Specifications.; 150Mm Od Hdpe Pipe Sdr 9 ; (Depth 1.5M To 2.0M) | 73.25 | m | AED | 237.9 | 17426.175
2021-02 | 4 | 4.0301 | United Arab Emirates | Dubai | Infrastructure | Al Furjan | Roads & Utilities - Package 5 | NAKHEEL | ASGC | Tender | 2021 |  | Pipework - Pipes | I713 | Supply, Lay Joint, Test And Commission Of Hdpe Pipes Including Excavation, Backfilling, Compaction, Disposal Of Unsuitable Material To An Approved Dump Site, Protection Of Services, Supports, Warning Tapes Etc. All Comple As Per Drawings And Specification ( Beds And Surrounds Measured Seperately) ; Ensure All Materials Are Complied With Ehs-Firefighting Department & Dubai Civil Defense And Specifications.; 180Mm Od Hdpe Pipe Sdr 9 ; (Depth 1.5M To 2.0M) | 332.23 | m | AED | 288.9 | 95981.247
2021-02 | 4 | 4.0301 | United Arab Emirates | Dubai | Infrastructure | Al Furjan | Roads & Utilities - Package 5 | NAKHEEL | ASGC | Tender | 2021 |  | Pipework - Pipes | I733.1 | Supply, Lay Joint, Test And Commission Of Hdpe Pipes Including Excavation, Backfilling, Compaction, Disposal Of Unsuitable Material To An Approved Dump Site, Protection Of Services, Supports, Warning Tapes Etc. All Comple As Per Drawings And Specification ( Beds And Surrounds Measured Seperately) ; Ensure All Materials Are Complied With Ehs-Firefighting Department & Dubai Civil Defense And Specifications.; 250Mm Od Hdpe Pipe Sdr 9 ; (Depth 1.5M To 2.0M) | 3866.45 | m | AED | 356.9 | 1379936.005
2021-02 | 4 | 4.0301 | United Arab Emirates | Dubai | Infrastructure | Al Furjan | Roads & Utilities - Package 5 | NAKHEEL | ASGC | Tender | 2021 |  | Pipework - Pipes | I733.2 | Supply, Lay Joint, Test And Commission Of Hdpe Pipes Including Excavation, Backfilling, Compaction, Disposal Of Unsuitable Material To An Approved Dump Site, Protection Of Services, Supports, Warning Tapes Etc. All Comple As Per Drawings And Specification ( Beds And Surrounds Measured Seperately) ; Ensure All Materials Are Complied With Ehs-Firefighting Department & Dubai Civil Defense And Specifications.; 315Mm Od Hdpe Pipe Sdr 9 ; (Depth 1.5M To 2.0M) | 5.23 | m | AED | 443.9 | 2321.597
2021-02 | 4 | 4.0301 | United Arab Emirates | Dubai | Infrastructure | Al Furjan | Roads & Utilities - Package 5 | NAKHEEL | ASGC | Tender | 2021 |  | Pipework - Fittings And Valves | J611.1 | Hdpe Pipe Fittings Including All Accessories Complete As Per Drawings And Specifications; Bend 11.25 Degree; 150Mm Dia | 1 | Nr | AED | 113.9 | 113.9
2021-02 | 4 | 4.0301 | United Arab Emirates | Dubai | Infrastructure | Al Furjan | Roads & Utilities - Package 5 | NAKHEEL | ASGC | Tender | 2021 |  | Pipework - Fittings And Valves | J611.2 | Hdpe Pipe Fittings Including All Accessories Complete As Per Drawings And Specifications; Bend 22.5 Degree; 150Mm Dia | 2 | Nr | AED | 113.9 | 227.8
2021-02 | 4 | 4.0301 | United Arab Emirates | Dubai | Infrastructure | Al Furjan | Roads & Utilities - Package 5 | NAKHEEL | ASGC | Tender | 2021 |  | Pipework - Fittings And Valves | J611.3 | Hdpe Pipe Fittings Including All Accessories Complete As Per Drawings And Specifications; Bend 45 Degree; 150Mm Dia | 4 | Nr | AED | 115.9 | 463.6
2021-02 | 4 | 4.0301 | United Arab Emirates | Dubai | Infrastructure | Al Furjan | Roads & Utilities - Package 5 | NAKHEEL | ASGC | Tender | 2021 |  | Pipework - Fittings And Valves | J611.4 | Hdpe Pipe Fittings Including All Accessories Complete As Per Drawings And Specifications; Bend 90 Degree; 150Mm Dia | 6 | Nr | AED | 121 | 726
2021-02 | 4 | 4.0301 | United Arab Emirates | Dubai | Infrastructure | Al Furjan | Roads & Utilities - Package 5 | NAKHEEL | ASGC | Tender | 2021 |  | Pipework - Fittings And Valves | J611.5 | Hdpe Pipe Fittings Including All Accessories Complete As Per Drawings And Specifications; Bend 11.25 Degree; 180Mm Dia | 1 | Nr | AED | 142.9 | 142.9
2021-02 | 4 | 4.0301 | United Arab Emirates | Dubai | Infrastructure | Al Furjan | Roads & Utilities - Package 5 | NAKHEEL | ASGC | Tender | 2021 |  | Pipework - Fittings And Valves | J611.6 | Hdpe Pipe Fittings Including All Accessories Complete As Per Drawings And Specifications; Bend 22.5 Degree; 180Mm Dia | 1 | Nr | AED | 154.9 | 154.9
2021-02 | 4 | 4.0301 | United Arab Emirates | Dubai | Infrastructure | Al Furjan | Roads & Utilities - Package 5 | NAKHEEL | ASGC | Tender | 2021 |  | Pipework - Fittings And Valves | J611.7 | Hdpe Pipe Fittings Including All Accessories Complete As Per Drawings And Specifications; Bend 45 Degree; 180Mm Dia | 2 | Nr | AED | 131.9 | 263.8
2021-02 | 4 | 4.0301 | United Arab Emirates | Dubai | Infrastructure | Al Furjan | Roads & Utilities - Package 5 | NAKHEEL | ASGC | Tender | 2021 |  | Pipework - Fittings And Valves | J611.8 | Hdpe Pipe Fittings Including All Accessories Complete As Per Drawings And Specifications; Bend 90 Degree; 180Mm Dia | 3 | Nr | AED | 162 | 486
2021-02 | 4 | 4.0302 | United Arab Emirates | Dubai | Infrastructure | Al Furjan | Roads & Utilities - Package 5 | NAKHEEL | ASGC | Tender | 2021 |  | Pipework - Fittings And Valves | J613.1 | Hdpe Pipe Fittings Including All Accessories Complete As Per Drawings And Specifications; Bend 11.25 Degree; 250Mm Dia | 1 | Nr | AED | 166.9 | 166.9
2021-02 | 4 | 4.0302 | United Arab Emirates | Dubai | Infrastructure | Al Furjan | Roads & Utilities - Package 5 | NAKHEEL | ASGC | Tender | 2021 |  | Pipework - Fittings And Valves | J613.2 | Hdpe Pipe Fittings Including All Accessories Complete As Per Drawings And Specifications; Bend 22.5 Degree; 250Mm Dia | 12 | Nr | AED | 191 | 2292
2021-02 | 4 | 4.0302 | United Arab Emirates | Dubai | Infrastructure | Al Furjan | Roads & Utilities - Package 5 | NAKHEEL | ASGC | Tender | 2021 |  | Pipework - Fittings And Valves | J613.3 | Hdpe Pipe Fittings Including All Accessories Complete As Per Drawings And Specifications; Bend 45 Degree; 250Mm Dia | 62 | Nr | AED | 293.9 | 18221.8
2021-02 | 4 | 4.0302 | United Arab Emirates | Dubai | Infrastructure | Al Furjan | Roads & Utilities - Package 5 | NAKHEEL | ASGC | Tender | 2021 |  | Pipework - Fittings And Valves | J613.4 | Hdpe Pipe Fittings Including All Accessories Complete As Per Drawings And Specifications; Bend 90 Degree; 250Mm Dia | 18 | Nr | AED | 351.9 | 6334.2
2021-02 | 4 | 4.0302 | United Arab Emirates | Dubai | Infrastructure | Al Furjan | Roads & Utilities - Package 5 | NAKHEEL | ASGC | Tender | 2021 |  | Pipework - Fittings And Valves | J613.5 | Hdpe Pipe Fittings Including All Accessories Complete As Per Drawings And Specifications; Bend 11.25 Degree; 315Mm Dia | 1 | Nr | AED | 357.9 | 357.9
2021-02 | 4 | 4.0302 | United Arab Emirates | Dubai | Infrastructure | Al Furjan | Roads & Utilities - Package 5 | NAKHEEL | ASGC | Tender | 2021 |  | Pipework - Fittings And Valves | J613.6 | Hdpe Pipe Fittings Including All Accessories Complete As Per Drawings And Specifications; Bend 22.5 Degree; 315Mm Dia | 1 | Nr | AED | 428.9 | 428.9
2021-02 | 4 | 4.0302 | United Arab Emirates | Dubai | Infrastructure | Al Furjan | Roads & Utilities - Package 5 | NAKHEEL | ASGC | Tender | 2021 |  | Pipework - Fittings And Valves | J613.7 | Hdpe Pipe Fittings Including All Accessories Complete As Per Drawings And Specifications; Bend 45 Degree; 315Mm Dia | 1 | Nr | AED | 802.7 | 802.7
2021-02 | 4 | 4.0302 | United Arab Emirates | Dubai | Infrastructure | Al Furjan | Roads & Utilities - Package 5 | NAKHEEL | ASGC | Tender | 2021 |  | Pipework - Fittings And Valves | J613.8 | Hdpe Pipe Fittings Including All Accessories Complete As Per Drawings And Specifications; Bend 90 Degree; 315Mm Dia | 1 | Nr | AED | 811.7 | 811.7
2021-02 | 4 | 4.0302 | United Arab Emirates | Dubai | Infrastructure | Al Furjan | Roads & Utilities - Package 5 | NAKHEEL | ASGC | Tender | 2021 |  | Pipework - Fittings And Valves | J623.1 | Hdpe Pipe Fittings Including All Accessories Complete As Per Drawings And Specifications; Tee; 250X150X250Mm Dia | 12 | Nr | AED | 904.7 | 10856.4
2021-02 | 4 | 4.0302 | United Arab Emirates | Dubai | Infrastructure | Al Furjan | Roads & Utilities - Package 5 | NAKHEEL | ASGC | Tender | 2021 |  | Pipework - Fittings And Valves | J623.2 | Hdpe Pipe Fittings Including All Accessories Complete As Per Drawings And Specifications; Tee; 250X150X200Mm Dia | 2 | Nr | AED | 940.6 | 1881.2
2021-02 | 4 | 4.0303 | United Arab Emirates | Dubai | Infrastructure | Al Furjan | Roads & Utilities - Package 5 | NAKHEEL | ASGC | Tender | 2021 |  | Pipework - Fittings And Valves | J623.3 | Hdpe Pipe Fittings Including All Accessories Complete As Per Drawings And Specifications; Tee; 250X250X250Mm Dia | 16 | Nr | AED | 512.9 | 8206.4
2021-02 | 4 | 4.0303 | United Arab Emirates | Dubai | Infrastructure | Al Furjan | Roads & Utilities - Package 5 | NAKHEEL | ASGC | Tender | 2021 |  | Pipework - Fittings And Valves | J623.4 | Hdpe Pipe Fittings Including All Accessories Complete As Per Drawings And Specifications; Tee; 250X180X250Mm Dia | 12 | Nr | AED | 547.8 | 6573.6
2021-02 | 4 | 4.0303 | United Arab Emirates | Dubai | Infrastructure | Al Furjan | Roads & Utilities - Package 5 | NAKHEEL | ASGC | Tender | 2021 |  | Pipework - Fittings And Valves | J623.5 | Hdpe Pipe Fittings Including All Accessories Complete As Per Drawings And Specifications; Tee; 250X200X250Mm Dia | 2 | Nr | AED | 631.8 | 1263.6
2021-02 | 4 | 4.0303 | United Arab Emirates | Dubai | Infrastructure | Al Furjan | Roads & Utilities - Package 5 | NAKHEEL | ASGC | Tender | 2021 |  | Pipework - Fittings And Valves | J633.1 | Hdpe Pipe Fittings Including All Accessories Complete As Per Drawings And Specifications; Reducer; 250X180Mm Dia | 1 | Nr | AED | 534.8 | 534.8
2021-02 | 4 | 4.0303 | United Arab Emirates | Dubai | Infrastructure | Al Furjan | Roads & Utilities - Package 5 | NAKHEEL | ASGC | Tender | 2021 |  | Pipework - Fittings And Valves | J633.2 | Hdpe Pipe Fittings Including All Accessories Complete As Per Drawings And Specifications; Reducer; 180X150Mm Dia | 1 | Nr | AED | 173.9 | 173.9
2021-02 | 4 | 4.0303 | United Arab Emirates | Dubai | Infrastructure | Al Furjan | Roads & Utilities - Package 5 | NAKHEEL | ASGC | Tender | 2021 |  | Pipework - Fittings And Valves | J693 | Hdpe Pipe Fittings Including All Accessories Complete As Per Drawings And Specifications; Endcap For 250Mm Dia | 1 | Nr | AED | 171.9 | 171.9
2021-02 | 4 | 4.0303 | United Arab Emirates | Dubai | Infrastructure | Al Furjan | Roads & Utilities - Package 5 | NAKHEEL | ASGC | Tender | 2021 |  | Pipework - Fittings And Valves | J863 | Hdpe Fittings; Valves; Supply And Fixing Of Valves Including Coupling, Nuts And Bolts, Pipe Work Inside The Chamber And All Other Accessories All As Per Drawings Af-Ab-S24-S17-Std-Fr-106 And Specifications; Air Valves: 80Mm Dia. On 315Mm Od Hdpe Line | 3 | Nr | AED | 13117.3 | 39351.9
2021-02 | 4 | 4.0303 | United Arab Emirates | Dubai | Infrastructure | Al Furjan | Roads & Utilities - Package 5 | NAKHEEL | ASGC | Tender | 2021 |  | Pipework - Fittings And Valves | J841 | Hdpe Fittings; Valves; Supply And Fixing Of Valves Including Coupling, Nuts And Bolts, Pipe Work Inside The Chamber And All Other Accessories All As Per Drawings Af-Ab-S24-S17-Std-Fr-106 And Specifications; Washout Valves W/Wormgear: 80Mm Dia. | 3 | Nr | AED | 10178.3 | 30534.9
2021-02 | 4 | 4.0303 | United Arab Emirates | Dubai | Infrastructure | Al Furjan | Roads & Utilities - Package 5 | NAKHEEL | ASGC | Tender | 2021 |  | Pipework - Fittings And Valves | J813.1 | Hdpe Fittings; Valves; Supply And Fixing Of Valves Including Coupling, Nuts And Bolts, Pipe Work Inside The Chamber And All Other Accessories All As Per Drawings Af-Ab-S24-S17-Std-Fr-106 And Specifications; Gate Valve 180Mm Dia | 1 | Nr | AED | 8987.8 | 8987.8
2021-02 | 4 | 4.0304 | United Arab Emirates | Dubai | Infrastructure | Al Furjan | Roads & Utilities - Package 5 | NAKHEEL | ASGC | Tender | 2021 |  | Pipework - Fittings And Valves | J813.2 | Hdpe Fittings; Valves; Supply And Fixing Of Valves Including Coupling, Nuts And Bolts, Pipe Work Inside The Chamber And All Other Accessories All As Per Drawings Af-Ab-S24-S17-Std-Fr-106 And Specifications; Gate Valve 250Mm Dia | 21 | Nr | AED | 10178.3 | 213744.3
2021-02 | 4 | 4.0304 | United Arab Emirates | Dubai | Infrastructure | Al Furjan | Roads & Utilities - Package 5 | NAKHEEL | ASGC | Tender | 2021 |  | Pipework - Fittings And Valves | J999 | Hdpe Fittings; Fire Hydrants; Supply And Fixing Of Fire Hydrants Including Plinths, Nut & Bolts And All Other Accessories As Per Drawing Af-Ab-S24-S27-Std-Fr-106 And Specifications; Fire Hydrant; 150Mm Dia | 29 | Nr | AED | 10770.1 | 312332.9
2021-02 | 4 | 4.0304 | United Arab Emirates | Dubai | Infrastructure | Al Furjan | Roads & Utilities - Package 5 | NAKHEEL | ASGC | Tender | 2021 |  | Pipework - Fittings And Valves | J811 | Hdpe Fittings; Fire Hydrants; Supply And Fixing Of Fire Hydrants Including Plinths, Nut & Bolts And All Other Accessories As Per Drawing Af-Ab-S24-S27-Std-Fr-106 And Specifications; Gate Valve For 150Mm Dia Fire Hydrant | 29 | Nr | AED | 10456.3 | 303232.7
2021-02 | 4 | 4.0304 | United Arab Emirates | Dubai | Infrastructure | Al Furjan | Roads & Utilities - Package 5 | NAKHEEL | ASGC | Tender | 2021 |  | Pipework - Manholes And Pipework Ancillaries | K231.1 | Construction Of Valve Chambers (Depth 2.0M) Suit To Location Including Excavation In Any Material Other Than Rock, Disposal Of Unsuitable Material To An Approved Dump Site, Dewatering, Blinding, Concreting, Cover And Frame, Etc. Complete As Detail Drawings Af-Ab-S24-S17-Std-Fr-106 And Specifications; Air Valves: 80 Mm Dia | 3 | Nr | AED | 10751.1 | 32253.3
2021-02 | 4 | 4.0304 | United Arab Emirates | Dubai | Infrastructure | Al Furjan | Roads & Utilities - Package 5 | NAKHEEL | ASGC | Tender | 2021 |  | Pipework - Manholes And Pipework Ancillaries | K232.1 | Construction Of Valve Chambers (Depth 2.0M) Suit To Location Including Excavation In Any Material Other Than Rock, Disposal Of Unsuitable Material To An Approved Dump Site, Dewatering, Blinding, Concreting, Cover And Frame, Etc. Complete As Detail Drawings Af-Ab-S24-S17-Std-Fr-106 And Specifications; Gate Valve 180Mm Dia | 1 | Nr | AED | 10751.1 | 10751.1
2021-02 | 4 | 4.0304 | United Arab Emirates | Dubai | Infrastructure | Al Furjan | Roads & Utilities - Package 5 | NAKHEEL | ASGC | Tender | 2021 |  | Pipework - Manholes And Pipework Ancillaries | K232.2 | Construction Of Valve Chambers (Depth 2.0M) Suit To Location Including Excavation In Any Material Other Than Rock, Disposal Of Unsuitable Material To An Approved Dump Site, Dewatering, Blinding, Concreting, Cover And Frame, Etc. Complete As Detail Drawings Af-Ab-S24-S17-Std-Fr-106 And Specifications; Gate Valve 250Mm Dia | 21 | Nr | AED | 10751.1 | 225773.1
2021-02 | 4 | 4.0304 | United Arab Emirates | Dubai | Infrastructure | Al Furjan | Roads & Utilities - Package 5 | NAKHEEL | ASGC | Tender | 2021 |  | Pipework - Manholes And Pipework Ancillaries | K232.3 | Construction Of Valve Chambers (Depth 2.0M) Suit To Location Including Excavation In Any Material Other Than Rock, Disposal Of Unsuitable Material To An Approved Dump Site, Dewatering, Blinding, Concreting, Cover And Frame, Etc. Complete As Detail Drawings Af-Ab-S24-S17-Std-Fr-106 And Specifications; Washout Valves W/Wormgear: 80Mm Dia. | 3 | Nr | AED | 16547 | 49641
2021-02 | 4 | 4.0304 | United Arab Emirates | Dubai | Infrastructure | Al Furjan | Roads & Utilities - Package 5 | NAKHEEL | ASGC | Tender | 2021 |  | Pipework - Manholes And Pipework Ancillaries | K231.2 | Construction Of Fire Hydrant Valve Chamber And Soak Away Drain Including Excavation In Anymaterial Other Than Rock, Backfilling, Disposal, Dewatering, Blinding, Concreting, Reinforcement,Formwork Etc. Complete As Detail Drawings And Specification; Fire Hydrant; 150Mm Dia | 29 | Nr | AED | 11814.8 | 342629.2
2021-02 | 4 | 4.0304 | United Arab Emirates | Dubai | Infrastructure | Al Furjan | Roads & Utilities - Package 5 | NAKHEEL | ASGC | Tender | 2021 |  | Pipework - Manholes And Pipework Ancillaries | K231.3 | Construction Of Fire Hydrant Valve Chamber And Soak Away Drain Including Excavation In Anymaterial Other Than Rock, Backfilling, Disposal, Dewatering, Blinding, Concreting, Reinforcement,Formwork Etc. Complete As Detail Drawings And Specification; Gate Valve For 150Mm Dia Fire Hydrant | 29 | Nr | AED | 11814.8 | 342629.2
2021-02 | 4 | 4.0304 | United Arab Emirates | Dubai | Infrastructure | Al Furjan | Roads & Utilities - Package 5 | NAKHEEL | ASGC | Tender | 2021 |  | Pipework - Supports And Protection | L311 | Sand Bed And Surround Selected From Excavation On Site To Pipes As Per Drawings And Specifications; 150 Mm Dia Pipe | 25.24 | m | AED | 33 | 832.92
2021-02 | 4 | 4.0305 | United Arab Emirates | Dubai | Infrastructure | Al Furjan | Roads & Utilities - Package 5 | NAKHEEL | ASGC | Tender | 2021 |  | Pipework - Supports And Protection | L312.1 | Sand Bed And Surround Selected From Excavation On Site To Pipes As Per Drawings And Specifications; 180 Mm Dia Pipe | 121.5 | m | AED | 60 | 7290
2021-02 | 4 | 4.0305 | United Arab Emirates | Dubai | Infrastructure | Al Furjan | Roads & Utilities - Package 5 | NAKHEEL | ASGC | Tender | 2021 |  | Pipework - Supports And Protection | L313 | Sand Bed And Surround Selected From Excavation On Site To Pipes As Per Drawings And Specifications; 250 Mm Dia Pipe | 1557.28 | m | AED | 54 | 84093.12
2021-02 | 4 | 4.0305 | United Arab Emirates | Dubai | Infrastructure | Al Furjan | Roads & Utilities - Package 5 | NAKHEEL | ASGC | Tender | 2021 |  | Pipework - Supports And Protection | L551 | Concrete Bedding And Surrounding To Pipes Including Blinding, Reinforcement At Road Crossings To Pipe As Per Drawings Af-Ab-S24-S27-Std-Fr-100 To 106 And Specification; 150 Mm Dia Pipe | 13.08 | m | AED | 169.9 | 2222.292
2021-02 | 4 | 4.0305 | United Arab Emirates | Dubai | Infrastructure | Al Furjan | Roads & Utilities - Package 5 | NAKHEEL | ASGC | Tender | 2021 |  | Pipework - Supports And Protection | L551.1 | Concrete Bedding And Surrounding To Pipes Including Blinding, Reinforcement At Road Crossings To Pipe As Per Drawings Af-Ab-S24-S27-Std-Fr-100 To 106 And Specification; 180 Mm Dia Pipe | 52.32 | m | AED | 183.9 | 9621.648
2021-02 | 4 | 4.0305 | United Arab Emirates | Dubai | Infrastructure | Al Furjan | Roads & Utilities - Package 5 | NAKHEEL | ASGC | Tender | 2021 |  | Pipework - Supports And Protection | L552.1 | Concrete Bedding And Surrounding To Pipes Including Blinding, Reinforcement At Road Crossings To Pipe As Per Drawings Af-Ab-S24-S27-Std-Fr-100 To 106 And Specification; 250 Mm Dia Pipe | 465.65 | m | AED | 216.9 | 100999.485
2021-02 | 4 | 4.0305 | United Arab Emirates | Dubai | Infrastructure | Al Furjan | Roads & Utilities - Package 5 | NAKHEEL | ASGC | Tender | 2021 |  | Pipework - Supports And Protection | L552.2 | Concrete Bedding And Surrounding To Pipes Including Blinding, Reinforcement At Road Crossings To Pipe As Per Drawings Af-Ab-S24-S27-Std-Fr-100 To 106 And Specification; 315 Mm Dia Pipe | 2.62 | m | AED | 250.9 | 657.358
2021-02 | 4 | 4.0305 | United Arab Emirates | Dubai | Infrastructure | Al Furjan | Roads & Utilities - Package 5 | NAKHEEL | ASGC | Tender | 2021 |  | Pipework - Supports And Protection | L111 | Extra Over To Excavation Of Rock In Chambers And Pipes | 261.6 | m³ | AED | 52 | 13603.2
2021-02 | 4 | 4.0305 | United Arab Emirates | Dubai | Infrastructure | Al Furjan | Roads & Utilities - Package 5 | NAKHEEL | ASGC | Tender | 2021 |  | Pipework - Supports And Protection | L741 | Concrete Thrust Blocks As Per Drawing And Specifications; Volume 0.5 - 1 M3 | 104.64 | Nr | AED | 654.8 | 68518.272
2021-02 | 4 | 4.0305 | United Arab Emirates | Dubai | Infrastructure | Al Furjan | Roads & Utilities - Package 5 | NAKHEEL | ASGC | Tender | 2021 |  | Pipework - Supports And Protection | L752 | Concrete Thrust Blocks As Per Drawing And Specifications; Volume 1 - 2 M3 | 16.74 | Nr | AED | 832.7 | 13939.398
2021-02 | 4 | 4.0305 | United Arab Emirates | Dubai | Infrastructure | Al Furjan | Roads & Utilities - Package 5 | NAKHEEL | ASGC | Tender | 2021 |  | Pipework - Pipes | I513 | Ducting; Supply And Install Upvc Ducts Complete Including All Civil Works: Excavation, Backfilling, Disposal Of Surplus Material To An Approved Dump Site. Granular Bed And Surround(Suitable Excavated Material), Warning Tape, End Caps, Testing Etc And Draw Wires As Per Specifications And Drawings And Authority Requirements; 2 Way 2Nos Of D-56 Duct For House Connection - Not Exceeding 2.0M Deep | 7500.89 | m | AED | 68.4 | 513060.876
2021-02 | 4 | 4.0305 | United Arab Emirates | Dubai | Infrastructure | Al Furjan | Roads & Utilities - Package 5 | NAKHEEL | ASGC | Tender | 2021 |  | Pipework - Pipes | I513.1 | Ducting; Supply And Install Upvc Ducts Complete Including All Civil Works: Excavation, Backfilling, Disposal Of Surplus Material To An Approved Dump Site. Granular Bed And Surround(Suitable Excavated Material), Warning Tape, End Caps, Testing Etc And Draw Wires As Per Specifications And Drawings And Authority Requirements; 4 Way D54 Duct - Not Exceeding 2.0M Deep | 5194.41 | m | AED | 147.3 | 765136.593
2021-02 | 4 | 4.0306 | United Arab Emirates | Dubai | Infrastructure | Al Furjan | Roads & Utilities - Package 5 | NAKHEEL | ASGC | Tender | 2021 |  | Pipework - Pipes | I513.2 | Ducting; Supply And Install Upvc Ducts Complete Including All Civil Works: Excavation, Backfilling, Disposal Of Surplus Material To An Approved Dump Site. Granular Bed And Surround(Suitable Excavated Material), Warning Tape, End Caps, Testing Etc And Draw Wires As Per Specifications And Drawings And Authority Requirements; 6 Way D54 Duct - Not Exceeding 2.0M Deep | 90 | m | AED | 199.9 | 17991
2021-02 | 4 | 4.0306 | United Arab Emirates | Dubai | Infrastructure | Al Furjan | Roads & Utilities - Package 5 | NAKHEEL | ASGC | Tender | 2021 |  | Pipework - Pipes | I513.4 | Ducting; Supply And Install Upvc Ducts Complete Including All Civil Works: Excavation, Backfilling, Disposal Of Surplus Material To An Approved Dump Site. Granular Bed And Surround(Suitable Excavated Material), Warning Tape, End Caps, Testing Etc And Draw Wires As Per Specifications And Drawings And Authority Requirements; 9 Way D54 Duct - Not Exceeding 2.0M Deep | 635 | m | AED | 299.9 | 190436.5
2021-02 | 4 | 4.0306 | United Arab Emirates | Dubai | Infrastructure | Al Furjan | Roads & Utilities - Package 5 | NAKHEEL | ASGC | Tender | 2021 |  | Pipework - Manholes And Pipework Ancillaries | K239 | Manholes; Supply And Install Of Manholes Complete With All Required Civil Works As Per Specifications, Drawings & Authority Requirements.; Type Jrc 12, Not Exceeding 2.0M Deep | 77 | Nr | AED | 6629.2 | 510448.4
2021-02 | 4 | 4.0306 | United Arab Emirates | Dubai | Infrastructure | Al Furjan | Roads & Utilities - Package 5 | NAKHEEL | ASGC | Tender | 2021 |  | Pipework - Manholes And Pipework Ancillaries | K239.1 | Manholes; Supply And Install Of Manholes Complete With All Required Civil Works As Per Specifications, Drawings & Authority Requirements.; Type Jrc 14, Not Exceeding 2.0M Deep | 12 | Nr | AED | 9680.7 | 116168.4
2021-02 | 4 | 4.0306 | United Arab Emirates | Dubai | Infrastructure | Al Furjan | Roads & Utilities - Package 5 | NAKHEEL | ASGC | Tender | 2021 |  | Pipework - Supports And Protection | L999.1 | Manholes; Supply And Install Of Manholes Complete With All Required Civil Works As Per Specifications, Drawings & Authority Requirements.; Concrete Grade C35/20 In Bedding And Surround To Pipe As Shown On Drawings And As Specification | 420.25 | m³ | AED | 441.9 | 185708.475
2021-02 | 4 | 4.0306 | United Arab Emirates | Dubai | Infrastructure | Al Furjan | Roads & Utilities - Package 5 | NAKHEEL | ASGC | Tender | 2021 |  | Pipework - Manholes And Pipework Ancillaries | K522 | Road Crossings; Upvc Cable Ducts To Bs 3506 Class C Laid And Jointed In Trench Beneath Carriage Ways Including Excavation, Backfilling, Protection Of Services, End Caps, 8 Mm Diameter Draw Cords, Studs And Concrete Duct Markers As Per Drawings And Specifications (Beds And Surrounds Measured Separately); 2 Way, 150Mm Dia., Depth Not Exceeding 1.5 M | 45.81 | m | AED | 168.4 | 7714.404
2021-02 | 4 | 4.0306 | United Arab Emirates | Dubai | Infrastructure | Al Furjan | Roads & Utilities - Package 5 | NAKHEEL | ASGC | Tender | 2021 |  | Pipework - Manholes And Pipework Ancillaries | K542.1 | Road Crossings; Upvc Cable Ducts To Bs 3506 Class C Laid And Jointed In Trench Beneath Carriage Ways Including Excavation, Backfilling, Protection Of Services, End Caps, 8 Mm Diameter Draw Cords, Studs And Concrete Duct Markers As Per Drawings And Specifications (Beds And Surrounds Measured Separately); 3 Way, 150Mm Dia., Depth Not Exceeding 1.5M | 9.34 | m | AED | 241 | 2250.94
2021-02 | 4 | 4.0306 | United Arab Emirates | Dubai | Infrastructure | Al Furjan | Roads & Utilities - Package 5 | NAKHEEL | ASGC | Tender | 2021 |  | Pipework - Manholes And Pipework Ancillaries | K542.2 | Road Crossings; Upvc Cable Ducts To Bs 3506 Class C Laid And Jointed In Trench Beneath Carriage Ways Including Excavation, Backfilling, Protection Of Services, End Caps, 8 Mm Diameter Draw Cords, Studs And Concrete Duct Markers As Per Drawings And Specifications (Beds And Surrounds Measured Separately); 4 Way, 150Mm Dia., Depth Not Exceeding 1.5 M | 16.03 | m | AED | 313.6 | 5027.008
2021-02 | 4 | 4.0306 | United Arab Emirates | Dubai | Infrastructure | Al Furjan | Roads & Utilities - Package 5 | NAKHEEL | ASGC | Tender | 2021 |  | Pipework - Manholes And Pipework Ancillaries | K542.3 | Road Crossings; Upvc Cable Ducts To Bs 3506 Class C Laid And Jointed In Trench Beneath Carriage Ways Including Excavation, Backfilling, Protection Of Services, End Caps, 8 Mm Diameter Draw Cords, Studs And Concrete Duct Markers As Per Drawings And Specifications (Beds And Surrounds Measured Separately); 5 Way, 150Mm Dia., Depth Not Exceeding 1.5M | 19.51 | m | AED | 386.2 | 7534.76
2021-02 | 4 | 4.0306 | United Arab Emirates | Dubai | Infrastructure | Al Furjan | Roads & Utilities - Package 5 | NAKHEEL | ASGC | Tender | 2021 |  | Pipework - Manholes And Pipework Ancillaries | K542.4 | Road Crossings; Upvc Cable Ducts To Bs 3506 Class C Laid And Jointed In Trench Beneath Carriage Ways Including Excavation, Backfilling, Protection Of Services, End Caps, 8 Mm Diameter Draw Cords, Studs And Concrete Duct Markers As Per Drawings And Specifications (Beds And Surrounds Measured Separately); 6 Way, 150Mm Dia., Depth Not Exceeding 1.5 M | 284 | m | AED | 458.8 | 130299.2
2021-02 | 4 | 4.0307 | United Arab Emirates | Dubai | Infrastructure | Al Furjan | Roads & Utilities - Package 5 | NAKHEEL | ASGC | Tender | 2021 |  | Pipework - Supports And Protection | L999 | Bed And Surrroundings; Upvc Cable Ducts To Bs 3506 Class C Laid And Jointed In Trench Beneath Carriage Ways Including Excavation, Backfilling, Protection Of Services, End Caps, 8 Mm Diameter Draw Cords, Studs And Concrete Duct Markers As Per Drawings And Specifications (Beds And Surrounds Measured Separately); Imported Sand Beds & Surrounds | 109.11 | m³ | AED | 65.2 | 7113.972
2021-02 | 4 | 4.0307 | United Arab Emirates | Dubai | Infrastructure | Al Furjan | Roads & Utilities - Package 5 | NAKHEEL | ASGC | Tender | 2021 |  | Pipework - Supports And Protection | L999.1 | Mass Opc Concrete Grade C25/20 Surround To Ducts Including Formwork, Polythene Sheet And Bituminous Paint | 114.53 | m³ | AED | 467.2 | 53508.416
2021-02 | 4 | 4.0307 | United Arab Emirates | Dubai | Infrastructure | Al Furjan | Roads & Utilities - Package 5 | NAKHEEL | ASGC | Tender | 2021 |  | Pipework - Manholes And Pipework Ancillaries | K593.1 | Road Crossings; Supply And Install 'Upvc' Duct Complete In Already Excavated Trench, Including Concrete Encasement, Warning Tape, Testing, Etc. And Draw Wires As Per Drawings And Specifications. ; 150Mm Dia. 2X3 Way Ducts | 100.69 | m | AED | 373.6 | 37617.784
2021-02 | 4 | 4.0307 | United Arab Emirates | Dubai | Infrastructure | Al Furjan | Roads & Utilities - Package 5 | NAKHEEL | ASGC | Tender | 2021 |  | Pipework - Manholes And Pipework Ancillaries | K593.2 | Road Crossings; Supply And Install 'Upvc' Duct Complete In Already Excavated Trench, Including Concrete Encasement, Warning Tape, Testing, Etc. And Draw Wires As Per Drawings And Specifications. ; 150Mm Dia. 2X4 Way Ducts | 57 | m | AED | 490.3 | 27947.1
2021-02 | 4 | 4.0307 | United Arab Emirates | Dubai | Infrastructure | Al Furjan | Roads & Utilities - Package 5 | NAKHEEL | ASGC | Tender | 2021 |  | Pipework - Manholes And Pipework Ancillaries | K593.3 | Road Crossings; Supply And Install 'Upvc' Duct Complete In Already Excavated Trench, Including Concrete Encasement, Warning Tape, Testing, Etc. And Draw Wires As Per Drawings And Specifications. ; 150Mm Dia. 2X5 Way Ducts | 55.94 | m | AED | 607.2 | 33966.768
2021-02 | 4 | 4.0307 | United Arab Emirates | Dubai | Infrastructure | Al Furjan | Roads & Utilities - Package 5 | NAKHEEL | ASGC | Tender | 2021 |  | Pipework - Manholes And Pipework Ancillaries | K593.4 | Road Crossings; Supply And Install 'Upvc' Duct Complete In Already Excavated Trench, Including Concrete Encasement, Warning Tape, Testing, Etc. And Draw Wires As Per Drawings And Specifications. ; 150Mm Dia. 2X6 Way Ducts | 590.06 | m | AED | 723.9 | 427144.434
2021-02 | 4 | 4.0307 | United Arab Emirates | Dubai | Infrastructure | Al Furjan | Roads & Utilities - Package 5 | NAKHEEL | ASGC | Tender | 2021 |  | Pipework - Manholes And Pipework Ancillaries | K593.5 | Road Crossings; Supply And Install 'Upvc' Duct Complete In Already Excavated Trench, Including Concrete Encasement, Warning Tape, Testing, Etc. And Draw Wires As Per Drawings And Specifications. ; 150Mm Dia. 2X8 Way Ducts | 140.04 | m | AED | 957.5 | 134088.3
2021-02 | 4 | 4.0307 | United Arab Emirates | Dubai | Infrastructure | Al Furjan | Roads & Utilities - Package 5 | NAKHEEL | ASGC | Tender | 2021 |  | Pipework - Manholes And Pipework Ancillaries | K593.6 | Road Crossings; Supply And Install 'Upvc' Duct Complete In Already Excavated Trench, Including Concrete Encasement, Warning Tape, Testing, Etc. And Draw Wires As Per Drawings And Specifications. ; 150Mm Dia. 2X12 Way Ducts | 27.97 | m | AED | 1424.7 | 39848.859
2021-02 | 4 | 4.0307 | United Arab Emirates | Dubai | Infrastructure | Al Furjan | Roads & Utilities - Package 5 | NAKHEEL | ASGC | Tender | 2021 |  | Pipework - Supports And Protection | L999 | Bed And Surrroundings; Imported Sand Beds & Surrounds | 417.8 | m³ | AED | 65.2 | 27240.56
2021-02 | 4 | 4.0308 | United Arab Emirates | Dubai | Infrastructure | Al Furjan | Roads & Utilities - Package 5 | NAKHEEL | ASGC | Tender | 2021 |  | Pipework - Supports And Protection | L999.1 | Mass Opc Concrete Grade C25/20 Surround To Ducts Including Formwork, Polythene Sheet And Bituminous Paint | 661.47 | m³ | AED | 467.2 | 309038.784
2021-02 | 4 | 4.0308 | United Arab Emirates | Dubai | Infrastructure | Al Furjan | Roads & Utilities - Package 5 | NAKHEEL | ASGC | Tender | 2021 |  | Earthworks | E533 | Base For Pocket Substation; Execute The Base Of The Pocket Substation As Per Dewa Requirements And As Per Dewa Approved Layouts. | 8 | Nr | AED | 37881 | 303048
2021-02 | 4 | 4.0308 | United Arab Emirates | Dubai | Infrastructure | Al Furjan | Roads & Utilities - Package 5 | NAKHEEL | ASGC | Tender | 2021 |  | Pipework - Manholes And Pipework Ancillaries | K522 | Road Crossings; Supply And Install Upvc Cable Ducts To Bs 3506 Class C Laid And Jointed In Trench Beneath Carriage Ways Including End Caps, 8 Mm Dia Draw Cords, Studs And Concrete Duct Markers As Specified For Using As Spare Ducts; 2-Way, 200Mm Dia Depth Not Exceeding 1.5M | 1151.98 | m | AED | 212.7 | 245026.146
2021-02 | 4 | 4.0308 | United Arab Emirates | Dubai | Infrastructure | Al Furjan | Roads & Utilities - Package 5 | NAKHEEL | ASGC | Tender | 2021 |  | Pipework - Manholes And Pipework Ancillaries | K542 | Road Crossings; 2-Way, 200Mm Dia Depth Not Exceeding 1.5M; 4-Way, 200Mm Dia Depth Not Exceeding 1.5M | 54.7 | m | AED | 359.4 | 19659.18
2021-02 | 4 | 4.0308 | United Arab Emirates | Dubai | Infrastructure | Al Furjan | Roads & Utilities - Package 5 | NAKHEEL | ASGC | Tender | 2021 |  | Pipework - Supports And Protection | L911.1 | Bed And Surrroundings; Imported Sand Beds & Surrounds; Surround To 150Mm Dia. 2 Way Duct | 863.99 | m³ | AED | 61.3 | 52962.587
2021-02 | 4 | 4.0308 | United Arab Emirates | Dubai | Infrastructure | Al Furjan | Roads & Utilities - Package 5 | NAKHEEL | ASGC | Tender | 2021 |  | Pipework - Supports And Protection | L911.2 | Bed And Surrroundings; Imported Sand Beds & Surrounds; Surround To 150Mm Dia. 4 Way Duct | 51.97 | m³ | AED | 61.3 | 3185.76
2021-02 | 4 | 4.0308 | United Arab Emirates | Dubai | Infrastructure | Al Furjan | Roads & Utilities - Package 5 | NAKHEEL | ASGC | Tender | 2021 |  | Pipework - Supports And Protection | L999 | Mass Opc Concrete Grade C25/20 Surround To Ducts Including Formwork, Polythene Sheet And Bituminous Paint | 32.82 | m³ | AED | 396.8 | 13022.976
2021-02 | 4 | 4.0308 | United Arab Emirates | Dubai | Infrastructure | Al Furjan | Roads & Utilities - Package 5 | NAKHEEL | ASGC | Tender | 2021 |  | Pipework - Manholes And Pipework Ancillaries | K512 | Ducts (Road Crossings); Supply, Lay And Joint Upvc Duct In Trench Including Excavation, Backfilling, Beds & Surrounds, Endcap, Disposal And All Related Work Complete; 150Mm Dia. 1 Way Upvc Contingency Duct; Depth Not Exceeding 1.5M | 1519.14 | m | AED | 157.2 | 238808.808
2021-02 | 4 | 4.0308 | United Arab Emirates | Dubai | Infrastructure | Al Furjan | Roads & Utilities - Package 5 | NAKHEEL | ASGC | Tender | 2021 |  | Pipework - Manholes And Pipework Ancillaries | K512.1 | Ducts (Road Crossings); Supply, Lay And Joint Upvc Duct In Trench Including Excavation, Backfilling, Beds & Surrounds, Endcap, Disposal And All Related Work Complete; 200Mm Dia. 1 Way Upvc Contingency Duct; Depth Not Exceeding 1.5M | 96 | m | AED | 188.5 | 18096
2021-02 | 4 | 4.0308 | United Arab Emirates | Dubai | Infrastructure | Al Furjan | Roads & Utilities - Package 5 | NAKHEEL | ASGC | Tender | 2021 |  | Pipework - Supports And Protection | L931 | Mass Opc Concrete Grade C25/20 Surround To Ducts Including Formwork, Polythene Sheet And Bituminous Paint | 328.99 | m³ | AED | 558.8 | 183839.612
2021-02 | 4 | 4.0309 | United Arab Emirates | Dubai | Infrastructure | Al Furjan | Roads & Utilities - Package 5 | NAKHEEL | ASGC | Tender | 2021 |  | Simple Building Works Incidental To Civil Engineering Works | Z999 | Construction Of Meet Me Room Including Obtaining Authority Approvals, Ground Preparation, Structural Works, Mep Works, Finishers, Fittings Etc. As Shown In The Drawings And Authority Requirements | 1 | Item | AED | 631350 | 631350
2021-02 | 4 | 4.0309 | United Arab Emirates | Dubai | Infrastructure | Al Furjan | Roads & Utilities - Package 5 | NAKHEEL | ASGC | Tender | 2021 |  | Simple Building Works Incidental To Civil Engineering Works | Z999 | Removal Of Existing Sewer Lines Including Excavation, Backfilling, Removal Of Debris, Surroundings, Geotextile, Concrete Etc. And Cart To Authorities/Employer'S Approved Tip | 6750 | m | AED | 227.4 | 1534950
2021-02 | 4 | 4.0309 | United Arab Emirates | Dubai | Infrastructure | Al Furjan | Roads & Utilities - Package 5 | NAKHEEL | ASGC | Tender | 2021 |  | Simple Building Works Incidental To Civil Engineering Works | Z999.1 | Removal Of Existing Sewer Manholes Including Excavation, Backfilling, Removal Of Back Drops, Pipe Connections And Cart To Authorities/Employer'S Approved Tip | 103 | Nr | AED | 2011.9 | 207225.7
2021-02 | 4 | 4.0309 | United Arab Emirates | Dubai | Infrastructure | Al Furjan | Roads & Utilities - Package 5 | NAKHEEL | ASGC | Tender | 2021 |  | Simple Building Works Incidental To Civil Engineering Works | Z999.2 | Removal Of Existing Fic Including Excavation, Backfilling, Removal Of Pipe Connections And Cart To Authorities/Employer'S Approved Tip | 5 | Nr | AED | 2011.9 | 10059.5
2021-02 | 4 | 4.0309 | United Arab Emirates | Dubai | Infrastructure | Al Furjan | Roads & Utilities - Package 5 | NAKHEEL | ASGC | Tender | 2021 |  | Simple Building Works Incidental To Civil Engineering Works | Z999.3 | Removal Of Existing Irrigation Pipes, Including Excavation, Backfilling, Removal Of Debris, Surrounding, Fittings, Concrete Etc. And Cart To Authorities/Employer'S Approved Tip | 5624.74 | m | AED | 152 | 854960.48
2021-02 | 4 | 4.0309 | United Arab Emirates | Dubai | Infrastructure | Al Furjan | Roads & Utilities - Package 5 | NAKHEEL | ASGC | Tender | 2021 |  | Simple Building Works Incidental To Civil Engineering Works | Z999.4 | Carefully Removal Of Existing Irrigation Valves In Different Dia. And Store In Contractor'S Enclosed Yard For Reuse / Return Complete Including Excavation, Backfilling, Breaking/Demolition Of Existing Chamber And Disposal To Approved Municipality Dump Site As Per Employer'S Requirements | 64 | Nr | AED | 793.3 | 50771.2
2021-02 | 4 | 4.0309 | United Arab Emirates | Dubai | Infrastructure | Al Furjan | Roads & Utilities - Package 5 | NAKHEEL | ASGC | Tender | 2021 |  | Simple Building Works Incidental To Civil Engineering Works | Z999.5 | Removal Of Existing Potable Water Lines Excavation, Backfilling, Removal Of Debris, Surrounding, Fittings, Concrete Etc. And Cart To Authorities/Employer'S Approved Tip | 2013.6 | m | AED | 174.4 | 351171.84
2021-02 | 4 | 4.0309 | United Arab Emirates | Dubai | Infrastructure | Al Furjan | Roads & Utilities - Package 5 | NAKHEEL | ASGC | Tender | 2021 |  | Simple Building Works Incidental To Civil Engineering Works | Z999.6 | Carefully Removal Of Existing Valves In Different Dia. And Store In Contractor'S Enclosed Yard For Reuse / Return Complete Including Excavation, Backfilling, Breaking/Demolition Of Existing Chamber And Disposal To Approved Municipality Dump Site As Per Employer'S Requirements | 4 | Nr | AED | 1331 | 5324
2021-02 | 4 | 4.0309 | United Arab Emirates | Dubai | Infrastructure | Al Furjan | Roads & Utilities - Package 5 | NAKHEEL | ASGC | Tender | 2021 |  | Simple Building Works Incidental To Civil Engineering Works | Z999.7 | Removal Of Existing Telecom Ducts Including Excavation, Backfilling, Removal Of Debris, Surrounding, Fittings, Concrete Etc. And Cart To Authorities/Employer'S Approved Tip | 2217.76 | m | AED | 91.6 | 203146.816
2021-02 | 4 | 4.0309 | United Arab Emirates | Dubai | Infrastructure | Al Furjan | Roads & Utilities - Package 5 | NAKHEEL | ASGC | Tender | 2021 |  | Simple Building Works Incidental To Civil Engineering Works | Z999.8 | Carefully Removal Of Existing Telecom Chamber, Including Pipe Connections And Complete Including Excavation, Backfilling, Breaking/Demolition Of Existing Chamber And Disposal To Approved Municipality Dump Site As Per Employer'S Requirements | 2 | Nr | AED | 1219.1 | 2438.2
2021-02 | 4 | 4.0309 | United Arab Emirates | Dubai | Infrastructure | Al Furjan | Roads & Utilities - Package 5 | NAKHEEL | ASGC | Tender | 2021 |  | Simple Building Works Incidental To Civil Engineering Works | Z999.9 | Removal Of Existing All Ducts (Utilty Vise) Including Excavation, Backfilling, Removal Of Debris, Surrounding, Fittings, Concrete Etc. And Cart To Authorities/Employer'S Approved Tip | 550 | m | AED | 245.2 | 134860
2021-02 | 4 | 4.031 | United Arab Emirates | Dubai | Infrastructure | Al Furjan | Roads & Utilities - Package 5 | NAKHEEL | ASGC | Tender | 2021 |  | Simple Building Works Incidental To Civil Engineering Works | Z999.10 | Removal Of Existing Fire Fighting Pipe Networks Including Excavation, Backfilling, Removal Of Debris, Surroundings, Concrete Etc. And Cart To Authorities/Employer'S Approved Tip | 250 | m | AED | 187.1 | 46775
2021-02 | 4 | 4.031 | United Arab Emirates | Dubai | Infrastructure | Al Furjan | Roads & Utilities - Package 5 | NAKHEEL | ASGC | Tender | 2021 |  | Simple Building Works Incidental To Civil Engineering Works | Z999.11 | Removal Of Existing Fire Fighting Chambers Including Excavation, Backfilling, Removal Of Pipe Connections, Mechanical Fittings And Cart To Authorities/Employer'S Approved Tip | 25 | Nr | AED | 921 | 23025
2021-02 | 4 | 4.031 | United Arab Emirates | Dubai | Infrastructure | Al Furjan | Roads & Utilities - Package 5 | NAKHEEL | ASGC | Tender | 2021 |  | Simple Building Works Incidental To Civil Engineering Works | Z999.12 | Removal Of Existing Gas Pipe Networks Including Excavation, Backfilling, Removal Of Debris, Surroundings, Concrete Etc. And Cart To Authorities/Employer'S Approved Tip | 450 | m | AED | 121.9 | 54855
2021-02 | 4 | 4.031 | United Arab Emirates | Dubai | Infrastructure | Al Furjan | Roads & Utilities - Package 5 | NAKHEEL | ASGC | Tender | 2021 |  | Simple Building Works Incidental To Civil Engineering Works | Z999.13 | Removal Of Existing Gas Network Chambers Including Excavation, Backfilling, Removal Of Pipe Connections, Fittings And Cart To Authorities/Employer'S Approved Tip | 15 | Nr | AED | 748.7 | 11230.5
2021-02 | 4 | 4.031 | United Arab Emirates | Dubai | Infrastructure | Al Furjan | Roads & Utilities - Package 5 | NAKHEEL | ASGC | Tender | 2021 |  | Simple Building Works Incidental To Civil Engineering Works | Z999.14 | Removal Of Existing Landscaping Workings Including Excavation, Backfilling, Removal Of Irrigation Connections, Fittings And Cart To Authorities/Employer'S Approved Tip | 8112 | m² | AED | 62 | 502944
2021-02 | 4 | 4.031 | United Arab Emirates | Dubai | Infrastructure | Al Furjan | Roads & Utilities - Package 5 | NAKHEEL | ASGC | Tender | 2021 |  | Simple Building Works Incidental To Civil Engineering Works | Z999.15 | Removal Of Existing Footpaths Including Excavation, Backfilling, Removal Of Kerbs, Concrete And Cart To Authorities/Employer'S Approved Tip | 4368 | m² | AED | 29 | 126672
2021-04 | 4 | 4.031 | United Arab Emirates | Dubai | Infrastructure | Tilal Al Ghaf | Phase 2 Boulevard Roads | MAF | Dutco | Award | 2021 |  | Ground Investigation | B111.1 | Trial Trenches To Assertain/ Verify/ Locate Existing Services : Maximum Length 3M, Excavation By Hand;Number In Material Other Than Rock;Depth Not Exceeding 1.0M | 10 | Nr | AED | 1197.58 | 11975.8
2021-04 | 4 | 4.031 | United Arab Emirates | Dubai | Infrastructure | Tilal Al Ghaf | Phase 2 Boulevard Roads | MAF | Dutco | Award | 2021 |  | Ground Investigation | B112.1 | Trial Trenches To Assertain/ Verify/ Locate Existing Services : Maximum Length 3M, Excavation By Hand;Number In Material Other Than Rock;Max. Depth 1-2M | 10 | Nr | AED | 1541.83 | 15418.3
2021-04 | 4 | 4.031 | United Arab Emirates | Dubai | Infrastructure | Tilal Al Ghaf | Phase 2 Boulevard Roads | MAF | Dutco | Award | 2021 |  | Ground Investigation | B113.1 | Trial Trenches To Assertain/ Verify/ Locate Existing Services : Maximum Length 3M, Excavation By Hand;Number In Material Other Than Rock;Max. Depth 2-3 M | 10 | Nr | AED | 3087.77 | 30877.7
2021-04 | 4 | 4.031 | United Arab Emirates | Dubai | Infrastructure | Tilal Al Ghaf | Phase 2 Boulevard Roads | MAF | Dutco | Award | 2021 |  | Ground Investigation | B114.1 | Trial Trenches To Assertain/ Verify/ Locate Existing Services : Maximum Length 3M, Excavation By Hand;Number In Material Other Than Rock;Max. Depth 3-5 M | 10 | Nr | AED | 8195.18 | 81951.8
2021-04 | 4 | 4.0311 | United Arab Emirates | Dubai | Infrastructure | Tilal Al Ghaf | Phase 2 Boulevard Roads | MAF | Dutco | Award | 2021 |  | Ground Investigation | B130.1 | Trial Trenches To Assertain/ Verify/ Locate Existing Services : Maximum Length 3M, Excavation By Hand;Depth In Meter;Depth In Material Other Than Rock | 110 | m | AED | 240.79 | 26486.9
2021-04 | 4 | 4.0311 | United Arab Emirates | Dubai | Infrastructure | Tilal Al Ghaf | Phase 2 Boulevard Roads | MAF | Dutco | Award | 2021 |  | Ground Investigation | B160.1 | Trial Trenches To Assertain/ Verify/ Locate Existing Services : Maximum Length 3M, Excavation By Hand;Depth In Meter;Depth Backfilled With Excavated Material For Reinstatement | 110 | m | AED | 110.96 | 12205.6
2021-04 | 4 | 4.0311 | United Arab Emirates | Dubai | Infrastructure | Tilal Al Ghaf | Phase 2 Boulevard Roads | MAF | Dutco | Award | 2021 |  | Ground Investigation | B111.2 | Trial Trenches To Assertain/ Verify/ Locate Existing Services : Maximum Length 3-6M, Excavation By Hand;Number In Material Other Than Rock;Depth Not Exceeding 1.0M | 5 | Nr | AED | 1428.53 | 7142.65
2021-04 | 4 | 4.0311 | United Arab Emirates | Dubai | Infrastructure | Tilal Al Ghaf | Phase 2 Boulevard Roads | MAF | Dutco | Award | 2021 |  | Ground Investigation | B112.2 | Trial Trenches To Assertain/ Verify/ Locate Existing Services : Maximum Length 3-6M, Excavation By Hand;Number In Material Other Than Rock;Max. Depth 1-2M | 5 | Nr | AED | 1821.64 | 9108.2
2021-04 | 4 | 4.0311 | United Arab Emirates | Dubai | Infrastructure | Tilal Al Ghaf | Phase 2 Boulevard Roads | MAF | Dutco | Award | 2021 |  | Ground Investigation | B113.2 | Trial Trenches To Assertain/ Verify/ Locate Existing Services : Maximum Length 3-6M, Excavation By Hand;Number In Material Other Than Rock;Max. Depth 2-3 M | 5 | Nr | AED | 3660.06 | 18300.3
2021-04 | 4 | 4.0311 | United Arab Emirates | Dubai | Infrastructure | Tilal Al Ghaf | Phase 2 Boulevard Roads | MAF | Dutco | Award | 2021 |  | Ground Investigation | B114.2 | Trial Trenches To Assertain/ Verify/ Locate Existing Services : Maximum Length 3-6M, Excavation By Hand;Number In Material Other Than Rock;Max. Depth 3-5 M | 5 | Nr | AED | 11949.16 | 59745.8
2021-04 | 4 | 4.0311 | United Arab Emirates | Dubai | Infrastructure | Tilal Al Ghaf | Phase 2 Boulevard Roads | MAF | Dutco | Award | 2021 |  | Ground Investigation | B130.2 | Trial Trenches To Assertain/ Verify/ Locate Existing Services : Maximum Length 3-6M, Excavation By Hand;Depth In Meter;Depth In Material Other Than Rock | 55 | m | AED | 361.19 | 19865.45
2021-04 | 4 | 4.0311 | United Arab Emirates | Dubai | Infrastructure | Tilal Al Ghaf | Phase 2 Boulevard Roads | MAF | Dutco | Award | 2021 |  | Ground Investigation | B160.2 | Trial Trenches To Assertain/ Verify/ Locate Existing Services : Maximum Length 3-6M, Excavation By Hand;Depth In Meter;Depth Backfilled With Excavated Material For Reinstatemen | 55 | m | AED | 166.44 | 9154.2
2021-04 | 4 | 4.0311 | United Arab Emirates | Dubai | Infrastructure | Tilal Al Ghaf | Phase 2 Boulevard Roads | MAF | Dutco | Award | 2021 |  | Ground Investigation | B111 | Trial Trenches To Assertain/ Verify/ Locate Existing Services : Maximum Length 6-12M, Excavation By Hand;Number In Material Other Than Rock;Depth Not Exceeding 1.0M | 5 | Nr | AED | 2121.39 | 10606.95
2021-04 | 4 | 4.0312 | United Arab Emirates | Dubai | Infrastructure | Tilal Al Ghaf | Phase 2 Boulevard Roads | MAF | Dutco | Award | 2021 |  | Ground Investigation | B112 | Trial Trenches To Assertain/ Verify/ Locate Existing Services : Maximum Length 6-12M, Excavation By Hand;Number In Material Other Than Rock;Max. Depth 1-2M | 5 | Nr | AED | 2661.06 | 13305.3
2021-04 | 4 | 4.0312 | United Arab Emirates | Dubai | Infrastructure | Tilal Al Ghaf | Phase 2 Boulevard Roads | MAF | Dutco | Award | 2021 |  | Ground Investigation | B113 | Trial Trenches To Assertain/ Verify/ Locate Existing Services : Maximum Length 6-12M, Excavation By Hand;Number In Material Other Than Rock;Max. Depth 2-3 M | 5 | Nr | AED | 6137.53 | 30687.65
2021-04 | 4 | 4.0312 | United Arab Emirates | Dubai | Infrastructure | Tilal Al Ghaf | Phase 2 Boulevard Roads | MAF | Dutco | Award | 2021 |  | Ground Investigation | B114 | Trial Trenches To Assertain/ Verify/ Locate Existing Services : Maximum Length 6-12M, Excavation By Hand;Number In Material Other Than Rock;Max. Depth 3-5 M | 5 | Nr | AED | 19299.21 | 96496.05
2021-04 | 4 | 4.0312 | United Arab Emirates | Dubai | Infrastructure | Tilal Al Ghaf | Phase 2 Boulevard Roads | MAF | Dutco | Award | 2021 |  | Ground Investigation | B130 | Trial Trenches To Assertain/ Verify/ Locate Existing Services : Maximum Length 6-12M, Excavation By Hand;Number In Material Other Than Rock;Depth In Meter;Depth In Material Other Than Rock | 55 | m | AED | 722.37 | 39730.35
2021-04 | 4 | 4.0312 | United Arab Emirates | Dubai | Infrastructure | Tilal Al Ghaf | Phase 2 Boulevard Roads | MAF | Dutco | Award | 2021 |  | Ground Investigation | B160 | Trial Trenches To Assertain/ Verify/ Locate Existing Services : Maximum Length 6-12M, Excavation By Hand;Number In Material Other Than Rock;Depth In Meter;Depth Backfilled With Excavated Material For Reinstatement | 55 | m | AED | 332.89 | 18308.95
2021-04 | 4 | 4.0312 | United Arab Emirates | Dubai | Infrastructure | Tilal Al Ghaf | Phase 2 Boulevard Roads | MAF | Dutco | Award | 2021 |  | Demolition And Site Clearance | D100 | General Clearance As Per Specification. | 40000 | m² | AED | 0.80723 | 32289.24
2021-04 | 4 | 4.0312 | United Arab Emirates | Dubai | Infrastructure | Tilal Al Ghaf | Phase 2 Boulevard Roads | MAF | Dutco | Award | 2021 |  | Earthworks | E220 | Excavation;Excavation For Cuttings; Material Other Than Top Soil,Rock Or Artificial Hard Material. | 40820 | m³ | AED | 19.48 | 795173.6
2021-04 | 4 | 4.0312 | United Arab Emirates | Dubai | Infrastructure | Tilal Al Ghaf | Phase 2 Boulevard Roads | MAF | Dutco | Award | 2021 |  | Earthworks | E512 | Excavation Ancillaries;Trimming Of Excavated Surfaces Not To Receive Permanent Works; Material Other Than Topsoil Rock Or Artificial Hard Material. | 1680 | m² | AED | 9.51 | 15976.8
2021-04 | 4 | 4.0312 | United Arab Emirates | Dubai | Infrastructure | Tilal Al Ghaf | Phase 2 Boulevard Roads | MAF | Dutco | Award | 2021 |  | Earthworks | E522 | Excavation Ancillaries;Preparation Of Excavated Surfaces To Receive Permanent Works; Material Other Than Topsoil, Rock Or Artificial Hard Material. | 31980 | m² | AED | 11.24 | 359455.2
2021-04 | 4 | 4.0312 | United Arab Emirates | Dubai | Infrastructure | Tilal Al Ghaf | Phase 2 Boulevard Roads | MAF | Dutco | Award | 2021 |  | Earthworks | E532 | Excavation Ancillaries;Disposal Of Surplus / Unsuitable Excavated Material In Dm Designated Area Or As Directed By Engineer; Material Other Than Top Soil, Rock Or Artificial Hard Material. | 36120 | m³ | AED | 9.04 | 326524.8
2021-04 | 4 | 4.0312 | United Arab Emirates | Dubai | Infrastructure | Tilal Al Ghaf | Phase 2 Boulevard Roads | MAF | Dutco | Award | 2021 |  | Earthworks | E560 | Excavation Ancillaries;Excavation Of Material Below The Final Surface And Replacement With Stabilizing Crushed Materials, Including Disposal Of Excavated Material To Tip (Provisional). | 50 | m³ | AED | 236.87 | 11843.5
2021-04 | 4 | 4.0313 | United Arab Emirates | Dubai | Infrastructure | Tilal Al Ghaf | Phase 2 Boulevard Roads | MAF | Dutco | Award | 2021 |  | Earthworks | E624 | Filling To Embankments, Suitable Excavated Material Other Than Top Soil Or Rock @ 250Mm Each Layer. | 4700 | m³ | AED | 30.34 | 142598
2021-04 | 4 | 4.0313 | United Arab Emirates | Dubai | Infrastructure | Tilal Al Ghaf | Phase 2 Boulevard Roads | MAF | Dutco | Award | 2021 |  | Earthworks | E625.1 | Filling To Embankments; Imported Material Otherthan Top Soil Or Rock @ 250Mm Each Layer | 100 | m³ | AED | 67.47 | 6747
2021-04 | 4 | 4.0313 | United Arab Emirates | Dubai | Infrastructure | Tilal Al Ghaf | Phase 2 Boulevard Roads | MAF | Dutco | Award | 2021 |  | Earthworks | E625.2 | Filling Below Subgrade With Imported Natural Material (Improved Subgrade, Material Other Than Top Soil Or Rock) In Areas Where Cbr Is Less Than Required Than Specified (Provisional). | 20 | m³ | AED | 93.36 | 1867.2
2021-04 | 4 | 4.0313 | United Arab Emirates | Dubai | Infrastructure | Tilal Al Ghaf | Phase 2 Boulevard Roads | MAF | Dutco | Award | 2021 |  | Earthworks | E649 | Filling General, Thickness 150Mm, Crushed Aggregate Material (Provisional). | 50 | m² | AED | 100.66 | 5033
2021-04 | 4 | 4.0313 | United Arab Emirates | Dubai | Infrastructure | Tilal Al Ghaf | Phase 2 Boulevard Roads | MAF | Dutco | Award | 2021 |  | Earthworks | E712 | Filling Ancillaries;Trimming Of Filled Surfaces Not To Receive Permanent Works. | 300 | m² | AED | 9.51 | 2853
2021-04 | 4 | 4.0313 | United Arab Emirates | Dubai | Infrastructure | Tilal Al Ghaf | Phase 2 Boulevard Roads | MAF | Dutco | Award | 2021 |  | Earthworks | E722 | Filling Ancillaries;Preparation Of Filled Surfaces To Receive Permanent Works. | 5640 | m² | AED | 11.24 | 63393.6
2021-04 | 4 | 4.0313 | United Arab Emirates | Dubai | Infrastructure | Tilal Al Ghaf | Phase 2 Boulevard Roads | MAF | Dutco | Award | 2021 |  | Earthworks | E730 | Filling Ancillaries;Geotextile Filter Fabric Laid Upon Surfaces Inclined At An Angle 100-450 To The Horizontal (Provisional) | 10 | m² | AED | 4.59 | 45.9
2021-04 | 4 | 4.0313 | United Arab Emirates | Dubai | Infrastructure | Tilal Al Ghaf | Phase 2 Boulevard Roads | MAF | Dutco | Award | 2021 |  | Roads And Pavings | R690.1 | Kerb, Channels Or Edgings; Straight Or Curved, Complete Including Earthworks, Concrete Bed And Backing, Backfilling And Transitions.;Precast Concrete Upstand Kerb 150 X 350Mm | 11040 | m | AED | 115.7 | 1277328
2021-04 | 4 | 4.0313 | United Arab Emirates | Dubai | Infrastructure | Tilal Al Ghaf | Phase 2 Boulevard Roads | MAF | Dutco | Award | 2021 |  | Roads And Pavings | R690.2 | Kerb, Channels Or Edgings; Straight Or Curved, Complete Including Earthworks, Concrete Bed And Backing, Backfilling And Transitions.;Precast Concrete Flush Kerb 225 X 150Mm. | 1275 | m | AED | 96.97 | 123636.75
2021-04 | 4 | 4.0313 | United Arab Emirates | Dubai | Infrastructure | Tilal Al Ghaf | Phase 2 Boulevard Roads | MAF | Dutco | Award | 2021 |  | Roads And Pavings | R690.3 | Kerb, Channels Or Edgings; Straight Or Curved, Complete Including Earthworks, Concrete Bed And Backing, Backfilling And Transitions.;Precast Concrete Rollover Kerb 400 X 150Mm. | 966 | m | AED | 184.88 | 178594.08
2021-04 | 4 | 4.0314 | United Arab Emirates | Dubai | Infrastructure | Tilal Al Ghaf | Phase 2 Boulevard Roads | MAF | Dutco | Award | 2021 |  | Roads And Pavings | R714.1 | Light Duty Pavement;Aggregate Roadbase; Cbr >= 80%; Depth 150Mm | 1660 | m² | AED | 24.05 | 39923
2021-04 | 4 | 4.0314 | United Arab Emirates | Dubai | Infrastructure | Tilal Al Ghaf | Phase 2 Boulevard Roads | MAF | Dutco | Award | 2021 |  | Roads And Pavings | R714.2 | Light Duty Pavement;Aggregate Roadbase; Cbr >= 80%; Depth 250Mm | 37935 | m² | AED | 42.13 | 1598201.55
2021-04 | 4 | 4.0314 | United Arab Emirates | Dubai | Infrastructure | Tilal Al Ghaf | Phase 2 Boulevard Roads | MAF | Dutco | Award | 2021 |  | Roads And Pavings | R793 | Light Duty Pavement;Precast Concrete Block Paving Tiles ; Thickness 80Mm On And Including 40Mm Thick Sand Bed. | 39595 | m² | AED | 113.25 | 4484133.75
2021-04 | 4 | 4.0314 | United Arab Emirates | Dubai | Infrastructure | Tilal Al Ghaf | Phase 2 Boulevard Roads | MAF | Dutco | Award | 2021 |  | Roads And Pavings | R900 | Speed Table;Speed Table; Including Kerbs, Paving Tiles, Sand Bed Etc. Complete As Shown On Drawing. | 1315 | m² | AED | 181.12 | 238172.8
2021-04 | 4 | 4.0314 | United Arab Emirates | Dubai | Infrastructure | Tilal Al Ghaf | Phase 2 Boulevard Roads | MAF | Dutco | Award | 2021 |  | Roads And Pavings | R811.1 | Ancillaries - Traffic Signs;Non-Illuminated;Warning And Regulatory Signs Including Posts Embedded In Ground/Pavement With Selected Fill Surround;Octagonal Sign Panel; Diameter = 0.6M | 4 | Nr | AED | 808.64 | 3234.56
2021-04 | 4 | 4.0314 | United Arab Emirates | Dubai | Infrastructure | Tilal Al Ghaf | Phase 2 Boulevard Roads | MAF | Dutco | Award | 2021 |  | Roads And Pavings | R811.2 | Ancillaries - Traffic Signs;Non-Illuminated;Warning And Regulatory Signs Including Posts Embedded In Ground/Pavement With Selected Fill Surround;Circular Sign Panel; Diameter = 0.6M. | 27 | Nr | AED | 808.64 | 21833.28
2021-04 | 4 | 4.0314 | United Arab Emirates | Dubai | Infrastructure | Tilal Al Ghaf | Phase 2 Boulevard Roads | MAF | Dutco | Award | 2021 |  | Roads And Pavings | R811.3 | Ancillaries - Traffic Signs;Non-Illuminated;Warning And Regulatory Signs Including Posts Embedded In Ground/Pavement With Selected Fill Surround;Circular Sign Panel; Diameter = 0.75M. | 7 | Nr | AED | 892.86 | 6250.02
2021-04 | 4 | 4.0314 | United Arab Emirates | Dubai | Infrastructure | Tilal Al Ghaf | Phase 2 Boulevard Roads | MAF | Dutco | Award | 2021 |  | Roads And Pavings | R811.4 | Ancillaries - Traffic Signs;Non-Illuminated;Warning And Regulatory Signs Including Posts Embedded In Ground/Pavement With Selected Fill Surround;Triangular Sign Panel; H = 0.75M. | 82 | Nr | AED | 767.64 | 62946.48
2021-04 | 4 | 4.0314 | United Arab Emirates | Dubai | Infrastructure | Tilal Al Ghaf | Phase 2 Boulevard Roads | MAF | Dutco | Award | 2021 |  | Roads And Pavings | R811.5 | Ancillaries - Traffic Signs;Non-Illuminated;Warning And Regulatory Signs Including Posts Embedded In Ground/Pavement With Selected Fill Surround;Triangular Sign Panel With Square Sign Panel (Type 303); H = 0.75M. | 49 | Nr | AED | 597.21 | 29263.29
2021-04 | 4 | 4.0315 | United Arab Emirates | Dubai | Infrastructure | Tilal Al Ghaf | Phase 2 Boulevard Roads | MAF | Dutco | Award | 2021 |  | Roads And Pavings | R811.6 | Ancillaries - Traffic Signs;Non-Illuminated;Warning And Regulatory Signs Including Posts Embedded In Ground/Pavement With Selected Fill Surround;Rectangular Sign Panel; Size 300 X 600Mm (Bus Stop). | 16 | Nr | AED | 676.77 | 10828.32
2021-04 | 4 | 4.0315 | United Arab Emirates | Dubai | Infrastructure | Tilal Al Ghaf | Phase 2 Boulevard Roads | MAF | Dutco | Award | 2021 |  | Roads And Pavings | R811.7 | Ancillaries - Traffic Signs;Non-Illuminated;Warning And Regulatory Signs Including Posts Embedded In Ground/Pavement With Selected Fill Surround;Rectangular Sign Panel; Size 350 X 600Mm. | 14 | Nr | AED | 631.34 | 8838.76
2021-04 | 4 | 4.0315 | United Arab Emirates | Dubai | Infrastructure | Tilal Al Ghaf | Phase 2 Boulevard Roads | MAF | Dutco | Award | 2021 |  | Roads And Pavings | R811.8 | Ancillaries - Traffic Signs;Non-Illuminated;Warning And Regulatory Signs Including Posts Embedded In Ground/Pavement With Selected Fill Surround;Rectangular Sign Panel; Size 450 X 600Mm. | 8 | Nr | AED | 1187.33 | 9498.64
2021-04 | 4 | 4.0315 | United Arab Emirates | Dubai | Infrastructure | Tilal Al Ghaf | Phase 2 Boulevard Roads | MAF | Dutco | Award | 2021 |  | Roads And Pavings | R811.9 | Ancillaries - Traffic Signs;Non-Illuminated;Warning And Regulatory Signs Including Posts Embedded In Ground/Pavement With Selected Fill Surround;Rectangular Sign Panel; Size 600 X 800Mm | 1 | Nr | AED | 866.27 | 866.27
2021-04 | 4 | 4.0315 | United Arab Emirates | Dubai | Infrastructure | Tilal Al Ghaf | Phase 2 Boulevard Roads | MAF | Dutco | Award | 2021 |  | Roads And Pavings | R811.10 | Ancillaries - Traffic Signs;Non-Illuminated;Warning And Regulatory Signs Including Posts Embedded In Ground/Pavement With Selected Fill Surround;Rectangular Sign Panel; Size 400 X 1200Mm. | 11 | Nr | AED | 1350.22 | 14852.42
2021-04 | 4 | 4.0315 | United Arab Emirates | Dubai | Infrastructure | Tilal Al Ghaf | Phase 2 Boulevard Roads | MAF | Dutco | Award | 2021 |  | Roads And Pavings | R811.11 | Ancillaries - Traffic Signs;Non-Illuminated;Warning And Regulatory Signs Including Posts Embedded In Ground/Pavement With Selected Fill Surround;Circular Sign Panel; Diameter = 0.6M. On Shared Posts. | 3 | Nr | AED | 342.94 | 1028.82
2021-04 | 4 | 4.0315 | United Arab Emirates | Dubai | Infrastructure | Tilal Al Ghaf | Phase 2 Boulevard Roads | MAF | Dutco | Award | 2021 |  | Roads And Pavings | R811.12 | Ancillaries - Traffic Signs;Non-Illuminated;Warning And Regulatory Signs Including Posts Embedded In Ground/Pavement With Selected Fill Surround;Rectangular Sign Panel; Size 450 X 130Mm Onshared Posts. | 8 | Nr | AED | 121.86 | 974.88
2021-04 | 4 | 4.0315 | United Arab Emirates | Dubai | Infrastructure | Tilal Al Ghaf | Phase 2 Boulevard Roads | MAF | Dutco | Award | 2021 |  | Roads And Pavings | R811.13 | Ancillaries - Traffic Signs;Non-Illuminated;Warning And Regulatory Signs Including Posts Embedded In Ground/Pavement With Selected Fill Surround;Rectangular Sign Panel; Size 750 X 262Mm On Shared Posts. | 44 | Nr | AED | 201.64 | 8872.16
2021-04 | 4 | 4.0315 | United Arab Emirates | Dubai | Infrastructure | Tilal Al Ghaf | Phase 2 Boulevard Roads | MAF | Dutco | Award | 2021 |  | Roads And Pavings | R823.1 | Ancillaries - Traffic Signs;Non-Illuminated;Surface Markings;Ancillaries - Surface Marking; Thermo Plastic Marking As Specified;Pavement Arrow; Type 614.1. | 1 | Nr | AED | 39.98 | 39.98
2021-04 | 4 | 4.0315 | United Arab Emirates | Dubai | Infrastructure | Tilal Al Ghaf | Phase 2 Boulevard Roads | MAF | Dutco | Award | 2021 |  | Roads And Pavings | R823.2 | Ancillaries - Traffic Signs;Non-Illuminated;Surface Markings;Ancillaries - Surface Marking; Thermo Plastic Marking As Specified;Pavement Arrow; Type 614.2. | 2 | Nr | AED | 51.41 | 102.82
2021-04 | 4 | 4.0316 | United Arab Emirates | Dubai | Infrastructure | Tilal Al Ghaf | Phase 2 Boulevard Roads | MAF | Dutco | Award | 2021 |  | Roads And Pavings | R823.3 | Ancillaries - Traffic Signs;Non-Illuminated;Surface Markings;Ancillaries - Surface Marking; Thermo Plastic Marking As Specified;Pavement Arrow; Type 614.3. | 2 | Nr | AED | 51.41 | 102.82
2021-04 | 4 | 4.0316 | United Arab Emirates | Dubai | Infrastructure | Tilal Al Ghaf | Phase 2 Boulevard Roads | MAF | Dutco | Award | 2021 |  | Roads And Pavings | R823.4 | Ancillaries - Traffic Signs;Non-Illuminated;Surface Markings;Ancillaries - Surface Marking; Thermo Plastic Marking As Specified;Pavement Arrow; Type 614.4. | 6 | Nr | AED | 74.26 | 445.56
2021-04 | 4 | 4.0316 | United Arab Emirates | Dubai | Infrastructure | Tilal Al Ghaf | Phase 2 Boulevard Roads | MAF | Dutco | Award | 2021 |  | Roads And Pavings | R823.5 | Ancillaries - Traffic Signs;Non-Illuminated;Surface Markings;Ancillaries - Surface Marking; Thermo Plastic Marking As Specified;Pavement Arrow; Type 614.5. | 3 | Nr | AED | 74.26 | 222.78
2021-04 | 4 | 4.0316 | United Arab Emirates | Dubai | Infrastructure | Tilal Al Ghaf | Phase 2 Boulevard Roads | MAF | Dutco | Award | 2021 |  | Roads And Pavings | R823.6 | Ancillaries - Traffic Signs;Non-Illuminated;Surface Markings;Ancillaries - Surface Marking; Thermo Plastic Marking As Specified;Pavement Arrow; Type 614.6. | 2 | Nr | AED | 85.6 | 171.36
2021-04 | 4 | 4.0316 | United Arab Emirates | Dubai | Infrastructure | Tilal Al Ghaf | Phase 2 Boulevard Roads | MAF | Dutco | Award | 2021 |  | Roads And Pavings | R823.7 | Ancillaries - Traffic Signs;Non-Illuminated;Surface Markings;Ancillaries - Surface Marking; Thermo Plastic Marking As Specified;Pavement Arrow; Type 614.8. | 2 | Nr | AED | 131.38 | 262.76
2021-04 | 4 | 4.0316 | United Arab Emirates | Dubai | Infrastructure | Tilal Al Ghaf | Phase 2 Boulevard Roads | MAF | Dutco | Award | 2021 |  | Roads And Pavings | R823.8 | Ancillaries - Traffic Signs;Non-Illuminated;Surface Markings;Ancillaries - Surface Marking; Thermo Plastic Marking As Specified;Pavement Arrow; Type 656 | 2 | Nr | AED | 39.98 | 79.96
2021-04 | 4 | 4.0316 | United Arab Emirates | Dubai | Infrastructure | Tilal Al Ghaf | Phase 2 Boulevard Roads | MAF | Dutco | Award | 2021 |  | Roads And Pavings | R823.9 | Ancillaries - Traffic Signs;Non-Illuminated;Surface Markings;Ancillaries - Surface Marking; Thermo Plastic Marking As Specified;Speed Table Marking, Type 651 (1500 X 1000Mmtriangle Marking) | 80 | Nr | AED | 39.98 | 3198.4
2021-04 | 4 | 4.0316 | United Arab Emirates | Dubai | Infrastructure | Tilal Al Ghaf | Phase 2 Boulevard Roads | MAF | Dutco | Award | 2021 |  | Roads And Pavings | R824.1 | Ancillaries - Traffic Signs;Non-Illuminated;Surface Markings;Ancillaries - Surface Marking; Thermo Plastic Marking As Specified;Yellow Continuous Lines; 150 Mm Wide. | 3628 | m | AED | 2.4 | 8707.2
2021-04 | 4 | 4.0316 | United Arab Emirates | Dubai | Infrastructure | Tilal Al Ghaf | Phase 2 Boulevard Roads | MAF | Dutco | Award | 2021 |  | Roads And Pavings | R824.2 | Ancillaries - Traffic Signs;Non-Illuminated;Surface Markings;Ancillaries - Surface Marking; Thermo Plastic Marking As Specified;White Continuous Lines; 150 Mm Wide. | 78 | m | AED | 2.4 | 187.2
2021-04 | 4 | 4.0316 | United Arab Emirates | Dubai | Infrastructure | Tilal Al Ghaf | Phase 2 Boulevard Roads | MAF | Dutco | Award | 2021 |  | Roads And Pavings | R824.3 | Ancillaries - Traffic Signs;Non-Illuminated;Surface Markings;Ancillaries - Surface Marking; Thermo Plastic Marking As Specified;White Continuous Lines; 300 Mm Wide. | 33 | m | AED | 9.71 | 320.43
2021-04 | 4 | 4.0316 | United Arab Emirates | Dubai | Infrastructure | Tilal Al Ghaf | Phase 2 Boulevard Roads | MAF | Dutco | Award | 2021 |  | Roads And Pavings | R825.1 | Ancillaries - Traffic Signs;Non-Illuminated;Surface Markings;Ancillaries - Surface Marking; Thermo Plastic Marking As Specified;White Intermittent Lines; 100Mm Wide. | 43 | m | AED | 1.6 | 68.8
2021-04 | 4 | 4.0317 | United Arab Emirates | Dubai | Infrastructure | Tilal Al Ghaf | Phase 2 Boulevard Roads | MAF | Dutco | Award | 2021 |  | Roads And Pavings | R825.2 | Ancillaries - Traffic Signs;Non-Illuminated;Surface Markings;Ancillaries - Surface Marking; Thermo Plastic Marking As Specified;White Intermittent Lines; 150Mm Wide. | 512 | m | AED | 2.4 | 1228.8
2021-04 | 4 | 4.0317 | United Arab Emirates | Dubai | Infrastructure | Tilal Al Ghaf | Phase 2 Boulevard Roads | MAF | Dutco | Award | 2021 |  | Roads And Pavings | R825.3 | Ancillaries - Traffic Signs;Non-Illuminated;Surface Markings;Ancillaries - Surface Marking; Thermo Plastic Marking As Specified;White Intermittent Lines; 300Mm Wide | 193 | m | AED | 10.85 | 2094.05
2021-04 | 4 | 4.0317 | United Arab Emirates | Dubai | Infrastructure | Tilal Al Ghaf | Phase 2 Boulevard Roads | MAF | Dutco | Award | 2021 |  | Roads And Pavings | R825.4 | Ancillaries - Traffic Signs;Non-Illuminated;Surface Markings;Ancillaries - Surface Marking; Thermo Plastic Marking As Specified;White Intermittent Lines; 3000Mm Wide (In Pedestrians Crossings). | 46 | m | AED | 15.42 | 709.32
2021-04 | 4 | 4.0317 | United Arab Emirates | Dubai | Infrastructure | Tilal Al Ghaf | Phase 2 Boulevard Roads | MAF | Dutco | Award | 2021 |  | Roads And Pavings | R825.5 | Ancillaries - Traffic Signs;Non-Illuminated;Surface Markings;Ancillaries - Surface Marking; Thermo Plastic Marking As Specified;White Intermittent Lines; 6000Mm Wide (In Pedestrians Crossings). | 97 | m | AED | 15.42 | 1495.74
2021-04 | 4 | 4.0317 | United Arab Emirates | Dubai | Infrastructure | Tilal Al Ghaf | Phase 2 Boulevard Roads | MAF | Dutco | Award | 2021 |  | Roads And Pavings | R825.6 | Ancillaries - Traffic Signs;Non-Illuminated;Surface Markings;Ancillaries - Surface Marking; Thermo Plastic Marking As Specified;White Intermittent Zig Zag Lines; 150Mm Wide | 185 | m | AED | 6.85 | 1267.25
2021-04 | 4 | 4.0317 | United Arab Emirates | Dubai | Infrastructure | Tilal Al Ghaf | Phase 2 Boulevard Roads | MAF | Dutco | Award | 2021 |  | Roads And Pavings | R829 | Painting;Chlorinated Rubber Based Quick Drying Paint (Black And White) Applied In Two Coats To Exposed Faces Of Precast Concrete Upstand Kerbs (Marking Type 691). | 3310 | m² | AED | 21.71 | 71860.1
2021-04 | 4 | 4.0317 | United Arab Emirates | Dubai | Infrastructure | Tilal Al Ghaf | Phase 2 Boulevard Roads | MAF | Dutco | Award | 2021 |  | Demolition And Site Clearance | D610 | Demolition Works;Carefully Remove Existing Pipes And Fittings And Store Temporarily In Contractor'S Stores And Later Deliver To Owner'S Stores Or Dispose To Tip As Required Including Excavation, Breaking Out Pipe Protection, Cleaning, Backfilling And Remove To Tip And Reinstatement Of Existing Surfaces;Remove Existing 150Mm Dia Pipe | 80 | m | AED | 103.14 | 8251.2
2021-04 | 4 | 4.0317 | United Arab Emirates | Dubai | Infrastructure | Tilal Al Ghaf | Phase 2 Boulevard Roads | MAF | Dutco | Award | 2021 |  | Demolition And Site Clearance | D900 | Demolition Works;Carefully Remove Existing Valves And Deliver To Client'S Stores As Per Engineer'S Instruction Including Excavation, Breakout Valve Chambers, Backfilling And Remove To Tip And Reinstatement Of Existing Surfaces;Remove Existing Gate Valve On 150Mm Dia Pipe | 1 | Nr | AED | 822.93 | 822.93
2021-04 | 4 | 4.0317 | United Arab Emirates | Dubai | Infrastructure | Tilal Al Ghaf | Phase 2 Boulevard Roads | MAF | Dutco | Award | 2021 |  | Pipework - Pipes | I912.1 | Pipework - Pipes;Supply And Lay Gre Pipes, (Stiffness 10,000 N/M2) Laid And Jointed In Trench With Coupling Including Excavation, Backfilling, Disposal Of Surplus Material, Cutting And Turning Small Pieces, Jointing, Special Connections, Testing, Commissioning, Flushing, Sterilization.. Etc Complete As Detailed On Dewa-Wd Drawings And Specifications.;150Mm Diameter Gre Pipes;Depth Not Exceeding 1.5M | 2085 | m | AED | 311.62 | 649727.7
2021-04 | 4 | 4.0317 | United Arab Emirates | Dubai | Infrastructure | Tilal Al Ghaf | Phase 2 Boulevard Roads | MAF | Dutco | Award | 2021 |  | Pipework - Pipes | I913.1 | Pipework - Pipes;Supply And Lay Gre Pipes, (Stiffness 10,000 N/M2) Laid And Jointed In Trench With Coupling Including Excavation, Backfilling, Disposal Of Surplus Material, Cutting And Turning Small Pieces, Jointing, Special Connections, Testing, Commissioning, Flushing, Sterilization.. Etc Complete As Detailed On Dewa-Wd Drawings And Specifications.;150Mm Diameter Gre Pipes;Depth 1.5-2.0M | 1645 | m | AED | 311.62 | 512614.9
2021-04 | 4 | 4.0318 | United Arab Emirates | Dubai | Infrastructure | Tilal Al Ghaf | Phase 2 Boulevard Roads | MAF | Dutco | Award | 2021 |  | Pipework - Pipes | I922 | Pipework - Pipes;Supply And Lay Gre Pipes, (Stiffness 10,000 N/M2) Laid And Jointed In Trench With Coupling Including Excavation, Backfilling, Disposal Of Surplus Material, Cutting And Turning Small Pieces, Jointing, Special Connections, Testing, Commissioning, Flushing, Sterilization.. Etc Complete As Detailed On Dewa-Wd Drawings And Specifications.;300Mm Diameter Gre Pipes;Depth Not Exceeding 1.5M | 5 | m | AED | 449.87 | 2249.35
2021-04 | 4 | 4.0318 | United Arab Emirates | Dubai | Infrastructure | Tilal Al Ghaf | Phase 2 Boulevard Roads | MAF | Dutco | Award | 2021 |  | Pipework - Pipes | I912.2 | Supply And Lay Self Restrained Fully Laminated Gre Pipes, (Stiffness 10,000 N/M2) Laid And Jointed In Trench Including Excavation, Backfilling, Disposal Of Surplus Material, Cutting And Turning Small Pieces, Jointing, Special Connections, Testing, Commissioning, Flushing, Sterilization.. Etc Complete As Detailed On Dewa-Wd Drawings And Specifications.;150Mm Diameter Gre Pipes;Depth Not Exceeding 1.5M | 20 | m | AED | 500.34 | 10006.8
2021-04 | 4 | 4.0318 | United Arab Emirates | Dubai | Infrastructure | Tilal Al Ghaf | Phase 2 Boulevard Roads | MAF | Dutco | Award | 2021 |  | Pipework - Pipes | I913.2 | Supply And Lay Self Restrained Fully Laminated Gre Pipes, (Stiffness 10,000 N/M2) Laid And Jointed In Trench Including Excavation, Backfilling, Disposal Of Surplus Material, Cutting And Turning Small Pieces, Jointing, Special Connections, Testing, Commissioning, Flushing, Sterilization.. Etc Complete As Detailed On Dewa-Wd Drawings And Specifications.;150Mm Diameter Gre Pipes;Depth 1.5-2.0M | 10 | m | AED | 500.34 | 5003.4
2021-04 | 4 | 4.0318 | United Arab Emirates | Dubai | Infrastructure | Tilal Al Ghaf | Phase 2 Boulevard Roads | MAF | Dutco | Award | 2021 |  | Pipework - Pipes | I961.1 | Supply, Lay And Jointed Gre Pipes Not In Trench With Coupling Including Testing And Commissioning, Flushing, Sterilization, And All Other Works Required To Complete As Detailed On Dewa-Wd Drawings And Specifications. (Steel Sleeve Measured Elsewhere);150Mm Diameter Gre Pipes Thru Steel Sleeve | 195 | m | AED | 427.93 | 83446.35
2021-04 | 4 | 4.0318 | United Arab Emirates | Dubai | Infrastructure | Tilal Al Ghaf | Phase 2 Boulevard Roads | MAF | Dutco | Award | 2021 |  | Pipework - Pipes | I961.2 | Supply, Lay And Jointed Gre Pipes Not In Trench With Coupling Including Testing And Commissioning, Flushing, Sterilization, And All Other Works Required To Complete As Detailed On Dewa-Wd Drawings And Specifications. (Steel Sleeve Measured Elsewhere);300Mm Diameter Gre Pipes Thru Steel Sleeve | 15 | m | AED | 559.6 | 8394
2021-04 | 4 | 4.0318 | United Arab Emirates | Dubai | Infrastructure | Tilal Al Ghaf | Phase 2 Boulevard Roads | MAF | Dutco | Award | 2021 |  | Pipework - Fittings And Valves | J911.1 | Pipework - Fittings And Valves;Supply, Install And Joint Gre Fittings In Trench Stiffness 10,000N/M2 Including Joints, Making Cut Pieces, Neoprene Rubber Wrap, Excavation, Backfilling And Testing, Etc. Complete In Accordance With DewaWd Specifications;Fittings;Bend 22.5O; 150Mm Dia | 3 | Nr | AED | 2541.22 | 7623.66
2021-04 | 4 | 4.0318 | United Arab Emirates | Dubai | Infrastructure | Tilal Al Ghaf | Phase 2 Boulevard Roads | MAF | Dutco | Award | 2021 |  | Pipework - Fittings And Valves | J911.2 | Pipework - Fittings And Valves;Supply, Install And Joint Gre Fittings In Trench Stiffness 10,000N/M2 Including Joints, Making Cut Pieces, Neoprene Rubber Wrap, Excavation, Backfilling And Testing, Etc. Complete In Accordance With DewaWd Specifications;Fittings;Bend 45O ; 150Mm Dia | 37 | Nr | AED | 2541.22 | 94025.14
2021-04 | 4 | 4.0318 | United Arab Emirates | Dubai | Infrastructure | Tilal Al Ghaf | Phase 2 Boulevard Roads | MAF | Dutco | Award | 2021 |  | Pipework - Fittings And Valves | J911.3 | Pipework - Fittings And Valves;Supply, Install And Joint Gre Fittings In Trench Stiffness 10,000N/M2 Including Joints, Making Cut Pieces, Neoprene Rubber Wrap, Excavation, Backfilling And Testing, Etc. Complete In Accordance With DewaWd Specifications;Fittings;Bend 90O ; 150Mm Dia | 4 | Nr | AED | 2845.15 | 11380.6
2021-04 | 4 | 4.0318 | United Arab Emirates | Dubai | Infrastructure | Tilal Al Ghaf | Phase 2 Boulevard Roads | MAF | Dutco | Award | 2021 |  | Pipework - Fittings And Valves | J921 | Pipework - Fittings And Valves;Supply, Install And Joint Gre Fittings In Trench Stiffness 10,000N/M2 Including Joints, Making Cut Pieces, Neoprene Rubber Wrap, Excavation, Backfilling And Testing, Etc. Complete In Accordance With DewaWd Specifications;Fittings;Tee 150X150X150Mm | 17 | Nr | AED | 3364.15 | 57190.55
2021-04 | 4 | 4.0319 | United Arab Emirates | Dubai | Infrastructure | Tilal Al Ghaf | Phase 2 Boulevard Roads | MAF | Dutco | Award | 2021 |  | Pipework - Fittings And Valves | J932 | Pipework - Fittings And Valves;Supply, Install And Joint Gre Fittings In Trench Stiffness 10,000N/M2 Including Joints, Making Cut Pieces, Neoprene Rubber Wrap, Excavation, Backfilling And Testing, Etc. Complete In Accordance With DewaWd Specifications;Fittings;Reducer 150X300Mm | 1 | Nr | AED | 1889.46 | 1889.46
2021-04 | 4 | 4.0319 | United Arab Emirates | Dubai | Infrastructure | Tilal Al Ghaf | Phase 2 Boulevard Roads | MAF | Dutco | Award | 2021 |  | Pipework - Fittings And Valves | J991 | Pipework - Fittings And Valves;Supply, Install And Joint Gre Fittings In Trench Stiffness 10,000N/M2 Including Joints, Making Cut Pieces, Neoprene Rubber Wrap, Excavation, Backfilling And Testing, Etc. Complete In Accordance With DewaWd Specifications;Fittings;End Cap For Future Connection, 150Mm Dia | 7 | Nr | AED | 1011.66 | 7081.62
2021-04 | 4 | 4.0319 | United Arab Emirates | Dubai | Infrastructure | Tilal Al Ghaf | Phase 2 Boulevard Roads | MAF | Dutco | Award | 2021 |  | Pipework - Fittings And Valves | J811 | Pipework - Fittings And Valves;Valves/Meter;For Burried Valves 100Mm ~ 300Mm Dia;Supply And Install Burried Double Spigot Sluice Gate Valve Pn10 Including All Fittings, Spindles, Extension Spindles, Pcc (Blinding Base), Reka Joint, Making Cut Pieces, Grp Water Tight Sealing Plate, Pvc Pipe, Concrete Slab, Marker Plate And Post And Other Accessories...Etc All In Accordance With Dewa-Wd Standard Drawings, Specifications And Dewa-Wd Approval (Di Recessed Cover Surface Box Measured Elsewhere).;Gate Valve On 150Mm Dia Gre Pipe | 23 | Nr | AED | 5802.23 | 133451.29
2021-04 | 4 | 4.0319 | United Arab Emirates | Dubai | Infrastructure | Tilal Al Ghaf | Phase 2 Boulevard Roads | MAF | Dutco | Award | 2021 |  | Pipework - Fittings And Valves | J841 | Gate Valves Inside Air Valve Chambers;Double Flange 80Mm Butterfly Valve With Worm Gear On 150Mm Dia Pipe Including Fitting Connection To The Main Pipe And Spindle With Square Cap | 1 | Nr | AED | 10567.56 | 10567.56
2021-04 | 4 | 4.0319 | United Arab Emirates | Dubai | Infrastructure | Tilal Al Ghaf | Phase 2 Boulevard Roads | MAF | Dutco | Award | 2021 |  | Pipework - Fittings And Valves | J861 | Supply And Install Double Orifice Flange Air Valves Including Accessories Complete As Per Standard Dewa-Wd Drawings And Specifications.;Nominal Bore 80Mm Dia | 1 | Nr | AED | 10319.58 | 10319.58
2021-04 | 4 | 4.0319 | United Arab Emirates | Dubai | Infrastructure | Tilal Al Ghaf | Phase 2 Boulevard Roads | MAF | Dutco | Award | 2021 |  | Pipework - Manholes And Pipework Ancillaries | K291 | Pipework - Manholes And Pipeworks Ancillaries;Valve Chamber (Concrete Block Work Wall/Reinforced Concrete) Including Excavation, Backfilling, Short Pipes, Fittings, Joints, Blockwork, Waterproofing, Vent,Grp Ladder, Disposal Of Surplus Material, Lifting Holes, Flexible Indicator And Post With Marker Plate, Blinding Screed, Dampproof Membrane, Protective Coatings, Circular Surface Covers, (Valves Measured Elsewhere), All Other Accessories And Work To Complete, As Per Standard Dewa-Wd Drawings And Specifications (Di Cover And Frame Measured Elsewhere).Gate Valve Chamber;On 150/225/300Mm Dia; Depth Not Exceeding 1.5M (Concrete Blockwork Wall) Provisional | 1 | Nr | AED | 26550.02 | 26550.02
2021-04 | 4 | 4.0319 | United Arab Emirates | Dubai | Infrastructure | Tilal Al Ghaf | Phase 2 Boulevard Roads | MAF | Dutco | Award | 2021 |  | Pipework - Manholes And Pipework Ancillaries | K231 | Pipework - Manholes And Pipeworks Ancillaries;Valve Chamber (Concrete Block Work Wall/Reinforced Concrete) Including Excavation, Backfilling, Short Pipes, Fittings, Joints, Blockwork, Waterproofing, Vent,Grp Ladder, Disposal Of Surplus Material, Lifting Holes, Flexible Indicator And Post With Marker Plate, Blinding Screed, Dampproof Membrane, Protective Coatings, Circular Surface Covers, (Valves Measured Elsewhere), All Other Accessories And Work To Complete, As Per Standard Dewa-Wd Drawings And Specifications (Di Cover And Frame Measured Elsewhere).Gate Valve Chamber;On 150/225/300Mm Dia; Depth Not Exceeding 1.5M(Concrete Wall) Provisional | 1 | Nr | AED | 26550.02 | 26550.02
2021-04 | 4 | 4.0319 | United Arab Emirates | Dubai | Infrastructure | Tilal Al Ghaf | Phase 2 Boulevard Roads | MAF | Dutco | Award | 2021 |  | Pipework - Manholes And Pipework Ancillaries | K232 | Pipework - Manholes And Pipeworks Ancillaries;Valve Chamber (Concrete Block Work Wall/Reinforced Concrete) Including Excavation, Backfilling, Short Pipes, Fittings, Joints, Blockwork, Waterproofing, Vent,Grp Ladder, Disposal Of Surplus Material, Lifting Holes, Flexible Indicator And Post With Marker Plate, Blinding Screed, Dampproof Membrane, Protective Coatings, Circular Surface Covers, (Valves Measured Elsewhere), All Other Accessories And Work To Complete, As Per Standard Dewa-Wd Drawings And Specifications (Di Cover And Frame Measured Elsewhere).;Air Valve Chamber;On 150Mm Dia; Depth 1.5 - 2.0M | 1 | Nr | AED | 26544.53 | 26544.53
2021-04 | 4 | 4.0319 | United Arab Emirates | Dubai | Infrastructure | Tilal Al Ghaf | Phase 2 Boulevard Roads | MAF | Dutco | Award | 2021 |  | Pipework - Manholes And Pipework Ancillaries | K681 | Road Crossing Steel Sleeves;Supply And Install Steel Sleeve Including Spacer, Rollers, Brackets, Grouting, Excavation, Bedding And Surround With Approved Materials, Backfill, Detectable Warning Tape, Etc. Complete As Per Specification And As Per Dewa Standards.;Steel Sleeve For 150Mm Dia Gre Pipe | 195 | m | AED | 2029.9 | 395830.5
2021-04 | 4 | 4.0319 | United Arab Emirates | Dubai | Infrastructure | Tilal Al Ghaf | Phase 2 Boulevard Roads | MAF | Dutco | Award | 2021 |  | Pipework - Manholes And Pipework Ancillaries | K682 | Road Crossing Steel Sleeves;Supply And Install Steel Sleeve Including Spacer, Rollers, Brackets, Grouting, Excavation, Bedding And Surround With Approved Materials, Backfill, Detectable Warning Tape, Etc. Complete As Per Specification And As Per Dewa Standards.;Steel Sleeve For 300Mm Dia Gre Pipe | 15 | m | AED | 2540.12 | 38101.8
2021-04 | 4 | 4.032 | United Arab Emirates | Dubai | Infrastructure | Tilal Al Ghaf | Phase 2 Boulevard Roads | MAF | Dutco | Award | 2021 |  | Pipework - Manholes And Pipework Ancillaries | K861.1 | Connect Newly Installed Pipe To The Existing Pipeline Including Excavation, Backfilling, All Gre Fittings, Testing, Commissioning, Removal Of End Cap / Pipe Cutting, Additional Fittings, Thrust Blocks, Water Loses, Shutdown From Dewa-Wd, Reinstatement, Permits, Complete As Per Dewa-Wd Standard And Requirements.;Connect New 150Mm Dia Gre Pipe To Existing Dewa Pipeline (Not In The Same Direction) Including All Necessary Fittings, Etc. | 2 | Nr | AED | 13320.55 | 26641.1
2021-04 | 4 | 4.032 | United Arab Emirates | Dubai | Infrastructure | Tilal Al Ghaf | Phase 2 Boulevard Roads | MAF | Dutco | Award | 2021 |  | Pipework - Manholes And Pipework Ancillaries | K861.2 | Connect Newly Installed Pipe To The Existing Pipeline Including Excavation, Backfilling, All Gre Fittings, Testing, Commissioning, Removal Of End Cap / Pipe Cutting, Additional Fittings, Thrust Blocks, Water Loses, Shutdown From Dewa-Wd, Reinstatement, Permits, Complete As Per Dewa-Wd Standard And Requirements.;Connect New 150Mm Dia Gre Pipe To Existing Dewa Pipeline (In The Same Direction) Including All Necessary Fittings, Etc. | 8 | Nr | AED | 10939.53 | 87516.24
2021-04 | 4 | 4.032 | United Arab Emirates | Dubai | Infrastructure | Tilal Al Ghaf | Phase 2 Boulevard Roads | MAF | Dutco | Award | 2021 |  | Pipework - Manholes And Pipework Ancillaries | K862 | Connect Newly Installed Pipe To The Existing Pipeline Including Excavation, Backfilling, All Gre Fittings, Testing, Commissioning, Removal Of End Cap / Pipe Cutting, Additional Fittings, Thrust Blocks, Water Loses, Shutdown From Dewa-Wd, Reinstatement, Permits, Complete As Per Dewa-Wd Standard And Requirements.;Connect New 150Mm Dia Gre Pipe To Existing 300Mm Dia Gre Pipe (Not In The Same Direction) Including All Necessary Fittings, Etc. | 3 | Nr | AED | 15643.41 | 46930.23
2021-04 | 4 | 4.032 | United Arab Emirates | Dubai | Infrastructure | Tilal Al Ghaf | Phase 2 Boulevard Roads | MAF | Dutco | Award | 2021 |  | Pipework - Supports And Protection | L511 | Pipe Work - Supports And Protection, Ancillaries To Laying And Excavation;Beds And Surround;Granular Materials Bed And Surround For Pipes As Per The Drawings And Specifications Including Geotextile And Warning Tape As Applicable;For 150Mm Dia Gre Pipe | 3720 | m | AED | 76.7 | 285324
2021-04 | 4 | 4.032 | United Arab Emirates | Dubai | Infrastructure | Tilal Al Ghaf | Phase 2 Boulevard Roads | MAF | Dutco | Award | 2021 |  | Pipework - Supports And Protection | L512 | Pipe Work - Supports And Protection, Ancillaries To Laying And Excavation;Beds And Surround;Granular Materials Bed And Surround For Pipes As Per The Drawings And Specifications Including Geotextile And Warning Tape As Applicable;For 300Mm Dia Gre Pipe | 5 | m | AED | 103.16 | 515.8
2021-04 | 4 | 4.032 | United Arab Emirates | Dubai | Infrastructure | Tilal Al Ghaf | Phase 2 Boulevard Roads | MAF | Dutco | Award | 2021 |  | Pipework - Supports And Protection | L511 | Pipe Work - Supports And Protection, Ancillaries To Laying And Excavation;Beds And Surround;Concrete Surround, As Per Drawings And Specifications. (Provisional);For 150Mm Dia Gre Pipe | 10 | m | AED | 513.51 | 5135.1
2021-04 | 4 | 4.032 | United Arab Emirates | Dubai | Infrastructure | Tilal Al Ghaf | Phase 2 Boulevard Roads | MAF | Dutco | Award | 2021 |  | Miscellaneous Work | X900 | Pipe Work - Supports And Protection, Ancillaries To Laying And Excavation;Beds And Surround;Protection Slabs;Supply And Installation Of Protection Slabs For Pipes As Shown On The Drawing Including All Other Items To Complete As Per The Drawings And Specifications (Provisional).;For 150Mm Dia Gre Pipe | 10 | m | AED | 584.92 | 5849.2
2021-04 | 4 | 4.032 | United Arab Emirates | Dubai | Infrastructure | Tilal Al Ghaf | Phase 2 Boulevard Roads | MAF | Dutco | Award | 2021 |  | Pipework - Supports And Protection | L711 | Pipe Work - Supports And Protection, Ancillaries To Laying And Excavation;Thrust Blocks;Concrete Thrust Blocks Excavation, Backfilling, Compaction, Waterproofing, Formworks.. Etc Complete As Per Drawings And Specifications.;Volume Not Exceeding 0.1M3; Nominal Bore: N.E 200Mm | 54 | Nr | AED | 931.56 | 50304.24
2021-04 | 4 | 4.032 | United Arab Emirates | Dubai | Infrastructure | Tilal Al Ghaf | Phase 2 Boulevard Roads | MAF | Dutco | Award | 2021 |  | Pipework - Supports And Protection | L721 | Pipe Work - Supports And Protection, Ancillaries To Laying And Excavation;Thrust Blocks;Concrete Thrust Blocks Excavation, Backfilling, Compaction, Waterproofing, Formworks.. Etc Complete As Per Drawings And Specifications.; | 15 | Nr | AED | 931.56 | 13973.4
2021-04 | 4 | 4.032 | United Arab Emirates | Dubai | Infrastructure | Tilal Al Ghaf | Phase 2 Boulevard Roads | MAF | Dutco | Award | 2021 |  | Miscellaneous Work | X900 | The Following Items To Be Constructed During Building Construction.;Service/House Connection;Supply And Install Service/House Connection Including Gun Metal Strap, Saddle & Ferrule, 32 Mm Ldpe Pipe With Enough Length (From 5 To 10M Length) Including End Cap, New Denso Tape Rapping And Stop Cock. All The Works To Be Done As Per Dewa- Wd Standard And Specification And Contractor To Make A Mock Up For Dewa -Wd Approval To Release The Estimate For Water Meter To Building Contractor. Application To Be Submitted To Dewa And Coordinated Shop Drawing/ Material Approval To Be Obtained From Dewa-Wd And As Built Submission And Completion Certificate From Dewa-Pwd.;Along 150Mm Dia. Gre Main Pipe | 1 | Nr | AED | 905.23 | Rate only
2021-04 | 4 | 4.032 | United Arab Emirates | Dubai | Infrastructure | Tilal Al Ghaf | Phase 2 Boulevard Roads | MAF | Dutco | Award | 2021 |  | Demolition And Site Clearance | D900.1 | Removing Existing Cable;Carefully Excavate To Expose Existing Cables, Disconnect, Remove And Deliver To Owner'S Stores Including Backfilling And Reinstatement Of Existing Surfaces;11 Kv Cables. | 290 | m | AED | 68.7 | 19923
2021-04 | 4 | 4.0321 | United Arab Emirates | Dubai | Infrastructure | Tilal Al Ghaf | Phase 2 Boulevard Roads | MAF | Dutco | Award | 2021 |  | Demolition And Site Clearance | D900.2 | Carefully Excavate To Expose Existing Cables, Disconnect, Remove And Deliver To Contractor'S Stores For Re-Used Including Backfilling And Reinstatement Of Existing Surfaces;11 Kv Cables | 2605 | m | AED | 68.7 | 178963.5
2021-04 | 4 | 4.0321 | United Arab Emirates | Dubai | Infrastructure | Tilal Al Ghaf | Phase 2 Boulevard Roads | MAF | Dutco | Award | 2021 |  | Pipework - Manholes And Pipework Ancillaries | K542.1 | Pipework - Manholes And Pipework Ancillaries; Ducts; Supply, Lay And Joint Upvc Cable Ducts In Trenches Beneath Carriageways Including Excavation, Backfilling, End Caps, Warning Tape, Draw Ropes, Markers And Disposal Of Surplus Excavated Material; Depth Not Exceeding 1.5M;For Lv / 11Kv Ducts;1 X 4 Way 150Mm Dia. Upvc Duct | 20 | m | AED | 286.42 | 5728.4
2021-04 | 4 | 4.0321 | United Arab Emirates | Dubai | Infrastructure | Tilal Al Ghaf | Phase 2 Boulevard Roads | MAF | Dutco | Award | 2021 |  | Pipework - Manholes And Pipework Ancillaries | K542.2 | Pipework - Manholes And Pipework Ancillaries; Ducts; Supply, Lay And Joint Upvc Cable Ducts In Trenches Beneath Carriageways Including Excavation, Backfilling, End Caps, Warning Tape, Draw Ropes, Markers And Disposal Of Surplus Excavated Material; Depth Not Exceeding 1.5M;For Lv / 11Kv Ducts;2 X 6 Way 150Mm Dia. Upvc Duct | 90 | m | AED | 773 | 69570
2021-04 | 4 | 4.0321 | United Arab Emirates | Dubai | Infrastructure | Tilal Al Ghaf | Phase 2 Boulevard Roads | MAF | Dutco | Award | 2021 |  | Pipework - Manholes And Pipework Ancillaries | K542.3 | Pipework - Manholes And Pipework Ancillaries; Ducts; Supply, Lay And Joint Upvc Cable Ducts In Trenches Beneath Carriageways Including Excavation, Backfilling, End Caps, Warning Tape, Draw Ropes, Markers And Disposal Of Surplus Excavated Material; Depth Not Exceeding 1.5M;For Lv / 11Kv Ducts;2 X 10 Way 150Mm Dia. Upvc Duct | 520 | m | AED | 1237.88 | 643697.6
2021-04 | 4 | 4.0321 | United Arab Emirates | Dubai | Infrastructure | Tilal Al Ghaf | Phase 2 Boulevard Roads | MAF | Dutco | Award | 2021 |  | Pipework - Manholes And Pipework Ancillaries | K542.4 | Pipework - Manholes And Pipework Ancillaries; Ducts; Supply, Lay And Joint Upvc Cable Ducts In Trenches Beneath Carriageways Including Excavation, Backfilling, End Caps, Warning Tape, Draw Ropes, Markers And Disposal Of Surplus Excavated Material; Depth Not Exceeding 1.5M;For Lv / 11Kv Ducts;2 X 12 Way 150Mm Dia. Upvc Duct | 40 | m | AED | 1470.32 | 58812.8
2021-04 | 4 | 4.0321 | United Arab Emirates | Dubai | Infrastructure | Tilal Al Ghaf | Phase 2 Boulevard Roads | MAF | Dutco | Award | 2021 |  | Pipework - Manholes And Pipework Ancillaries | K542.5 | Pipework - Manholes And Pipework Ancillaries; Ducts; Supply, Lay And Joint Upvc Cable Ducts In Trenches Beneath Carriageways Including Excavation, Backfilling, End Caps, Warning Tape, Draw Ropes, Markers And Disposal Of Surplus Excavated Material; Depth Not Exceeding 1.5M;For 132Kv Ducts;3 X 11 Way 150Mm Dia. Upvc Duct | 82 | m | AED | 2082.92 | 170799.44
2021-04 | 4 | 4.0321 | United Arab Emirates | Dubai | Infrastructure | Tilal Al Ghaf | Phase 2 Boulevard Roads | MAF | Dutco | Award | 2021 |  | Pipework - Supports And Protection | L511.1 | Pipework - Supports And Protection Ancillaries To Laying And Excavation;Beds And Surrounds;Sand Beds And Surround To Ducts;For Lv/ 11Kv Ducts;1 X 4 Way 150Mm Dia. Upvc Duct | 15 | m | AED | 44.27 | 664.05
2021-04 | 4 | 4.0321 | United Arab Emirates | Dubai | Infrastructure | Tilal Al Ghaf | Phase 2 Boulevard Roads | MAF | Dutco | Award | 2021 |  | Pipework - Supports And Protection | L511.2 | Pipework - Supports And Protection Ancillaries To Laying And Excavation;Beds And Surrounds;Sand Beds And Surround To Ducts;For Lv/ 11Kv Ducts;2 X 6 Way 150Mm Dia. Upvc Duct | 60 | m | AED | 103.73 | 6223.8
2021-04 | 4 | 4.0321 | United Arab Emirates | Dubai | Infrastructure | Tilal Al Ghaf | Phase 2 Boulevard Roads | MAF | Dutco | Award | 2021 |  | Pipework - Supports And Protection | L511.3 | Pipework - Supports And Protection Ancillaries To Laying And Excavation;Beds And Surrounds;Sand Beds And Surround To Ducts;For Lv/ 11Kv Ducts;2 X 10 Way 150Mm Dia. Upvc Duct | 470 | m | AED | 150.53 | 70749.1
2021-04 | 4 | 4.0321 | United Arab Emirates | Dubai | Infrastructure | Tilal Al Ghaf | Phase 2 Boulevard Roads | MAF | Dutco | Award | 2021 |  | Pipework - Supports And Protection | L511.4 | Pipework - Supports And Protection Ancillaries To Laying And Excavation;Beds And Surrounds;Sand Beds And Surround To Ducts;For Lv/ 11Kv Ducts;2 X 12 Way 150Mm Dia. Upvc Duct | 35 | m | AED | 173.93 | 6087.55
2021-04 | 4 | 4.0322 | United Arab Emirates | Dubai | Infrastructure | Tilal Al Ghaf | Phase 2 Boulevard Roads | MAF | Dutco | Award | 2021 |  | Pipework - Supports And Protection | L541.1 | Mass Src Concrete Class C25/20 Surround To Ducts Including Formwork, Polythene Sheet And Bituminous Paints.;For Lv / 11Kv Ducts;1 X 4 Way 150Mm Dia. Upvc Duct | 5 | m | AED | 361.06 | 1805.3
2021-04 | 4 | 4.0322 | United Arab Emirates | Dubai | Infrastructure | Tilal Al Ghaf | Phase 2 Boulevard Roads | MAF | Dutco | Award | 2021 |  | Pipework - Supports And Protection | L541.2 | Mass Src Concrete Class C25/20 Surround To Ducts Including Formwork, Polythene Sheet And Bituminous Paints.;For Lv / 11Kv Ducts;2 X 6 Way 150Mm Dia. Upvc Duct | 30 | m | AED | 818.9 | 24567
2021-04 | 4 | 4.0322 | United Arab Emirates | Dubai | Infrastructure | Tilal Al Ghaf | Phase 2 Boulevard Roads | MAF | Dutco | Award | 2021 |  | Pipework - Supports And Protection | L541.3 | Mass Src Concrete Class C25/20 Surround To Ducts Including Formwork, Polythene Sheet And Bituminous Paints.;For Lv / 11Kv Ducts;2 X 10 Way 150Mm Dia. Upvc Duct | 50 | m | AED | 1074.89 | 53744.5
2021-04 | 4 | 4.0322 | United Arab Emirates | Dubai | Infrastructure | Tilal Al Ghaf | Phase 2 Boulevard Roads | MAF | Dutco | Award | 2021 |  | Pipework - Supports And Protection | L541.4 | Mass Src Concrete Class C25/20 Surround To Ducts Including Formwork, Polythene Sheet And Bituminous Paints.;For Lv / 11Kv Ducts;2 X 12 Way 150Mm Dia. Upvc Duct | 5 | m | AED | 1176.47 | 5882.35
2021-04 | 4 | 4.0322 | United Arab Emirates | Dubai | Infrastructure | Tilal Al Ghaf | Phase 2 Boulevard Roads | MAF | Dutco | Award | 2021 |  | Pipework - Supports And Protection | L541.5 | Mass Src Concrete Class C25/20 Surround To Ducts Including Formwork, Polythene Sheet And Bituminous Paints.;For 132Kv Ducts;3 X 11 Way 150Mm Dia. Upvc Duct | 82 | m | AED | 1785.37 | 146400.34
2021-04 | 4 | 4.0322 | United Arab Emirates | Dubai | Infrastructure | Tilal Al Ghaf | Phase 2 Boulevard Roads | MAF | Dutco | Award | 2021 |  | Miscellaneous Work | X900.1 | Miscellaneous Works;Laying Of Cables;Supply And Lay Cables In Trench Including All Connections And Accessories; Jointing, Terminations, Etc. (Trench Excavation And Backfilling Measured Separately);11Kv Cables | 290 | m | AED | 661.69 | 191890.1
2021-04 | 4 | 4.0322 | United Arab Emirates | Dubai | Infrastructure | Tilal Al Ghaf | Phase 2 Boulevard Roads | MAF | Dutco | Award | 2021 |  | Miscellaneous Work | X900.2 | Miscellaneous Works;Laying Of Cables;Collect The Previous Removed Cable From Contractor'S Store And Lay Cables In Trench Including All Connections And Accessories; Jointing, Terminations, Etc. (Trench Excavation And Backfilling Measured Separately);11Kv Cables | 2605 | m | AED | 39.89 | 103913.45
2021-04 | 4 | 4.0322 | United Arab Emirates | Dubai | Infrastructure | Tilal Al Ghaf | Phase 2 Boulevard Roads | MAF | Dutco | Award | 2021 |  | Miscellaneous Work | X900.3 | Miscellaneous Works;Laying Of Cables;Cable Joints;11Kv Cables | 2 | Nr | AED | 4223.34 | 8446.68
2021-04 | 4 | 4.0322 | United Arab Emirates | Dubai | Infrastructure | Tilal Al Ghaf | Phase 2 Boulevard Roads | MAF | Dutco | Award | 2021 |  | Miscellaneous Work | X900.1 | Miscellaneous Works;Trench Excavation;Trench Excavation Including Backfill With Selected Excavated Material And Disposal Of Surplus Excavated Material To Spoil Heaps On Designated Area On Site To Be Determined By The Engineer.;Depth 1M, Minimum Width 0.5M | 1005 | m | AED | 62.15 | 62460.75
2021-04 | 4 | 4.0323 | United Arab Emirates | Dubai | Infrastructure | Tilal Al Ghaf | Phase 2 Boulevard Roads | MAF | Dutco | Award | 2021 |  | Miscellaneous Work | X900.2 | Miscellaneous Works;Trench Excavation;Trench Excavation Including Backfill With Selected Excavated Material And Disposal Of Surplus Excavated Material To Spoil Heaps On Designated Area On Site To Be Determined By The Engineer.;Depth 1M, Minimum Width 0.6M | 350 | m | AED | 62.15 | 21752.5
2021-04 | 4 | 4.0323 | United Arab Emirates | Dubai | Infrastructure | Tilal Al Ghaf | Phase 2 Boulevard Roads | MAF | Dutco | Award | 2021 |  | Miscellaneous Work | X900.3 | Miscellaneous Works;Trench Excavation;Trench Excavation Including Backfill With Selected Excavated Material And Disposal Of Surplus Excavated Material To Spoil Heaps On Designated Area On Site To Be Determined By The Engineer.;Depth 1M, Minimum Width 0.9M | 125 | m | AED | 69.92 | 8740
2021-04 | 4 | 4.0323 | United Arab Emirates | Dubai | Infrastructure | Tilal Al Ghaf | Phase 2 Boulevard Roads | MAF | Dutco | Award | 2021 |  | Miscellaneous Work | X900.4 | Miscellaneous Works;Trench Excavation;Trench Excavation Including Backfill With Selected Excavated Material And Disposal Of Surplus Excavated Material To Spoil Heaps On Designated Area On Site To Be Determined By The Engineer.;Depth 1M, Minimum Width 1.2M | 10 | m | AED | 93.22 | 932.2
2021-04 | 4 | 4.0323 | United Arab Emirates | Dubai | Infrastructure | Tilal Al Ghaf | Phase 2 Boulevard Roads | MAF | Dutco | Award | 2021 |  | Miscellaneous Work | X900.5 | Miscellaneous Works;Trench Excavation;Trench Excavation Including Backfill With Selected Excavated Material And Disposal Of Surplus Excavated Material To Spoil Heaps On Designated Area On Site To Be Determined By The Engineer.;Depth 1M, Minimum Width 1.5M | 75 | m | AED | 116.53 | 8739.75
2021-04 | 4 | 4.0323 | United Arab Emirates | Dubai | Infrastructure | Tilal Al Ghaf | Phase 2 Boulevard Roads | MAF | Dutco | Award | 2021 |  | Miscellaneous Work | X900.6 | Miscellaneous Works;Trench Excavation;Trench Excavation Including Backfill With Selected Excavated Material And Disposal Of Surplus Excavated Material To Spoil Heaps On Designated Area On Site To Be Determined By The Engineer.;Depth 1M, Minimum Width 2.5M | 50 | m | AED | 194.21 | 9710.5
2021-04 | 4 | 4.0323 | United Arab Emirates | Dubai | Infrastructure | Tilal Al Ghaf | Phase 2 Boulevard Roads | MAF | Dutco | Award | 2021 |  | Miscellaneous Work | X900.7 | Miscellaneous Works;Sand Bed And Surround Including Protection Tile & Warning Tape As Per Specifications;Depth 1M, Minimum Width 0.5M | 1005 | m | AED | 47.93 | 48169.65
2021-04 | 4 | 4.0323 | United Arab Emirates | Dubai | Infrastructure | Tilal Al Ghaf | Phase 2 Boulevard Roads | MAF | Dutco | Award | 2021 |  | Miscellaneous Work | X900.8 | Miscellaneous Works;Sand Bed And Surround Including Protection Tile & Warning Tape As Per Specifications;Depth 1M, Minimum Width 0.6M | 350 | m | AED | 47.93 | 16775.5
2021-04 | 4 | 4.0323 | United Arab Emirates | Dubai | Infrastructure | Tilal Al Ghaf | Phase 2 Boulevard Roads | MAF | Dutco | Award | 2021 |  | Miscellaneous Work | X900.9 | Miscellaneous Works;Sand Bed And Surround Including Protection Tile & Warning Tape As Per Specifications;Depth 1M, Minimum Width 0.9M | 125 | m | AED | 73.86 | 9232.5
2021-04 | 4 | 4.0323 | United Arab Emirates | Dubai | Infrastructure | Tilal Al Ghaf | Phase 2 Boulevard Roads | MAF | Dutco | Award | 2021 |  | Miscellaneous Work | X900.10 | Miscellaneous Works;Sand Bed And Surround Including Protection Tile & Warning Tape As Per Specifications;Depth 1M, Minimum Width 1.2M | 10 | m | AED | 106.08 | 1060.8
2021-04 | 4 | 4.0323 | United Arab Emirates | Dubai | Infrastructure | Tilal Al Ghaf | Phase 2 Boulevard Roads | MAF | Dutco | Award | 2021 |  | Miscellaneous Work | X900.11 | Miscellaneous Works;Sand Bed And Surround Including Protection Tile & Warning Tape As Per Specifications;Depth 1M, Minimum Width 1.5M | 75 | m | AED | 115.5 | 8662.5
2021-04 | 4 | 4.0324 | United Arab Emirates | Dubai | Infrastructure | Tilal Al Ghaf | Phase 2 Boulevard Roads | MAF | Dutco | Award | 2021 |  | Miscellaneous Work | X900.12 | Miscellaneous Works;Sand Bed And Surround Including Protection Tile & Warning Tape As Per Specifications;Depth 1M, Minimum Width 2.5M | 50 | m | AED | 192.5 | 9625
2021-04 | 4 | 4.0324 | United Arab Emirates | Dubai | Infrastructure | Tilal Al Ghaf | Phase 2 Boulevard Roads | MAF | Dutco | Award | 2021 |  | Miscellaneous Work | X900.1 | Miscellaneous Works;Electrical Cables; Collect And Lay Cables In Trench Using Dewa Approved Sub-Contractor Including All Connection, Earthing Cables And Accessories; Draw Through Road Crossing Ducts / Sub-Station Entry Ducts / Service Entry Ducts As Applicable; Supports; (Trench Excavation And Backfilling Measured Separately); Lv Cable, 4C X 25Mm2 Aluminium | 1 | m | AED | 26.6 | Rate Only
2021-04 | 4 | 4.0324 | United Arab Emirates | Dubai | Infrastructure | Tilal Al Ghaf | Phase 2 Boulevard Roads | MAF | Dutco | Award | 2021 |  | Miscellaneous Work | X900.2 | Miscellaneous Works;Electrical Cables; Collect And Lay Cables In Trench Using Dewa Approved Sub-Contractor Including All Connection, Earthing Cables And Accessories; Draw Through Road Crossing Ducts / Sub-Station Entry Ducts / Service Entry Ducts As Applicable; Supports; (Trench Excavation And Backfilling Measured Separately); Lv Cable, 4C X 50Mm2 Aluminium | 1 | m | AED | 26.6 | Rate Only
2021-04 | 4 | 4.0324 | United Arab Emirates | Dubai | Infrastructure | Tilal Al Ghaf | Phase 2 Boulevard Roads | MAF | Dutco | Award | 2021 |  | Miscellaneous Work | X900.3 | Miscellaneous Works;Electrical Cables; Collect And Lay Cables In Trench Using Dewa Approved Sub-Contractor Including All Connection, Earthing Cables And Accessories; Draw Through Road Crossing Ducts / Sub-Station Entry Ducts / Service Entry Ducts As Applicable; Supports; (Trench Excavation And Backfilling Measured Separately); Lv Cable, 4C X 95Mm2 Aluminium | 1 | m | AED | 28.81 | Rate Only
2021-04 | 4 | 4.0324 | United Arab Emirates | Dubai | Infrastructure | Tilal Al Ghaf | Phase 2 Boulevard Roads | MAF | Dutco | Award | 2021 |  | Miscellaneous Work | X900.4 | Miscellaneous Works;Electrical Cables; Collect And Lay Cables In Trench Using Dewa Approved Sub-Contractor Including All Connection, Earthing Cables And Accessories; Draw Through Road Crossing Ducts / Sub-Station Entry Ducts / Service Entry Ducts As Applicable; Supports; (Trench Excavation And Backfilling Measured Separately); Lv Cable, 4C X 120Mm2 Aluminium | 1 | m | AED | 28.81 | Rate Only
2021-04 | 4 | 4.0324 | United Arab Emirates | Dubai | Infrastructure | Tilal Al Ghaf | Phase 2 Boulevard Roads | MAF | Dutco | Award | 2021 |  | Miscellaneous Work | X900.5 | Miscellaneous Works;Electrical Cables; Collect And Lay Cables In Trench Using Dewa Approved Sub-Contractor Including All Connection, Earthing Cables And Accessories; Draw Through Road Crossing Ducts / Sub-Station Entry Ducts / Service Entry Ducts As Applicable; Supports; (Trench Excavation And Backfilling Measured Separately); Lv Cable, 4C X 185Mm2 Aluminium | 1 | m | AED | 32.14 | Rate Only
2021-04 | 4 | 4.0324 | United Arab Emirates | Dubai | Infrastructure | Tilal Al Ghaf | Phase 2 Boulevard Roads | MAF | Dutco | Award | 2021 |  | Miscellaneous Work | X900.6 | Miscellaneous Works;Electrical Cables; Collect And Lay Cables In Trench Using Dewa Approved Sub-Contractor Including All Connection, Earthing Cables And Accessories; Draw Through Road Crossing Ducts / Sub-Station Entry Ducts / Service Entry Ducts As Applicable; Supports; (Trench Excavation And Backfilling Measured Separately); Lv Cable, 4C X 300Mm2 Aluminium | 1 | m | AED | 34.35 | Rate Only
2021-04 | 4 | 4.0324 | United Arab Emirates | Dubai | Infrastructure | Tilal Al Ghaf | Phase 2 Boulevard Roads | MAF | Dutco | Award | 2021 |  | Demolition And Site Clearance | D590 | Demolition;Demolish Existing Manholes/Junction Box And Cart To Approved Tip Including Backfilling Of Voids And Reinstatement Of Existing Surfaces.;Manhole | 8 | Nr | AED | 2203.83 | 17630.64
2021-04 | 4 | 4.0324 | United Arab Emirates | Dubai | Infrastructure | Tilal Al Ghaf | Phase 2 Boulevard Roads | MAF | Dutco | Award | 2021 |  | Demolition And Site Clearance | D690 | Demolition;Excavate And Remove Telecom Ducts And Surrounds And Cart To Tip Including Backfilling Of Voids And Reinstate.;Existing Duct | 910 | m | AED | 79.94 | 72745.4
2021-04 | 4 | 4.0324 | United Arab Emirates | Dubai | Infrastructure | Tilal Al Ghaf | Phase 2 Boulevard Roads | MAF | Dutco | Award | 2021 |  | Pipework - Manholes And Pipework Ancillaries | K131 | Pipe Work - Manholes And Pipe Work Ancillaries;Manholes;Reinforced Concrete Manhole Complete Including, But Not Limited To Frame And Cover, Waterproofing Membrane And Multiple Pipe Entries, Internal Finishes, Excavation, Backfilling, Disposal Of Surplus Excavated Material, Etc. Complete As Per The Drawings. Note: Furniture Are Free Of Charge To Be Collected From Etisalat/Du And Manhole Cover And Frame Measured Separately.;Jrc 14; Depth Not Exceeding 1.5M | 40 | Nr | AED | 6507.73 | 260309.2
2021-04 | 4 | 4.0324 | United Arab Emirates | Dubai | Infrastructure | Tilal Al Ghaf | Phase 2 Boulevard Roads | MAF | Dutco | Award | 2021 |  | Pipework - Manholes And Pipework Ancillaries | K132 | Pipe Work - Manholes And Pipe Work Ancillaries;Manholes;Reinforced Concrete Manhole Complete Including, But Not Limited To Frame And Cover, Waterproofing Membrane And Multiple Pipe Entries, Internal Finishes, Excavation, Backfilling, Disposal Of Surplus Excavated Material, Etc. Complete As Per The Drawings. Note: Furniture Are Free Of Charge To Be Collected From Etisalat/Du And Manhole Cover And Frame Measured Separately.;Jrc 14; Depth 1.5 - 2.0M | 26 | Nr | AED | 7437.41 | 193372.66
2021-04 | 4 | 4.0325 | United Arab Emirates | Dubai | Infrastructure | Tilal Al Ghaf | Phase 2 Boulevard Roads | MAF | Dutco | Award | 2021 |  | Pipework - Manholes And Pipework Ancillaries | K522.1 | Pipe Work - Manholes And Pipe Work Ancillaries;Duct;Collect Free Issued Materials From Etisalat/Du Stores, Lay And Joint Upvc Duct Pipe In Trench Including Excavation, Backfilling, End Caps; Warning Tape; Draw Ropes; Disposal Of Surplus Excavated Material, Etc.;Main Ducts;2 Way - D54 Ducts | 40 | m | AED | 121.17 | 4846.8
2021-04 | 4 | 4.0325 | United Arab Emirates | Dubai | Infrastructure | Tilal Al Ghaf | Phase 2 Boulevard Roads | MAF | Dutco | Award | 2021 |  | Pipework - Manholes And Pipework Ancillaries | K542.1 | Pipe Work - Manholes And Pipe Work Ancillaries;Duct;Collect Free Issued Materials From Etisalat/Du Stores, Lay And Joint Upvc Duct Pipe In Trench Including Excavation, Backfilling, End Caps; Warning Tape; Draw Ropes; Disposal Of Surplus Excavated Material, Etc.;Main Ducts;6 Way - D54 Ducts | 5950 | m | AED | 202.76 | 1206422
2021-04 | 4 | 4.0325 | United Arab Emirates | Dubai | Infrastructure | Tilal Al Ghaf | Phase 2 Boulevard Roads | MAF | Dutco | Award | 2021 |  | Pipework - Manholes And Pipework Ancillaries | K542.2 | Pipe Work - Manholes And Pipe Work Ancillaries;Duct;Collect Free Issued Materials From Etisalat/Du Stores, Lay And Joint Upvc Duct Pipe In Trench Including Excavation, Backfilling, End Caps; Warning Tape; Draw Ropes; Disposal Of Surplus Excavated Material, Etc.;Main Ducts;8 Way - D54 Ducts | 460 | m | AED | 243.56 | 112037.6
2021-04 | 4 | 4.0325 | United Arab Emirates | Dubai | Infrastructure | Tilal Al Ghaf | Phase 2 Boulevard Roads | MAF | Dutco | Award | 2021 |  | Pipework - Manholes And Pipework Ancillaries | K522.2 | Pipe Work - Manholes And Pipe Work Ancillaries;Duct;Collect Free Issued Materials From Etisalat/Du Stores, Lay And Joint Upvc Duct Pipe In Trench Including Excavation, Backfilling, End Caps; Warning Tape; Draw Ropes; Disposal Of Surplus Excavated Material, Etc.;Lead-In Ducts;2 Way - D54 Ducts | 40 | m | AED | 121.17 | 4846.8
2021-04 | 4 | 4.0325 | United Arab Emirates | Dubai | Infrastructure | Tilal Al Ghaf | Phase 2 Boulevard Roads | MAF | Dutco | Award | 2021 |  | Pipework - Manholes And Pipework Ancillaries | K522.3 | Pipe Work - Manholes And Pipe Work Ancillaries;Duct;Collect Free Issued Materials From Etisalat/Du Stores, Lay And Joint Upvc Duct Pipe In Trench Including Excavation, Backfilling, End Caps; Warning Tape; Draw Ropes; Disposal Of Surplus Excavated Material, Etc.;Lead-In Ducts;2 Way - D56 Ducts | 40 | m | AED | 119.77 | 4790.8
2021-04 | 4 | 4.0325 | United Arab Emirates | Dubai | Infrastructure | Tilal Al Ghaf | Phase 2 Boulevard Roads | MAF | Dutco | Award | 2021 |  | Pipework - Manholes And Pipework Ancillaries | K522.4 | Collect Free Issued Materials From Etisalat/Du Stores, Lay And Joint D54 Ducts In Open Trench On Top Of D54 Including Bends, End Caps, Draw Rope, Etc.;2 Way - D54 Ducts | 10 | m | AED | 84.65 | 846.5
2021-04 | 4 | 4.0325 | United Arab Emirates | Dubai | Infrastructure | Tilal Al Ghaf | Phase 2 Boulevard Roads | MAF | Dutco | Award | 2021 |  | Pipework - Manholes And Pipework Ancillaries | K522.5 | Collect Free Issued Materials From Etisalat/Du Stores, Lay And Joint D54 Ducts In Open Trench On Top Of D54 Including Bends, End Caps, Draw Rope, Etc.;2 Way - D56 Ducts | 15 | m | AED | 83.95 | 1259.25
2021-04 | 4 | 4.0325 | United Arab Emirates | Dubai | Infrastructure | Tilal Al Ghaf | Phase 2 Boulevard Roads | MAF | Dutco | Award | 2021 |  | Pipework - Manholes And Pipework Ancillaries | K542.3 | Collect Free Issued Materials From Etisalat/Du Stores, Lay And Joint D54 Ducts In Open Trench On Top Of D54 Including Bends, End Caps, Draw Rope, Etc.;4 Way - D54 Ducts | 15 | m | AED | 124.06 | 1860.9
2021-04 | 4 | 4.0325 | United Arab Emirates | Dubai | Infrastructure | Tilal Al Ghaf | Phase 2 Boulevard Roads | MAF | Dutco | Award | 2021 |  | Pipework - Manholes And Pipework Ancillaries | K542.4 | Collect Free Issued Materials From Etisalat/Du Stores, Lay And Joint D54 Ducts In Open Trench On Top Of D54 Including Bends, End Caps, Draw Rope, Etc.;6 Way - D54 Ducts | 120 | m | AED | 163.46 | 19615.2
2021-04 | 4 | 4.0325 | United Arab Emirates | Dubai | Infrastructure | Tilal Al Ghaf | Phase 2 Boulevard Roads | MAF | Dutco | Award | 2021 |  | Pipework - Manholes And Pipework Ancillaries | K542.5 | Collect Free Issued Materials From Etisalat/Du Stores, Lay And Joint D54 Ducts In Open Trench On Top Of D54 Including Bends, End Caps, Draw Rope, Etc.;8 Way - D54 Ducts | 10 | m | AED | 202.86 | 2028.6
2021-04 | 4 | 4.0326 | United Arab Emirates | Dubai | Infrastructure | Tilal Al Ghaf | Phase 2 Boulevard Roads | MAF | Dutco | Award | 2021 |  | Pipework - Manholes And Pipework Ancillaries | K891.1 | Pipe Work - Manholes And Pipe Work Ancillaries;Service Connection;Connection To Existing Ducts/Manholes Including Additional Fittings, Additional Excavation, Backfill, Etc..And All Other Works To Complete. (Provisional);Connection Of 2 Way D54 100Mm Duct With The Existing 2 Way D54 Existing Telecom Network. | 8 | Nr | AED | 934.81 | 7478.48
2021-04 | 4 | 4.0326 | United Arab Emirates | Dubai | Infrastructure | Tilal Al Ghaf | Phase 2 Boulevard Roads | MAF | Dutco | Award | 2021 |  | Pipework - Manholes And Pipework Ancillaries | K891.2 | Pipe Work - Manholes And Pipe Work Ancillaries;Service Connection;Connection To Existing Ducts/Manholes Including Additional Fittings, Additional Excavation, Backfill, Etc..And All Other Works To Complete. (Provisional);Connection Of 6 Way D54 100Mm Duct With The Existing 6 Way D54 Existing Telecom Network. | 4 | Nr | AED | 1387.21 | 5548.84
2021-04 | 4 | 4.0326 | United Arab Emirates | Dubai | Infrastructure | Tilal Al Ghaf | Phase 2 Boulevard Roads | MAF | Dutco | Award | 2021 |  | Pipework - Supports And Protection | L511.1 | Pipe Work - Supports And Protection, Ancillaries To Laying And Excavation;Sand Beds And Surround For Upvc Ducts;Main Ducts;2 Way - D54 Ducts | 6 | m | AED | 18.87 | 113.22
2021-04 | 4 | 4.0326 | United Arab Emirates | Dubai | Infrastructure | Tilal Al Ghaf | Phase 2 Boulevard Roads | MAF | Dutco | Award | 2021 |  | Pipework - Supports And Protection | L511.2 | Pipe Work - Supports And Protection, Ancillaries To Laying And Excavation;Sand Beds And Surround For Upvc Ducts;Main Ducts;6 Way - D54 Ducts | 893 | m | AED | 29.64 | 26468.52
2021-04 | 4 | 4.0326 | United Arab Emirates | Dubai | Infrastructure | Tilal Al Ghaf | Phase 2 Boulevard Roads | MAF | Dutco | Award | 2021 |  | Pipework - Supports And Protection | L511.3 | Pipe Work - Supports And Protection, Ancillaries To Laying And Excavation;Sand Beds And Surround For Upvc Ducts;Main Ducts;8 Way - D54 Ducts | 12 | m | AED | 35.03 | 420.36
2021-04 | 4 | 4.0326 | United Arab Emirates | Dubai | Infrastructure | Tilal Al Ghaf | Phase 2 Boulevard Roads | MAF | Dutco | Award | 2021 |  | Pipework - Supports And Protection | L511.4 | Pipe Work - Supports And Protection, Ancillaries To Laying And Excavation;Sand Beds And Surround For Upvc Ducts;Lead-In Ducts; 2 Way - D54 Ducts | 6 | m | AED | 18.87 | 113.22
2021-04 | 4 | 4.0326 | United Arab Emirates | Dubai | Infrastructure | Tilal Al Ghaf | Phase 2 Boulevard Roads | MAF | Dutco | Award | 2021 |  | Pipework - Supports And Protection | L511.5 | Pipe Work - Supports And Protection, Ancillaries To Laying And Excavation;Sand Beds And Surround For Upvc Ducts;Lead-In Ducts;2 Way - D56 Ducts | 7 | m | AED | 16.5 | 115.5
2021-04 | 4 | 4.0326 | United Arab Emirates | Dubai | Infrastructure | Tilal Al Ghaf | Phase 2 Boulevard Roads | MAF | Dutco | Award | 2021 |  | Pipework - Supports And Protection | L511.6 | Pipe Work - Supports And Protection, Ancillaries To Laying And Excavation;Sand Beds And Surround For Upvc Ducts;Lead-In Ducts;4 Way - D54 Ducts | 2 | m | AED | 24.25 | 48.5
2021-04 | 4 | 4.0326 | United Arab Emirates | Dubai | Infrastructure | Tilal Al Ghaf | Phase 2 Boulevard Roads | MAF | Dutco | Award | 2021 |  | Pipework - Supports And Protection | L511.7 | Pipe Work - Supports And Protection, Ancillaries To Laying And Excavation;Sand Beds And Surround For Upvc Ducts;Lead-In Ducts;6 Way - D54 Ducts | 18 | m | AED | 29.64 | 533.52
2021-04 | 4 | 4.0327 | United Arab Emirates | Dubai | Infrastructure | Tilal Al Ghaf | Phase 2 Boulevard Roads | MAF | Dutco | Award | 2021 |  | Pipework - Supports And Protection | L511.8 | Pipe Work - Supports And Protection, Ancillaries To Laying And Excavation;Sand Beds And Surround For Upvc Ducts;Lead-In Ducts;8 Way - D54 Ducts | 2 | m | AED | 35.03 | 70.06
2021-04 | 4 | 4.0327 | United Arab Emirates | Dubai | Infrastructure | Tilal Al Ghaf | Phase 2 Boulevard Roads | MAF | Dutco | Award | 2021 |  | Pipework - Supports And Protection | L521.1 | Pipe Work - Supports And Protection, Ancillaries To Laying And Excavation;Selected Excavated Beds And Surround For Upvc Ducts; Main Ducts; 2 Way - D54 Ducts | 34 | m | AED | 10 | 340
2021-04 | 4 | 4.0327 | United Arab Emirates | Dubai | Infrastructure | Tilal Al Ghaf | Phase 2 Boulevard Roads | MAF | Dutco | Award | 2021 |  | Pipework - Supports And Protection | L521.2 | Pipe Work - Supports And Protection, Ancillaries To Laying And Excavation;Selected Excavated Beds And Surround For Upvc Ducts; Main Ducts; 6 Way - D54 Ducts | 5057 | m | AED | 15.69 | 79344.33
2021-04 | 4 | 4.0327 | United Arab Emirates | Dubai | Infrastructure | Tilal Al Ghaf | Phase 2 Boulevard Roads | MAF | Dutco | Award | 2021 |  | Pipework - Supports And Protection | L521.3 | Pipe Work - Supports And Protection, Ancillaries To Laying And Excavation;Selected Excavated Beds And Surround For Upvc Ducts; Main Ducts; 8 Way - D54 Ducts | 68 | m | AED | 18.53 | 1260.04
2021-04 | 4 | 4.0327 | United Arab Emirates | Dubai | Infrastructure | Tilal Al Ghaf | Phase 2 Boulevard Roads | MAF | Dutco | Award | 2021 |  | Pipework - Supports And Protection | L521.4 | Pipe Work - Supports And Protection, Ancillaries To Laying And Excavation;Selected Excavated Beds And Surround For Upvc Ducts; Lead-In-Ducts; 2 Way - D54 Ducts | 34 | m | AED | 10 | 340
2021-04 | 4 | 4.0327 | United Arab Emirates | Dubai | Infrastructure | Tilal Al Ghaf | Phase 2 Boulevard Roads | MAF | Dutco | Award | 2021 |  | Pipework - Supports And Protection | L521.5 | Pipe Work - Supports And Protection, Ancillaries To Laying And Excavation;Selected Excavated Beds And Surround For Upvc Ducts; Lead-In-Ducts;2 Way - D56 Ducts | 38 | m | AED | 8.75 | 332.5
2021-04 | 4 | 4.0327 | United Arab Emirates | Dubai | Infrastructure | Tilal Al Ghaf | Phase 2 Boulevard Roads | MAF | Dutco | Award | 2021 |  | Pipework - Supports And Protection | L521.6 | Pipe Work - Supports And Protection, Ancillaries To Laying And Excavation;Selected Excavated Beds And Surround For Upvc Ducts; Lead-In-Ducts;4 Way - D54 Ducts | 13 | m | AED | 12.84 | 166.92
2021-04 | 4 | 4.0327 | United Arab Emirates | Dubai | Infrastructure | Tilal Al Ghaf | Phase 2 Boulevard Roads | MAF | Dutco | Award | 2021 |  | Pipework - Supports And Protection | L521.7 | Pipe Work - Supports And Protection, Ancillaries To Laying And Excavation;Selected Excavated Beds And Surround For Upvc Ducts; Lead-In-Ducts;6 Way - D54 Ducts | 102 | m | AED | 15.69 | 1600.38
2021-04 | 4 | 4.0327 | United Arab Emirates | Dubai | Infrastructure | Tilal Al Ghaf | Phase 2 Boulevard Roads | MAF | Dutco | Award | 2021 |  | Pipework - Supports And Protection | L521.8 | Pipe Work - Supports And Protection, Ancillaries To Laying And Excavation;Selected Excavated Beds And Surround For Upvc Ducts; Lead-In-Ducts;8 Way - D54 Ducts | 8 | m | AED | 18.53 | 148.24
2021-04 | 4 | 4.0327 | United Arab Emirates | Dubai | Infrastructure | Tilal Al Ghaf | Phase 2 Boulevard Roads | MAF | Dutco | Award | 2021 |  | Pipework - Supports And Protection | L541.1 | Concrete Surround To Ducts Including Formwork, Polythene Sheet And Bituminous Paints.;Main Ducts; 8 Way D54 Ducts | 380 | m | AED | 390.85 | 148523
2021-04 | 4 | 4.0328 | United Arab Emirates | Dubai | Infrastructure | Tilal Al Ghaf | Phase 2 Boulevard Roads | MAF | Dutco | Award | 2021 |  | Pipework - Supports And Protection | L541.2 | Concrete Surround To Ducts Including Formwork, Polythene Sheet And Bituminous Paints.;Lead-In-Ducts;2 Way - D54 Ducts | 10 | m | AED | 201.93 | 2019.3
2021-04 | 4 | 4.0328 | United Arab Emirates | Dubai | Infrastructure | Tilal Al Ghaf | Phase 2 Boulevard Roads | MAF | Dutco | Award | 2021 |  | Pipework - Supports And Protection | L541.3 | Concrete Surround To Ducts Including Formwork, Polythene Sheet And Bituminous Paints.;Lead-In-Ducts;2 Way - D56 Ducts | 10 | m | AED | 178.88 | 1788.8
2021-04 | 4 | 4.0328 | United Arab Emirates | Dubai | Infrastructure | Tilal Al Ghaf | Phase 2 Boulevard Roads | MAF | Dutco | Award | 2021 |  | Miscellaneous Work | X900.1 | Miscellaneous Works;Heavy Duty Di Covers; Supply And Installation Of Recessed Type Heavy Duty Di Cover And Frame For Telecom Chambers.; For Jrc 14 | 66 | Nr | AED | 3714.31 | 245144.46
2021-04 | 4 | 4.0328 | United Arab Emirates | Dubai | Infrastructure | Tilal Al Ghaf | Phase 2 Boulevard Roads | MAF | Dutco | Award | 2021 |  | Miscellaneous Work | X900.2 | Miscellaneous Works;Supply And Installation Of Heavy Duty Di Cover And Frame For Telecom Chambers (Provisional); For Jrc14 | 1 | Nr | AED | 2914.63 | 2914.63
2021-04 | 4 | 4.0328 | United Arab Emirates | Dubai | Infrastructure | Tilal Al Ghaf | Phase 2 Boulevard Roads | MAF | Dutco | Award | 2021 |  | Miscellaneous Work | X900.3 | Miscellaneous Works;Meet Me Room; Design And Build Telecom Meet Me Room As Per Telecom Operator Requirement Including Shop Drawings, Obtain All Authority Approvals And Building Permit, Construction Noc Approvals, Commission, Obtain Hand Over Certificate From Telecom Operator And Provide As-Built Drawings Duly Approved By Authority | 1 | Nr | AED | 580629.88 | 580629.88
2021-04 | 4 | 4.0328 | United Arab Emirates | Dubai | Infrastructure | Tilal Al Ghaf | Phase 2 Boulevard Roads | MAF | Dutco | Award | 2021 |  | Pipework - Pipes | I712 | Pipework - Pipes; Supply And Lay Pipes, Laid And Jointed In Trench With Coupling Including Excavation, Backfilling, Disposal Of Surplus Material, Making Cut Pieces, Testing And Commissioning.. Etc. As Per The Drawings And Specifications.; For 125Mm Diameter Hdpe Pipes (Sdr-11 Pn16); Depth Not Exceeding 1.5M | 550 | m | AED | 238.46 | 131153
2021-04 | 4 | 4.0328 | United Arab Emirates | Dubai | Infrastructure | Tilal Al Ghaf | Phase 2 Boulevard Roads | MAF | Dutco | Award | 2021 |  | Pipework - Pipes | I713 | Pipework - Pipes; Supply And Lay Pipes, Laid And Jointed In Trench With Coupling Including Excavation, Backfilling, Disposal Of Surplus Material, Making Cut Pieces, Testing And Commissioning.. Etc. As Per The Drawings And Specifications.; For 125Mm Diameter Hdpe Pipes (Sdr-11 Pn16); Depth 1.5-2.0M | 330 | m | AED | 243.83 | 80463.9
2021-04 | 4 | 4.0328 | United Arab Emirates | Dubai | Infrastructure | Tilal Al Ghaf | Phase 2 Boulevard Roads | MAF | Dutco | Award | 2021 |  | Pipework - Pipes | I714 | Pipework - Pipes; Supply And Lay Pipes, Laid And Jointed In Trench With Coupling Including Excavation, Backfilling, Disposal Of Surplus Material, Making Cut Pieces, Testing And Commissioning.. Etc. As Per The Drawings And Specifications.; For 125Mm Diameter Hdpe Pipes (Sdr-11 Pn16); Depth 2.0-2.5M | 90 | m | AED | 391.48 | 35233.2
2021-04 | 4 | 4.0328 | United Arab Emirates | Dubai | Infrastructure | Tilal Al Ghaf | Phase 2 Boulevard Roads | MAF | Dutco | Award | 2021 |  | Pipework - Pipes | I722 | Pipework - Pipes; Supply And Lay Pipes, Laid And Jointed In Trench With Coupling Including Excavation, Backfilling, Disposal Of Surplus Material, Making Cut Pieces, Testing And Commissioning.. Etc. As Per The Drawings And Specifications.; For 250Mm Diameter Hdpe Pipes (Sdr-11 Pn16); Depth Not Exceeding 1.5M | 200 | m | AED | 340.25 | 68050
2021-04 | 4 | 4.0328 | United Arab Emirates | Dubai | Infrastructure | Tilal Al Ghaf | Phase 2 Boulevard Roads | MAF | Dutco | Award | 2021 |  | Pipework - Pipes | I723 | Pipework - Pipes; Supply And Lay Pipes, Laid And Jointed In Trench With Coupling Including Excavation, Backfilling, Disposal Of Surplus Material, Making Cut Pieces, Testing And Commissioning.. Etc. As Per The Drawings And Specifications.; For 250Mm Diameter Hdpe Pipes (Sdr-11 Pn16); Depth 1.5-2.0M | 55 | m | AED | 383.71 | 21104.05
2021-04 | 4 | 4.0328 | United Arab Emirates | Dubai | Infrastructure | Tilal Al Ghaf | Phase 2 Boulevard Roads | MAF | Dutco | Award | 2021 |  | Pipework - Pipes | I724 | Pipework - Pipes; Supply And Lay Pipes, Laid And Jointed In Trench With Coupling Including Excavation, Backfilling, Disposal Of Surplus Material, Making Cut Pieces, Testing And Commissioning.. Etc. As Per The Drawings And Specifications.; For 250Mm Diameter Hdpe Pipes (Sdr-11 Pn16); Depth 2.0-2.5M | 45 | m | AED | 485.11 | 21829.95
2021-04 | 4 | 4.0329 | United Arab Emirates | Dubai | Infrastructure | Tilal Al Ghaf | Phase 2 Boulevard Roads | MAF | Dutco | Award | 2021 |  | Pipework - Pipes | I732 | Pipework - Pipes; Supply And Lay Pipes, Laid And Jointed In Trench With Coupling Including Excavation, Backfilling, Disposal Of Surplus Material, Making Cut Pieces, Testing And Commissioning.. Etc. As Per The Drawings And Specifications.; For 315Mm Diameter Hdpe Pipes (Sdr-11 Pn16); Depth Not Exceeding 1.5M | 850 | m | AED | 424.49 | 360816.5
2021-04 | 4 | 4.0329 | United Arab Emirates | Dubai | Infrastructure | Tilal Al Ghaf | Phase 2 Boulevard Roads | MAF | Dutco | Award | 2021 |  | Pipework - Pipes | I733.1 | Pipework - Pipes; Supply And Lay Pipes, Laid And Jointed In Trench With Coupling Including Excavation, Backfilling, Disposal Of Surplus Material, Making Cut Pieces, Testing And Commissioning.. Etc. As Per The Drawings And Specifications.; For 315Mm Diameter Hdpe Pipes (Sdr-11 Pn16); Depth 1.5-2.0M | 1030 | m | AED | 466.55 | 480546.5
2021-04 | 4 | 4.0329 | United Arab Emirates | Dubai | Infrastructure | Tilal Al Ghaf | Phase 2 Boulevard Roads | MAF | Dutco | Award | 2021 |  | Pipework - Pipes | I734 | Pipework - Pipes; Supply And Lay Pipes, Laid And Jointed In Trench With Coupling Including Excavation, Backfilling, Disposal Of Surplus Material, Making Cut Pieces, Testing And Commissioning.. Etc. As Per The Drawings And Specifications.; For 315Mm Diameter Hdpe Pipes (Sdr-11 Pn16); Depth 2.0-2.5M | 570 | m | AED | 565.12 | 322118.4
2021-04 | 4 | 4.0329 | United Arab Emirates | Dubai | Infrastructure | Tilal Al Ghaf | Phase 2 Boulevard Roads | MAF | Dutco | Award | 2021 |  | Pipework - Pipes | I733.2 | Pipework - Pipes; Supply And Lay Pipes, Laid And Jointed In Trench With Coupling Including Excavation, Backfilling, Disposal Of Surplus Material, Making Cut Pieces, Testing And Commissioning.. Etc. As Per The Drawings And Specifications.; For 400Mm Diameter Hdpe Pipes (Sdr-11 Pn16);Depth 1.5-2.0M | 5 | m | AED | 651.56 | 3257.8
2021-04 | 4 | 4.0329 | United Arab Emirates | Dubai | Infrastructure | Tilal Al Ghaf | Phase 2 Boulevard Roads | MAF | Dutco | Award | 2021 |  | Pipework - Pipes | I512 | Pipework - Pipes; Supply And Lay Pipes, Laid And Jointed In Trench With Coupling Including Excavation, Backfilling, Disposal Of Surplus Material, Making Cut Pieces, Testing And Commissioning.. Etc. As Per The Drawings And Specifications.; For 110Mm Dia Upvc Pipe (Pn-10);Depth Not Exceeding 1.5M | 20 | m | AED | 282.6 | 5652
2021-04 | 4 | 4.0329 | United Arab Emirates | Dubai | Infrastructure | Tilal Al Ghaf | Phase 2 Boulevard Roads | MAF | Dutco | Award | 2021 |  | Pipework - Fittings And Valves | J611.1 | Pipework - Fittings And Valves;Supply, Install And Joint Fittings In Trench Including Joints, Making Cut Pieces, Testing, Neoprene, Rubber Wraps.. Etc. As Per The Drawings And Specifications.;Hdpe Fittings ; Bend 45O ; 125Mm Dia | 8 | Nr | AED | 479.7 | 3837.6
2021-04 | 4 | 4.0329 | United Arab Emirates | Dubai | Infrastructure | Tilal Al Ghaf | Phase 2 Boulevard Roads | MAF | Dutco | Award | 2021 |  | Pipework - Fittings And Valves | J611.2 | Pipework - Fittings And Valves;Supply, Install And Joint Fittings In Trench Including Joints, Making Cut Pieces, Testing, Neoprene, Rubber Wraps.. Etc. As Per The Drawings And Specifications.;Hdpe Fittings; Bend 90O; 125Mm Dia | 2 | Nr | AED | 691.33 | 1382.66
2021-04 | 4 | 4.0329 | United Arab Emirates | Dubai | Infrastructure | Tilal Al Ghaf | Phase 2 Boulevard Roads | MAF | Dutco | Award | 2021 |  | Pipework - Fittings And Valves | J612.1 | Pipework - Fittings And Valves;Supply, Install And Joint Fittings In Trench Including Joints, Making Cut Pieces, Testing, Neoprene, Rubber Wraps.. Etc. As Per The Drawings And Specifications.;Hdpe Fittings; Bend 45O ; 250Mm Dia | 2 | Nr | AED | 530.71 | 1061.42
2021-04 | 4 | 4.0329 | United Arab Emirates | Dubai | Infrastructure | Tilal Al Ghaf | Phase 2 Boulevard Roads | MAF | Dutco | Award | 2021 |  | Pipework - Fittings And Valves | J612.2 | Pipework - Fittings And Valves;Supply, Install And Joint Fittings In Trench Including Joints, Making Cut Pieces, Testing, Neoprene, Rubber Wraps.. Etc. As Per The Drawings And Specifications.;Hdpe Fittings; Bend 90O ; 250Mm Dia | 1 | Nr | AED | 620.79 | 620.79
2021-04 | 4 | 4.0329 | United Arab Emirates | Dubai | Infrastructure | Tilal Al Ghaf | Phase 2 Boulevard Roads | MAF | Dutco | Award | 2021 |  | Pipework - Fittings And Valves | J613.1 | Pipework - Fittings And Valves;Supply, Install And Joint Fittings In Trench Including Joints, Making Cut Pieces, Testing, Neoprene, Rubber Wraps.. Etc. As Per The Drawings And Specifications.;Hdpe Fittings; Bend 45O ; 315Mm Dia | 15 | Nr | AED | 2227.01 | 33405.15
2021-04 | 4 | 4.033 | United Arab Emirates | Dubai | Infrastructure | Tilal Al Ghaf | Phase 2 Boulevard Roads | MAF | Dutco | Award | 2021 |  | Pipework - Fittings And Valves | J613.2 | Pipework - Fittings And Valves;Supply, Install And Joint Fittings In Trench Including Joints, Making Cut Pieces, Testing, Neoprene, Rubber Wraps.. Etc. As Per The Drawings And Specifications.;Hdpe Fittings; Bend 90O ; 315Mm Dia | 5 | Nr | AED | 2297.56 | 11487.8
2021-04 | 4 | 4.033 | United Arab Emirates | Dubai | Infrastructure | Tilal Al Ghaf | Phase 2 Boulevard Roads | MAF | Dutco | Award | 2021 |  | Pipework - Fittings And Valves | J621 | Pipework - Fittings And Valves;Supply, Install And Joint Fittings In Trench Including Joints, Making Cut Pieces, Testing, Neoprene, Rubber Wraps.. Etc. As Per The Drawings And Specifications.;Hdpe Fittings; Equal Tee 125X125 | 11 | Nr | AED | 179.07 | 1969.77
2021-04 | 4 | 4.033 | United Arab Emirates | Dubai | Infrastructure | Tilal Al Ghaf | Phase 2 Boulevard Roads | MAF | Dutco | Award | 2021 |  | Pipework - Fittings And Valves | J622.1 | Pipework - Fittings And Valves;Supply, Install And Joint Fittings In Trench Including Joints, Making Cut Pieces, Testing, Neoprene, Rubber Wraps.. Etc. As Per The Drawings And Specifications.;Hdpe Fittings; Equal Tee 250X250 | 1 | Nr | AED | 1452.12 | 1452.12
2021-04 | 4 | 4.033 | United Arab Emirates | Dubai | Infrastructure | Tilal Al Ghaf | Phase 2 Boulevard Roads | MAF | Dutco | Award | 2021 |  | Pipework - Fittings And Valves | J623.1 | Pipework - Fittings And Valves;Supply, Install And Joint Fittings In Trench Including Joints, Making Cut Pieces, Testing, Neoprene, Rubber Wraps.. Etc. As Per The Drawings And Specifications.;Hdpe Fittings; Equal Tee 315X315 | 3 | Nr | AED | 1748.4 | 5245.2
2021-04 | 4 | 4.033 | United Arab Emirates | Dubai | Infrastructure | Tilal Al Ghaf | Phase 2 Boulevard Roads | MAF | Dutco | Award | 2021 |  | Pipework - Fittings And Valves | J622.2 | Pipework - Fittings And Valves;Supply, Install And Joint Fittings In Trench Including Joints, Making Cut Pieces, Testing, Neoprene, Rubber Wraps.. Etc. As Per The Drawings And Specifications.;Hdpe Fittings; Unequal Tee 250X125 | 4 | Nr | AED | 1790.73 | 7162.92
2021-04 | 4 | 4.033 | United Arab Emirates | Dubai | Infrastructure | Tilal Al Ghaf | Phase 2 Boulevard Roads | MAF | Dutco | Award | 2021 |  | Pipework - Fittings And Valves | J623.2 | Pipework - Fittings And Valves;Supply, Install And Joint Fittings In Trench Including Joints, Making Cut Pieces, Testing, Neoprene, Rubber Wraps.. Etc. As Per The Drawings And Specifications.;Hdpe Fittings; Unequal Tee 315X125 | 46 | Nr | AED | 2311.67 | 106336.82
2021-04 | 4 | 4.033 | United Arab Emirates | Dubai | Infrastructure | Tilal Al Ghaf | Phase 2 Boulevard Roads | MAF | Dutco | Award | 2021 |  | Pipework - Fittings And Valves | J632.1 | Pipework - Fittings And Valves;Supply, Install And Joint Fittings In Trench Including Joints, Making Cut Pieces, Testing, Neoprene, Rubber Wraps.. Etc. As Per The Drawings And Specifications.;Hdpe Fittings; Reducer (125X250) | 1 | Nr | AED | 366.83 | 366.83
2021-04 | 4 | 4.033 | United Arab Emirates | Dubai | Infrastructure | Tilal Al Ghaf | Phase 2 Boulevard Roads | MAF | Dutco | Award | 2021 |  | Pipework - Fittings And Valves | J632.2 | Pipework - Fittings And Valves;Supply, Install And Joint Fittings In Trench Including Joints, Making Cut Pieces, Testing, Neoprene, Rubber Wraps.. Etc. As Per The Drawings And Specifications.;Hdpe Fittings; Reducer (125X315) | 2 | Nr | AED | 1748.4 | 3496.8
2021-04 | 4 | 4.033 | United Arab Emirates | Dubai | Infrastructure | Tilal Al Ghaf | Phase 2 Boulevard Roads | MAF | Dutco | Award | 2021 |  | Pipework - Fittings And Valves | J633.1 | Pipework - Fittings And Valves;Supply, Install And Joint Fittings In Trench Including Joints, Making Cut Pieces, Testing, Neoprene, Rubber Wraps.. Etc. As Per The Drawings And Specifications.;Hdpe Fittings; Reducer (250X315) | 1 | Nr | AED | 1325.14 | 1325.14
2021-04 | 4 | 4.0331 | United Arab Emirates | Dubai | Infrastructure | Tilal Al Ghaf | Phase 2 Boulevard Roads | MAF | Dutco | Award | 2021 |  | Pipework - Fittings And Valves | J633.2 | Pipework - Fittings And Valves;Supply, Install And Joint Fittings In Trench Including Joints, Making Cut Pieces, Testing, Neoprene, Rubber Wraps.. Etc. As Per The Drawings And Specifications.;Hdpe Fittings; Reducer (315X400) | 1 | Nr | AED | 1395.68 | 1395.68
2021-04 | 4 | 4.0331 | United Arab Emirates | Dubai | Infrastructure | Tilal Al Ghaf | Phase 2 Boulevard Roads | MAF | Dutco | Award | 2021 |  | Pipework - Fittings And Valves | J691 | Pipework - Fittings And Valves;Supply, Install And Joint Fittings In Trench Including Joints, Making Cut Pieces, Testing, Neoprene, Rubber Wraps.. Etc. As Per The Drawings And Specifications.;Hdpe Fittings; Stepped Coupling (125Hdpex110 Upvc) | 3 | Nr | AED | 2607.95 | 7823.85
2021-04 | 4 | 4.0331 | United Arab Emirates | Dubai | Infrastructure | Tilal Al Ghaf | Phase 2 Boulevard Roads | MAF | Dutco | Award | 2021 |  | Pipework - Fittings And Valves | J692 | Pipework - Fittings And Valves;Supply, Install And Joint Fittings In Trench Including Joints, Making Cut Pieces, Testing, Neoprene, Rubber Wraps.. Etc. As Per The Drawings And Specifications.;Hdpe Fittings; Stepped Coupling (250Hdpex250 Upvc) | 1 | Nr | AED | 3298.19 | 3298.19
2021-04 | 4 | 4.0331 | United Arab Emirates | Dubai | Infrastructure | Tilal Al Ghaf | Phase 2 Boulevard Roads | MAF | Dutco | Award | 2021 |  | Pipework - Fittings And Valves | J691.2 | Pipework - Fittings And Valves;Supply, Install And Joint Fittings In Trench Including Joints, Making Cut Pieces, Testing, Neoprene, Rubber Wraps.. Etc. As Per The Drawings And Specifications.;Hdpe Fittings; End Cap; 125Mm Dia | 9 | Nr | AED | 395.05 | 3555.45
2021-04 | 4 | 4.0331 | United Arab Emirates | Dubai | Infrastructure | Tilal Al Ghaf | Phase 2 Boulevard Roads | MAF | Dutco | Award | 2021 |  | Pipework - Fittings And Valves | J692 | Pipework - Fittings And Valves;Supply, Install And Joint Fittings In Trench Including Joints, Making Cut Pieces, Testing, Neoprene, Rubber Wraps.. Etc. As Per The Drawings And Specifications.;Hdpe Fittings; End Cap; 250Mm Dia | 1 | Nr | AED | 282.18 | 282.18
2021-04 | 4 | 4.0331 | United Arab Emirates | Dubai | Infrastructure | Tilal Al Ghaf | Phase 2 Boulevard Roads | MAF | Dutco | Award | 2021 |  | Pipework - Fittings And Valves | J693.1 | Pipework - Fittings And Valves;Supply, Install And Joint Fittings In Trench Including Joints, Making Cut Pieces, Testing, Neoprene, Rubber Wraps.. Etc. As Per The Drawings And Specifications.;Hdpe Fittings; End Cap; 315Mm Dia | 4 | Nr | AED | 542.64 | 2170.56
2021-04 | 4 | 4.0331 | United Arab Emirates | Dubai | Infrastructure | Tilal Al Ghaf | Phase 2 Boulevard Roads | MAF | Dutco | Award | 2021 |  | Pipework - Fittings And Valves | J693.2 | Pipework - Fittings And Valves;Supply, Install And Joint Fittings In Trench Including Joints, Making Cut Pieces, Testing, Neoprene, Rubber Wraps.. Etc. As Per The Drawings And Specifications.;Hdpe Fittings; End Cap; 400Mm Dia | 1 | Nr | AED | 874.74 | 874.74
2021-04 | 4 | 4.0331 | United Arab Emirates | Dubai | Infrastructure | Tilal Al Ghaf | Phase 2 Boulevard Roads | MAF | Dutco | Award | 2021 |  | Pipework - Fittings And Valves | J681 | Pipework - Fittings And Valves;Supply, Install And Joint Fittings In Trench Including Joints, Making Cut Pieces, Testing, Neoprene, Rubber Wraps.. Etc. As Per The Drawings And Specifications.;Hdpe Fittings; Straight Special; 125Mm Dia. | 12 | Nr | AED | 479.7 | 5756.4