## Pivot (hidden)
Details fr Tender Assessment files
|  | Project | Base Date | Contractor | Status | Contract Type | BUA | GIA | GFA | Keys
Row Labels | Count of Description | The Valley - Talia NH03 | 2022 | GINCO | Award | Fixed Price Lump Sum | 66576.01 |  | 47850.51 | 330
Majestic Villas (formerly known as Lamborghini Villas) | 4230 | The Valley - Nara NH02 | 2022 | METAC | Award | Fixed Price Lump Sum | 69927 | 75000 | 53764 | 372
The Valley - NH02 Nara | 3094 | The Valley-Eden NH01 | 2022 | GINCO | Award | Fixed Price Lump Sum | 67808 |  | 50993.88 | 362
The Valley - NH03 Talia | 4064 | Majestic Villas (formerly known as Lamborghini Villas) | 2022 | IBUILD | Award | Fixed Price Lump Sum | 50269 |  | 32159 | 40
The Valley - NH01 Eden | 2136 | Palm Hills | 2022 | TROJAN |  |  | 45571 |  | 32816 | 75
Palm Hills | 1280 | Club Villas |  | PIVOT |  |  | 42973.02 |  | 33620 | 150
Club Villas | 716 | Burj Crown (Plot 27) |  | ABM |  |  | 89156.97 |  | 51024 | 427
Burj Crown (Plot 27) | 2686
Grand Total | 18206

## Landscaping
| Batch | Ref |  | Country | City | Asset | Project | Type | Employer | Contractor | Status | Base Date | Contract Type | POMI Section | POMI Sub Section | Description | Quantity | Unit | Currency | Rate
ALYA-05.1 | 1 | 1 |  | Kingdom of Saudi Arabia | Jeddah | Open Spaces | Red Sea Village | Canal Park | RSG | SALCO | Award | 2021 | Fixed Price Lump Sum | SITE WORK | Excavation | Excavation And Preparation Of Base As Specified And As Shown On Drawings (Provisional Item) ;For Palms | 282 | m³ | SAR | 27
ALYA-05.1 | 1 | 1 |  | Kingdom of Saudi Arabia | Jeddah | Open Spaces | Red Sea Village | Canal Park | RSG | SALCO | Award | 2021 | Fixed Price Lump Sum | SITE WORK | Excavation | Excavation And Preparation Of Base As Specified And As Shown On Drawings (Provisional Item) ;For Trees | 260 | m³ | SAR | 27
ALYA-05.1 | 1 | 1 |  | Kingdom of Saudi Arabia | Jeddah | Open Spaces | Red Sea Village | Canal Park | RSG | SALCO | Award | 2021 | Fixed Price Lump Sum | SITE WORK | Excavation | Excavation And Preparation Of Base As Specified And As Shown On Drawings (Provisional Item) ;For Ground Covers | 241 | m³ | SAR | 20
ALYA-05.1 | 1 | 1 |  | Kingdom of Saudi Arabia | Jeddah | Open Spaces | Red Sea Village | Canal Park | RSG | SALCO | Award | 2021 | Fixed Price Lump Sum | SITE WORK | Excavation | Excavation And Preparation Of Base As Specified And As Shown On Drawings (Provisional Item) ;For Shrubs | 276 | m³ | SAR | 20
ALYA-05.1 | 1 | 1.0001 |  | Kingdom of Saudi Arabia | Jeddah | Open Spaces | Red Sea Village | Canal Park | RSG | SALCO | Award | 2021 | Fixed Price Lump Sum | SITE WORK | Excavation | Excavation And Preparation Of Base As Specified And As Shown On Drawings (Provisional Item) ;In Grass | 11 | m³ | SAR | 20
ALYA-05.1 | 1 | 1.0001 |  | Kingdom of Saudi Arabia | Jeddah | Open Spaces | Red Sea Village | Canal Park | RSG | SALCO | Award | 2021 | Fixed Price Lump Sum | SITE WORK | Excavation | Excavation And Preparation Of Base As Specified And As Shown On Drawings (Provisional Item) ;In Lawn Area | 295 | m³ | SAR | 20
ALYA-05.1 | 1 | 1.0001 |  | Kingdom of Saudi Arabia | Jeddah | Open Spaces | Red Sea Village | Canal Park | RSG | SALCO | Award | 2021 | Fixed Price Lump Sum | SITE WORK | Disposal | Disposal;Disposal Of Surplus Excavated Material From Site (Provisional Item) | 1365 | m³ | SAR | 20
ALYA-05.1 | 1 | 1.0001 |  | Kingdom of Saudi Arabia | Jeddah | Open Spaces | Red Sea Village | Canal Park | RSG | SALCO | Award | 2021 | Fixed Price Lump Sum | SITE WORK | Landscaping | Planting Medium Consist Of Soil, Compost And Fertilizers;70Mm Thick Bark Mulsch To Be Removed From All Softscape Areas;To Palms | 246 | m³ | SAR | 134
ALYA-05.1 | 1 | 1.0001 |  | Kingdom of Saudi Arabia | Jeddah | Open Spaces | Red Sea Village | Canal Park | RSG | SALCO | Award | 2021 | Fixed Price Lump Sum | SITE WORK | Landscaping | Planting Medium Consist Of Soil, Compost And Fertilizers;70Mm Thick Bark Mulsch To Be Removed From All Softscape Areas;To Trees | 216 | m³ | SAR | 134
ALYA-05.1 | 1 | 1.0001 |  | Kingdom of Saudi Arabia | Jeddah | Open Spaces | Red Sea Village | Canal Park | RSG | SALCO | Award | 2021 | Fixed Price Lump Sum | SITE WORK | Landscaping | Planting Medium Consist Of Soil, Compost And Fertilizers;70Mm Thick Bark Mulsch To Be Removed From All Softscape Areas;To Ground Covers | 241 | m³ | SAR | 134
ALYA-05.1 | 1 | 1.0001 |  | Kingdom of Saudi Arabia | Jeddah | Open Spaces | Red Sea Village | Canal Park | RSG | SALCO | Award | 2021 | Fixed Price Lump Sum | SITE WORK | Landscaping | Planting Medium Consist Of Soil, Compost And Fertilizers;70Mm Thick Bark Mulsch To Be Removed From All Softscape Areas;To Shrubs | 276 | m³ | SAR | 134
ALYA-05.1 | 1 | 1.0001 |  | Kingdom of Saudi Arabia | Jeddah | Open Spaces | Red Sea Village | Canal Park | RSG | SALCO | Award | 2021 | Fixed Price Lump Sum | SITE WORK | Landscaping | Planting Medium Consist Of Soil, Compost And Fertilizers;70Mm Thick Bark Mulsch To Be Removed From All Softscape Areas;To Grass | 11 | m³ | SAR | 134
ALYA-05.1 | 1 | 1.0001 |  | Kingdom of Saudi Arabia | Jeddah | Open Spaces | Red Sea Village | Canal Park | RSG | SALCO | Award | 2021 | Fixed Price Lump Sum | SITE WORK | Landscaping | Planting Medium Consist Of Soil, Compost And Fertilizers;70Mm Thick Bark Mulsch To Be Removed From All Softscape Areas;In Lawn Area | 295 | m³ | SAR | 134
ALYA-05.1 | 1 | 1.0001 |  | Kingdom of Saudi Arabia | Jeddah | Open Spaces | Red Sea Village | Canal Park | RSG | SALCO | Award | 2021 | Fixed Price Lump Sum | SITE WORK | Landscaping | Gravel Wrapped In Geotextile As Capillary Break Layer, Complete As Specified ;Below Planting Medium Of Palms And Trees, 200Mm Thick | 281 | m² | SAR | 25
ALYA-05.1 | 1 | 1.0002 |  | Kingdom of Saudi Arabia | Jeddah | Open Spaces | Red Sea Village | Canal Park | RSG | SALCO | Award | 2021 | Fixed Price Lump Sum | SITE WORK | Landscaping | Palms, Trees, Shrubs And The Like With Healthy Fully Developed Root Balls, Undamaged And Free From Pests And Diseases, Planted In Prepared Ground As Detailed, Including All Compost And Fertilizers, Tree Stakes, Tree Ties, Temporary Planting Screens And The Like, As Specified And As Shown On Drawings;Palms;Washingtonia Robusta, Ref. Wash.R6* - 6M Brown Trunk Height | 32 | Nr | SAR | 5029
ALYA-05.1 | 1 | 1.0002 |  | Kingdom of Saudi Arabia | Jeddah | Open Spaces | Red Sea Village | Canal Park | RSG | SALCO | Award | 2021 | Fixed Price Lump Sum | SITE WORK | Landscaping | Palms, Trees, Shrubs And The Like With Healthy Fully Developed Root Balls, Undamaged And Free From Pests And Diseases, Planted In Prepared Ground As Detailed, Including All Compost And Fertilizers, Tree Stakes, Tree Ties, Temporary Planting Screens And The Like, As Specified And As Shown On Drawings;Palms;Washingtonia Robusta, Ref. Wash.R5* - 5M Brown Trunk Height | 32 | Nr | SAR | 4583
ALYA-05.1 | 1 | 1.0002 |  | Kingdom of Saudi Arabia | Jeddah | Open Spaces | Red Sea Village | Canal Park | RSG | SALCO | Award | 2021 | Fixed Price Lump Sum | SITE WORK | Landscaping | Palms, Trees, Shrubs And The Like With Healthy Fully Developed Root Balls, Undamaged And Free From Pests And Diseases, Planted In Prepared Ground As Detailed, Including All Compost And Fertilizers, Tree Stakes, Tree Ties, Temporary Planting Screens And The Like, As Specified And As Shown On Drawings;Palms;Washingtonia Robusta, Ref. Wash.R4* - 4M Brown Trunk Height | 32 | Nr | SAR | 3782
ALYA-05.1 | 1 | 1.0002 |  | Kingdom of Saudi Arabia | Jeddah | Open Spaces | Red Sea Village | Canal Park | RSG | SALCO | Award | 2021 | Fixed Price Lump Sum | SITE WORK | Landscaping | Palms, Trees, Shrubs And The Like With Healthy Fully Developed Root Balls, Undamaged And Free From Pests And Diseases, Planted In Prepared Ground As Detailed, Including All Compost And Fertilizers, Tree Stakes, Tree Ties, Temporary Planting Screens And The Like, As Specified And As Shown On Drawings;Palms;Washingtonia Robusta, Ref. Wash.R3* - 3M Brown Trunk Height | 32 | Nr | SAR | 3360
ALYA-05.1 | 1 | 1.0002 |  | Kingdom of Saudi Arabia | Jeddah | Open Spaces | Red Sea Village | Canal Park | RSG | SALCO | Award | 2021 | Fixed Price Lump Sum | SITE WORK | Landscaping | Palms, Trees, Shrubs And The Like With Healthy Fully Developed Root Balls, Undamaged And Free From Pests And Diseases, Planted In Prepared Ground As Detailed, Including All Compost And Fertilizers, Tree Stakes, Tree Ties, Temporary Planting Screens And The Like, As Specified And As Shown On Drawings;Trees;Albizia Lebbek, Ref.Albi.L - 1.8M Clear Stem Height, 60 To 70Mm Caliper | 36 | Nr | SAR | 1398
ALYA-05.1 | 1 | 1.0002 |  | Kingdom of Saudi Arabia | Jeddah | Open Spaces | Red Sea Village | Canal Park | RSG | SALCO | Award | 2021 | Fixed Price Lump Sum | SITE WORK | Landscaping | Palms, Trees, Shrubs And The Like With Healthy Fully Developed Root Balls, Undamaged And Free From Pests And Diseases, Planted In Prepared Ground As Detailed, Including All Compost And Fertilizers, Tree Stakes, Tree Ties, Temporary Planting Screens And The Like, As Specified And As Shown On Drawings;Trees;Bauhinia Purpurea, Ref. Bauh.P - 1.8M Clear Stem Height, 60 To 70Mm Caliper | 7 | Nr | SAR | 1509
ALYA-05.1 | 1 | 1.0002 |  | Kingdom of Saudi Arabia | Jeddah | Open Spaces | Red Sea Village | Canal Park | RSG | SALCO | Award | 2021 | Fixed Price Lump Sum | SITE WORK | Landscaping | Palms, Trees, Shrubs And The Like With Healthy Fully Developed Root Balls, Undamaged And Free From Pests And Diseases, Planted In Prepared Ground As Detailed, Including All Compost And Fertilizers, Tree Stakes, Tree Ties, Temporary Planting Screens And The Like, As Specified And As Shown On Drawings;Trees;Terminalia Catappa, Ref. Term.C - 1.8M Clear Stem Height, 60 To 70Mm Caliper | 25 | Nr | SAR | 1298
ALYA-05.1 | 1 | 1.0002 |  | Kingdom of Saudi Arabia | Jeddah | Open Spaces | Red Sea Village | Canal Park | RSG | SALCO | Award | 2021 | Fixed Price Lump Sum | SITE WORK | Landscaping | Palms, Trees, Shrubs And The Like With Healthy Fully Developed Root Balls, Undamaged And Free From Pests And Diseases, Planted In Prepared Ground As Detailed, Including All Compost And Fertilizers, Tree Stakes, Tree Ties, Temporary Planting Screens And The Like, As Specified And As Shown On Drawings;Shrubs;Dodonaea Viscosa, Ref. Dodo.V - 0.60 To 0.70M Height, Min. 3 Breaks | 1088 | Nr | SAR | 21
ALYA-05.1 | 1 | 1.0002 |  | Kingdom of Saudi Arabia | Jeddah | Open Spaces | Red Sea Village | Canal Park | RSG | SALCO | Award | 2021 | Fixed Price Lump Sum | SITE WORK | Landscaping | Palms, Trees, Shrubs And The Like With Healthy Fully Developed Root Balls, Undamaged And Free From Pests And Diseases, Planted In Prepared Ground As Detailed, Including All Compost And Fertilizers, Tree Stakes, Tree Ties, Temporary Planting Screens And The Like, As Specified And As Shown On Drawings;Shrubs;Leucophyllum Frutescens, Ref. Leuc.F - 0.50-0.60M Height, Min. 3 Breaks | 919 | Nr | SAR | 23
ALYA-05.1 | 1 | 1.0002 |  | Kingdom of Saudi Arabia | Jeddah | Open Spaces | Red Sea Village | Canal Park | RSG | SALCO | Award | 2021 | Fixed Price Lump Sum | SITE WORK | Landscaping | Palms, Trees, Shrubs And The Like With Healthy Fully Developed Root Balls, Undamaged And Free From Pests And Diseases, Planted In Prepared Ground As Detailed, Including All Compost And Fertilizers, Tree Stakes, Tree Ties, Temporary Planting Screens And The Like, As Specified And As Shown On Drawings;Shrubs;Tecoma Smithii, Ref. Teco.Sm - 0.60 To 0.70M Height, Min. 3 Breaks | 1310 | Nr | SAR | 24
ALYA-05.1 | 1 | 1.0003 |  | Kingdom of Saudi Arabia | Jeddah | Open Spaces | Red Sea Village | Canal Park | RSG | SALCO | Award | 2021 | Fixed Price Lump Sum | SITE WORK | Landscaping | Palms, Trees, Shrubs And The Like With Healthy Fully Developed Root Balls, Undamaged And Free From Pests And Diseases, Planted In Prepared Ground As Detailed, Including All Compost And Fertilizers, Tree Stakes, Tree Ties, Temporary Planting Screens And The Like, As Specified And As Shown On Drawings;Ground Covers;Asystasia Gangetica Variegata, Ref. Asys.Gv - 0.30M Spread | 2637 | Nr | SAR | 13
ALYA-05.1 | 1 | 1.0003 |  | Kingdom of Saudi Arabia | Jeddah | Open Spaces | Red Sea Village | Canal Park | RSG | SALCO | Award | 2021 | Fixed Price Lump Sum | SITE WORK | Landscaping | Palms, Trees, Shrubs And The Like With Healthy Fully Developed Root Balls, Undamaged And Free From Pests And Diseases, Planted In Prepared Ground As Detailed, Including All Compost And Fertilizers, Tree Stakes, Tree Ties, Temporary Planting Screens And The Like, As Specified And As Shown On Drawings;Ground Covers;Ruellia Ciliosa, Ref. Ruel.C - 0.40M Height | 4639 | Nr | SAR | 8
ALYA-05.1 | 1 | 1.0003 |  | Kingdom of Saudi Arabia | Jeddah | Open Spaces | Red Sea Village | Canal Park | RSG | SALCO | Award | 2021 | Fixed Price Lump Sum | SITE WORK | Landscaping | Palms, Trees, Shrubs And The Like With Healthy Fully Developed Root Balls, Undamaged And Free From Pests And Diseases, Planted In Prepared Ground As Detailed, Including All Compost And Fertilizers, Tree Stakes, Tree Ties, Temporary Planting Screens And The Like, As Specified And As Shown On Drawings;Ground Covers;Vitex Rotundifolia, Ref. Vite.R - 0.30M Spread | 425 | Nr | SAR | 9
ALYA-05.1 | 1 | 1.0003 |  | Kingdom of Saudi Arabia | Jeddah | Open Spaces | Red Sea Village | Canal Park | RSG | SALCO | Award | 2021 | Fixed Price Lump Sum | SITE WORK | Landscaping | Palms, Trees, Shrubs And The Like With Healthy Fully Developed Root Balls, Undamaged And Free From Pests And Diseases, Planted In Prepared Ground As Detailed, Including All Compost And Fertilizers, Tree Stakes, Tree Ties, Temporary Planting Screens And The Like, As Specified And As Shown On Drawings;Ground Covers;Portulaca Grandiflora, Ref. Port.G - 0.30M Spread | 538 | Nr | SAR | 7
ALYA-05.1 | 1 | 1.0003 |  | Kingdom of Saudi Arabia | Jeddah | Open Spaces | Red Sea Village | Canal Park | RSG | SALCO | Award | 2021 | Fixed Price Lump Sum | SITE WORK | Landscaping | Palms, Trees, Shrubs And The Like With Healthy Fully Developed Root Balls, Undamaged And Free From Pests And Diseases, Planted In Prepared Ground As Detailed, Including All Compost And Fertilizers, Tree Stakes, Tree Ties, Temporary Planting Screens And The Like, As Specified And As Shown On Drawings;Ground Covers;Catharanthus Roseus, Ref. Cath.R - 0.30M Spread | 398 | Nr | SAR | 7
ALYA-05.1 | 1 | 1.0003 |  | Kingdom of Saudi Arabia | Jeddah | Open Spaces | Red Sea Village | Canal Park | RSG | SALCO | Award | 2021 | Fixed Price Lump Sum | SITE WORK | Landscaping | Palms, Trees, Shrubs And The Like With Healthy Fully Developed Root Balls, Undamaged And Free From Pests And Diseases, Planted In Prepared Ground As Detailed, Including All Compost And Fertilizers, Tree Stakes, Tree Ties, Temporary Planting Screens And The Like, As Specified And As Shown On Drawings;Grass;Pennisetum Setaceum, Ref. Penn.S - 0.50-0.60M Height | 112 | Nr | SAR | 11
ALYA-05.1 | 1 | 1.0003 |  | Kingdom of Saudi Arabia | Jeddah | Open Spaces | Red Sea Village | Canal Park | RSG | SALCO | Award | 2021 | Fixed Price Lump Sum | SITE WORK | Landscaping | Palms, Trees, Shrubs And The Like With Healthy Fully Developed Root Balls, Undamaged And Free From Pests And Diseases, Planted In Prepared Ground As Detailed, Including All Compost And Fertilizers, Tree Stakes, Tree Ties, Temporary Planting Screens And The Like, As Specified And As Shown On Drawings;Lawn;Paspalum Vaginatum - Stolons | 984 | m² | SAR | 29
ALYA-05.1 | 1 | 1.0003 |  | Kingdom of Saudi Arabia | Jeddah | Open Spaces | Red Sea Village | Canal Park | RSG | SALCO | Award | 2021 | Fixed Price Lump Sum | ELECTRICAL ENGINEERING INSTALLATIONS | Final sub-circuits and auxiliary installations | Supply And Install Light Fittings, Complete To The Approval Of The Engineer And/Or Contract Administrator;Pole With Multiple Floodlights, Ref. Xpm1 | 3 | Nr | SAR | 41385
ALYA-05.1 | 1 | 1.0003 |  | Kingdom of Saudi Arabia | Jeddah | Open Spaces | Red Sea Village | Canal Park | RSG | SALCO | Award | 2021 | Fixed Price Lump Sum | ELECTRICAL ENGINEERING INSTALLATIONS | Final sub-circuits and auxiliary installations | Supply And Install Light Fittings, Complete To The Approval Of The Engineer And/Or Contract Administrator;Column Light Type 1, Ref. Xc1 | 6 | Nr | SAR | 16688
ALYA-05.1 | 1 | 1.0003 |  | Kingdom of Saudi Arabia | Jeddah | Open Spaces | Red Sea Village | Canal Park | RSG | SALCO | Award | 2021 | Fixed Price Lump Sum | ELECTRICAL ENGINEERING INSTALLATIONS | Final sub-circuits and auxiliary installations | Supply And Install Light Fittings, Complete To The Approval Of The Engineer And/Or Contract Administrator;Upplight For Palms, Ref. Xu1 | 56 | Nr | SAR | 3004
ALYA-05.1 | 1 | 1.0004 |  | Kingdom of Saudi Arabia | Jeddah | Open Spaces | Red Sea Village | Canal Park | RSG | SALCO | Award | 2021 | Fixed Price Lump Sum | ELECTRICAL ENGINEERING INSTALLATIONS | Final sub-circuits and auxiliary installations | Supply And Install Light Fittings, Complete To The Approval Of The Engineer And/Or Contract Administrator;Upplight For Trees, Ref. Xu2 | 21 | Nr | SAR | 3004
ALYA-05.1 | 1 | 1.0004 |  | Kingdom of Saudi Arabia | Jeddah | Open Spaces | Red Sea Village | Canal Park | RSG | SALCO | Award | 2021 | Fixed Price Lump Sum | ELECTRICAL ENGINEERING INSTALLATIONS | Final sub-circuits and auxiliary installations | Supply And Install Light Fittings, Complete To The Approval Of The Engineer And/Or Contract Administrator;Recessed Downlight, Ref. Xrd1 | 10 | Nr | SAR | 3137
ALYA-05.1 | 1 | 1.0004 |  | Kingdom of Saudi Arabia | Jeddah | Open Spaces | Red Sea Village | Canal Park | RSG | SALCO | Award | 2021 | Fixed Price Lump Sum | ELECTRICAL ENGINEERING INSTALLATIONS | Final sub-circuits and auxiliary installations | Supply And Install Light Fittings, Complete To The Approval Of The Engineer And/Or Contract Administrator;Bollard Light, Ref Xb1 | 10 | Nr | SAR | 4139
ALYA-05.1 | 1 | 1.0004 |  | Kingdom of Saudi Arabia | Jeddah | Open Spaces | Red Sea Village | Canal Park | RSG | SALCO | Award | 2021 | Fixed Price Lump Sum | ELECTRICAL ENGINEERING INSTALLATIONS | Final sub-circuits and auxiliary installations | Supply And Install Light Fittings, Complete To The Approval Of The Engineer And/Or Contract Administrator;Recessed Wall Light, Ref Xrw1 | 9 | Nr | SAR | 7676
ALYA-05.1 | 1 | 1.0004 |  | Kingdom of Saudi Arabia | Jeddah | Open Spaces | Red Sea Village | Canal Park | RSG | SALCO | Award | 2021 | Fixed Price Lump Sum | ELECTRICAL ENGINEERING INSTALLATIONS | Final sub-circuits and auxiliary installations | Supply And Install Light Fittings, Complete To The Approval Of The Engineer And/Or Contract Administrator;Floodlight To Tensile Shade Structure, Ref. Xf1 | 12 | Nr | SAR | 5340
ALYA-05.1 | 1 | 1.0004 |  | Kingdom of Saudi Arabia | Jeddah | Open Spaces | Red Sea Village | Canal Park | RSG | SALCO | Award | 2021 | Fixed Price Lump Sum | ELECTRICAL ENGINEERING INSTALLATIONS | Final sub-circuits and auxiliary installations | Supply And Install Light Fittings, Complete To The Approval Of The Engineer And/Or Contract Administrator;Led Light Profile For Handrail, Ref. Xll1 | 7 | m | SAR | 1669
ALYA-05.1 | 1 | 1.0004 |  | Kingdom of Saudi Arabia | Jeddah | Open Spaces | Red Sea Village | Canal Park | RSG | SALCO | Award | 2021 | Fixed Price Lump Sum | ELECTRICAL ENGINEERING INSTALLATIONS | Accessories | Design, Supply And Installation Of Secondary Network Starting From Primary Network Termination Points And/Or Secondary Power And Electric Circuitry, Including Cable And Conduit, Cable Terminations, Necessary Trench Excavation And Ducts, Backfilling, Disposal, Cable Tiles, Warning Tapes, Accessories, All Necessary Secondary Electrical Works And Mechanical Works Wherever Required, Complete As Specified;Pole With Multiple Floodlights, Ref. Xpm1 | 3 | Nr | SAR | 4673
ALYA-05.1 | 1 | 1.0004 |  | Kingdom of Saudi Arabia | Jeddah | Open Spaces | Red Sea Village | Canal Park | RSG | SALCO | Award | 2021 | Fixed Price Lump Sum | ELECTRICAL ENGINEERING INSTALLATIONS | Accessories | Design, Supply And Installation Of Secondary Network Starting From Primary Network Termination Points And/Or Secondary Power And Electric Circuitry, Including Cable And Conduit, Cable Terminations, Necessary Trench Excavation And Ducts, Backfilling, Disposal, Cable Tiles, Warning Tapes, Accessories, All Necessary Secondary Electrical Works And Mechanical Works Wherever Required, Complete As Specified;Column Light Type 1, Ref. Xc1 | 6 | Nr | SAR | 4005
ALYA-05.1 | 1 | 1.0004 |  | Kingdom of Saudi Arabia | Jeddah | Open Spaces | Red Sea Village | Canal Park | RSG | SALCO | Award | 2021 | Fixed Price Lump Sum | ELECTRICAL ENGINEERING INSTALLATIONS | Accessories | Design, Supply And Installation Of Secondary Network Starting From Primary Network Termination Points And/Or Secondary Power And Electric Circuitry, Including Cable And Conduit, Cable Terminations, Necessary Trench Excavation And Ducts, Backfilling, Disposal, Cable Tiles, Warning Tapes, Accessories, All Necessary Secondary Electrical Works And Mechanical Works Wherever Required, Complete As Specified;Upplight For Palms, Ref. Xu1 | 56 | Nr | SAR | 2670
ALYA-05.1 | 1 | 1.0004 |  | Kingdom of Saudi Arabia | Jeddah | Open Spaces | Red Sea Village | Canal Park | RSG | SALCO | Award | 2021 | Fixed Price Lump Sum | ELECTRICAL ENGINEERING INSTALLATIONS | Accessories | Design, Supply And Installation Of Secondary Network Starting From Primary Network Termination Points And/Or Secondary Power And Electric Circuitry, Including Cable And Conduit, Cable Terminations, Necessary Trench Excavation And Ducts, Backfilling, Disposal, Cable Tiles, Warning Tapes, Accessories, All Necessary Secondary Electrical Works And Mechanical Works Wherever Required, Complete As Specified;Upplight For Trees, Ref. Xu2 | 21 | Nr | SAR | 2670
ALYA-05.1 | 1 | 1.0005 |  | Kingdom of Saudi Arabia | Jeddah | Open Spaces | Red Sea Village | Canal Park | RSG | SALCO | Award | 2021 | Fixed Price Lump Sum | ELECTRICAL ENGINEERING INSTALLATIONS | Accessories | Design, Supply And Installation Of Secondary Network Starting From Primary Network Termination Points And/Or Secondary Power And Electric Circuitry, Including Cable And Conduit, Cable Terminations, Necessary Trench Excavation And Ducts, Backfilling, Disposal, Cable Tiles, Warning Tapes, Accessories, All Necessary Secondary Electrical Works And Mechanical Works Wherever Required, Complete As Specified;Recessed Downlight, Ref. Xrd1 | 10 | Nr | SAR | 2003
ALYA-05.1 | 1 | 1.0005 |  | Kingdom of Saudi Arabia | Jeddah | Open Spaces | Red Sea Village | Canal Park | RSG | SALCO | Award | 2021 | Fixed Price Lump Sum | ELECTRICAL ENGINEERING INSTALLATIONS | Accessories | Design, Supply And Installation Of Secondary Network Starting From Primary Network Termination Points And/Or Secondary Power And Electric Circuitry, Including Cable And Conduit, Cable Terminations, Necessary Trench Excavation And Ducts, Backfilling, Disposal, Cable Tiles, Warning Tapes, Accessories, All Necessary Secondary Electrical Works And Mechanical Works Wherever Required, Complete As Specified;Bollard Light, Ref Xb1 | 10 | Nr | SAR | 2670
ALYA-05.1 | 1 | 1.0005 |  | Kingdom of Saudi Arabia | Jeddah | Open Spaces | Red Sea Village | Canal Park | RSG | SALCO | Award | 2021 | Fixed Price Lump Sum | ELECTRICAL ENGINEERING INSTALLATIONS | Accessories | Design, Supply And Installation Of Secondary Network Starting From Primary Network Termination Points And/Or Secondary Power And Electric Circuitry, Including Cable And Conduit, Cable Terminations, Necessary Trench Excavation And Ducts, Backfilling, Disposal, Cable Tiles, Warning Tapes, Accessories, All Necessary Secondary Electrical Works And Mechanical Works Wherever Required, Complete As Specified;Recessed Wall Light, Ref Xrw1 | 9 | Nr | SAR | 2003
ALYA-05.1 | 1 | 1.0005 |  | Kingdom of Saudi Arabia | Jeddah | Open Spaces | Red Sea Village | Canal Park | RSG | SALCO | Award | 2021 | Fixed Price Lump Sum | ELECTRICAL ENGINEERING INSTALLATIONS | Accessories | Design, Supply And Installation Of Secondary Network Starting From Primary Network Termination Points And/Or Secondary Power And Electric Circuitry, Including Cable And Conduit, Cable Terminations, Necessary Trench Excavation And Ducts, Backfilling, Disposal, Cable Tiles, Warning Tapes, Accessories, All Necessary Secondary Electrical Works And Mechanical Works Wherever Required, Complete As Specified;Floodlight To Tensile Shade Structure, Ref. Xf1 | 12 | Nr | SAR | 2670
ALYA-05.1 | 1 | 1.0005 |  | Kingdom of Saudi Arabia | Jeddah | Open Spaces | Red Sea Village | Canal Park | RSG | SALCO | Award | 2021 | Fixed Price Lump Sum | ELECTRICAL ENGINEERING INSTALLATIONS | Final sub-circuits and auxiliary installations | Design, Supply And Installation Of Secondary Network Starting From Primary Network Termination Points And/Or Secondary Power And Electric Circuitry, Including Cable And Conduit, Cable Terminations, Necessary Trench Excavation And Ducts, Backfilling, Disposal, Cable Tiles, Warning Tapes, Accessories, All Necessary Secondary Electrical Works And Mechanical Works Wherever Required, Complete As Specified;Led Light Profile For Handrail, Ref. Xll1 | 7 | m | SAR | 3338
ALYA-05.1 | 1 | 1.0005 |  | Kingdom of Saudi Arabia | Jeddah | Open Spaces | Red Sea Village | Canal Park | RSG | SALCO | Award | 2021 | Fixed Price Lump Sum | SITE WORK | Site preparation | Site Preparation;General Site Clearance | 3869 | m² | SAR | 4
ALYA-05.1 | 1 | 1.0005 |  | Kingdom of Saudi Arabia | Jeddah | Open Spaces | Red Sea Village | Canal Park | RSG | SALCO | Award | 2021 | Fixed Price Lump Sum | SITE WORK | Filling | Filling;Well Compacted Selected Excavated Material (Provisional Item) | 2248 | m³ | SAR | 19
ALYA-05.1 | 1 | 1.0005 |  | Kingdom of Saudi Arabia | Jeddah | Open Spaces | Red Sea Village | Canal Park | RSG | SALCO | Award | 2021 | Fixed Price Lump Sum | SITE WORK | Paving and surfacing | Precast Concrete Block Paving Laid To Pattern With Required Colour, On And Including 50Mm Thick Sharp Sand Bed On Compacted Sub-Base, Complete As Per Engineer'S Approval;200 X 400 X 60Mm In Shot Blasted Finish Ref: Paving Type 1 | 1865 | m² | SAR | 175
ALYA-05.1 | 1 | 1.0005 |  | Kingdom of Saudi Arabia | Jeddah | Open Spaces | Red Sea Village | Canal Park | RSG | SALCO | Award | 2021 | Fixed Price Lump Sum | SITE WORK | Paving and surfacing | Precast Concrete Block Paving Laid To Pattern With Required Colour, On And Including 50Mm Thick Sharp Sand Bed On Compacted Sub-Base, Complete As Per Engineer'S Approval;200 X 400 X 60Mm In Shot Blasted Finish Ref: Paving Type 2 | 953 | m² | SAR | 175
ALYA-05.1 | 1 | 1.0005 |  | Kingdom of Saudi Arabia | Jeddah | Open Spaces | Red Sea Village | Canal Park | RSG | SALCO | Award | 2021 | Fixed Price Lump Sum | SITE WORK | Paving and surfacing | Rubber Surface Consisting Of 8-10Mm Granulated Coloured Polyolefin Plastomer Particles Safety Surface Chemically Bonded With Aliphatic Polyurethane Binder, Glued Over To Varying Impact Course, Concrete Base On Compacted Sub Base;Safety Surface, Colours Various - To Fitness Area | 93 | m² | SAR | 734
ALYA-05.1 | 1 | 1.0006 |  | Kingdom of Saudi Arabia | Jeddah | Open Spaces | Red Sea Village | Canal Park | RSG | SALCO | Award | 2021 | Fixed Price Lump Sum | SITE WORK | Paving and surfacing | Precast Concrete Paving Band Laid To Pattern With Required Colour, On And Including 25Mm Thick Full Mortar Bed On Concrete Base And Compacted Sub-Base, Complete As Per Engineer'S Approval ;100 X 100 X 60Mm In Shot Blasted Finish Ref: Typical Band (200Mm Wide Band) | 1373 | m | SAR | 60
ALYA-05.1 | 1 | 1.0006 |  | Kingdom of Saudi Arabia | Jeddah | Open Spaces | Red Sea Village | Canal Park | RSG | SALCO | Award | 2021 | Fixed Price Lump Sum | SITE WORK | Paving and surfacing | Precast Concrete Hazard Warning Tactile Band Laid To Pattern With Required Colour, On And Including 25Mm Thick Full Mortar Bed On Concrete Base And Compacted Sub-Base, Complete As Per Engineer'S Approval;300 X 600 X 60Mm In Shot Blasted Finish Ref. Hazard Warning Tactile Band At Steps And Disappearing Steps (600Mm Wide Band) | 240 | m | SAR | 198
ALYA-05.1 | 1 | 1.0006 |  | Kingdom of Saudi Arabia | Jeddah | Open Spaces | Red Sea Village | Canal Park | RSG | SALCO | Award | 2021 | Fixed Price Lump Sum | SITE WORK | Paving and surfacing | Precast Concrete Hazard Warning Tactile Band Laid To Pattern With Required Colour, On And Including 25Mm Thick Full Mortar Bed On Concrete Base And Compacted Sub-Base, Complete As Per Engineer'S Approval;300 X 600 X 60Mm In Shot Blasted Finish Ref. Hazard Warning Tactile Band At Disappearing Steps (900Mm Wide Band) | 6 | m | SAR | 296
ALYA-05.1 | 1 | 1.0006 |  | Kingdom of Saudi Arabia | Jeddah | Open Spaces | Red Sea Village | Canal Park | RSG | SALCO | Award | 2021 | Fixed Price Lump Sum | SITE WORK | Paving and surfacing | Precast Concrete Paving Band Cut To Radius As Required And Laid To Pattern With Required Colour, On And Including 25Mm Thick Full Mortar Bed On Concrete Base And Compacted Sub-Base, Complete As Per Engineer'S Approval;100 X 100 X 60Mm In Shot Blasted Finish (200Mm Wide Band) | 88 | m | SAR | 60
ALYA-05.1 | 1 | 1.0006 |  | Kingdom of Saudi Arabia | Jeddah | Open Spaces | Red Sea Village | Canal Park | RSG | SALCO | Award | 2021 | Fixed Price Lump Sum | SITE WORK | Paving and surfacing | Precast Concrete Maintenance Edge Laid To Pattern With Required Colour, On And Including 25Mm Thick Full Mortar Bed On Concrete Base And Compacted Sub-Base, Complete As Per Engineer'S Approval;200 X 200 X 60Mm In Shot Blasted Finish | 208 | m | SAR | 60
ALYA-05.1 | 1 | 1.0006 |  | Kingdom of Saudi Arabia | Jeddah | Open Spaces | Red Sea Village | Canal Park | RSG | SALCO | Award | 2021 | Fixed Price Lump Sum | SITE WORK | Paving and surfacing | Aluminium Edging, Brushed Finish With Required Colour, Fixed As Per Manufacturer'S Recommendations, Complete As Per Engineer'S Approval;100Mm High Metal Edging | 280 | m | SAR | 40
ALYA-05.1 | 1 | 1.0006 |  | Kingdom of Saudi Arabia | Jeddah | Open Spaces | Red Sea Village | Canal Park | RSG | SALCO | Award | 2021 | Fixed Price Lump Sum | SITE WORK | Paving and surfacing | 50 - 75Mm Dia. Sieve Size Local Crushed Stone Gravel With Required Colour, Loose Laid In 100Mm Thick Layer Over Geotextile Membrane Wrapped Around The Planting Soil, On Compacted Sub-Base, Complete As Per Engineer'S Approval | 475 | m² | SAR | 27
ALYA-05.1 | 1 | 1.0006 |  | Kingdom of Saudi Arabia | Jeddah | Open Spaces | Red Sea Village | Canal Park | RSG | SALCO | Award | 2021 | Fixed Price Lump Sum | METALWORK | Non structural metalwork | Handrail Comprising 50Mm Dia. Brushed Stainless Steel Top Rail And Posts Welded To Steel Base Plate, On And Including Concrete Base On Compacted Sub-Base. Complete With Finishes, Accessories And All Necessary Works, To The Approval;Handrail, Height 1100Mm Above Finished Floor Level, To Steps And Disappearing Steps | 8 | m | SAR | 1402
ALYA-05.1 | 1 | 1.0006 |  | Kingdom of Saudi Arabia | Jeddah | Open Spaces | Red Sea Village | Canal Park | RSG | SALCO | Award | 2021 | Fixed Price Lump Sum | SITE WORK | Paving and surfacing | Precast Concrete Steps With Required Colour, Laid To Pattern And With 10Mm Radius To Outer Edge, 10-15Mm Thick Smooth Finish Cement Render, On And Including 25Mm Thick Full Mortar Bedding, Reinforced Concrete Structure On Compacted Sub-Base, Complete As Per Engineer'S Approval;1000X400 / 1000X480-980Mm X 60Mm Thick Steps And 150Mm Risers, Shot Blasted Finish, Ref: Step | 275 | m | SAR | 953
ALYA-05.1 | 1 | 1.0006 |  | Kingdom of Saudi Arabia | Jeddah | Open Spaces | Red Sea Village | Canal Park | RSG | SALCO | Award | 2021 | Fixed Price Lump Sum | SITE WORK | Paving and surfacing | Precast Concrete Steps Laid To Pattern With Required Colour, Cut To Radius As Required, On And Including 25Mm Thick Full Mortar Bedding, Reinforced Concrete Structure On Compacted Sub-Base, Complete As Per Engineers Approval;150Mm Thick Steps, Size Varies, Shot Blasted Finish, Ref: Type 1 | 245 | m | SAR | 1244
ALYA-05.1 | 1 | 1.0007 |  | Kingdom of Saudi Arabia | Jeddah | Open Spaces | Red Sea Village | Canal Park | RSG | SALCO | Award | 2021 | Fixed Price Lump Sum | SITE WORK | Paving and surfacing | Precast Concrete Steps Laid To Pattern With Required Colour, Cut To Radius As Required, On And Including 25Mm Thick Full Mortar Bedding, Reinforced Concrete Structure On Compacted Sub-Base, Complete As Per Engineers Approval;150Mm Thick Steps, Size Varies, Shot Blasted Finish, Ref: Type 2 | 10 | m | SAR | 1244
ALYA-05.1 | 1 | 1.0007 |  | Kingdom of Saudi Arabia | Jeddah | Open Spaces | Red Sea Village | Canal Park | RSG | SALCO | Award | 2021 | Fixed Price Lump Sum | CONCRETE WORK | Precast concrete | Precast Concrete Seat Block In Honed Finish, Size 1200Mm Wide Mechanically Fixed To Concrete Base, With 50-100Mm Thick Precast Concrete Seat Cladding (400Mm High) With Honed Finish, 25X25Mm Shadow Groove, Including Mortar Bed, Reinforced Concrete Base, Compacted Sub-Base, Necessary Earthwork, Waterproofing, Complete To Engineer'S;Overall Size 600-1000Mm Wide X 450Mm High Above Finished Floor Level, Details 1 And 2, Ref. Seat 1A And 1B | 25 | m | SAR | 3506
ALYA-05.1 | 1 | 1.0007 |  | Kingdom of Saudi Arabia | Jeddah | Open Spaces | Red Sea Village | Canal Park | RSG | SALCO | Award | 2021 | Fixed Price Lump Sum | CONCRETE WORK | Precast concrete | Precast Concrete Seat Block In Honed Finish, Size 1200Mm Wide Mechanically Fixed To Concrete Base, With 50-100Mm Thick Precast Concrete Seat Cladding (400Mm High) With Honed Finish, 25X25Mm Shadow Groove, Including Mortar Bed, Reinforced Concrete Base, Compacted Sub-Base, Necessary Earthwork, Waterproofing, Complete To Engineer'S;Overall Size 1200Mm Wide X 450Mm High Above Finished Floor Level, Detail 3, Ref. Seat Wall | 27 | m | SAR | 2488
ALYA-05.1 | 1 | 1.0007 |  | Kingdom of Saudi Arabia | Jeddah | Open Spaces | Red Sea Village | Canal Park | RSG | SALCO | Award | 2021 | Fixed Price Lump Sum | METALWORK | Non structural metalwork | Tensile Hdpe Fabric Shade Structure (Finish - Knitted, Colour - Light Beige) Fixed To Powder Coated Galvanized Steel Posts With Required Colour, On And Including Rcc Footing, Base Plate, Supports, Anchor Bolts, Fittings And All Necessary Accessories, Pre-Fitted Post Pad, Earthworks, Blinding, Polyethylene Sheet, Waterproofing, And All Other Necessary Works As Required. Complete To Engineer'S Approval;Overall Area 93M2, To Fitness Area | 1 | Nr | SAR | 74493
ALYA-05.1 | 1 | 1.0007 |  | Kingdom of Saudi Arabia | Jeddah | Open Spaces | Red Sea Village | Canal Park | RSG | SALCO | Award | 2021 | Fixed Price Lump Sum | ACCESSORIES | Generally | Supply And Install Fitness Equipment Including Necessary Concrete Foundations On Compacted Sub Base All To Specialists Details, Complete As Per Engineer'S Approval ;Combi 3 (Fsw10300) | 1 | Nr | SAR | 57405
ALYA-05.1 | 1 | 1.0007 |  | Kingdom of Saudi Arabia | Jeddah | Open Spaces | Red Sea Village | Canal Park | RSG | SALCO | Award | 2021 | Fixed Price Lump Sum | ACCESSORIES | Generally | Supply And Install Fitness Equipment Including Necessary Concrete Foundations On Compacted Sub Base All To Specialists Details, Complete As Per Engineer'S Approval ;Drill Marker Type 1, 4640Mm Long | 2 | Nr | SAR | 20025
ALYA-05.1 | 1 | 1.0007 |  | Kingdom of Saudi Arabia | Jeddah | Open Spaces | Red Sea Village | Canal Park | RSG | SALCO | Award | 2021 | Fixed Price Lump Sum | ACCESSORIES | Generally | Supply And Install Fitness Equipment Including Necessary Concrete Foundations On Compacted Sub Base All To Specialists Details, Complete As Per Engineer'S Approval ;Drill Marker Type 2, Dia. 2000Mm | 1 | Nr | SAR | 20025
ALYA-05.1 | 1 | 1.0007 |  | Kingdom of Saudi Arabia | Jeddah | Open Spaces | Red Sea Village | Canal Park | RSG | SALCO | Award | 2021 | Fixed Price Lump Sum | ACCESSORIES | Generally | Supply And Install Fitness Equipment Including Necessary Concrete Foundations On Compacted Sub Base All To Specialists Details, Complete As Per Engineer'S Approval ;Drill Marker Type 3, 1810 X 1810 Mm | 1 | Nr | SAR | 20025
ALYA-05.1 | 1 | 1.0007 |  | Kingdom of Saudi Arabia | Jeddah | Open Spaces | Red Sea Village | Canal Park | RSG | SALCO | Award | 2021 | Fixed Price Lump Sum | ACCESSORIES | Generally | Litter Bin;Supply And Fix Aluminium Litter Bin On And Including Reinforced Concrete Base, Complete To Engineer'S;Powder Coated Aluminium Litter Bin With Embossed Pattern And Required Colour, Size 410 X 372 X 912Mm High Above Finished Floor Level | 11 | Nr | SAR | 5741
ALYA-05.1 | 1 | 1.0007 |  | Kingdom of Saudi Arabia | Jeddah | Open Spaces | Red Sea Village | Canal Park | RSG | SALCO | Award | 2021 | Fixed Price Lump Sum | ACCESSORIES | Generally | Bench;Fair Face Finish Precast Concrete Seat Block With Stamped Pattern And Required Colour, On And Including Reinforced Concrete Base On Compacted Sub Base, Necessary Earthwork, Waterproofing, Steel Dowel For Fixing Concrete Bench, Complete To Specialist Details And Engineer'S Approval;Overall Size 2000 X 500 X 450Mm High (Optional) | 1 | Nr | SAR | 2336
ALYA-05.1 | 1 | 1.0008 |  | Kingdom of Saudi Arabia | Jeddah | Open Spaces | Red Sea Village | Canal Park | RSG | SALCO | Award | 2021 | Fixed Price Lump Sum | ACCESSORIES | Generally | Cycle Rack;Powder Coated Cast Aluminium Cycle Rack With Required Colours Including Necessary Reinforced Concrete Footing On Compacted Sub-Base, Necessary Earthworks, Waterproofing, Fittings, Accessories, Complete To Manufacturer ;Overall Size 240 X 60 X 1090Mm Overall Height | 10 | Nr | SAR | 2003
ALYA-05.1 | 1 | 1.0008 |  | Kingdom of Saudi Arabia | Jeddah | Open Spaces | Red Sea Village | Canal Park | RSG | SALCO | Award | 2021 | Fixed Price Lump Sum | SITE WORK | Underground drainage | Upvc Pipework To Bs 3505, Class-E, Including All Fittings, Excavation, Sand Bedding, Back Filling As Specified, Cart Away Surplus, Warning Tape Markers, Thrust Blocks, All As Specified.;1 Inch Diameter Pipe | 280 | m | SAR | 33
ALYA-05.1 | 1 | 1.0008 |  | Kingdom of Saudi Arabia | Jeddah | Open Spaces | Red Sea Village | Canal Park | RSG | SALCO | Award | 2021 | Fixed Price Lump Sum | SITE WORK | Underground drainage | Upvc Pipework To Bs 3505, Class-D, Including All Fittings, Excavation, Sand Bedding, Back Filling As Specified, Cart Away Surplus, Warning Tape Markers, Thrust Blocks, All As Specified.;1.5 Inch Diameter Pipe | 10 | m | SAR | 47
ALYA-05.1 | 1 | 1.0008 |  | Kingdom of Saudi Arabia | Jeddah | Open Spaces | Red Sea Village | Canal Park | RSG | SALCO | Award | 2021 | Fixed Price Lump Sum | SITE WORK | Underground drainage | Upvc Pipework To Bs 3505, Class-D, Including All Fittings, Excavation, Sand Bedding, Back Filling As Specified, Cart Away Surplus, Warning Tape Markers, Thrust Blocks, All As Specified.;2 Inch Diameter Pipe | 15 | m | SAR | 67
ALYA-05.1 | 1 | 1.0008 |  | Kingdom of Saudi Arabia | Jeddah | Open Spaces | Red Sea Village | Canal Park | RSG | SALCO | Award | 2021 | Fixed Price Lump Sum | SITE WORK | Underground drainage | Upvc Pipework To Bs 3505, Class-D, Including All Fittings, Excavation, Sand Bedding, Back Filling As Specified, Cart Away Surplus, Warning Tape Markers, Thrust Blocks, All As Specified.;3 Inch Diameter Pipe | 30 | m | SAR | 167
ALYA-05.1 | 1 | 1.0008 |  | Kingdom of Saudi Arabia | Jeddah | Open Spaces | Red Sea Village | Canal Park | RSG | SALCO | Award | 2021 | Fixed Price Lump Sum | SITE WORK | Landscaping | Valves Including Necessary Accessories, Fixed As Specified;Solenoid Valve In Sprinkler System,2.0 Inch Diameter | 2 | Nr | SAR | 2003
ALYA-05.1 | 1 | 1.0008 |  | Kingdom of Saudi Arabia | Jeddah | Open Spaces | Red Sea Village | Canal Park | RSG | SALCO | Award | 2021 | Fixed Price Lump Sum | SITE WORK | Landscaping | Lockable Valve Boxes As Specified;For Solenoid Valves 2.0 Inch In Sprinkler System | 2 | Nr | SAR | 668
ALYA-05.1 | 1 | 1.0008 |  | Kingdom of Saudi Arabia | Jeddah | Open Spaces | Red Sea Village | Canal Park | RSG | SALCO | Award | 2021 | Fixed Price Lump Sum | SITE WORK | Landscaping | Pop-Up-Spray Including Necessary Accessories, Fixed As Specified;Pop Up Spray 4.00M - 4.50M Radius | 69 | Nr | SAR | 87
ALYA-05.1 | 1 | 1.0008 |  | Kingdom of Saudi Arabia | Jeddah | Open Spaces | Red Sea Village | Canal Park | RSG | SALCO | Award | 2021 | Fixed Price Lump Sum | SITE WORK | Landscaping | Pop-Up-Spray Including Necessary Accessories, Fixed As Specified;Pop Up Spray 3.00M - 4.00M Radius | 5 | Nr | SAR | 80
ALYA-05.1 | 1 | 1.0008 |  | Kingdom of Saudi Arabia | Jeddah | Open Spaces | Red Sea Village | Canal Park | RSG | SALCO | Award | 2021 | Fixed Price Lump Sum | SITE WORK | Underground drainage | Upvc Pipework To Bs 3505, Class-E, Including All Fittings, Excavation, Sand Bedding, Back Filling As Specified, Cart Away Surplus, Warning Tape Markers, Thrust Blocks, All As Specified;1 Inch Diameter Pipe | 300 | m | SAR | 33
ALYA-05.1 | 1 | 1.0009 |  | Kingdom of Saudi Arabia | Jeddah | Open Spaces | Red Sea Village | Canal Park | RSG | SALCO | Award | 2021 | Fixed Price Lump Sum | SITE WORK | Underground drainage | Upvc Pipework To Bs 3505, Class-D, Including All Fittings, Excavation, Sand Bedding, Back Filling As Specified, Cart Away Surplus, Warning Tape Markers, Thrust Blocks, All As Specified;1.5 Inch Diameter Pipe | 118 | m | SAR | 47
ALYA-05.1 | 1 | 1.0009 |  | Kingdom of Saudi Arabia | Jeddah | Open Spaces | Red Sea Village | Canal Park | RSG | SALCO | Award | 2021 | Fixed Price Lump Sum | SITE WORK | Underground drainage | Upvc Pipework To Bs 3505, Class-D, Including All Fittings, Excavation, Sand Bedding, Back Filling As Specified, Cart Away Surplus, Warning Tape Markers, Thrust Blocks, All As Specified;2 Inch Diameter Pipe | 24 | m | SAR | 67
ALYA-05.1 | 1 | 1.0009 |  | Kingdom of Saudi Arabia | Jeddah | Open Spaces | Red Sea Village | Canal Park | RSG | SALCO | Award | 2021 | Fixed Price Lump Sum | SITE WORK | Underground drainage | Upvc Pipework To Bs 3505, Class-D, Including All Fittings, Excavation, Sand Bedding, Back Filling As Specified, Cart Away Surplus, Warning Tape Markers, Thrust Blocks, All As Specified;3 Inch Diameter Pipe | 78 | m | SAR | 167
ALYA-05.1 | 1 | 1.0009 |  | Kingdom of Saudi Arabia | Jeddah | Open Spaces | Red Sea Village | Canal Park | RSG | SALCO | Award | 2021 | Fixed Price Lump Sum | SITE WORK | Landscaping | Drip Risers As Specified | 82 | Nr | SAR | 93
ALYA-05.1 | 1 | 1.0009 |  | Kingdom of Saudi Arabia | Jeddah | Open Spaces | Red Sea Village | Canal Park | RSG | SALCO | Award | 2021 | Fixed Price Lump Sum | SITE WORK | Landscaping | Valves Including Necessary Accessories, Fixed As Specified;Solenoid Valves, 2.0 Inch In Drip System | 1 | Nr | SAR | 2003
ALYA-05.1 | 1 | 1.0009 |  | Kingdom of Saudi Arabia | Jeddah | Open Spaces | Red Sea Village | Canal Park | RSG | SALCO | Award | 2021 | Fixed Price Lump Sum | SITE WORK | Landscaping | Lockable Valve Boxes As Specified;For Solenoid Valves, 2.0 Inch In Drip System | 1 | Nr | SAR | 668
ALYA-05.1 | 1 | 1.0009 |  | Kingdom of Saudi Arabia | Jeddah | Open Spaces | Red Sea Village | City Square Park | RSG | SALCO | Award | 2021 | Fixed Price Lump Sum | SITE WORK | Excavation | Excavation And Preparation Of Base As Specified And As Shown On Drawings (Provisional Item);For Palms | 141 | m³ | SAR | 27
ALYA-05.1 | 1 | 1.0009 |  | Kingdom of Saudi Arabia | Jeddah | Open Spaces | Red Sea Village | City Square Park | RSG | SALCO | Award | 2021 | Fixed Price Lump Sum | SITE WORK | Excavation | Excavation And Preparation Of Base As Specified And As Shown On Drawings (Provisional Item);For Trees | 99 | m³ | SAR | 27
ALYA-05.1 | 1 | 1.0009 |  | Kingdom of Saudi Arabia | Jeddah | Open Spaces | Red Sea Village | City Square Park | RSG | SALCO | Award | 2021 | Fixed Price Lump Sum | SITE WORK | Excavation | Excavation And Preparation Of Base As Specified And As Shown On Drawings (Provisional Item);For Ground Covers | 42 | m³ | SAR | 20
ALYA-05.1 | 1 | 1.0009 |  | Kingdom of Saudi Arabia | Jeddah | Open Spaces | Red Sea Village | City Square Park | RSG | SALCO | Award | 2021 | Fixed Price Lump Sum | SITE WORK | Excavation | Excavation And Preparation Of Base As Specified And As Shown On Drawings (Provisional Item);For Shrubs | 81 | m³ | SAR | 20
ALYA-05.1 | 1 | 1.001 |  | Kingdom of Saudi Arabia | Jeddah | Open Spaces | Red Sea Village | City Square Park | RSG | SALCO | Award | 2021 | Fixed Price Lump Sum | SITE WORK | Excavation | Excavation And Preparation Of Base As Specified And As Shown On Drawings (Provisional Item);In Lawn Area | 143 | m³ | SAR | 20
ALYA-05.1 | 1 | 1.001 |  | Kingdom of Saudi Arabia | Jeddah | Open Spaces | Red Sea Village | City Square Park | RSG | SALCO | Award | 2021 | Fixed Price Lump Sum | SITE WORK | Disposal | Disposal;Disposal Of Surplus Excavated Material From Site (Provisional Item) | 506 | m³ | SAR | 20
ALYA-05.1 | 1 | 1.001 |  | Kingdom of Saudi Arabia | Jeddah | Open Spaces | Red Sea Village | City Square Park | RSG | SALCO | Award | 2021 | Fixed Price Lump Sum | SITE WORK | Landscaping | Planting Medium Consist Of Soil, Compost And Fertilizers ;70Mm Thick Bark Mulsch To Be Removed From All Softscape Areas;To Palms | 123 | m³ | SAR | 134
ALYA-05.1 | 1 | 1.001 |  | Kingdom of Saudi Arabia | Jeddah | Open Spaces | Red Sea Village | City Square Park | RSG | SALCO | Award | 2021 | Fixed Price Lump Sum | SITE WORK | Landscaping | Planting Medium Consist Of Soil, Compost And Fertilizers ;70Mm Thick Bark Mulsch To Be Removed From All Softscape Areas;To Trees | 83 | m³ | SAR | 134
ALYA-05.1 | 1 | 1.001 |  | Kingdom of Saudi Arabia | Jeddah | Open Spaces | Red Sea Village | City Square Park | RSG | SALCO | Award | 2021 | Fixed Price Lump Sum | SITE WORK | Landscaping | Planting Medium Consist Of Soil, Compost And Fertilizers ;70Mm Thick Bark Mulsch To Be Removed From All Softscape Areas;To Ground Covers | 42 | m³ | SAR | 134
ALYA-05.1 | 1 | 1.001 |  | Kingdom of Saudi Arabia | Jeddah | Open Spaces | Red Sea Village | City Square Park | RSG | SALCO | Award | 2021 | Fixed Price Lump Sum | SITE WORK | Landscaping | Planting Medium Consist Of Soil, Compost And Fertilizers ;70Mm Thick Bark Mulsch To Be Removed From All Softscape Areas;For Shrubs | 81 | m³ | SAR | 134
ALYA-05.1 | 1 | 1.001 |  | Kingdom of Saudi Arabia | Jeddah | Open Spaces | Red Sea Village | City Square Park | RSG | SALCO | Award | 2021 | Fixed Price Lump Sum | SITE WORK | Landscaping | Planting Medium Consist Of Soil, Compost And Fertilizers ;70Mm Thick Bark Mulsch To Be Removed From All Softscape Areas;In Lawn Area | 143 | m³ | SAR | 134
ALYA-05.1 | 1 | 1.001 |  | Kingdom of Saudi Arabia | Jeddah | Open Spaces | Red Sea Village | City Square Park | RSG | SALCO | Award | 2021 | Fixed Price Lump Sum | SITE WORK | Landscaping | Gravel Wrapped In Geotextile As Capillary Break Layer, Complete As Specified;Below Planting Medium Of Palms And Trees, 200Mm Thick | 123 | m² | SAR | 25
ALYA-05.1 | 1 | 1.001 |  | Kingdom of Saudi Arabia | Jeddah | Open Spaces | Red Sea Village | City Square Park | RSG | SALCO | Award | 2021 | Fixed Price Lump Sum | SITE WORK | Landscaping | Palms, Trees, Shrubs And The Like With Healthy Fully Developed Root Balls, Undamaged And Free From Pests And Diseases, Planted In Prepared Ground As Detailed, Including All Compost And Fertilizers, Tree Stakes, Tree Ties, Temporary Planting Screens And The Like;Palms;Washingtonia Robusta, Ref. Wash.R6* - 6M Brown Trunk Height | 16 | Nr | SAR | 5029
ALYA-05.1 | 1 | 1.001 |  | Kingdom of Saudi Arabia | Jeddah | Open Spaces | Red Sea Village | City Square Park | RSG | SALCO | Award | 2021 | Fixed Price Lump Sum | SITE WORK | Landscaping | Palms, Trees, Shrubs And The Like With Healthy Fully Developed Root Balls, Undamaged And Free From Pests And Diseases, Planted In Prepared Ground As Detailed, Including All Compost And Fertilizers, Tree Stakes, Tree Ties, Temporary Planting Screens And The Like;Palms;Washingtonia Robusta, Ref. Wash.R5* - 5M Brown Trunk Height | 16 | Nr | SAR | 4583
ALYA-05.1 | 1 | 1.0011 |  | Kingdom of Saudi Arabia | Jeddah | Open Spaces | Red Sea Village | City Square Park | RSG | SALCO | Award | 2021 | Fixed Price Lump Sum | SITE WORK | Landscaping | Palms, Trees, Shrubs And The Like With Healthy Fully Developed Root Balls, Undamaged And Free From Pests And Diseases, Planted In Prepared Ground As Detailed, Including All Compost And Fertilizers, Tree Stakes, Tree Ties, Temporary Planting Screens And The Like;Palms;Washingtonia Robusta, Ref. Wash.R4* - 4M Brown Trunk Height | 16 | Nr | SAR | 3782
ALYA-05.1 | 1 | 1.0011 |  | Kingdom of Saudi Arabia | Jeddah | Open Spaces | Red Sea Village | City Square Park | RSG | SALCO | Award | 2021 | Fixed Price Lump Sum | SITE WORK | Landscaping | Palms, Trees, Shrubs And The Like With Healthy Fully Developed Root Balls, Undamaged And Free From Pests And Diseases, Planted In Prepared Ground As Detailed, Including All Compost And Fertilizers, Tree Stakes, Tree Ties, Temporary Planting Screens And The Like;Palms;Washingtonia Robusta, Ref. Wash.R3* - 3M Brown Trunk Height | 16 | Nr | SAR | 3360
ALYA-05.1 | 1 | 1.0011 |  | Kingdom of Saudi Arabia | Jeddah | Open Spaces | Red Sea Village | City Square Park | RSG | SALCO | Award | 2021 | Fixed Price Lump Sum | SITE WORK | Landscaping | Palms, Trees, Shrubs And The Like With Healthy Fully Developed Root Balls, Undamaged And Free From Pests And Diseases, Planted In Prepared Ground As Detailed, Including All Compost And Fertilizers, Tree Stakes, Tree Ties, Temporary Planting Screens And The Like;Trees;Azadirachta Indica, Ref. Azad.I - 1.8M Clear Stem Height, 60-70Mm Caliper | 10 | Nr | SAR | 3200
ALYA-05.1 | 1 | 1.0011 |  | Kingdom of Saudi Arabia | Jeddah | Open Spaces | Red Sea Village | City Square Park | RSG | SALCO | Award | 2021 | Fixed Price Lump Sum | SITE WORK | Landscaping | Palms, Trees, Shrubs And The Like With Healthy Fully Developed Root Balls, Undamaged And Free From Pests And Diseases, Planted In Prepared Ground As Detailed, Including All Compost And Fertilizers, Tree Stakes, Tree Ties, Temporary Planting Screens And The Like;Trees;Delonix Regia, Ref. Delo.R - 1.8M Clear Stem Height, 60-70Mm Caliper | 16 | Nr | SAR | 1375
ALYA-05.1 | 1 | 1.0011 |  | Kingdom of Saudi Arabia | Jeddah | Open Spaces | Red Sea Village | City Square Park | RSG | SALCO | Award | 2021 | Fixed Price Lump Sum | SITE WORK | Landscaping | Palms, Trees, Shrubs And The Like With Healthy Fully Developed Root Balls, Undamaged And Free From Pests And Diseases, Planted In Prepared Ground As Detailed, Including All Compost And Fertilizers, Tree Stakes, Tree Ties, Temporary Planting Screens And The Like;Shrubs;Tecomaria Capensis Orange, Ref. Teco.C - 0.60 To 0.70M Height, Min. 3 Breaks | 973 | Nr | SAR | 23
ALYA-05.1 | 1 | 1.0011 |  | Kingdom of Saudi Arabia | Jeddah | Open Spaces | Red Sea Village | City Square Park | RSG | SALCO | Award | 2021 | Fixed Price Lump Sum | SITE WORK | Landscaping | Palms, Trees, Shrubs And The Like With Healthy Fully Developed Root Balls, Undamaged And Free From Pests And Diseases, Planted In Prepared Ground As Detailed, Including All Compost And Fertilizers, Tree Stakes, Tree Ties, Temporary Planting Screens And The Like;Ground Covers;Catharanthus Roseus, Ref. Cath.R - 0.30M Spread | 448 | Nr | SAR | 7
ALYA-05.1 | 1 | 1.0011 |  | Kingdom of Saudi Arabia | Jeddah | Open Spaces | Red Sea Village | City Square Park | RSG | SALCO | Award | 2021 | Fixed Price Lump Sum | SITE WORK | Landscaping | Palms, Trees, Shrubs And The Like With Healthy Fully Developed Root Balls, Undamaged And Free From Pests And Diseases, Planted In Prepared Ground As Detailed, Including All Compost And Fertilizers, Tree Stakes, Tree Ties, Temporary Planting Screens And The Like;Ground Covers;Ruellia Ciliosa, Ref. Ruel.C - 0.40M Height | 883 | Nr | SAR | 8
ALYA-05.1 | 1 | 1.0011 |  | Kingdom of Saudi Arabia | Jeddah | Open Spaces | Red Sea Village | City Square Park | RSG | SALCO | Award | 2021 | Fixed Price Lump Sum | SITE WORK | Landscaping | Palms, Trees, Shrubs And The Like With Healthy Fully Developed Root Balls, Undamaged And Free From Pests And Diseases, Planted In Prepared Ground As Detailed, Including All Compost And Fertilizers, Tree Stakes, Tree Ties, Temporary Planting Screens And The Like;Ground Covers;Vitex Rotundifolia, Ref. Vite.R - 0.30M Spread | 261 | Nr | SAR | 9
ALYA-05.1 | 1 | 1.0011 |  | Kingdom of Saudi Arabia | Jeddah | Open Spaces | Red Sea Village | City Square Park | RSG | SALCO | Award | 2021 | Fixed Price Lump Sum | SITE WORK | Landscaping | Palms, Trees, Shrubs And The Like With Healthy Fully Developed Root Balls, Undamaged And Free From Pests And Diseases, Planted In Prepared Ground As Detailed, Including All Compost And Fertilizers, Tree Stakes, Tree Ties, Temporary Planting Screens And The Like;Lawn;Paspalum Vaginatum - Stolons | 477 | m² | SAR | 29
ALYA-05.1 | 1 | 1.0011 |  | Kingdom of Saudi Arabia | Jeddah | Open Spaces | Red Sea Village | City Square Park | RSG | SALCO | Award | 2021 | Fixed Price Lump Sum | SITE WORK | Site preparation | Site Preparation;General Site Clearance | 987 | m² | SAR | 4
ALYA-05.1 | 1 | 1.0012 |  | Kingdom of Saudi Arabia | Jeddah | Open Spaces | Red Sea Village | City Square Park | RSG | SALCO | Award | 2021 | Fixed Price Lump Sum | SITE WORK | Filling | Filling;Well Compacted Selected Excavated Material (Provisional Item) | 248 | m³ | SAR | 19
ALYA-05.1 | 1 | 1.0012 |  | Kingdom of Saudi Arabia | Jeddah | Open Spaces | Red Sea Village | City Square Park | RSG | SALCO | Award | 2021 | Fixed Price Lump Sum | SITE WORK | Paving and surfacing | Precast Concrete Block Paving Laid To Pattern With Required Colour, On And Including 50Mm Thick Compacted Sharp Sand Bed On Compacted Sub-Base, Complete As Per Engineer'S Approval;500 X 500 X 60Mm In Shot Blasted Finish Ref: Footpath Detail 2 | 92 | m² | SAR | 204
ALYA-05.1 | 1 | 1.0012 |  | Kingdom of Saudi Arabia | Jeddah | Open Spaces | Red Sea Village | City Square Park | RSG | SALCO | Award | 2021 | Fixed Price Lump Sum | SITE WORK | Paving and surfacing | Precast Concrete Block Paving Laid To Pattern With Required Colour, On And Including 50Mm Thick Compacted Sharp Sand Bed On Compacted Sub-Base, Complete As Per Engineer'S Approval;200/400 X 400 X 60Mm In Shot Blasted Finish Ref: Paving Detail 1 | 641 | m² | SAR | 211
ALYA-05.1 | 1 | 1.0012 |  | Kingdom of Saudi Arabia | Jeddah | Open Spaces | Red Sea Village | City Square Park | RSG | SALCO | Award | 2021 | Fixed Price Lump Sum | SITE WORK | Paving and surfacing | Precast Concrete Paving Band Laid To Pattern With Required Colour, On And Including 25Mm Thick Full Mortar Bed On Concrete Base And Compacted Sub-Base, Complete As Per Engineer'S Approval;400 X 400 X 60Mm In Curled Finish, Ref: Paving Band | 97 | m | SAR | 129
ALYA-05.1 | 1 | 1.0012 |  | Kingdom of Saudi Arabia | Jeddah | Open Spaces | Red Sea Village | City Square Park | RSG | SALCO | Award | 2021 | Fixed Price Lump Sum | SITE WORK | Paving and surfacing | Precast Concrete Paving Band Laid To Pattern With Required Colour, On And Including 50Mm Thick Compacted Sharp Sand Bed On Compacted Sub-Base, Complete As Per Engineer'S Approval;600 X 600 X 60Mm In Curled Finish, Ref: Paving Band | 113 | m | SAR | 202
ALYA-05.1 | 1 | 1.0012 |  | Kingdom of Saudi Arabia | Jeddah | Open Spaces | Red Sea Village | City Square Park | RSG | SALCO | Award | 2021 | Fixed Price Lump Sum | SITE WORK | Paving and surfacing | Precast Concrete Paving Band Laid To Pattern With Required Colour, On And Including 25Mm Thick Full Mortar Bed On Concrete Base And Compacted Sub-Base, Complete As Per Engineer'S Approval;100 X 100 X 60Mm In Curled Finish Ref: Tree/Palm Pit Detail 3 (200Mm Wide Band) | 181 | m | SAR | 60
ALYA-05.1 | 1 | 1.0012 |  | Kingdom of Saudi Arabia | Jeddah | Open Spaces | Red Sea Village | City Square Park | RSG | SALCO | Award | 2021 | Fixed Price Lump Sum | SITE WORK | Landscaping | Pressed Precast Concrete Maintenance Edge Laid To Pattern With Required Colour, On And Including 25Mm Thick Full Mortar Bed On Concrete Base And Compacted Sub-Base, Complete As Per Engineer'S Approval;350 X 350 X 60Mm In Shot Blasted Finish Ref: Maintenance Edge Type 1 | 144 | m | SAR | 116
ALYA-05.1 | 1 | 1.0012 |  | Kingdom of Saudi Arabia | Jeddah | Open Spaces | Red Sea Village | City Square Park | RSG | SALCO | Award | 2021 | Fixed Price Lump Sum | SITE WORK | Paving and surfacing | Precast Concrete Maintenance Edge Laid To Pattern With Required Colour, On And Including 25Mm Thick Full Mortar Bed On Concrete Base And Compacted Sub-Base, Complete As Per Engineer'S Approval;200 X 200 X 60Mm In Shot Blasted Finish Ref: Maintenance Edge Type 2 | 20 | m | SAR | 60
ALYA-05.1 | 1 | 1.0012 |  | Kingdom of Saudi Arabia | Jeddah | Open Spaces | Red Sea Village | City Square Park | RSG | SALCO | Award | 2021 | Fixed Price Lump Sum | SITE WORK | Paving and surfacing | Aluminium Edging, Brushed Finish With Required Colour, Fixed As Per Manufacturer'S Recommendations, Complete As Per Engineer'S Approval ;100Mm High Metal Edging | 71 | m | SAR | 40
ALYA-05.1 | 1 | 1.0012 |  | Kingdom of Saudi Arabia | Jeddah | Open Spaces | Red Sea Village | City Square Park | RSG | SALCO | Award | 2021 | Fixed Price Lump Sum | SITE WORK | Paving and surfacing | 25 - 50Mm Dia. Sieve Size Local Crushed Stone Gravel With Required Colour, Loose Laid In 150Mm Thick Layer Over Geotextile Membrane On Compacted Sub-Base, Complete As Per Engineer'S Approval | 57 | m² | SAR | 33
ALYA-05.1 | 1 | 1.0013 |  | Kingdom of Saudi Arabia | Jeddah | Open Spaces | Red Sea Village | City Square Park | RSG | SALCO | Award | 2021 | Fixed Price Lump Sum | ACCESSORIES | Generally | Litter Bin;Supply And Fix Aluminium Litter Bin On And Including Reinforced Concrete Base, Complete To Engineer'S Details And Specifications;Powder Coated Aluminium Litter Bin With Embossed Pattern And Required Colour, Size 410 X 372 X 912Mm High Above Finished Floor Level | 2 | Nr | SAR | 5741
ALYA-05.1 | 1 | 1.0013 |  | Kingdom of Saudi Arabia | Jeddah | Open Spaces | Red Sea Village | City Square Park | RSG | SALCO | Award | 2021 | Fixed Price Lump Sum | ACCESSORIES | Generally | Bench;Bench Comprising Of Hardwood Timber Board Battens In Minimum 8Mm Gaps And Including Finishes, Size 50 X 120Mm To Seats And 25 X 100Mm Inclined Back Rest Fixed To Galvanised Steel Flat Member And To Concrete Seat Block, 50Mm Wide Galvanized Steel Flat Member With Paint Finish Fixed To Concrete Seat Block For Fixing Timber Board, Including Fair Faced Finished Pressed Precast Concrete Seat Block With Stamped Pattern, Finishes, Fittings And Fixing Accessories, Rcc Foundation, Necessary Earthwork, Blinding, Polyethylene Sheet, Waterproofing, Compacted Sub-Base, Complete As Per Specialist'S And Engineer'S Approval;Overall Size 2000 X 500 X 450Mm High | 10 | Nr | SAR | 6942
ALYA-05.1 | 1 | 1.0013 |  | Kingdom of Saudi Arabia | Jeddah | Open Spaces | Red Sea Village | City Square Park | RSG | SALCO | Award | 2021 | Fixed Price Lump Sum | ACCESSORIES | Generally | Bench;Fair Face Finish Precast Concrete Seat Block With Stamped Pattern And Required Colour, On And Including Reinforced Concrete Base On Compacted Sub Base, Necessary Earthwork, Waterproofing, Steel Dowel For Fixing Concrete Bench, Complete To Specialis Details And Engineer'S Approval;Overall Size 2000 X 500 X 450Mm High (Optional) | 10 | Nr | SAR | 2336
ALYA-05.1 | 1 | 1.0013 |  | Kingdom of Saudi Arabia | Jeddah | Open Spaces | Red Sea Village | City Square Park | RSG | SALCO | Award | 2021 | Fixed Price Lump Sum | SITE WORK | Underground drainage | Upvc Pipework To Bs 3505, Class-E, Including All Fittings, Excavation, Sand Bedding, Back Filling As Specified, Cart Away Surplus, Warning Tape Markers, Thrust Blocks, All As Specified.;1 Inch Diameter Pipe | 140 | m | SAR | 33
ALYA-05.1 | 1 | 1.0013 |  | Kingdom of Saudi Arabia | Jeddah | Open Spaces | Red Sea Village | City Square Park | RSG | SALCO | Award | 2021 | Fixed Price Lump Sum | SITE WORK | Underground drainage | Upvc Pipework To Bs 3505, Class-D, Including All Fittings, Excavation, Sand Bedding, Back Filling As Specified, Cart Away Surplus, Warning Tape Markers, Thrust Blocks, All As Specified.;1.5 Inch Diameter Pipe | 30 | m | SAR | 47
ALYA-05.1 | 1 | 1.0013 |  | Kingdom of Saudi Arabia | Jeddah | Open Spaces | Red Sea Village | City Square Park | RSG | SALCO | Award | 2021 | Fixed Price Lump Sum | SITE WORK | Underground drainage | Upvc Pipework To Bs 3505, Class-D, Including All Fittings, Excavation, Sand Bedding, Back Filling As Specified, Cart Away Surplus, Warning Tape Markers, Thrust Blocks, All As Specified.;2 Inch Diameter Pipe | 6 | m | SAR | 67
ALYA-05.1 | 1 | 1.0013 |  | Kingdom of Saudi Arabia | Jeddah | Open Spaces | Red Sea Village | City Square Park | RSG | SALCO | Award | 2021 | Fixed Price Lump Sum | SITE WORK | Underground drainage | Upvc Pipework To Bs 3505, Class-D, Including All Fittings, Excavation, Sand Bedding, Back Filling As Specified, Cart Away Surplus, Warning Tape Markers, Thrust Blocks, All As Specified.;3 Inch Diameter Pipe | 10 | m | SAR | 167
ALYA-05.1 | 1 | 1.0013 |  | Kingdom of Saudi Arabia | Jeddah | Open Spaces | Red Sea Village | City Square Park | RSG | SALCO | Award | 2021 | Fixed Price Lump Sum | SITE WORK | Underground drainage | Upvc Pipework To Bs 3505, Class-D, Including All Fittings, Excavation, Sand Bedding, Back Filling As Specified, Cart Away Surplus, Warning Tape Markers, Thrust Blocks, All As Specified.;4 Inch Diameter Pipe | 10 | m | SAR | 187
ALYA-05.1 | 1 | 1.0013 |  | Kingdom of Saudi Arabia | Jeddah | Open Spaces | Red Sea Village | City Square Park | RSG | SALCO | Award | 2021 | Fixed Price Lump Sum | SITE WORK | Landscaping | Valves Including Necessary Accessories, Fixed As Specified;Solenoid Valve In Sprinker System, 3.0 Inch Diameter | 1 | Nr | SAR | 1469
ALYA-05.1 | 1 | 1.0013 |  | Kingdom of Saudi Arabia | Jeddah | Open Spaces | Red Sea Village | City Square Park | RSG | SALCO | Award | 2021 | Fixed Price Lump Sum | SITE WORK | Landscaping | Lockable Valve Boxes As Specified;For Solenoid Valves 3.0 Inch In Sprinkler System | 1 | Nr | SAR | 668
ALYA-05.1 | 1 | 1.0014 |  | Kingdom of Saudi Arabia | Jeddah | Open Spaces | Red Sea Village | City Square Park | RSG | SALCO | Award | 2021 | Fixed Price Lump Sum | SITE WORK | Landscaping | Pop-Up-Spray Including Necessary Accessories, Fixed As Specified;Pop Up Spray 4.00M - 4.50M Radius | 45 | Nr | SAR | 87
ALYA-05.1 | 1 | 1.0014 |  | Kingdom of Saudi Arabia | Jeddah | Open Spaces | Red Sea Village | City Square Park | RSG | SALCO | Award | 2021 | Fixed Price Lump Sum | SITE WORK | Underground drainage | Upvc Pipework To Bs 3505, Class-E, Including All Fittings, Excavation, Sand Bedding, Back Filling As Specified, Cart Away Surplus, Warning Tape Markers, Thrust Blocks, All As Specified.;1 Inch Diameter Pipe | 162 | m | SAR | 33
ALYA-05.1 | 1 | 1.0014 |  | Kingdom of Saudi Arabia | Jeddah | Open Spaces | Red Sea Village | City Square Park | RSG | SALCO | Award | 2021 | Fixed Price Lump Sum | SITE WORK | Underground drainage | Upvc Pipework To Bs 3505, Class-D, Including All Fittings, Excavation, Sand Bedding, Back Filling As Specified, Cart Away Surplus, Warning Tape Markers, Thrust Blocks, All As Specified.;1.5 Inch Diameter Pipe | 42 | m | SAR | 47
ALYA-05.1 | 1 | 1.0014 |  | Kingdom of Saudi Arabia | Jeddah | Open Spaces | Red Sea Village | City Square Park | RSG | SALCO | Award | 2021 | Fixed Price Lump Sum | SITE WORK | Underground drainage | Upvc Pipework To Bs 3505, Class-D, Including All Fittings, Excavation, Sand Bedding, Back Filling As Specified, Cart Away Surplus, Warning Tape Markers, Thrust Blocks, All As Specified.;2 Inch Diameter Pipe | 12 | m | SAR | 67
ALYA-05.1 | 1 | 1.0014 |  | Kingdom of Saudi Arabia | Jeddah | Open Spaces | Red Sea Village | City Square Park | RSG | SALCO | Award | 2021 | Fixed Price Lump Sum | SITE WORK | Landscaping | Drip Risers;Drip Risers As Specified | 48 | Nr | SAR | 93
ALYA-05.1 | 1 | 1.0014 |  | Kingdom of Saudi Arabia | Jeddah | Open Spaces | Red Sea Village | City Square Park | RSG | SALCO | Award | 2021 | Fixed Price Lump Sum | SITE WORK | Landscaping | Valves Including Necessary Accessories, Fixed As Specified;Solenoid Valves, 1.5 Inch In Drip System | 1 | Nr | SAR | 1669
ALYA-05.1 | 1 | 1.0014 |  | Kingdom of Saudi Arabia | Jeddah | Open Spaces | Red Sea Village | City Square Park | RSG | SALCO | Award | 2021 | Fixed Price Lump Sum | SITE WORK | Landscaping | Lockable Valve Boxes As Specified;For Solenoid Valves, 1.5 Inch In Drip System | 1 | Nr | SAR | 668
ALYA-05.1 | 1 | 1.0014 |  | Kingdom of Saudi Arabia | Jeddah | Open Spaces | Red Sea Village | City Square Park | RSG | SALCO | Award | 2021 | Fixed Price Lump Sum | ELECTRICAL ENGINEERING INSTALLATIONS | Final sub-circuits and auxiliary installations | Supply And Install Light Fittings, Complete To The Approval Of The Engineer And/Or Contract Administrator, And As Shown On Drawings (Provisional Sum);Bollard Light, Ref Xb1 | 2 | Nr | SAR | 4139
ALYA-05.1 | 1 | 1.0014 |  | Kingdom of Saudi Arabia | Jeddah | Open Spaces | Red Sea Village | City Square Park | RSG | SALCO | Award | 2021 | Fixed Price Lump Sum | ELECTRICAL ENGINEERING INSTALLATIONS | Final sub-circuits and auxiliary installations | Supply And Install Light Fittings, Complete To The Approval Of The Engineer And/Or Contract Administrator, And As Shown On Drawings (Provisional Sum);Column Light Type 1, Ref. Xc1 | 4 | Nr | SAR | 16688
ALYA-05.1 | 1 | 1.0014 |  | Kingdom of Saudi Arabia | Jeddah | Open Spaces | Red Sea Village | City Square Park | RSG | SALCO | Award | 2021 | Fixed Price Lump Sum | ELECTRICAL ENGINEERING INSTALLATIONS | Final sub-circuits and auxiliary installations | Supply And Install Light Fittings, Complete To The Approval Of The Engineer And/Or Contract Administrator, And As Shown On Drawings (Provisional Sum);Uplight For Palms, Ref. Xu1 | 12 | Nr | SAR | 3004
ALYA-05.1 | 1 | 1.0015 |  | Kingdom of Saudi Arabia | Jeddah | Open Spaces | Red Sea Village | City Square Park | RSG | SALCO | Award | 2021 | Fixed Price Lump Sum | ELECTRICAL ENGINEERING INSTALLATIONS | Final sub-circuits and auxiliary installations | Supply And Install Light Fittings, Complete To The Approval Of The Engineer And/Or Contract Administrator, And As Shown On Drawings (Provisional Sum);Uplight For Trees, Ref. Xu2 | 16 | Nr | SAR | 3004
ALYA-05.1 | 1 | 1.0015 |  | Kingdom of Saudi Arabia | Jeddah | Open Spaces | Red Sea Village | City Square Park | RSG | SALCO | Award | 2021 | Fixed Price Lump Sum | ELECTRICAL ENGINEERING INSTALLATIONS | Accessories | Design, Supply And Installation Of Secondary Network Starting From Primary Network Termination Points And/Or Secondary Power And Electric Circuitry, Including Cable And Conduit, Cable Terminations, Necessary Trench Excavation And Ducts, Backfilling, Disposal, Cable Tiles, Warning Tapes, Accessories, All Necessary Secondary Electrical Works And Mechanical Works Wherever Required, Complete As Specified And Shown On Drawings And To The Approval Of The Engineer;Bollard Light, Ref Xb1 | 2 | Nr | SAR | 2670
ALYA-05.1 | 1 | 1.0015 |  | Kingdom of Saudi Arabia | Jeddah | Open Spaces | Red Sea Village | City Square Park | RSG | SALCO | Award | 2021 | Fixed Price Lump Sum | ELECTRICAL ENGINEERING INSTALLATIONS | Accessories | Design, Supply And Installation Of Secondary Network Starting From Primary Network Termination Points And/Or Secondary Power And Electric Circuitry, Including Cable And Conduit, Cable Terminations, Necessary Trench Excavation And Ducts, Backfilling, Disposal, Cable Tiles, Warning Tapes, Accessories, All Necessary Secondary Electrical Works And Mechanical Works Wherever Required, Complete As Specified And Shown On Drawings And To The Approval Of The Engineer;Column Light Type 1, Ref. Xc1 | 4 | Nr | SAR | 4005
ALYA-05.1 | 1 | 1.0015 |  | Kingdom of Saudi Arabia | Jeddah | Open Spaces | Red Sea Village | City Square Park | RSG | SALCO | Award | 2021 | Fixed Price Lump Sum | ELECTRICAL ENGINEERING INSTALLATIONS | Accessories | Design, Supply And Installation Of Secondary Network Starting From Primary Network Termination Points And/Or Secondary Power And Electric Circuitry, Including Cable And Conduit, Cable Terminations, Necessary Trench Excavation And Ducts, Backfilling, Disposal, Cable Tiles, Warning Tapes, Accessories, All Necessary Secondary Electrical Works And Mechanical Works Wherever Required, Complete As Specified And Shown On Drawings And To The Approval Of The Engineer;Uplight For Palms, Ref. Xu1 | 12 | Nr | SAR | 2670
ALYA-05.1 | 1 | 1.0015 |  | Kingdom of Saudi Arabia | Jeddah | Open Spaces | Red Sea Village | City Square Park | RSG | SALCO | Award | 2021 | Fixed Price Lump Sum | ELECTRICAL ENGINEERING INSTALLATIONS | Accessories | Design, Supply And Installation Of Secondary Network Starting From Primary Network Termination Points And/Or Secondary Power And Electric Circuitry, Including Cable And Conduit, Cable Terminations, Necessary Trench Excavation And Ducts, Backfilling, Disposal, Cable Tiles, Warning Tapes, Accessories, All Necessary Secondary Electrical Works And Mechanical Works Wherever Required, Complete As Specified And Shown On Drawings And To The Approval Of The Engineer;Uplight For Trees, Ref. Xu2 | 16 | Nr | SAR | 2670
ALYA-05.1 | 1 | 1.0015 |  | Kingdom of Saudi Arabia | Jeddah | Open Spaces | Red Sea Village | Corniche Park | RSG | SALCO | Award | 2021 | Fixed Price Lump Sum | SITE WORK | Excavation | Excavation And Preparation Of Base As Specified And As Shown On Drawings (Provisional Item);For Palms | 405 | m³ | SAR | 27
ALYA-05.1 | 1 | 1.0015 |  | Kingdom of Saudi Arabia | Jeddah | Open Spaces | Red Sea Village | Corniche Park | RSG | SALCO | Award | 2021 | Fixed Price Lump Sum | SITE WORK | Excavation | Excavation And Preparation Of Base As Specified And As Shown On Drawings (Provisional Item);For Trees | 298 | m³ | SAR | 27
ALYA-05.1 | 1 | 1.0015 |  | Kingdom of Saudi Arabia | Jeddah | Open Spaces | Red Sea Village | Corniche Park | RSG | SALCO | Award | 2021 | Fixed Price Lump Sum | SITE WORK | Excavation | Excavation And Preparation Of Base As Specified And As Shown On Drawings (Provisional Item);For Ground Covers | 213 | m³ | SAR | 20
ALYA-05.1 | 1 | 1.0015 |  | Kingdom of Saudi Arabia | Jeddah | Open Spaces | Red Sea Village | Corniche Park | RSG | SALCO | Award | 2021 | Fixed Price Lump Sum | SITE WORK | Excavation | Excavation And Preparation Of Base As Specified And As Shown On Drawings (Provisional Item);For Shrubs | 333 | m³ | SAR | 20
ALYA-05.1 | 1 | 1.0015 |  | Kingdom of Saudi Arabia | Jeddah | Open Spaces | Red Sea Village | Corniche Park | RSG | SALCO | Award | 2021 | Fixed Price Lump Sum | SITE WORK | Excavation | Excavation And Preparation Of Base As Specified And As Shown On Drawings (Provisional Item);For Succulents | 49 | m³ | SAR | 20
ALYA-05.1 | 1 | 1.0016 |  | Kingdom of Saudi Arabia | Jeddah | Open Spaces | Red Sea Village | Corniche Park | RSG | SALCO | Award | 2021 | Fixed Price Lump Sum | SITE WORK | Excavation | Excavation And Preparation Of Base As Specified And As Shown On Drawings (Provisional Item);To Grass | 10 | m³ | SAR | 20
ALYA-05.1 | 1 | 1.0016 |  | Kingdom of Saudi Arabia | Jeddah | Open Spaces | Red Sea Village | Corniche Park | RSG | SALCO | Award | 2021 | Fixed Price Lump Sum | SITE WORK | Excavation | Excavation And Preparation Of Base As Specified And As Shown On Drawings (Provisional Item);In Lawn Area | 332 | m³ | SAR | 20
ALYA-05.1 | 1 | 1.0016 |  | Kingdom of Saudi Arabia | Jeddah | Open Spaces | Red Sea Village | Corniche Park | RSG | SALCO | Award | 2021 | Fixed Price Lump Sum | SITE WORK | Disposal | Disposal Of Surplus Excavated Material From Site (Provisional Item) | 1640 | m³ | SAR | 20
ALYA-05.1 | 1 | 1.0016 |  | Kingdom of Saudi Arabia | Jeddah | Open Spaces | Red Sea Village | Corniche Park | RSG | SALCO | Award | 2021 | Fixed Price Lump Sum | SITE WORK | Landscaping | Planting Medium Consist Of Soil, Compost And Fertilizers , Complete As Specified 70Mm Thick Bark Mulsch To Be Removed From All Softscape Areas;To Palms | 354 | m³ | SAR | 134
ALYA-05.1 | 1 | 1.0016 |  | Kingdom of Saudi Arabia | Jeddah | Open Spaces | Red Sea Village | Corniche Park | RSG | SALCO | Award | 2021 | Fixed Price Lump Sum | SITE WORK | Landscaping | Planting Medium Consist Of Soil, Compost And Fertilizers , Complete As Specified 70Mm Thick Bark Mulsch To Be Removed From All Softscape Areas;To Trees | 248 | m³ | SAR | 134
ALYA-05.1 | 1 | 1.0016 |  | Kingdom of Saudi Arabia | Jeddah | Open Spaces | Red Sea Village | Corniche Park | RSG | SALCO | Award | 2021 | Fixed Price Lump Sum | SITE WORK | Landscaping | Planting Medium Consist Of Soil, Compost And Fertilizers , Complete As Specified 70Mm Thick Bark Mulsch To Be Removed From All Softscape Areas;To Ground Covers | 213 | m³ | SAR | 134
ALYA-05.1 | 1 | 1.0016 |  | Kingdom of Saudi Arabia | Jeddah | Open Spaces | Red Sea Village | Corniche Park | RSG | SALCO | Award | 2021 | Fixed Price Lump Sum | SITE WORK | Landscaping | Planting Medium Consist Of Soil, Compost And Fertilizers , Complete As Specified 70Mm Thick Bark Mulsch To Be Removed From All Softscape Areas;To Shrubs | 333 | m³ | SAR | 134
ALYA-05.1 | 1 | 1.0016 |  | Kingdom of Saudi Arabia | Jeddah | Open Spaces | Red Sea Village | Corniche Park | RSG | SALCO | Award | 2021 | Fixed Price Lump Sum | SITE WORK | Landscaping | Planting Medium Consist Of Soil, Compost And Fertilizers , Complete As Specified 70Mm Thick Bark Mulsch To Be Removed From All Softscape Areas;To Succulents | 49 | m³ | SAR | 134
ALYA-05.1 | 1 | 1.0016 |  | Kingdom of Saudi Arabia | Jeddah | Open Spaces | Red Sea Village | Corniche Park | RSG | SALCO | Award | 2021 | Fixed Price Lump Sum | SITE WORK | Landscaping | Planting Medium Consist Of Soil, Compost And Fertilizers , Complete As Specified 70Mm Thick Bark Mulsch To Be Removed From All Softscape Areas;To Grass | 10 | m³ | SAR | 134
ALYA-05.1 | 1 | 1.0016 |  | Kingdom of Saudi Arabia | Jeddah | Open Spaces | Red Sea Village | Corniche Park | RSG | SALCO | Award | 2021 | Fixed Price Lump Sum | SITE WORK | Landscaping | Planting Medium Consist Of Soil, Compost And Fertilizers , Complete As Specified 70Mm Thick Bark Mulsch To Be Removed From All Softscape Areas;In Lawn Area | 332 | m³ | SAR | 134
ALYA-05.1 | 1 | 1.0017 |  | Kingdom of Saudi Arabia | Jeddah | Open Spaces | Red Sea Village | Corniche Park | RSG | SALCO | Award | 2021 | Fixed Price Lump Sum | SITE WORK | Landscaping | Gravel Wrapped In Geotextile As Capillary Break Layer;Below Planting Medium Of Palms And Trees, 200Mm Thick | 360 | m² | SAR | 25
ALYA-05.1 | 1 | 1.0017 |  | Kingdom of Saudi Arabia | Jeddah | Open Spaces | Red Sea Village | Corniche Park | RSG | SALCO | Award | 2021 | Fixed Price Lump Sum | SITE WORK | Landscaping | Palms, Trees, Shrubs And The Like With Healthy Fully Developed Root Balls, Undamaged And Free From Pests And Diseases, Planted In Prepared Ground As Detailed, Including All Compost And Fertilizers, Tree Stakes, Tree Ties, Temporary Planting Screens;Palms; | 46 | Nr | SAR | 5029
ALYA-05.1 | 1 | 1.0017 |  | Kingdom of Saudi Arabia | Jeddah | Open Spaces | Red Sea Village | Corniche Park | RSG | SALCO | Award | 2021 | Fixed Price Lump Sum | SITE WORK | Landscaping | Palms, Trees, Shrubs And The Like With Healthy Fully Developed Root Balls, Undamaged And Free From Pests And Diseases, Planted In Prepared Ground As Detailed, Including All Compost And Fertilizers, Tree Stakes, Tree Ties, Temporary Planting Screens;Palms; | 46 | Nr | SAR | 4583
ALYA-05.1 | 1 | 1.0017 |  | Kingdom of Saudi Arabia | Jeddah | Open Spaces | Red Sea Village | Corniche Park | RSG | SALCO | Award | 2021 | Fixed Price Lump Sum | SITE WORK | Landscaping | Palms, Trees, Shrubs And The Like With Healthy Fully Developed Root Balls, Undamaged And Free From Pests And Diseases, Planted In Prepared Ground As Detailed, Including All Compost And Fertilizers, Tree Stakes, Tree Ties, Temporary Planting Screens;Palms; | 46 | Nr | SAR | 3782
ALYA-05.1 | 1 | 1.0017 |  | Kingdom of Saudi Arabia | Jeddah | Open Spaces | Red Sea Village | Corniche Park | RSG | SALCO | Award | 2021 | Fixed Price Lump Sum | SITE WORK | Landscaping | Palms, Trees, Shrubs And The Like With Healthy Fully Developed Root Balls, Undamaged And Free From Pests And Diseases, Planted In Prepared Ground As Detailed, Including All Compost And Fertilizers, Tree Stakes, Tree Ties, Temporary Planting Screens;Palms; | 46 | Nr | SAR | 3360
ALYA-05.1 | 1 | 1.0017 |  | Kingdom of Saudi Arabia | Jeddah | Open Spaces | Red Sea Village | Corniche Park | RSG | SALCO | Award | 2021 | Fixed Price Lump Sum | SITE WORK | Landscaping | Palms, Trees, Shrubs And The Like With Healthy Fully Developed Root Balls, Undamaged And Free From Pests And Diseases, Planted In Prepared Ground As Detailed, Including All Compost And Fertilizers, Tree Stakes, Tree Ties, Temporary Planting Screens;Trees; | 48 | Nr | SAR | 1464
ALYA-05.1 | 1 | 1.0017 |  | Kingdom of Saudi Arabia | Jeddah | Open Spaces | Red Sea Village | Corniche Park | RSG | SALCO | Award | 2021 | Fixed Price Lump Sum | SITE WORK | Landscaping | Palms, Trees, Shrubs And The Like With Healthy Fully Developed Root Balls, Undamaged And Free From Pests And Diseases, Planted In Prepared Ground As Detailed, Including All Compost And Fertilizers, Tree Stakes, Tree Ties, Temporary Planting Screens;Trees; | 22 | Nr | SAR | 1509
ALYA-05.1 | 1 | 1.0017 |  | Kingdom of Saudi Arabia | Jeddah | Open Spaces | Red Sea Village | Corniche Park | RSG | SALCO | Award | 2021 | Fixed Price Lump Sum | SITE WORK | Landscaping | Palms, Trees, Shrubs And The Like With Healthy Fully Developed Root Balls, Undamaged And Free From Pests And Diseases, Planted In Prepared Ground As Detailed, Including All Compost And Fertilizers, Tree Stakes, Tree Ties, Temporary Planting Screens;Trees; | 8 | Nr | SAR | 1298
ALYA-05.1 | 1 | 1.0017 |  | Kingdom of Saudi Arabia | Jeddah | Open Spaces | Red Sea Village | Corniche Park | RSG | SALCO | Award | 2021 | Fixed Price Lump Sum | SITE WORK | Landscaping | Palms, Trees, Shrubs And The Like With Healthy Fully Developed Root Balls, Undamaged And Free From Pests And Diseases, Planted In Prepared Ground As Detailed, Including All Compost And Fertilizers, Tree Stakes, Tree Ties, Temporary Planting Screens;Shrubs; | 2396 | Nr | SAR | 21
ALYA-05.1 | 1 | 1.0017 |  | Kingdom of Saudi Arabia | Jeddah | Open Spaces | Red Sea Village | Corniche Park | RSG | SALCO | Award | 2021 | Fixed Price Lump Sum | SITE WORK | Landscaping | Palms, Trees, Shrubs And The Like With Healthy Fully Developed Root Balls, Undamaged And Free From Pests And Diseases, Planted In Prepared Ground As Detailed, Including All Compost And Fertilizers, Tree Stakes, Tree Ties, Temporary Planting Screens;Shrubs; | 1594 | Nr | SAR | 24
ALYA-05.1 | 1 | 1.0018 |  | Kingdom of Saudi Arabia | Jeddah | Open Spaces | Red Sea Village | Corniche Park | RSG | SALCO | Award | 2021 | Fixed Price Lump Sum | SITE WORK | Landscaping | Palms, Trees, Shrubs And The Like With Healthy Fully Developed Root Balls, Undamaged And Free From Pests And Diseases, Planted In Prepared Ground As Detailed, Including All Compost And Fertilizers, Tree Stakes, Tree Ties, Temporary Planting Screens;Ground Covers; | 361 | Nr | SAR | 13
ALYA-05.1 | 1 | 1.0018 |  | Kingdom of Saudi Arabia | Jeddah | Open Spaces | Red Sea Village | Corniche Park | RSG | SALCO | Award | 2021 | Fixed Price Lump Sum | SITE WORK | Landscaping | Palms, Trees, Shrubs And The Like With Healthy Fully Developed Root Balls, Undamaged And Free From Pests And Diseases, Planted In Prepared Ground As Detailed, Including All Compost And Fertilizers, Tree Stakes, Tree Ties, Temporary Planting Screens;Ground Covers; | 630 | Nr | SAR | 7
ALYA-05.1 | 1 | 1.0018 |  | Kingdom of Saudi Arabia | Jeddah | Open Spaces | Red Sea Village | Corniche Park | RSG | SALCO | Award | 2021 | Fixed Price Lump Sum | SITE WORK | Landscaping | Palms, Trees, Shrubs And The Like With Healthy Fully Developed Root Balls, Undamaged And Free From Pests And Diseases, Planted In Prepared Ground As Detailed, Including All Compost And Fertilizers, Tree Stakes, Tree Ties, Temporary Planting Screens;Ground Covers; | 6392 | Nr | SAR | 8
ALYA-05.1 | 1 | 1.0018 |  | Kingdom of Saudi Arabia | Jeddah | Open Spaces | Red Sea Village | Corniche Park | RSG | SALCO | Award | 2021 | Fixed Price Lump Sum | SITE WORK | Landscaping | Palms, Trees, Shrubs And The Like With Healthy Fully Developed Root Balls, Undamaged And Free From Pests And Diseases, Planted In Prepared Ground As Detailed, Including All Compost And Fertilizers, Tree Stakes, Tree Ties, Temporary Planting Screens;Ground Covers; | 710 | Nr | SAR | 7
ALYA-05.1 | 1 | 1.0018 |  | Kingdom of Saudi Arabia | Jeddah | Open Spaces | Red Sea Village | Corniche Park | RSG | SALCO | Award | 2021 | Fixed Price Lump Sum | SITE WORK | Landscaping | Palms, Trees, Shrubs And The Like With Healthy Fully Developed Root Balls, Undamaged And Free From Pests And Diseases, Planted In Prepared Ground As Detailed, Including All Compost And Fertilizers, Tree Stakes, Tree Ties, Temporary Planting Screens;Ground Covers; | 160 | Nr | SAR | 7
ALYA-05.1 | 1 | 1.0018 |  | Kingdom of Saudi Arabia | Jeddah | Open Spaces | Red Sea Village | Corniche Park | RSG | SALCO | Award | 2021 | Fixed Price Lump Sum | SITE WORK | Landscaping | Palms, Trees, Shrubs And The Like With Healthy Fully Developed Root Balls, Undamaged And Free From Pests And Diseases, Planted In Prepared Ground As Detailed, Including All Compost And Fertilizers, Tree Stakes, Tree Ties, Temporary Planting Screens;Grass; | 98 | Nr | SAR | 11
ALYA-05.1 | 1 | 1.0018 |  | Kingdom of Saudi Arabia | Jeddah | Open Spaces | Red Sea Village | Corniche Park | RSG | SALCO | Award | 2021 | Fixed Price Lump Sum | SITE WORK | Landscaping | Palms, Trees, Shrubs And The Like With Healthy Fully Developed Root Balls, Undamaged And Free From Pests And Diseases, Planted In Prepared Ground As Detailed, Including All Compost And Fertilizers, Tree Stakes, Tree Ties, Temporary Planting Screens;Succulents; | 985 | Nr | SAR | 83
ALYA-05.1 | 1 | 1.0018 |  | Kingdom of Saudi Arabia | Jeddah | Open Spaces | Red Sea Village | Corniche Park | RSG | SALCO | Award | 2021 | Fixed Price Lump Sum | SITE WORK | Landscaping | Palms, Trees, Shrubs And The Like With Healthy Fully Developed Root Balls, Undamaged And Free From Pests And Diseases, Planted In Prepared Ground As Detailed, Including All Compost And Fertilizers, Tree Stakes, Tree Ties, Temporary Planting Screens;Lawn; | 1106 | m² | SAR | 29
ALYA-05.1 | 1 | 1.0018 |  | Kingdom of Saudi Arabia | Jeddah | Open Spaces | Red Sea Village | Corniche Park | RSG | SALCO | Award | 2021 | Fixed Price Lump Sum | SITE WORK | Site preparation | Site Preparation;General Site Clearance | 6508 | m² | SAR | 4
ALYA-05.1 | 1 | 1.0018 |  | Kingdom of Saudi Arabia | Jeddah | Open Spaces | Red Sea Village | Corniche Park | RSG | SALCO | Award | 2021 | Fixed Price Lump Sum | SITE WORK | Filling | Filling;Well Compacted Selected Excavated Material (Provisional Item) | 2708 | m³ | SAR | 19
ALYA-05.1 | 1 | 1.0019 |  | Kingdom of Saudi Arabia | Jeddah | Open Spaces | Red Sea Village | Corniche Park | RSG | SALCO | Award | 2021 | Fixed Price Lump Sum | SITE WORK | Paving and surfacing | Precast Concrete Block Paving Laid To Pattern With Required Colour, On And Including 50Mm Thick Compacted Sharp Sand Bed On Compacted Sub-Base, Complete As Per Engineer'S Approval;100 X 100 X 60Mm In Shot Blasted Finish Ref: Paving Type 1 | 168 | m² | SAR | 182
ALYA-05.1 | 1 | 1.0019 |  | Kingdom of Saudi Arabia | Jeddah | Open Spaces | Red Sea Village | Corniche Park | RSG | SALCO | Award | 2021 | Fixed Price Lump Sum | SITE WORK | Paving and surfacing | Precast Concrete Block Paving Laid To Pattern With Required Colour, On And Including 50Mm Thick Compacted Sharp Sand Bed On Compacted Sub-Base, Complete As Per Engineer'S Approval;200 X 200 X 60Mm In Shot Blasted Finish Ref: Paving Type 1 | 480 | m² | SAR | 174
ALYA-05.1 | 1 | 1.0019 |  | Kingdom of Saudi Arabia | Jeddah | Open Spaces | Red Sea Village | Corniche Park | RSG | SALCO | Award | 2021 | Fixed Price Lump Sum | SITE WORK | Paving and surfacing | Precast Concrete Block Paving Laid To Pattern With Required Colour, On And Including 50Mm Thick Compacted Sharp Sand Bed On Compacted Sub-Base, Complete As Per Engineer'S Approval;200 X 200 X 60Mm In Shot Blasted Finish Ref: Paving Type 2 | 269 | m² | SAR | 174
ALYA-05.1 | 1 | 1.0019 |  | Kingdom of Saudi Arabia | Jeddah | Open Spaces | Red Sea Village | Corniche Park | RSG | SALCO | Award | 2021 | Fixed Price Lump Sum | SITE WORK | Paving and surfacing | Precast Concrete Block Paving Laid To Pattern With Required Colour, On And Including 50Mm Thick Compacted Sharp Sand Bed On Compacted Sub-Base, Complete As Per Engineer'S Approval;600 X 800 X 60Mm In Shot Blasted Finish Ref: Paving Type 3 | 522 | m² | SAR | 212
ALYA-05.1 | 1 | 1.0019 |  | Kingdom of Saudi Arabia | Jeddah | Open Spaces | Red Sea Village | Corniche Park | RSG | SALCO | Award | 2021 | Fixed Price Lump Sum | SITE WORK | Paving and surfacing | Precast Concrete Block Paving Laid To Pattern With Required Colour, On And Including 50Mm Thick Compacted Sharp Sand Bed On Compacted Sub-Base, Complete As Per Engineer'S Approval;600 X 800 X 80Mm In Shot Blasted Finish Ref: Paving Type 3 | 539 | m² | SAR | 224
ALYA-05.1 | 1 | 1.0019 |  | Kingdom of Saudi Arabia | Jeddah | Open Spaces | Red Sea Village | Corniche Park | RSG | SALCO | Award | 2021 | Fixed Price Lump Sum | SITE WORK | Paving and surfacing | Precast Concrete Block Paving Laid To Pattern With Required Colour, On And Including 50Mm Thick Compacted Sharp Sand Bed On Compacted Sub-Base, Complete As Per Engineer'S Approval;200 X 200 X 60Mm In Shot Blasted Finish Ref: Paving Type 4 | 1020 | m² | SAR | 174
ALYA-05.1 | 1 | 1.0019 |  | Kingdom of Saudi Arabia | Jeddah | Open Spaces | Red Sea Village | Corniche Park | RSG | SALCO | Award | 2021 | Fixed Price Lump Sum | SITE WORK | Paving and surfacing | Precast Concrete Block Paving Laid To Pattern With Required Colour, On And Including 50Mm Thick Compacted Sharp Sand Bed On Compacted Sub-Base, Complete As Per Engineer'S Approval;200 X 600 X 60Mm In Shot Blasted Finish Ref: Paving Type 5 | 328 | m² | SAR | 206
ALYA-05.1 | 1 | 1.0019 |  | Kingdom of Saudi Arabia | Jeddah | Open Spaces | Red Sea Village | Corniche Park | RSG | SALCO | Award | 2021 | Fixed Price Lump Sum | SITE WORK | Paving and surfacing | Precast Concrete Block Paving Laid To Pattern With Required Colour, On And Including 50Mm Thick Compacted Sharp Sand Bed On Compacted Sub-Base, Complete As Per Engineer'S Approval;200 X 600 X 80Mm In Shot Blasted Finish Ref: Paving Type 5 | 163 | m² | SAR | 204
ALYA-05.1 | 1 | 1.0019 |  | Kingdom of Saudi Arabia | Jeddah | Open Spaces | Red Sea Village | Corniche Park | RSG | SALCO | Award | 2021 | Fixed Price Lump Sum | SITE WORK | Paving and surfacing | Precast Concrete Block Paving Laid To Pattern With Required Colour, On And Including 50Mm Thick Compacted Sharp Sand Bed On Compacted Sub-Base, Complete As Per Engineer'S Approval;200 X 400 X 60Mm In Shot Blasted Finish Ref: Paving Type 6 | 424 | m² | SAR | 175
ALYA-05.1 | 1 | 1.0019 |  | Kingdom of Saudi Arabia | Jeddah | Open Spaces | Red Sea Village | Corniche Park | RSG | SALCO | Award | 2021 | Fixed Price Lump Sum | SITE WORK | Paving and surfacing | Precast Concrete Block Paving Laid To Pattern With Required Colour, On And Including 50Mm Thick Compacted Sharp Sand Bed On Compacted Sub-Base, Complete As Per Engineer'S Approval;200 X 200 X 60Mm In Shot Blasted Finish Ref: Paving Type 7 | 733 | m² | SAR | 174
ALYA-05.1 | 1 | 1.002 |  | Kingdom of Saudi Arabia | Jeddah | Open Spaces | Red Sea Village | Corniche Park | RSG | SALCO | Award | 2021 | Fixed Price Lump Sum | SITE WORK | Paving and surfacing | Precast Concrete Block Paving Laid To Pattern With Required Colour, On And Including 50Mm Thick Compacted Sharp Sand Bed On Compacted Sub-Base, Complete As Per Engineer'S Approval;200 X 200 X 60Mm In Shot Blasted Finish Ref: Ramp | 127 | m² | SAR | 174
ALYA-05.1 | 1 | 1.002 |  | Kingdom of Saudi Arabia | Jeddah | Open Spaces | Red Sea Village | Corniche Park | RSG | SALCO | Award | 2021 | Fixed Price Lump Sum | SITE WORK | Paving and surfacing | Rubber Surface Consisting Of 8-10Mm Thick Granulated Coloured Polyolefin Plastomer Particles Safety Surface Chemically Bonded With Aliphatic Polyurethane Binder, Glued Over To Varying Impact Course, Concrete Base And Compacted Sub Base All Complete As Per Manufacturer'S And Engineer'S Details And Approval;Safety Surface, Colours Various | 110 | m² | SAR | 734
ALYA-05.1 | 1 | 1.002 |  | Kingdom of Saudi Arabia | Jeddah | Open Spaces | Red Sea Village | Corniche Park | RSG | SALCO | Award | 2021 | Fixed Price Lump Sum | SITE WORK | Paving and surfacing | Precast Concrete Paving Band Laid To Pattern With Required Colour, On And Including 25Mm Thick Full Mortar Bed On Concrete Base And Compacted Sub-Base, Complete As Per Engineer'S Approval ;200 X 200 X 60Mm In Shot Blasted Finish Ref: Paving Type 1 (400Mm Wide Band) | 436 | m | SAR | 120
ALYA-05.1 | 1 | 1.002 |  | Kingdom of Saudi Arabia | Jeddah | Open Spaces | Red Sea Village | Corniche Park | RSG | SALCO | Award | 2021 | Fixed Price Lump Sum | SITE WORK | Paving and surfacing | Precast Concrete Paving Band Laid To Pattern With Required Colour, On And Including 25Mm Thick Full Mortar Bed On Concrete Base And Compacted Sub-Base, Complete As Per Engineer'S Approval ;200 X 200 X 60Mm In Shot Blasted Finish Ref: Paving Type 2 (400Mm Wide Band) | 203 | m | SAR | 120
ALYA-05.1 | 1 | 1.002 |  | Kingdom of Saudi Arabia | Jeddah | Open Spaces | Red Sea Village | Corniche Park | RSG | SALCO | Award | 2021 | Fixed Price Lump Sum | SITE WORK | Paving and surfacing | Precast Concrete Paving Band Laid To Pattern With Required Colour, On And Including 25Mm Thick Full Mortar Bed On Concrete Base And Compacted Sub-Base, Complete As Per Engineer'S Approval ;200 X 200 X 60Mm In Shot Blasted Finish Ref: Paving Type 4 (400Mm Wide Band) | 563 | m | SAR | 120
ALYA-05.1 | 1 | 1.002 |  | Kingdom of Saudi Arabia | Jeddah | Open Spaces | Red Sea Village | Corniche Park | RSG | SALCO | Award | 2021 | Fixed Price Lump Sum | SITE WORK | Paving and surfacing | Precast Concrete Paving Band Laid To Pattern With Required Colour, On And Including 25Mm Thick Full Mortar Bed On Concrete Base And Compacted Sub-Base, Complete As Per Engineer'S Approval ;200 X 600 X 60Mm In Shot Blasted Finish Ref: Paving Type 5 | 408 | m | SAR | 132
ALYA-05.1 | 1 | 1.002 |  | Kingdom of Saudi Arabia | Jeddah | Open Spaces | Red Sea Village | Corniche Park | RSG | SALCO | Award | 2021 | Fixed Price Lump Sum | SITE WORK | Paving and surfacing | Precast Concrete Paving Band Laid To Pattern With Required Colour, On And Including 25Mm Thick Full Mortar Bed On Concrete Base And Compacted Sub-Base, Complete As Per Engineer'S Approval ;200 X 600 X 80Mm In Shot Blasted Finish Ref: Paving Type 5 | 204 | m | SAR | 136
ALYA-05.1 | 1 | 1.002 |  | Kingdom of Saudi Arabia | Jeddah | Open Spaces | Red Sea Village | Corniche Park | RSG | SALCO | Award | 2021 | Fixed Price Lump Sum | SITE WORK | Paving and surfacing | Precast Concrete Paving Band Laid To Pattern With Required Colour, On And Including 25Mm Thick Full Mortar Bed On Concrete Base And Compacted Sub-Base, Complete As Per Engineer'S Approval ;200 X 200 X 60Mm In Shot Blasted Finish Ref: Paving Type 6 (400Mm Wide) | 136 | m | SAR | 120
ALYA-05.1 | 1 | 1.002 |  | Kingdom of Saudi Arabia | Jeddah | Open Spaces | Red Sea Village | Corniche Park | RSG | SALCO | Award | 2021 | Fixed Price Lump Sum | SITE WORK | Paving and surfacing | Precast Concrete Paving Band Laid To Pattern With Required Colour, On And Including 25Mm Thick Full Mortar Bed On Concrete Base And Compacted Sub-Base, Complete As Per Engineer'S Approval ;200 X 200 X 60Mm In Shot Blasted Finish Edge Band Ref: Paving Type 7 | 584 | m | SAR | 60
ALYA-05.1 | 1 | 1.002 |  | Kingdom of Saudi Arabia | Jeddah | Open Spaces | Red Sea Village | Corniche Park | RSG | SALCO | Award | 2021 | Fixed Price Lump Sum | SITE WORK | Paving and surfacing | Precast Concrete Paving Band Laid To Pattern With Required Colour, On And Including 50Mm Thick Sharp Sand Bed On Concrete Base And Compacted Sub-Base, Complete As Per Engineer'S Approval ;400 X 400 X 60Mm In Shot Blasted Finish Ref: Paving Type 3 | 81 | m | SAR | 125
ALYA-05.1 | 1 | 1.0021 |  | Kingdom of Saudi Arabia | Jeddah | Open Spaces | Red Sea Village | Corniche Park | RSG | SALCO | Award | 2021 | Fixed Price Lump Sum | SITE WORK | Paving and surfacing | Precast Concrete Paving Band Laid To Pattern With Required Colour, On And Including 50Mm Thick Sharp Sand Bed On Concrete Base And Compacted Sub-Base, Complete As Per Engineer'S Approval ;400 X 400 X 80Mm In Shot Blasted Finish Ref: Paving Type 3 | 206 | m | SAR | 129
ALYA-05.1 | 1 | 1.0021 |  | Kingdom of Saudi Arabia | Jeddah | Open Spaces | Red Sea Village | Corniche Park | RSG | SALCO | Award | 2021 | Fixed Price Lump Sum | SITE WORK | Paving and surfacing | Precast Concrete Paving Band Laid To Pattern With Required Colour, On And Including 50Mm Thick Sharp Sand Bed On Concrete Base And Compacted Sub-Base, Complete As Per Engineer'S Approval ;300 X 600 X 60Mm In Shot Blasted Finish Ref. Hazard Warning Tactile Band At Ramp (900Mm Wide Band) | 24 | m | SAR | 198
ALYA-05.1 | 1 | 1.0021 |  | Kingdom of Saudi Arabia | Jeddah | Open Spaces | Red Sea Village | Corniche Park | RSG | SALCO | Award | 2021 | Fixed Price Lump Sum | SITE WORK | Paving and surfacing | Precast Concrete Coping Laid To Pattern With Required Colour, On And Including 25Mm Thick Full Mortar Bed On Concrete Wall/Base And Compacted Sub-Base, Complete As Per Engineer'S Approval ;500 X 500 X 60Mm Cast To Radius In Honed Finish Ref: Paving Type 1 | 35 | m | SAR | 925
ALYA-05.1 | 1 | 1.0021 |  | Kingdom of Saudi Arabia | Jeddah | Open Spaces | Red Sea Village | Corniche Park | RSG | SALCO | Award | 2021 | Fixed Price Lump Sum | SITE WORK | Paving and surfacing | Precast Concrete Coping Laid To Pattern With Required Colour, On And Including 25Mm Thick Full Mortar Bed On Concrete Wall/Base And Compacted Sub-Base, Complete As Per Engineer'S Approval ;500 X 500 X 60Mm Cast To Radius In Honed Finish Ref: Paving Type 2 | 35 | m | SAR | 925
ALYA-05.1 | 1 | 1.0021 |  | Kingdom of Saudi Arabia | Jeddah | Open Spaces | Red Sea Village | Corniche Park | RSG | SALCO | Award | 2021 | Fixed Price Lump Sum | SITE WORK | Paving and surfacing | Precast Concrete Coping Laid To Pattern With Required Colour, On And Including 25Mm Thick Full Mortar Bed On Concrete Wall/Base And Compacted Sub-Base, Complete As Per Engineer'S Approval ;400 X 400 X 60Mm In Shot Blasted Finish Ref: Ramp (800Mm Wide) | 87 | m | SAR | 219
ALYA-05.1 | 1 | 1.0021 |  | Kingdom of Saudi Arabia | Jeddah | Open Spaces | Red Sea Village | Corniche Park | RSG | SALCO | Award | 2021 | Fixed Price Lump Sum | SITE WORK | Paving and surfacing | Precast Concrete Paving Band Laid To Pattern With Required Colour, On And Including 25Mm Thick Full Mortar Bed On Concrete Base And Compacted Sub-Base, Complete As Per Engineer'S Approval;100 X 100 X 60Mm In Honed Finish, Ref: Tree Pit (200Mm Wide) | 7 | m | SAR | 60
ALYA-05.1 | 1 | 1.0021 |  | Kingdom of Saudi Arabia | Jeddah | Open Spaces | Red Sea Village | Corniche Park | RSG | SALCO | Award | 2021 | Fixed Price Lump Sum | SITE WORK | Paving and surfacing | Precast Concrete Paving Band Laid To Pattern With Required Colour, On And Including 25Mm Thick Full Mortar Bed On Concrete Base And Compacted Sub-Base, Complete As Per Engineer'S Approval;100 X 100 X 60Mm Cast To Radius As Required In Honed Finish Ref: Circular Palm Pit (200Mm Wide) | 259 | m | SAR | 60
ALYA-05.1 | 1 | 1.0021 |  | Kingdom of Saudi Arabia | Jeddah | Open Spaces | Red Sea Village | Corniche Park | RSG | SALCO | Award | 2021 | Fixed Price Lump Sum | SITE WORK | Paving and surfacing | Precast Concrete Maintenance Edge Laid To Pattern With Required Colour, On And Including 25Mm Thick Full Mortar Bed On Concrete Base And Compacted Sub-Base, Complete As Per Engineer'S Approval ;200 X 200 X 60Mm In Shot Blasted Finish Ref: Maintenance Edge | 822 | m | SAR | 60
ALYA-05.1 | 1 | 1.0021 |  | Kingdom of Saudi Arabia | Jeddah | Open Spaces | Red Sea Village | Corniche Park | RSG | SALCO | Award | 2021 | Fixed Price Lump Sum | SITE WORK | Paving and surfacing | Aluminium Edging, Brushed Finish With Required Colour, Fixed As Per Manufacturer'S Recommendations, Complete As Per Engineer'S Approval ;100Mm High Metal Edging | 73 | m | SAR | 40
ALYA-05.1 | 1 | 1.0021 |  | Kingdom of Saudi Arabia | Jeddah | Open Spaces | Red Sea Village | Corniche Park | RSG | SALCO | Award | 2021 | Fixed Price Lump Sum | SITE WORK | Paving and surfacing | 25 - 50Mm Dia. Sieve Size Local Crushed Stone Gravel With Required Colour, Loose Laid In 100Mm Thick Layer Over Geotextile Membrane On Compacted Sub-Base, Complete As Per Engineer'S Approval ; | 55 | m² | SAR | 33
ALYA-05.1 | 1 | 1.0022 |  | Kingdom of Saudi Arabia | Jeddah | Open Spaces | Red Sea Village | Corniche Park | RSG | SALCO | Award | 2021 | Fixed Price Lump Sum | SITE WORK | Paving and surfacing | Precast Concrete Heel Kerb Laid To Pattern With Required Colour, On And Including 25Mm Thick Full Mortar Bed On Concrete Base And Compacted Sub-Base, Complete As Per Engineer'S Approval;100 X 600 X 200Mm Thick In Shot Blasted Finish Ref: Heel Kerb - To Private Plots | 490 | m | SAR | 127
ALYA-05.1 | 1 | 1.0022 |  | Kingdom of Saudi Arabia | Jeddah | Open Spaces | Red Sea Village | Corniche Park | RSG | SALCO | Award | 2021 | Fixed Price Lump Sum | METALWORK | Non structural metalwork | Handrail Comprising 50Mm Dia. Brushed Stainless Steel Top Rail And Posts Welded To Steel Base Plate, On And Including Concrete Base On Compacted Sub-Base. Complete With Finishes, Accessories And All Necessary Works, To The Approval Of The Engineer;Handrail, Height 1100Mm Above Finished Floor Level, To Ramp | 22 | m | SAR | 1402
ALYA-05.1 | 1 | 1.0022 |  | Kingdom of Saudi Arabia | Jeddah | Open Spaces | Red Sea Village | Corniche Park | RSG | SALCO | Award | 2021 | Fixed Price Lump Sum | CONCRETE WORK | Precast concrete | Precast Concrete Seat Block In Honed Finish With Required Colour, Size 1200 X 600Mm, Mechanically Fixed To Concrete Base, With 50-100Mm Thick Precast Concrete Seat Cladding (1200 X 425Mm) With Honed Finish, 25X25Mm Shadow Groove, 10-15Mm Thick Cement Render With Smooth Finish And Colour To Match Seat, Including 25Mm Thick Mortar Bed, Reinforced Concrete Base On Compacted Sub-Base, Necessary Earthwork, Waterproofing, Complete To Engineer'S Details;Overall Size 600Mm Wide X 450Mm High Above Finished Floor Level | 44 | m | SAR | 1443
ALYA-05.1 | 1 | 1.0022 |  | Kingdom of Saudi Arabia | Jeddah | Open Spaces | Red Sea Village | Corniche Park | RSG | SALCO | Award | 2021 | Fixed Price Lump Sum | METALWORK | Non structural metalwork | Tensile Pvc Coated Fabric Shade Structure (Finish - Knitted, Colour - Light Beige) Fixed To Powder Coated Galvanized Steel Posts With Required Colour, On And Including Rcc Footing, Base Plate, Supports, Anchor Bolts, Fittings And All Necessary Accessories, Pre-Fitted Post Pad, Earthworks, Blinding, Polyethylene Sheet, Waterproofing, And All Other Necessary Works As Required. Complete To Engineer'S Approval;Overall Area 33M2, To Fitness Area | 1 | Nr | SAR | 30839
ALYA-05.1 | 1 | 1.0022 |  | Kingdom of Saudi Arabia | Jeddah | Open Spaces | Red Sea Village | Corniche Park | RSG | SALCO | Award | 2021 | Fixed Price Lump Sum | METALWORK | Non structural metalwork | Tensile Pvc Coated Fabric Shade Structure (Finish - Knitted, Colour - Light Beige) Fixed To Powder Coated Galvanized Steel Posts With Required Colour, On And Including Rcc Footing, Base Plate, Supports, Anchor Bolts, Fittings And All Necessary Accessories, Pre-Fitted Post Pad, Earthworks, Blinding, Polyethylene Sheet, Waterproofing, And All Other Necessary Works As Required. Complete To Engineer'S Approval;Overall Area 33M2, To Play Area | 1 | Nr | SAR | 30839
ALYA-05.1 | 1 | 1.0022 |  | Kingdom of Saudi Arabia | Jeddah | Open Spaces | Red Sea Village | Corniche Park | RSG | SALCO | Award | 2021 | Fixed Price Lump Sum | ACCESSORIES | Generally | Supply And Install Play And Fitness Equipment Including Necessary Concrete Foundations, Compacted Sub Base All To Specialists Details, Complete As Per Engineer'S Approval ;Fitness Equipment;Combi 2 (Fsw102) | 1 | Nr | SAR | 40050
ALYA-05.1 | 1 | 1.0022 |  | Kingdom of Saudi Arabia | Jeddah | Open Spaces | Red Sea Village | Corniche Park | RSG | SALCO | Award | 2021 | Fixed Price Lump Sum | ACCESSORIES | Generally | Supply And Install Play And Fitness Equipment Including Necessary Concrete Foundations, Compacted Sub Base All To Specialists Details, Complete As Per Engineer'S Approval ;Play Equipment;Pulse Tennis 186567 | 1 | Nr | SAR | 33375
ALYA-05.1 | 1 | 1.0022 |  | Kingdom of Saudi Arabia | Jeddah | Open Spaces | Red Sea Village | Corniche Park | RSG | SALCO | Award | 2021 | Fixed Price Lump Sum | ACCESSORIES | Generally | Litter Bin;Supply And Fix Aluminium Litter Bin On And Including Reinforced Concrete Base, Complete To Engineer'S;Powder Coated Aluminium Litter Bin With Embossed Pattern And Required Colour, Size 410 X 372 X 912Mm High Above Finished Floor Level | 13 | Nr | SAR | 5741
ALYA-05.1 | 1 | 1.0022 |  | Kingdom of Saudi Arabia | Jeddah | Open Spaces | Red Sea Village | Corniche Park | RSG | SALCO | Award | 2021 | Fixed Price Lump Sum | ACCESSORIES | Generally | Bench ;Bench Comprising Of Hardwood Timber Board Battens In Minimum 8Mm Gaps And Including Finishes, Size 50 X 120Mm To Seats And 25 X 100Mm Inclined Back Rest Fixed To Galvanised Steel Flat Member And To Concrete Block, 50Mm Wide Galvanized Steel Flat Member With Paint Finish Fixed To Concrete Seat Block For Fixing Timber Board, Including Fair Faced Finished Pressed Precast Concrete Seat Block With Stamped Pattern, Finishes, Fittings And Fixing Accessories, Rcc Foundation, Necessary Earthwork, Blinding, Polyethylene Sheet, Waterproofing, Compacted Sub-Base, Complete As Per Specialist'S And Engineer'S Approval;Overall Size 2000 X 500 X 450Mm High | 6 | Nr | SAR | 6942
ALYA-05.1 | 1 | 1.0022 |  | Kingdom of Saudi Arabia | Jeddah | Open Spaces | Red Sea Village | Corniche Park | RSG | SALCO | Award | 2021 | Fixed Price Lump Sum | ACCESSORIES | Generally | Bench;Fair Face Finish Precast Concrete Seat Block With Stamped Pattern And Required Colour, On And Including Reinforced Concrete Base On Compacted Sub Base, Necessary Earthwork, Waterproofing, Steel Dowel For Fixing Concrete Bench, Complete To Specialist Details And Engineer'S Approval;Overall Size 2000 X 500 X 450Mm High (Optional) | 6 | Nr | SAR | 2336
ALYA-05.1 | 1 | 1.0023 |  | Kingdom of Saudi Arabia | Jeddah | Open Spaces | Red Sea Village | Corniche Park | RSG | SALCO | Award | 2021 | Fixed Price Lump Sum | ACCESSORIES | Generally | Cycle Rack;Powder Coated Cast Aluminium Cycle Rack With Required Colours Including Necessary Reinforced Concrete Footing On Compacted Sub-Base, Necessary Earthworks, Waterproofing, Fittings, Accessories, Complete To Manufacturer / Engineer'S;Overall Size 240 X 60 X 1090Mm Overall Height | 10 | Nr | SAR | 2003
ALYA-05.1 | 1 | 1.0023 |  | Kingdom of Saudi Arabia | Jeddah | Open Spaces | Red Sea Village | Corniche Park | RSG | SALCO | Award | 2021 | Fixed Price Lump Sum | SITE WORK | Underground drainage | Upvc Pipework To Bs 3505, Class-E, Including All Fittings, Excavation, Sand Bedding, Back Filling As Specified, Cart Away Surplus, Warning Tape Markers, Thrust Blocks, All As Specified.;1 Inch Diameter Pipe | 1100 | m | SAR | 33
ALYA-05.1 | 1 | 1.0023 |  | Kingdom of Saudi Arabia | Jeddah | Open Spaces | Red Sea Village | Corniche Park | RSG | SALCO | Award | 2021 | Fixed Price Lump Sum | SITE WORK | Underground drainage | Upvc Pipework To Bs 3505, Class-D, Including All Fittings, Excavation, Sand Bedding, Back Filling As Specified, Cart Away Surplus, Warning Tape Markers, Thrust Blocks, All As Specified;1.5 Inch Diameter Pipe | 520 | m | SAR | 47
ALYA-05.1 | 1 | 1.0023 |  | Kingdom of Saudi Arabia | Jeddah | Open Spaces | Red Sea Village | Corniche Park | RSG | SALCO | Award | 2021 | Fixed Price Lump Sum | SITE WORK | Underground drainage | Upvc Pipework To Bs 3505, Class-D, Including All Fittings, Excavation, Sand Bedding, Back Filling As Specified, Cart Away Surplus, Warning Tape Markers, Thrust Blocks, All As Specified;2 Inch Diameter Pipe | 80 | m | SAR | 67
ALYA-05.1 | 1 | 1.0023 |  | Kingdom of Saudi Arabia | Jeddah | Open Spaces | Red Sea Village | Corniche Park | RSG | SALCO | Award | 2021 | Fixed Price Lump Sum | SITE WORK | Underground drainage | Upvc Pipework To Bs 3505, Class-D, Including All Fittings, Excavation, Sand Bedding, Back Filling As Specified, Cart Away Surplus, Warning Tape Markers, Thrust Blocks, All As Specified;3 Inch Diameter Pipe | 72 | m | SAR | 167
ALYA-05.1 | 1 | 1.0023 |  | Kingdom of Saudi Arabia | Jeddah | Open Spaces | Red Sea Village | Corniche Park | RSG | SALCO | Award | 2021 | Fixed Price Lump Sum | SITE WORK | Underground drainage | Upvc Pipework To Bs 3505, Class-D, Including All Fittings, Excavation, Sand Bedding, Back Filling As Specified, Cart Away Surplus, Warning Tape Markers, Thrust Blocks, All As Specified;4 Inch Diameter Pipe | 90 | m | SAR | 187
ALYA-05.1 | 1 | 1.0023 |  | Kingdom of Saudi Arabia | Jeddah | Open Spaces | Red Sea Village | Corniche Park | RSG | SALCO | Award | 2021 | Fixed Price Lump Sum | SITE WORK | Landscaping | Valves Including Necessary Accessories, Fixed As Specified;Solenoid Valve In Sprinkler System, 1.5 Inch Diameter | 1 | Nr | SAR | 1669
ALYA-05.1 | 1 | 1.0023 |  | Kingdom of Saudi Arabia | Jeddah | Open Spaces | Red Sea Village | Corniche Park | RSG | SALCO | Award | 2021 | Fixed Price Lump Sum | SITE WORK | Landscaping | Valves Including Necessary Accessories, Fixed As Specified;Solenoid Valve In Sprinkler System, 2.0 Inch Diameter | 2 | Nr | SAR | 2003
ALYA-05.1 | 1 | 1.0023 |  | Kingdom of Saudi Arabia | Jeddah | Open Spaces | Red Sea Village | Corniche Park | RSG | SALCO | Award | 2021 | Fixed Price Lump Sum | SITE WORK | Landscaping | Valves Including Necessary Accessories, Fixed As Specified;Solenoid Valve In Sprinkler System, 3.0 Inch Diameter | 4 | Nr | SAR | 4339
ALYA-05.1 | 1 | 1.0023 |  | Kingdom of Saudi Arabia | Jeddah | Open Spaces | Red Sea Village | Corniche Park | RSG | SALCO | Award | 2021 | Fixed Price Lump Sum | SITE WORK | Landscaping | Lockable Valve Boxes As Specified;For Solenoid Valves, 1.5 Inch In Sprinkler System | 1 | Nr | SAR | 668
ALYA-05.1 | 1 | 1.0024 |  | Kingdom of Saudi Arabia | Jeddah | Open Spaces | Red Sea Village | Corniche Park | RSG | SALCO | Award | 2021 | Fixed Price Lump Sum | SITE WORK | Landscaping | Lockable Valve Boxes As Specified;For Solenoid Valves, 2.0 Inch In Sprinkler System | 2 | Nr | SAR | 668
ALYA-05.1 | 1 | 1.0024 |  | Kingdom of Saudi Arabia | Jeddah | Open Spaces | Red Sea Village | Corniche Park | RSG | SALCO | Award | 2021 | Fixed Price Lump Sum | SITE WORK | Landscaping | Lockable Valve Boxes As Specified;For Solenoid Valves, 3.0 Inch In Sprinkler System | 4 | Nr | SAR | 1001
ALYA-05.1 | 1 | 1.0024 |  | Kingdom of Saudi Arabia | Jeddah | Open Spaces | Red Sea Village | Corniche Park | RSG | SALCO | Award | 2021 | Fixed Price Lump Sum | SITE WORK | Landscaping | Pop-Up-Spray Including Necessary Accessories, Fixed As Specified;Pop Up Spray 4.00M - 4.50M Radius | 195 | Nr | SAR | 87
ALYA-05.1 | 1 | 1.0024 |  | Kingdom of Saudi Arabia | Jeddah | Open Spaces | Red Sea Village | Corniche Park | RSG | SALCO | Award | 2021 | Fixed Price Lump Sum | SITE WORK | Landscaping | Pop-Up-Spray Including Necessary Accessories, Fixed As Specified;Pop Up Spray 3.00M - 4.00M Radius | 83 | Nr | SAR | 80
ALYA-05.1 | 1 | 1.0024 |  | Kingdom of Saudi Arabia | Jeddah | Open Spaces | Red Sea Village | Corniche Park | RSG | SALCO | Award | 2021 | Fixed Price Lump Sum | SITE WORK | Landscaping | Pop-Up-Spray Including Necessary Accessories, Fixed As Specified;Pop Up Spray 2.00M - 2.50M Radius | 357 | Nr | SAR | 67
ALYA-05.1 | 1 | 1.0024 |  | Kingdom of Saudi Arabia | Jeddah | Open Spaces | Red Sea Village | Corniche Park | RSG | SALCO | Award | 2021 | Fixed Price Lump Sum | SITE WORK | Landscaping | Pop-Up-Spray Including Necessary Accessories, Fixed As Specified;Pop Up Spray - Strip Nozzles | 6 | Nr | SAR | 73
ALYA-05.1 | 1 | 1.0024 |  | Kingdom of Saudi Arabia | Jeddah | Open Spaces | Red Sea Village | Corniche Park | RSG | SALCO | Award | 2021 | Fixed Price Lump Sum | SITE WORK | Underground drainage | Upvc Pipework To Bs 3505, Class-E, Including All Fittings, Excavation, Sand Bedding, Back Filling As Specified, Cart Away Surplus, Warning Tape Markers, Thrust Blocks, All As Specified.;1 Inch Diameter Pipe | 490 | m | SAR | 33
ALYA-05.1 | 1 | 1.0024 |  | Kingdom of Saudi Arabia | Jeddah | Open Spaces | Red Sea Village | Corniche Park | RSG | SALCO | Award | 2021 | Fixed Price Lump Sum | SITE WORK | Underground drainage | Upvc Pipework To Bs 3505, Class-D, Including All Fittings, Excavation, Sand Bedding, Back Filling As Specified, Cart Away Surplus, Warning Tape Markers, Thrust Blocks, All As Specified;1.5 Inch Diameter Pipe | 208 | m | SAR | 47
ALYA-05.1 | 1 | 1.0024 |  | Kingdom of Saudi Arabia | Jeddah | Open Spaces | Red Sea Village | Corniche Park | RSG | SALCO | Award | 2021 | Fixed Price Lump Sum | SITE WORK | Underground drainage | Upvc Pipework To Bs 3505, Class-D, Including All Fittings, Excavation, Sand Bedding, Back Filling As Specified, Cart Away Surplus, Warning Tape Markers, Thrust Blocks, All As Specified;2 Inch Diameter Pipe | 120 | m | SAR | 67
ALYA-05.1 | 1 | 1.0024 |  | Kingdom of Saudi Arabia | Jeddah | Open Spaces | Red Sea Village | Corniche Park | RSG | SALCO | Award | 2021 | Fixed Price Lump Sum | SITE WORK | Underground drainage | Upvc Pipework To Bs 3505, Class-D, Including All Fittings, Excavation, Sand Bedding, Back Filling As Specified, Cart Away Surplus, Warning Tape Markers, Thrust Blocks, All As Specified;3 Inch Diameter Pipe | 44 | m | SAR | 167
ALYA-05.1 | 1 | 1.0025 |  | Kingdom of Saudi Arabia | Jeddah | Open Spaces | Red Sea Village | Corniche Park | RSG | SALCO | Award | 2021 | Fixed Price Lump Sum | SITE WORK | Landscaping | Drip Risers;Drip Risers As Specified | 114 | Nr | SAR | 93
ALYA-05.1 | 1 | 1.0025 |  | Kingdom of Saudi Arabia | Jeddah | Open Spaces | Red Sea Village | Corniche Park | RSG | SALCO | Award | 2021 | Fixed Price Lump Sum | SITE WORK | Landscaping | Valves Including Necessary Accessories, Fixed As Specified;Solenoid Valves, 3.0 Inch In Drip System | 1 | Nr | SAR | 4339
ALYA-05.1 | 1 | 1.0025 |  | Kingdom of Saudi Arabia | Jeddah | Open Spaces | Red Sea Village | Corniche Park | RSG | SALCO | Award | 2021 | Fixed Price Lump Sum | SITE WORK | Landscaping | Lockable Valve Boxes As Specified;For Solenoid Valves, 3.0 Inch In Drip System | 1 | Nr | SAR | 1001
ALYA-05.1 | 1 | 1.0025 |  | Kingdom of Saudi Arabia | Jeddah | Open Spaces | Red Sea Village | Corniche Park | RSG | SALCO | Award | 2021 | Fixed Price Lump Sum | ELECTRICAL ENGINEERING INSTALLATIONS | Final sub-circuits and auxiliary installations | Supply And Install Light Fittings, Complete To The Approval Of The Engineer And/Or Contract Administrator, And As Shown On Drawings (Provisional Sum); | 4 | Nr | SAR | 41385
ALYA-05.1 | 1 | 1.0025 |  | Kingdom of Saudi Arabia | Jeddah | Open Spaces | Red Sea Village | Corniche Park | RSG | SALCO | Award | 2021 | Fixed Price Lump Sum | ELECTRICAL ENGINEERING INSTALLATIONS | Final sub-circuits and auxiliary installations | Supply And Install Light Fittings, Complete To The Approval Of The Engineer And/Or Contract Administrator, And As Shown On Drawings (Provisional Sum);Column Light Type 1, Ref. Xc1 | 9 | Nr | SAR | 16688
ALYA-05.1 | 1 | 1.0025 |  | Kingdom of Saudi Arabia | Jeddah | Open Spaces | Red Sea Village | Corniche Park | RSG | SALCO | Award | 2021 | Fixed Price Lump Sum | ELECTRICAL ENGINEERING INSTALLATIONS | Final sub-circuits and auxiliary installations | Supply And Install Light Fittings, Complete To The Approval Of The Engineer And/Or Contract Administrator, And As Shown On Drawings (Provisional Sum);Column Light Type 2, Ref. Xc2 | 12 | Nr | SAR | 11748
ALYA-05.1 | 1 | 1.0025 |  | Kingdom of Saudi Arabia | Jeddah | Open Spaces | Red Sea Village | Corniche Park | RSG | SALCO | Award | 2021 | Fixed Price Lump Sum | ELECTRICAL ENGINEERING INSTALLATIONS | Final sub-circuits and auxiliary installations | Supply And Install Light Fittings, Complete To The Approval Of The Engineer And/Or Contract Administrator, And As Shown On Drawings (Provisional Sum);Uplight For Palms, Ref. Xu1 | 44 | Nr | SAR | 3004
ALYA-05.1 | 1 | 1.0025 |  | Kingdom of Saudi Arabia | Jeddah | Open Spaces | Red Sea Village | Corniche Park | RSG | SALCO | Award | 2021 | Fixed Price Lump Sum | ELECTRICAL ENGINEERING INSTALLATIONS | Final sub-circuits and auxiliary installations | Supply And Install Light Fittings, Complete To The Approval Of The Engineer And/Or Contract Administrator, And As Shown On Drawings (Provisional Sum);Uplight For Trees, Ref. Xu2 | 40 | Nr | SAR | 3004
ALYA-05.1 | 1 | 1.0025 |  | Kingdom of Saudi Arabia | Jeddah | Open Spaces | Red Sea Village | Corniche Park | RSG | SALCO | Award | 2021 | Fixed Price Lump Sum | ELECTRICAL ENGINEERING INSTALLATIONS | Final sub-circuits and auxiliary installations | Supply And Install Light Fittings, Complete To The Approval Of The Engineer And/Or Contract Administrator, And As Shown On Drawings (Provisional Sum);Floodlight To Tensile Shade Structure, Ref. Xf1 | 4 | Nr | SAR | 5340
ALYA-05.1 | 1 | 1.0025 |  | Kingdom of Saudi Arabia | Jeddah | Open Spaces | Red Sea Village | Corniche Park | RSG | SALCO | Award | 2021 | Fixed Price Lump Sum | ELECTRICAL ENGINEERING INSTALLATIONS | Final sub-circuits and auxiliary installations | Supply And Install Light Fittings, Complete To The Approval Of The Engineer And/Or Contract Administrator, And As Shown On Drawings (Provisional Sum);Led Light Profile For Handrail, Ref. Xll1 | 20 | m | SAR | 1669
ALYA-05.1 | 1 | 1.0026 |  | Kingdom of Saudi Arabia | Jeddah | Open Spaces | Red Sea Village | Corniche Park | RSG | SALCO | Award | 2021 | Fixed Price Lump Sum | ELECTRICAL ENGINEERING INSTALLATIONS | Final sub-circuits and auxiliary installations | Supply And Install Light Fittings, Complete To The Approval Of The Engineer And/Or Contract Administrator, And As Shown On Drawings (Provisional Sum);Led Strip Light, Ref. Xsl1 | 72 | m | SAR | 1669
ALYA-05.1 | 1 | 1.0026 |  | Kingdom of Saudi Arabia | Jeddah | Open Spaces | Red Sea Village | Corniche Park | RSG | SALCO | Award | 2021 | Fixed Price Lump Sum | ELECTRICAL ENGINEERING INSTALLATIONS | Accessories | Design, Supply And Installation Of Secondary Network Starting From Primary Network Termination Points And/Or Secondary Power And Electric Circuitry, Including Cable And Conduit, Cable Terminations, Necessary Trench Excavation And Ducts, Backfilling, Disposal, Cable Tiles, Warning Tapes, Accessories, All Necessary Secondary Electrical Works And Mechanical Works Wherever Required, Complete As Specified And Shown On Drawings And To The Approval Of The Engineer;Pole With Multiple Floodlights, Ref. Xpm1 | 4 | Nr | SAR | 4673
ALYA-05.1 | 1 | 1.0026 |  | Kingdom of Saudi Arabia | Jeddah | Open Spaces | Red Sea Village | Corniche Park | RSG | SALCO | Award | 2021 | Fixed Price Lump Sum | ELECTRICAL ENGINEERING INSTALLATIONS | Accessories | Design, Supply And Installation Of Secondary Network Starting From Primary Network Termination Points And/Or Secondary Power And Electric Circuitry, Including Cable And Conduit, Cable Terminations, Necessary Trench Excavation And Ducts, Backfilling, Disposal, Cable Tiles, Warning Tapes, Accessories, All Necessary Secondary Electrical Works And Mechanical Works Wherever Required, Complete As Specified And Shown On Drawings And To The Approval Of The Engineer;Column Light Type 1, Ref. Xc1 | 9 | Nr | SAR | 4005
ALYA-05.1 | 1 | 1.0026 |  | Kingdom of Saudi Arabia | Jeddah | Open Spaces | Red Sea Village | Corniche Park | RSG | SALCO | Award | 2021 | Fixed Price Lump Sum | ELECTRICAL ENGINEERING INSTALLATIONS | Accessories | Design, Supply And Installation Of Secondary Network Starting From Primary Network Termination Points And/Or Secondary Power And Electric Circuitry, Including Cable And Conduit, Cable Terminations, Necessary Trench Excavation And Ducts, Backfilling, Disposal, Cable Tiles, Warning Tapes, Accessories, All Necessary Secondary Electrical Works And Mechanical Works Wherever Required, Complete As Specified And Shown On Drawings And To The Approval Of The Engineer;Column Light Type 2, Ref. Xc2 | 12 | Nr | SAR | 4005
ALYA-05.1 | 1 | 1.0026 |  | Kingdom of Saudi Arabia | Jeddah | Open Spaces | Red Sea Village | Corniche Park | RSG | SALCO | Award | 2021 | Fixed Price Lump Sum | ELECTRICAL ENGINEERING INSTALLATIONS | Accessories | Design, Supply And Installation Of Secondary Network Starting From Primary Network Termination Points And/Or Secondary Power And Electric Circuitry, Including Cable And Conduit, Cable Terminations, Necessary Trench Excavation And Ducts, Backfilling, Disposal, Cable Tiles, Warning Tapes, Accessories, All Necessary Secondary Electrical Works And Mechanical Works Wherever Required, Complete As Specified And Shown On Drawings And To The Approval Of The Engineer; | 44 | Nr | SAR | 2670
ALYA-05.1 | 1 | 1.0026 |  | Kingdom of Saudi Arabia | Jeddah | Open Spaces | Red Sea Village | Corniche Park | RSG | SALCO | Award | 2021 | Fixed Price Lump Sum | ELECTRICAL ENGINEERING INSTALLATIONS | Accessories | Design, Supply And Installation Of Secondary Network Starting From Primary Network Termination Points And/Or Secondary Power And Electric Circuitry, Including Cable And Conduit, Cable Terminations, Necessary Trench Excavation And Ducts, Backfilling, Disposal, Cable Tiles, Warning Tapes, Accessories, All Necessary Secondary Electrical Works And Mechanical Works Wherever Required, Complete As Specified And Shown On Drawings And To The Approval Of The Engineer;Uplight For Trees, Ref. Xu2 | 40 | Nr | SAR | 2670
ALYA-05.1 | 1 | 1.0026 |  | Kingdom of Saudi Arabia | Jeddah | Open Spaces | Red Sea Village | Corniche Park | RSG | SALCO | Award | 2021 | Fixed Price Lump Sum | ELECTRICAL ENGINEERING INSTALLATIONS | Accessories | Design, Supply And Installation Of Secondary Network Starting From Primary Network Termination Points And/Or Secondary Power And Electric Circuitry, Including Cable And Conduit, Cable Terminations, Necessary Trench Excavation And Ducts, Backfilling, Disposal, Cable Tiles, Warning Tapes, Accessories, All Necessary Secondary Electrical Works And Mechanical Works Wherever Required, Complete As Specified And Shown On Drawings And To The Approval Of The Engineer;Floodlight To Tensile Shade Structure, Ref. Xf1 | 4 | Nr | SAR | 2670
ALYA-05.1 | 1 | 1.0026 |  | Kingdom of Saudi Arabia | Jeddah | Open Spaces | Red Sea Village | Corniche Park | RSG | SALCO | Award | 2021 | Fixed Price Lump Sum | ELECTRICAL ENGINEERING INSTALLATIONS | Final sub-circuits and auxiliary installations | Design, Supply And Installation Of Secondary Network Starting From Primary Network Termination Points And/Or Secondary Power And Electric Circuitry, Including Cable And Conduit, Cable Terminations, Necessary Trench Excavation And Ducts, Backfilling, Disposal, Cable Tiles, Warning Tapes, Accessories, All Necessary Secondary Electrical Works And Mechanical Works Wherever Required, Complete As Specified And Shown On Drawings And To The Approval Of The Engineer;Led Light Profile For Handrail, Ref. Xll1 | 20 | m | SAR | 3338
ALYA-05.1 | 1 | 1.0026 |  | Kingdom of Saudi Arabia | Jeddah | Open Spaces | Red Sea Village | Corniche Park | RSG | SALCO | Award | 2021 | Fixed Price Lump Sum | ELECTRICAL ENGINEERING INSTALLATIONS | Final sub-circuits and auxiliary installations | Design, Supply And Installation Of Secondary Network Starting From Primary Network Termination Points And/Or Secondary Power And Electric Circuitry, Including Cable And Conduit, Cable Terminations, Necessary Trench Excavation And Ducts, Backfilling, Disposal, Cable Tiles, Warning Tapes, Accessories, All Necessary Secondary Electrical Works And Mechanical Works Wherever Required, Complete As Specified And Shown On Drawings And To The Approval Of The Engineer;Led Strip Light, Ref. Xsl1 | 72 | m | SAR | 2003
ALYA-05.1 | 1 | 1.0026 |  | Kingdom of Saudi Arabia | Jeddah | Open Spaces | Red Sea Village | East Side Mosque Park | RSG | SALCO | Award | 2021 | Fixed Price Lump Sum | SITE WORK | Excavation | Excavation And Preparation Of Base As Specified And As Shown On Drawings (Provisional Item);For Palms | 484 | m³ | SAR | 27
ALYA-05.1 | 1 | 1.0027 |  | Kingdom of Saudi Arabia | Jeddah | Open Spaces | Red Sea Village | East Side Mosque Park | RSG | SALCO | Award | 2021 | Fixed Price Lump Sum | SITE WORK | Excavation | Excavation And Preparation Of Base As Specified And As Shown On Drawings (Provisional Item);For Trees | 272 | m³ | SAR | 27
ALYA-05.1 | 1 | 1.0027 |  | Kingdom of Saudi Arabia | Jeddah | Open Spaces | Red Sea Village | East Side Mosque Park | RSG | SALCO | Award | 2021 | Fixed Price Lump Sum | SITE WORK | Excavation | Excavation And Preparation Of Base As Specified And As Shown On Drawings (Provisional Item);For Ground Covers | 394 | m³ | SAR | 20
ALYA-05.1 | 1 | 1.0027 |  | Kingdom of Saudi Arabia | Jeddah | Open Spaces | Red Sea Village | East Side Mosque Park | RSG | SALCO | Award | 2021 | Fixed Price Lump Sum | SITE WORK | Excavation | Excavation And Preparation Of Base As Specified And As Shown On Drawings (Provisional Item);For Shrubs | 92 | m³ | SAR | 20
ALYA-05.1 | 1 | 1.0027 |  | Kingdom of Saudi Arabia | Jeddah | Open Spaces | Red Sea Village | East Side Mosque Park | RSG | SALCO | Award | 2021 | Fixed Price Lump Sum | SITE WORK | Excavation | Excavation And Preparation Of Base As Specified And As Shown On Drawings (Provisional Item);In Lawn Area | 762 | m³ | SAR | 20
ALYA-05.1 | 1 | 1.0027 |  | Kingdom of Saudi Arabia | Jeddah | Open Spaces | Red Sea Village | East Side Mosque Park | RSG | SALCO | Award | 2021 | Fixed Price Lump Sum | SITE WORK | Disposal | Disposal;Disposal Of Surplus Excavated Material From Site (Provisional Item) | 2004 | m³ | SAR | 20
ALYA-05.1 | 1 | 1.0027 |  | Kingdom of Saudi Arabia | Jeddah | Open Spaces | Red Sea Village | East Side Mosque Park | RSG | SALCO | Award | 2021 | Fixed Price Lump Sum | SITE WORK | Landscaping | Planting Medium Consist Of Soil, Compost And Fertilizers (Capillary Break Layer Measured Separately)70Mm Thick Bark Mulsch To Be Removed From All Softscape Areas .;To Palms | 424 | m³ | SAR | 134
ALYA-05.1 | 1 | 1.0027 |  | Kingdom of Saudi Arabia | Jeddah | Open Spaces | Red Sea Village | East Side Mosque Park | RSG | SALCO | Award | 2021 | Fixed Price Lump Sum | SITE WORK | Landscaping | Planting Medium Consist Of Soil, Compost And Fertilizers (Capillary Break Layer Measured Separately)70Mm Thick Bark Mulsch To Be Removed From All Softscape Areas .;To Trees | 225 | m³ | SAR | 134
ALYA-05.1 | 1 | 1.0027 |  | Kingdom of Saudi Arabia | Jeddah | Open Spaces | Red Sea Village | East Side Mosque Park | RSG | SALCO | Award | 2021 | Fixed Price Lump Sum | SITE WORK | Landscaping | Planting Medium Consist Of Soil, Compost And Fertilizers (Capillary Break Layer Measured Separately)70Mm Thick Bark Mulsch To Be Removed From All Softscape Areas .;To Ground Covers | 394 | m³ | SAR | 134
ALYA-05.1 | 1 | 1.0027 |  | Kingdom of Saudi Arabia | Jeddah | Open Spaces | Red Sea Village | East Side Mosque Park | RSG | SALCO | Award | 2021 | Fixed Price Lump Sum | SITE WORK | Landscaping | Planting Medium Consist Of Soil, Compost And Fertilizers (Capillary Break Layer Measured Separately)70Mm Thick Bark Mulsch To Be Removed From All Softscape Areas .;To Shrubs | 92 | m³ | SAR | 134
ALYA-05.1 | 1 | 1.0027 |  | Kingdom of Saudi Arabia | Jeddah | Open Spaces | Red Sea Village | East Side Mosque Park | RSG | SALCO | Award | 2021 | Fixed Price Lump Sum | SITE WORK | Landscaping | Planting Medium Consist Of Soil, Compost And Fertilizers (Capillary Break Layer Measured Separately)70Mm Thick Bark Mulsch To Be Removed From All Softscape Areas .;In Lawn Area | 762 | m³ | SAR | 134
ALYA-05.1 | 1 | 1.0028 |  | Kingdom of Saudi Arabia | Jeddah | Open Spaces | Red Sea Village | East Side Mosque Park | RSG | SALCO | Award | 2021 | Fixed Price Lump Sum | SITE WORK | Landscaping | Gravel Wrapped In Geotextile As Capillary Break Layer, Complete As Specified ;Below Planting Medium Of Palms And Trees, 200Mm Thick | 380 | m² | SAR | 25
ALYA-05.1 | 1 | 1.0028 |  | Kingdom of Saudi Arabia | Jeddah | Open Spaces | Red Sea Village | East Side Mosque Park | RSG | SALCO | Award | 2021 | Fixed Price Lump Sum | SITE WORK | Landscaping | Palms, Trees, Shrubs And The Like With Healthy Fully Developed Root Balls, Undamaged And Free From Pests And Diseases, Planted In Prepared Ground As Detailed, Including All Compost And Fertilizers, Tree Stakes, Tree Ties, Temporary Planting Screens And The Like, As Specified And As Shown On Drawings;Palms;Washingtonia Robusta, Ref. Wash.R6* - 6M Brown Trunk Height | 55 | Nr | SAR | 5029
ALYA-05.1 | 1 | 1.0028 |  | Kingdom of Saudi Arabia | Jeddah | Open Spaces | Red Sea Village | East Side Mosque Park | RSG | SALCO | Award | 2021 | Fixed Price Lump Sum | SITE WORK | Landscaping | Palms, Trees, Shrubs And The Like With Healthy Fully Developed Root Balls, Undamaged And Free From Pests And Diseases, Planted In Prepared Ground As Detailed, Including All Compost And Fertilizers, Tree Stakes, Tree Ties, Temporary Planting Screens And The Like, As Specified And As Shown On Drawings;Palms;Washingtonia Robusta, Ref. Wash.R5* - 5M Brown Trunk Height | 55 | Nr | SAR | 4583
ALYA-05.1 | 1 | 1.0028 |  | Kingdom of Saudi Arabia | Jeddah | Open Spaces | Red Sea Village | East Side Mosque Park | RSG | SALCO | Award | 2021 | Fixed Price Lump Sum | SITE WORK | Landscaping | Palms, Trees, Shrubs And The Like With Healthy Fully Developed Root Balls, Undamaged And Free From Pests And Diseases, Planted In Prepared Ground As Detailed, Including All Compost And Fertilizers, Tree Stakes, Tree Ties, Temporary Planting Screens And The Like, As Specified And As Shown On Drawings;Palms;Washingtonia Robusta, Ref. Wash.R4* - 4M Brown Trunk Height | 55 | Nr | SAR | 3782
ALYA-05.1 | 1 | 1.0028 |  | Kingdom of Saudi Arabia | Jeddah | Open Spaces | Red Sea Village | East Side Mosque Park | RSG | SALCO | Award | 2021 | Fixed Price Lump Sum | SITE WORK | Landscaping | Palms, Trees, Shrubs And The Like With Healthy Fully Developed Root Balls, Undamaged And Free From Pests And Diseases, Planted In Prepared Ground As Detailed, Including All Compost And Fertilizers, Tree Stakes, Tree Ties, Temporary Planting Screens And The Like, As Specified And As Shown On Drawings;Palms;Washingtonia Robusta, Ref. Wash.R3* - 3M Brown Trunk Height | 55 | Nr | SAR | 3360
ALYA-05.1 | 1 | 1.0028 |  | Kingdom of Saudi Arabia | Jeddah | Open Spaces | Red Sea Village | East Side Mosque Park | RSG | SALCO | Award | 2021 | Fixed Price Lump Sum | SITE WORK | Landscaping | Palms, Trees, Shrubs And The Like With Healthy Fully Developed Root Balls, Undamaged And Free From Pests And Diseases, Planted In Prepared Ground As Detailed, Including All Compost And Fertilizers, Tree Stakes, Tree Ties, Temporary Planting Screens And The Like, As Specified And As Shown On Drawings;Trees;Delonix Regia, Ref. Delo.R - 1.8M Clear Stem Height, 60-70Mm Caliper | 13 | Nr | SAR | 1375
ALYA-05.1 | 1 | 1.0028 |  | Kingdom of Saudi Arabia | Jeddah | Open Spaces | Red Sea Village | East Side Mosque Park | RSG | SALCO | Award | 2021 | Fixed Price Lump Sum | SITE WORK | Landscaping | Palms, Trees, Shrubs And The Like With Healthy Fully Developed Root Balls, Undamaged And Free From Pests And Diseases, Planted In Prepared Ground As Detailed, Including All Compost And Fertilizers, Tree Stakes, Tree Ties, Temporary Planting Screens And The Like, As Specified And As Shown On Drawings;Trees;Peltophorum Inerme, Ref. Pelt.1 - 1.8M Clear Stem Height, 60 To 70Mm Caliper | 22 | Nr | SAR | 1464
ALYA-05.1 | 1 | 1.0028 |  | Kingdom of Saudi Arabia | Jeddah | Open Spaces | Red Sea Village | East Side Mosque Park | RSG | SALCO | Award | 2021 | Fixed Price Lump Sum | SITE WORK | Landscaping | Palms, Trees, Shrubs And The Like With Healthy Fully Developed Root Balls, Undamaged And Free From Pests And Diseases, Planted In Prepared Ground As Detailed, Including All Compost And Fertilizers, Tree Stakes, Tree Ties, Temporary Planting Screens And The Like, As Specified And As Shown On Drawings;Trees;Hibiscus Tiliaceus, Ref. Hibi.T - 1.8M Clear Stem Height, 60 To 70Mm Caliper | 32 | Nr | SAR | 1464
ALYA-05.1 | 1 | 1.0028 |  | Kingdom of Saudi Arabia | Jeddah | Open Spaces | Red Sea Village | East Side Mosque Park | RSG | SALCO | Award | 2021 | Fixed Price Lump Sum | SITE WORK | Landscaping | Palms, Trees, Shrubs And The Like With Healthy Fully Developed Root Balls, Undamaged And Free From Pests And Diseases, Planted In Prepared Ground As Detailed, Including All Compost And Fertilizers, Tree Stakes, Tree Ties, Temporary Planting Screens And The Like, As Specified And As Shown On Drawings;Trees;Hibiscus Tiliaceus Rubra, Ref. Hibi.Tr - 1.8M Clear Stem Height, 60 To 70Mm Caliper | 4 | Nr | SAR | 1509
ALYA-05.1 | 1 | 1.0028 |  | Kingdom of Saudi Arabia | Jeddah | Open Spaces | Red Sea Village | East Side Mosque Park | RSG | SALCO | Award | 2021 | Fixed Price Lump Sum | SITE WORK | Landscaping | Palms, Trees, Shrubs And The Like With Healthy Fully Developed Root Balls, Undamaged And Free From Pests And Diseases, Planted In Prepared Ground As Detailed, Including All Compost And Fertilizers, Tree Stakes, Tree Ties, Temporary Planting Screens;Shrubs;Bougainvillea Glabra Red, Ref. Boug.Gr - 0.40-0.50M Spread | 260 | Nr | SAR | 21
ALYA-05.1 | 1 | 1.0029 |  | Kingdom of Saudi Arabia | Jeddah | Open Spaces | Red Sea Village | East Side Mosque Park | RSG | SALCO | Award | 2021 | Fixed Price Lump Sum | SITE WORK | Landscaping | Palms, Trees, Shrubs And The Like With Healthy Fully Developed Root Balls, Undamaged And Free From Pests And Diseases, Planted In Prepared Ground As Detailed, Including All Compost And Fertilizers, Tree Stakes, Tree Ties, Temporary Planting Screens;Shrubs;Bougainvillea Pink Pixie, Ref. Boug.Pp - 0.40-0.50M Spread | 638 | Nr | SAR | 23
ALYA-05.1 | 1 | 1.0029 |  | Kingdom of Saudi Arabia | Jeddah | Open Spaces | Red Sea Village | East Side Mosque Park | RSG | SALCO | Award | 2021 | Fixed Price Lump Sum | SITE WORK | Landscaping | Palms, Trees, Shrubs And The Like With Healthy Fully Developed Root Balls, Undamaged And Free From Pests And Diseases, Planted In Prepared Ground As Detailed, Including All Compost And Fertilizers, Tree Stakes, Tree Ties, Temporary Planting Screens;Shrubs;Tecoma Smithii, Ref. Teco.Sm - 0.60 To 0.70M Height, Min. 3 Breaks | 209 | Nr | SAR | 24
ALYA-05.1 | 1 | 1.0029 |  | Kingdom of Saudi Arabia | Jeddah | Open Spaces | Red Sea Village | East Side Mosque Park | RSG | SALCO | Award | 2021 | Fixed Price Lump Sum | SITE WORK | Landscaping | Palms, Trees, Shrubs And The Like With Healthy Fully Developed Root Balls, Undamaged And Free From Pests And Diseases, Planted In Prepared Ground As Detailed, Including All Compost And Fertilizers, Tree Stakes, Tree Ties, Temporary Planting Screens And The Like, As Specified And As Shown;Ground Covers;Asystasia Gangetica Variegata, Ref. Asys.Gv - 0.30M Spread | 1223 | Nr | SAR | 13
ALYA-05.1 | 1 | 1.0029 |  | Kingdom of Saudi Arabia | Jeddah | Open Spaces | Red Sea Village | East Side Mosque Park | RSG | SALCO | Award | 2021 | Fixed Price Lump Sum | SITE WORK | Landscaping | Palms, Trees, Shrubs And The Like With Healthy Fully Developed Root Balls, Undamaged And Free From Pests And Diseases, Planted In Prepared Ground As Detailed, Including All Compost And Fertilizers, Tree Stakes, Tree Ties, Temporary Planting Screens And The Like, As Specified And As Shown;Ground Covers;Ruellia Ciliosa, Ref. Ruel.C - 0.40M Height | 3923 | Nr | SAR | 8
ALYA-05.1 | 1 | 1.0029 |  | Kingdom of Saudi Arabia | Jeddah | Open Spaces | Red Sea Village | East Side Mosque Park | RSG | SALCO | Award | 2021 | Fixed Price Lump Sum | SITE WORK | Landscaping | Palms, Trees, Shrubs And The Like With Healthy Fully Developed Root Balls, Undamaged And Free From Pests And Diseases, Planted In Prepared Ground As Detailed, Including All Compost And Fertilizers, Tree Stakes, Tree Ties, Temporary Planting Screens And The Like, As Specified And As Shown;Ground Covers;Wedelia Trilobata, Ref. Wede.T - 0.30M Spread | 1615 | Nr | SAR | 7
ALYA-05.1 | 1 | 1.0029 |  | Kingdom of Saudi Arabia | Jeddah | Open Spaces | Red Sea Village | East Side Mosque Park | RSG | SALCO | Award | 2021 | Fixed Price Lump Sum | SITE WORK | Landscaping | Palms, Trees, Shrubs And The Like With Healthy Fully Developed Root Balls, Undamaged And Free From Pests And Diseases, Planted In Prepared Ground As Detailed, Including All Compost And Fertilizers, Tree Stakes, Tree Ties, Temporary Planting Screens And The Like, As Specified And As Shown;Ground Covers;Asystasia Gangetica, Ref. Asys.G - 0.30M Spread | 1041 | Nr | SAR | 11
ALYA-05.1 | 1 | 1.0029 |  | Kingdom of Saudi Arabia | Jeddah | Open Spaces | Red Sea Village | East Side Mosque Park | RSG | SALCO | Award | 2021 | Fixed Price Lump Sum | SITE WORK | Landscaping | Palms, Trees, Shrubs And The Like With Healthy Fully Developed Root Balls, Undamaged And Free From Pests And Diseases, Planted In Prepared Ground As Detailed, Including All Compost And Fertilizers, Tree Stakes, Tree Ties, Temporary Planting Screens And The Like, As Specified And As Shown;Ground Covers;Portulacaria Afra, Ref. Port.A - 0.30M Spread | 1408 | Nr | SAR | 9
ALYA-05.1 | 1 | 1.0029 |  | Kingdom of Saudi Arabia | Jeddah | Open Spaces | Red Sea Village | East Side Mosque Park | RSG | SALCO | Award | 2021 | Fixed Price Lump Sum | SITE WORK | Landscaping | Palms, Trees, Shrubs And The Like With Healthy Fully Developed Root Balls, Undamaged And Free From Pests And Diseases, Planted In Prepared Ground As Detailed, Including All Compost And Fertilizers, Tree Stakes, Tree Ties, Temporary Planting Screens And The Like, As Specified And As Shown;Ground Covers;Portulaca Grandiflora Ref. Port.G - 0.30M Spread | 3716 | Nr | SAR | 7
ALYA-05.1 | 1 | 1.0029 |  | Kingdom of Saudi Arabia | Jeddah | Open Spaces | Red Sea Village | East Side Mosque Park | RSG | SALCO | Award | 2021 | Fixed Price Lump Sum | SITE WORK | Landscaping | Palms, Trees, Shrubs And The Like With Healthy Fully Developed Root Balls, Undamaged And Free From Pests And Diseases, Planted In Prepared Ground As Detailed, Including All Compost And Fertilizers, Tree Stakes, Tree Ties, Temporary Planting Screens And The Like, As Specified And As Shown;Ground Covers;Lawn;Paspalum Vaginatum - Stolons | 2541 | m² | SAR | 29
ALYA-05.1 | 1 | 1.0029 |  | Kingdom of Saudi Arabia | Jeddah | Open Spaces | Red Sea Village | East Side Mosque Park | RSG | SALCO | Award | 2021 | Fixed Price Lump Sum | SITE WORK | Site preparation | Site Preparation;General Site Clearance | 8687 | m² | SAR | 4
ALYA-05.1 | 1 | 1.003 |  | Kingdom of Saudi Arabia | Jeddah | Open Spaces | Red Sea Village | East Side Mosque Park | RSG | SALCO | Award | 2021 | Fixed Price Lump Sum | SITE WORK | Filling | Filling;Well Compacted Selected Excavated Material (Provisional Item) | 5549 | m³ | SAR | 19
ALYA-05.1 | 1 | 1.003 |  | Kingdom of Saudi Arabia | Jeddah | Open Spaces | Red Sea Village | East Side Mosque Park | RSG | SALCO | Award | 2021 | Fixed Price Lump Sum | SITE WORK | Paving and surfacing | Precast Concrete Block Paving Laid To Pattern With Required Colour, On And Including 50Mm Thick Sharp Sand Bed On Compacted Sub-Base, Complete As Per Engineer'S Approval;200 X 600 X 60Mm In Shot Blasted Finish, Ref: Paving Type 1 | 191 | m² | SAR | 206
ALYA-05.1 | 1 | 1.003 |  | Kingdom of Saudi Arabia | Jeddah | Open Spaces | Red Sea Village | East Side Mosque Park | RSG | SALCO | Award | 2021 | Fixed Price Lump Sum | SITE WORK | Paving and surfacing | Precast Concrete Block Paving Laid To Pattern With Required Colour, On And Including 50Mm Thick Sharp Sand Bed On Compacted Sub-Base, Complete As Per Engineer'S Approval;250 X 200/400 X 60Mm In Shot Blasted Finish, Ref: Paving Type 1 | 638 | m² | SAR | 211
ALYA-05.1 | 1 | 1.003 |  | Kingdom of Saudi Arabia | Jeddah | Open Spaces | Red Sea Village | East Side Mosque Park | RSG | SALCO | Award | 2021 | Fixed Price Lump Sum | SITE WORK | Paving and surfacing | Precast Concrete Block Paving Laid To Pattern With Required Colour, On And Including 50Mm Thick Sharp Sand Bed On Compacted Sub-Base, Complete As Per Engineer'S Approval;250 X 250 X 60Mm In Shot Blasted Finish, Ref: Paving Type 2 | 133 | m² | SAR | 220
ALYA-05.1 | 1 | 1.003 |  | Kingdom of Saudi Arabia | Jeddah | Open Spaces | Red Sea Village | East Side Mosque Park | RSG | SALCO | Award | 2021 | Fixed Price Lump Sum | SITE WORK | Paving and surfacing | Precast Concrete Block Paving Laid To Pattern With Required Colour, On And Including 50Mm Thick Sharp Sand Bed On Compacted Sub-Base, Complete As Per Engineer'S Approval;250 X 500 X 60Mm In Shot Blasted Finish, Ref: Paving Type 2 | 304 | m² | SAR | 180
ALYA-05.1 | 1 | 1.003 |  | Kingdom of Saudi Arabia | Jeddah | Open Spaces | Red Sea Village | East Side Mosque Park | RSG | SALCO | Award | 2021 | Fixed Price Lump Sum | SITE WORK | Paving and surfacing | Precast Concrete Block Paving Laid To Pattern With Required Colour, On And Including 50Mm Thick Sharp Sand Bed On Compacted Sub-Base, Complete As Per Engineer'S Approval;600 X 600 And 200 X 200 X 60Mm In Shot Blasted Finish, Ref: Paving Type 3 | 423 | m² | SAR | 216
ALYA-05.1 | 1 | 1.003 |  | Kingdom of Saudi Arabia | Jeddah | Open Spaces | Red Sea Village | East Side Mosque Park | RSG | SALCO | Award | 2021 | Fixed Price Lump Sum | SITE WORK | Paving and surfacing | Precast Concrete Block Paving Laid To Pattern With Required Colour, On And Including 50Mm Thick Sharp Sand Bed On Compacted Sub-Base, Complete As Per Engineer'S Approval;100 X 200 X 60Mm In Shot Blasted Finish, Ref: Paving Type 4 - To Pedestrian Area | 2609 | m² | SAR | 174
ALYA-05.1 | 1 | 1.003 |  | Kingdom of Saudi Arabia | Jeddah | Open Spaces | Red Sea Village | East Side Mosque Park | RSG | SALCO | Award | 2021 | Fixed Price Lump Sum | SITE WORK | Paving and surfacing | Precast Concrete Block Paving Laid To Pattern With Required Colour, On And Including 50Mm Thick Sharp Sand Bed On Compacted Sub-Base, Complete As Per Engineer'S Approval;100 X 200 X 80Mm In Shot Blasted Finish, Ref: Paving Type 4 - To Vehicular / Eva Route | 2005 | m² | SAR | 186
ALYA-05.1 | 1 | 1.003 |  | Kingdom of Saudi Arabia | Jeddah | Open Spaces | Red Sea Village | East Side Mosque Park | RSG | SALCO | Award | 2021 | Fixed Price Lump Sum | SITE WORK | Paving and surfacing | Precast Concrete Block Paving Laid To Pattern With Required Colour, On And Including 25Mm Thick Full Mortar Bed On Concrete Base And Compacted Sub-Base, Complete As Per Engineer'S Approval;500 X 500 X 60Mm In Shot Blasted Finish, Ref: Paving Type 5 (Adjacent To Toilet Block) | 137 | m² | SAR | 204
ALYA-05.1 | 1 | 1.003 |  | Kingdom of Saudi Arabia | Jeddah | Open Spaces | Red Sea Village | East Side Mosque Park | RSG | SALCO | Award | 2021 | Fixed Price Lump Sum | SITE WORK | Paving and surfacing | Precast Concrete Block Paving Laid To Pattern With Required Colour, On And Including 25Mm Thick Full Mortar Bed On Concrete Base And Compacted Sub-Base, Complete As Per Engineer'S Approval;100 X 200 X 80Mm In Shot Blasted Finish, Ref: Parking Paving | 650 | m² | SAR | 186
ALYA-05.1 | 1 | 1.0031 |  | Kingdom of Saudi Arabia | Jeddah | Open Spaces | Red Sea Village | East Side Mosque Park | RSG | SALCO | Award | 2021 | Fixed Price Lump Sum | SITE WORK | Paving and surfacing | Rubber Surface Consisting Of 8-10Mm Granulated Coloured Polyolefin Plastomer Particles Safety Surface Chemically Bonded With Aliphatic Polyurethane Binder, Glued Over To Varying Impact Course, Concrete Base And Compacted Sub Base All Complete;Safety Surface, Colours Various | 237 | m² | SAR | 734
ALYA-05.1 | 1 | 1.0031 |  | Kingdom of Saudi Arabia | Jeddah | Open Spaces | Red Sea Village | East Side Mosque Park | RSG | SALCO | Award | 2021 | Fixed Price Lump Sum | SITE WORK | Paving and surfacing | Precast Concrete Paving Band Laid To Pattern With Required Colour On And Including 25Mm Thick Full Mortar Bed On Concrete Base And Compacted Sub-Base, Complete As Per Engineer'S Approval ;200 X 600 X 60Mm In Shot Blasted Finish, Ref: Paving Type 1 (200Mm Wide Band) | 254 | m | SAR | 132
ALYA-05.1 | 1 | 1.0031 |  | Kingdom of Saudi Arabia | Jeddah | Open Spaces | Red Sea Village | East Side Mosque Park | RSG | SALCO | Award | 2021 | Fixed Price Lump Sum | SITE WORK | Paving and surfacing | Precast Concrete Paving Band Laid To Pattern With Required Colour On And Including 25Mm Thick Full Mortar Bed On Concrete Base And Compacted Sub-Base, Complete As Per Engineer'S Approval ;500 X 750 X 60Mm In Shot Blasted Finish, Ref: Paving Type 2 (500Mm Wide Band) | 196 | m | SAR | 176
ALYA-05.1 | 1 | 1.0031 |  | Kingdom of Saudi Arabia | Jeddah | Open Spaces | Red Sea Village | East Side Mosque Park | RSG | SALCO | Award | 2021 | Fixed Price Lump Sum | SITE WORK | Paving and surfacing | Precast Concrete Paving Band Laid To Pattern With Required Colour On And Including 25Mm Thick Full Mortar Bed On Concrete Base And Compacted Sub-Base, Complete As Per Engineer'S Approval ;300 X 600 X 60Mm In Shot Blasted Finish, Ref: Paving Type 3 (300Mm Wide Band) | 199 | m | SAR | 92
ALYA-05.1 | 1 | 1.0031 |  | Kingdom of Saudi Arabia | Jeddah | Open Spaces | Red Sea Village | East Side Mosque Park | RSG | SALCO | Award | 2021 | Fixed Price Lump Sum | SITE WORK | Paving and surfacing | Precast Concrete Paving Band Laid To Pattern With Required Colour On And Including 25Mm Thick Full Mortar Bed On Concrete Base And Compacted Sub-Base, Complete As Per Engineer'S Approval ;300 X 600 X 60Mm In Shot Blasted Finish, Ref: Paving Type 3 (600Mm Wide Band) | 140 | m | SAR | 184
ALYA-05.1 | 1 | 1.0031 |  | Kingdom of Saudi Arabia | Jeddah | Open Spaces | Red Sea Village | East Side Mosque Park | RSG | SALCO | Award | 2021 | Fixed Price Lump Sum | SITE WORK | Paving and surfacing | Precast Concrete Paving Band Laid To Pattern With Required Colour On And Including 25Mm Thick Full Mortar Bed On Concrete Base And Compacted Sub-Base, Complete As Per Engineer'S Approval ;250 X 600 X 60Mm In Shot Blasted Finish, Ref: Paving Type 4 (500Mm Wide Band) - To Pedestrian Area | 111 | m | SAR | 166
ALYA-05.1 | 1 | 1.0031 |  | Kingdom of Saudi Arabia | Jeddah | Open Spaces | Red Sea Village | East Side Mosque Park | RSG | SALCO | Award | 2021 | Fixed Price Lump Sum | SITE WORK | Paving and surfacing | Precast Concrete Paving Band Laid To Pattern With Required Colour On And Including 25Mm Thick Full Mortar Bed On Concrete Base And Compacted Sub-Base, Complete As Per Engineer'S Approval ;250 X 600 X 80Mm In Shot Blasted Finish, Ref: Paving Type 4 (500Mm Wide Band) - To Vehicular / Eva Route | 632 | m | SAR | 176
ALYA-05.1 | 1 | 1.0031 |  | Kingdom of Saudi Arabia | Jeddah | Open Spaces | Red Sea Village | East Side Mosque Park | RSG | SALCO | Award | 2021 | Fixed Price Lump Sum | SITE WORK | Paving and surfacing | Precast Concrete Paving Band Laid To Pattern With Required Colour On And Including 25Mm Thick Full Mortar Bed On Concrete Base And Compacted Sub-Base, Complete As Per Engineer'S Approval ;100 X 200 X 80Mm In Shot Blasted Finish, Ref: Parking Paving (400Mm Wide Band) | 130 | m | SAR | 124
ALYA-05.1 | 1 | 1.0031 |  | Kingdom of Saudi Arabia | Jeddah | Open Spaces | Red Sea Village | East Side Mosque Park | RSG | SALCO | Award | 2021 | Fixed Price Lump Sum | SITE WORK | Paving and surfacing | Precast Concrete Paving Band Laid To Pattern With Required Colour On And Including 25Mm Thick Full Mortar Bed On Concrete Base And Compacted Sub-Base, Complete As Per Engineer'S Approval ;600 X 600 X 60Mm In Shot Blasted Finish, Ref: Parking Paving | 151 | m | SAR | 202
ALYA-05.1 | 1 | 1.0031 |  | Kingdom of Saudi Arabia | Jeddah | Open Spaces | Red Sea Village | East Side Mosque Park | RSG | SALCO | Award | 2021 | Fixed Price Lump Sum | SITE WORK | Paving and surfacing | Precast Concrete Paving Band Laid To Pattern With Required Colour On And Including 25Mm Thick Full Mortar Bed On Concrete Base And Compacted Sub-Base, Complete As Per Engineer'S Approval ;300 X 600 X 60Mm In Shot Blasted Finish, Ref. Dwg 40202 Ramp Detail And Below Mosque Plot (300Mm Wide Band) | 119 | m | SAR | 92
ALYA-05.1 | 1 | 1.0032 |  | Kingdom of Saudi Arabia | Jeddah | Open Spaces | Red Sea Village | East Side Mosque Park | RSG | SALCO | Award | 2021 | Fixed Price Lump Sum | SITE WORK | Paving and surfacing | Precast Concrete Paving Band Laid To Pattern With Required Colour On And Including 25Mm Thick Full Mortar Bed On Concrete Base And Compacted Sub-Base, Complete As Per Engineer'S Approval ;1000 X 750 X 60Mm, Ref. Around Lawn | 78 | m | SAR | 374
ALYA-05.1 | 1 | 1.0032 |  | Kingdom of Saudi Arabia | Jeddah | Open Spaces | Red Sea Village | East Side Mosque Park | RSG | SALCO | Award | 2021 | Fixed Price Lump Sum | SITE WORK | Paving and surfacing | Precast Concrete Hazard Warning Tactile Band Laid To Pattern With Required Colour, On And Including 25Mm Thick Full Mortar Bed On Concrete Base And Compacted Sub-Base, Complete As Per Engineer'S Approval;300 X 600 X 60Mm In Shot Blasted Finish Ref. Hazard Warning Tactile Band At Steps And Disappearing Steps (600Mm Wide Band) | 104 | m | SAR | 198
ALYA-05.1 | 1 | 1.0032 |  | Kingdom of Saudi Arabia | Jeddah | Open Spaces | Red Sea Village | East Side Mosque Park | RSG | SALCO | Award | 2021 | Fixed Price Lump Sum | SITE WORK | Paving and surfacing | Precast Concrete Hazard Warning Tactile Band Laid To Pattern With Required Colour, On And Including 25Mm Thick Full Mortar Bed On Concrete Base And Compacted Sub-Base, Complete As Per Engineer'S Approval;300 X 600 X 60Mm In Shot Blasted Finish Ref. Hazard Warning Tactile Band At Ramp And Disappearing Steps (900Mm Wide Band) | 18 | m | SAR | 296
ALYA-05.1 | 1 | 1.0032 |  | Kingdom of Saudi Arabia | Jeddah | Open Spaces | Red Sea Village | East Side Mosque Park | RSG | SALCO | Award | 2021 | Fixed Price Lump Sum | SITE WORK | Paving and surfacing | Precast Concrete Paving Band Laid To Pattern With Required Colour, On And Including 25Mm Thick Full Mortar Bed On Concrete Base And Compacted Sub-Base, Complete As Per Engineer'S Approval;100 X 100 X 60Mm In Shot Blasted Finish Ref: Palm Pit (200Mm Wide Band) | 367 | m | SAR | 60
ALYA-05.1 | 1 | 1.0032 |  | Kingdom of Saudi Arabia | Jeddah | Open Spaces | Red Sea Village | East Side Mosque Park | RSG | SALCO | Award | 2021 | Fixed Price Lump Sum | SITE WORK | Paving and surfacing | Precast Concrete Maintenance Edge Laid To Pattern With Required Colour, On And Including 25Mm Thick Full Mortar Bed On Concrete Base And Compacted Sub-Base, Complete As Per Engineer'S Approval ;200 X 200 X 60Mm In Shot Blasted Finish Ref: Maintenance Edge (200Mm Wide) | 749 | m | SAR | 60
ALYA-05.1 | 1 | 1.0032 |  | Kingdom of Saudi Arabia | Jeddah | Open Spaces | Red Sea Village | East Side Mosque Park | RSG | SALCO | Award | 2021 | Fixed Price Lump Sum | SITE WORK | Paving and surfacing | Precast Concrete Maintenance Edge Laid To Pattern With Required Colour, On And Including 25Mm Thick Full Mortar Bed On Concrete Base And Compacted Sub-Base, Complete As Per Engineer'S Approval ;200 X 200 X 60Mm In Shot Blasted Finish Ref: Maintenance Edge (600Mm Wide) | 150 | m | SAR | 180
ALYA-05.1 | 1 | 1.0032 |  | Kingdom of Saudi Arabia | Jeddah | Open Spaces | Red Sea Village | East Side Mosque Park | RSG | SALCO | Award | 2021 | Fixed Price Lump Sum | SITE WORK | Paving and surfacing | Aluminium Edging, Brushed Finish With Required Colour, Fixed As Per Manufacturer'S Recommendations, Complete As Per Engineer'S Approval ;100Mm High Metal Edge | 101 | m | SAR | 40
ALYA-05.1 | 1 | 1.0032 |  | Kingdom of Saudi Arabia | Jeddah | Open Spaces | Red Sea Village | East Side Mosque Park | RSG | SALCO | Award | 2021 | Fixed Price Lump Sum | SITE WORK | Filling | Sieve Size Local Crushed Stone Gravel With Required Colour, Loose Laid In 100Mm Thick Layer Over Geotextile Membrane On Compacted Sub-Base, Complete As Per Engineer'S Approval | 48 | m² | SAR | 33
ALYA-05.1 | 1 | 1.0032 |  | Kingdom of Saudi Arabia | Jeddah | Open Spaces | Red Sea Village | East Side Mosque Park | RSG | SALCO | Award | 2021 | Fixed Price Lump Sum | SITE WORK | Paving and surfacing | Precast Concrete Step Laid To Pattern On And Including 25Mm Thick Mortar Bedding, Reinforced Concrete Structure And Compacted Sub-Base, Complete As Per Engineer'S Approval;1000Mm Wide X 2000Mm Wide X 60Mm Thick Stepping Stone Steps And 150Mm Riser, Shot Blasted Finish, Ref: Step Type 1 | 281 | m | SAR | 1752
ALYA-05.1 | 1 | 1.0032 |  | Kingdom of Saudi Arabia | Jeddah | Open Spaces | Red Sea Village | East Side Mosque Park | RSG | SALCO | Award | 2021 | Fixed Price Lump Sum | SITE WORK | Paving and surfacing | Precast Concrete Step Laid To Pattern On And Including 25Mm Thick Mortar Bedding, Reinforced Concrete Structure And Compacted Sub-Base, Complete As Per Engineer'S Approval;400Mm Wide X 2000Mm Long X 60Mm Thick Stepping Stone Steps And 150Mm Riser, Shot Blasted Finish, Ref: Step Type 1 (Adjacent To Tactile Band) | 19 | m | SAR | 688
ALYA-05.1 | 1 | 1.0033 |  | Kingdom of Saudi Arabia | Jeddah | Open Spaces | Red Sea Village | East Side Mosque Park | RSG | SALCO | Award | 2021 | Fixed Price Lump Sum | SITE WORK | Paving and surfacing | Precast Concrete Step Laid To Pattern On And Including 25Mm Thick Mortar Bedding, Reinforced Concrete Structure And Compacted Sub-Base, Complete As Per Engineer'S Approval;250Mm Wide X 1000Mm Wide X 60Mm Thick Band, Shot Blasted Finish, Ref: Step Type 1 | 326 | m | SAR | 299
ALYA-05.1 | 1 | 1.0033 |  | Kingdom of Saudi Arabia | Jeddah | Open Spaces | Red Sea Village | East Side Mosque Park | RSG | SALCO | Award | 2021 | Fixed Price Lump Sum | SITE WORK | Paving and surfacing | Precast Concrete Step Laid To Pattern On And Including 25Mm Thick Mortar Bedding, Reinforced Concrete Structure And Compacted Sub-Base, Complete As Per Engineer'S Approval;600Mm Wide X 1000Mm Wide X 60Mm Thick Band, Shot Blasted Finish, Ref: Step Type 1 & 2 (Along The Lawn) | 141 | m | SAR | 714
ALYA-05.1 | 1 | 1.0033 |  | Kingdom of Saudi Arabia | Jeddah | Open Spaces | Red Sea Village | East Side Mosque Park | RSG | SALCO | Award | 2021 | Fixed Price Lump Sum | SITE WORK | Paving and surfacing | Precast Concrete Step Laid To Pattern On And Including 25Mm Thick Mortar Bedding, Reinforced Concrete Structure And Compacted Sub-Base, Complete As Per Engineer'S Approval;500 X 1000Mm X 60Mm Thick Steps And 150Mm Riser, Shot Blasted Finish, Ref: Step Type 2 (1500Mm Wide) | 39 | m | SAR | 1796
ALYA-05.1 | 1 | 1.0033 |  | Kingdom of Saudi Arabia | Jeddah | Open Spaces | Red Sea Village | East Side Mosque Park | RSG | SALCO | Award | 2021 | Fixed Price Lump Sum | SITE WORK | Paving and surfacing | Precast Concrete Step Laid To Pattern On And Including 25Mm Thick Mortar Bedding, Reinforced Concrete Structure And Compacted Sub-Base, Complete As Per Engineer'S Approval;500/550Mm Wide X 100Mm Thick Steps, Shot Blasted Finish, Ref: Ramp Steps Dwg 40202 Detail 1.2 | 51 | m | SAR | 947
ALYA-05.1 | 1 | 1.0033 |  | Kingdom of Saudi Arabia | Jeddah | Open Spaces | Red Sea Village | East Side Mosque Park | RSG | SALCO | Award | 2021 | Fixed Price Lump Sum | SITE WORK | Paving and surfacing | Reinforced Concrete Stepped Wall, With 600X1000X60Mm Precast Concrete Coping With Max 340X1000X30Mm Cladding, Compacted Sub-Base, Necessary Earthwork Complete To Engineer'S Details;Overall Size 600Mm Wide X Varying Height Above Finished Floor Level | 410 | m | SAR | 1059
ALYA-05.1 | 1 | 1.0033 |  | Kingdom of Saudi Arabia | Jeddah | Open Spaces | Red Sea Village | East Side Mosque Park | RSG | SALCO | Award | 2021 | Fixed Price Lump Sum | SITE WORK | Paving and surfacing | Precast Concrete Coping (Finish: Shot Blasted, Colour: Light Grey) With 10Mm Radius To Outer Edge, Laid To Pattern As Indicated Including Max. 5Mm Wide Joint Using Colour Matched Grout, 25Mm Thick Full Mortar Bed On Concrete Quay Wall, Complete To Engineer'S Details And Specifications;750 X 550 X 90Mm Thick Coping, To Base Of Balustrade | 75 | m | SAR | 362
ALYA-05.1 | 1 | 1.0033 |  | Kingdom of Saudi Arabia | Jeddah | Open Spaces | Red Sea Village | East Side Mosque Park | RSG | SALCO | Award | 2021 | Fixed Price Lump Sum | ACCESSORIES | Generally | Catenary Light Hardwood Posts In Planed Finished With Required Colour And With Powder Coated Stainless Steel Metal Cap, Fixed With Metal Shoe And Anchor Bolts To Reinforced Concrete Base On Compacted Sub-Base Including Necessary Earthwork, Fixing Accessories, And All Other Necessary Works, Complete To Engineer'S Approval;7200Mm X 250-114Mm Dia. Post, Ref. Typical Catenary Light Structure | 10 | Nr | SAR | 42720
ALYA-05.1 | 1 | 1.0033 |  | Kingdom of Saudi Arabia | Jeddah | Open Spaces | Red Sea Village | East Side Mosque Park | RSG | SALCO | Award | 2021 | Fixed Price Lump Sum | METALWORK | Non structural metalwork | Balustrade, 1200Mm Vertical Height Above Finished Floor Level (Along Quay Wall Beside Water) | 75 | m | SAR | 1789
ALYA-05.1 | 1 | 1.0033 |  | Kingdom of Saudi Arabia | Jeddah | Open Spaces | Red Sea Village | East Side Mosque Park | RSG | SALCO | Award | 2021 | Fixed Price Lump Sum | ACCESSORIES | Generally | Supply And Install Play And Fitness Equipment Including Necessary Concrete Foundations, Compacted Sub Base All To Specialists Details, Complete As Per Engineer'S Approval ;Play Equipment;Triple Cube (Cor10450) | 1 | Nr | SAR | 1859538
ALYA-05.1 | 1 | 1.0033 |  | Kingdom of Saudi Arabia | Jeddah | Open Spaces | Red Sea Village | East Side Mosque Park | RSG | SALCO | Award | 2021 | Fixed Price Lump Sum | ACCESSORIES | Generally | Supply And Install Play And Fitness Equipment Including Necessary Concrete Foundations, Compacted Sub Base All To Specialists Details, Complete As Per Engineer'S Approval ;Play Equipment;3D Climbing Frame (137073M) | 1 | Nr | SAR | 50730
ALYA-05.1 | 1 | 1.0034 |  | Kingdom of Saudi Arabia | Jeddah | Open Spaces | Red Sea Village | East Side Mosque Park | RSG | SALCO | Award | 2021 | Fixed Price Lump Sum | ACCESSORIES | Generally | Supply And Install Play And Fitness Equipment Including Necessary Concrete Foundations, Compacted Sub Base All To Specialists Details, Complete As Per Engineer'S Approval ;Play Equipment;Block Climber (117966) | 1 | Nr | SAR | 65415
ALYA-05.1 | 1 | 1.0034 |  | Kingdom of Saudi Arabia | Jeddah | Open Spaces | Red Sea Village | East Side Mosque Park | RSG | SALCO | Award | 2021 | Fixed Price Lump Sum | ACCESSORIES | Generally | Supply And Install Play And Fitness Equipment Including Necessary Concrete Foundations, Compacted Sub Base All To Specialists Details, Complete As Per Engineer'S Approval ;Fitness Equipment;Sit Up (Nw103) | 1 | Nr | SAR | 12015
ALYA-05.1 | 1 | 1.0034 |  | Kingdom of Saudi Arabia | Jeddah | Open Spaces | Red Sea Village | East Side Mosque Park | RSG | SALCO | Award | 2021 | Fixed Price Lump Sum | ACCESSORIES | Generally | Supply And Install Play And Fitness Equipment Including Necessary Concrete Foundations, Compacted Sub Base All To Specialists Details, Complete As Per Engineer'S Approval ;Fitness Equipment;Dual Pull Up (Nw107) | 1 | Nr | SAR | 26700
ALYA-05.1 | 1 | 1.0034 |  | Kingdom of Saudi Arabia | Jeddah | Open Spaces | Red Sea Village | East Side Mosque Park | RSG | SALCO | Award | 2021 | Fixed Price Lump Sum | ACCESSORIES | Generally | Supply And Install Play And Fitness Equipment Including Necessary Concrete Foundations, Compacted Sub Base All To Specialists Details, Complete As Per Engineer'S Approval ;Fitness Equipment;Bar Dual Pull Up (Nw105) | 1 | Nr | SAR | 13350
ALYA-05.1 | 1 | 1.0034 |  | Kingdom of Saudi Arabia | Jeddah | Open Spaces | Red Sea Village | East Side Mosque Park | RSG | SALCO | Award | 2021 | Fixed Price Lump Sum | ACCESSORIES | Generally | Litter Bin;Powder Coated Aluminium Litter Bin With Embossed Pattern And Required Colour, Size 410 X 372 X 912Mm High Above Finished Floor Level | 10 | Nr | SAR | 5741
ALYA-05.1 | 1 | 1.0034 |  | Kingdom of Saudi Arabia | Jeddah | Open Spaces | Red Sea Village | East Side Mosque Park | RSG | SALCO | Award | 2021 | Fixed Price Lump Sum | ACCESSORIES | Generally | Bench;Overall Size 2000 X 500 X 450Mm High | 26 | Nr | SAR | 6942
ALYA-05.1 | 1 | 1.0034 |  | Kingdom of Saudi Arabia | Jeddah | Open Spaces | Red Sea Village | East Side Mosque Park | RSG | SALCO | Award | 2021 | Fixed Price Lump Sum | ACCESSORIES | Generally | Bench;Overall Size 2000 X 500 X 450Mm High (Optional) | 26 | Nr | SAR | 2336
ALYA-05.1 | 1 | 1.0034 |  | Kingdom of Saudi Arabia | Jeddah | Open Spaces | Red Sea Village | East Side Mosque Park | RSG | SALCO | Award | 2021 | Fixed Price Lump Sum | ACCESSORIES | Generally | Cycle Rack; Overall Size 240 X 60 X 1090Mm Overall Height | 5 | Nr | SAR | 2003
ALYA-05.1 | 1 | 1.0034 |  | Kingdom of Saudi Arabia | Jeddah | Open Spaces | Red Sea Village | East Side Mosque Park | RSG | SALCO | Award | 2021 | Fixed Price Lump Sum | ACCESSORIES | Generally | Stainless Steel Fixed Bollard Including Necessary Base Complete As Specified;Bollard Type 1 - 120Mm X 900Mm High Above Finished Floor Level, Fixed Bollard With Reflective Tape | 88 | Nr | SAR | 2603
ALYA-05.1 | 1 | 1.0034 |  | Kingdom of Saudi Arabia | Jeddah | Open Spaces | Red Sea Village | East Side Mosque Park | RSG | SALCO | Award | 2021 | Fixed Price Lump Sum | ACCESSORIES | Generally | Stainless Steel Fixed Bollard Including Necessary Base Complete As Specified;Bollard Type 2 - 600Mm X 65Mm Diameter, Fold Down Bollard | 15 | Nr | SAR | 734
ALYA-05.1 | 1 | 1.0035 |  | Kingdom of Saudi Arabia | Jeddah | Open Spaces | Red Sea Village | East Side Mosque Park | RSG | SALCO | Award | 2021 | Fixed Price Lump Sum | SITE WORK | Paving and surfacing | Wheel Stopper;150 X 1800Mm Wheel Stopper In Sand Blasted Finish | 18 | Nr | SAR | 334
ALYA-05.1 | 1 | 1.0035 |  | Kingdom of Saudi Arabia | Jeddah | Open Spaces | Red Sea Village | East Side Mosque Park | RSG | SALCO | Award | 2021 | Fixed Price Lump Sum | ACCESSORIES | Generally | Parking Bay;Disabled Parking Bay Sign | 2 | Nr | SAR | 2670
ALYA-05.1 | 1 | 1.0035 |  | Kingdom of Saudi Arabia | Jeddah | Open Spaces | Red Sea Village | East Side Mosque Park | RSG | SALCO | Award | 2021 | Fixed Price Lump Sum | ACCESSORIES | Generally | Parking Bay;Disabled Parking Bay Sign | 11 | m² | SAR | 93
ALYA-05.1 | 1 | 1.0035 |  | Kingdom of Saudi Arabia | Jeddah | Open Spaces | Red Sea Village | East Side Mosque Park | RSG | SALCO | Award | 2021 | Fixed Price Lump Sum | SITE WORK | Underground drainage | Upvc Pipework To Bs 3505, Class-E, Including All Fittings, Excavation, Sand Bedding, Back Filling As Specified, Cart Away Surplus, Warning Tape Markers, Thrust Blocks, All As Specified.;1 Inch Diameter Pipe | 340 | m | SAR | 33
ALYA-05.1 | 1 | 1.0035 |  | Kingdom of Saudi Arabia | Jeddah | Open Spaces | Red Sea Village | East Side Mosque Park | RSG | SALCO | Award | 2021 | Fixed Price Lump Sum | SITE WORK | Underground drainage | Upvc Pipework To Bs 3505, Class-D, Including All Fittings, Excavation, Sand Bedding, Back Filling As Specified, Cart Away Surplus, Warning Tape Markers, Thrust Blocks, All As Specified;1.5 Inch Diameter Pipe | 128 | m | SAR | 47
ALYA-05.1 | 1 | 1.0035 |  | Kingdom of Saudi Arabia | Jeddah | Open Spaces | Red Sea Village | East Side Mosque Park | RSG | SALCO | Award | 2021 | Fixed Price Lump Sum | SITE WORK | Underground drainage | Upvc Pipework To Bs 3505, Class-D, Including All Fittings, Excavation, Sand Bedding, Back Filling As Specified, Cart Away Surplus, Warning Tape Markers, Thrust Blocks, All As Specified;2 Inch Diameter Pipe | 12 | m | SAR | 67
ALYA-05.1 | 1 | 1.0035 |  | Kingdom of Saudi Arabia | Jeddah | Open Spaces | Red Sea Village | East Side Mosque Park | RSG | SALCO | Award | 2021 | Fixed Price Lump Sum | SITE WORK | Underground drainage | Upvc Pipework To Bs 3505, Class-D, Including All Fittings, Excavation, Sand Bedding, Back Filling As Specified, Cart Away Surplus, Warning Tape Markers, Thrust Blocks, All As Specified;3 Inch Diameter Pipe | 30 | m | SAR | 167
ALYA-05.1 | 1 | 1.0035 |  | Kingdom of Saudi Arabia | Jeddah | Open Spaces | Red Sea Village | East Side Mosque Park | RSG | SALCO | Award | 2021 | Fixed Price Lump Sum | SITE WORK | Underground drainage | Upvc Pipework To Bs 3505, Class-D, Including All Fittings, Excavation, Sand Bedding, Back Filling As Specified, Cart Away Surplus, Warning Tape Markers, Thrust Blocks, All As Specified;4 Inch Diameter Pipe | 30 | m | SAR | 187
ALYA-05.1 | 1 | 1.0035 |  | Kingdom of Saudi Arabia | Jeddah | Open Spaces | Red Sea Village | East Side Mosque Park | RSG | SALCO | Award | 2021 | Fixed Price Lump Sum | SITE WORK | Landscaping | Valves Including Necessary Accessories, Fixed As Specified;Solenoid Valve In Sprinker System, 2.0 Inch Diameter | 1 | Nr | SAR | 2003
ALYA-05.1 | 1 | 1.0035 |  | Kingdom of Saudi Arabia | Jeddah | Open Spaces | Red Sea Village | East Side Mosque Park | RSG | SALCO | Award | 2021 | Fixed Price Lump Sum | SITE WORK | Landscaping | Valves Including Necessary Accessories, Fixed As Specified;Solenoid Valve In Sprinker System, 3.0 Inch Diameter | 1 | Nr | SAR | 4339
ALYA-05.1 | 1 | 1.0036 |  | Kingdom of Saudi Arabia | Jeddah | Open Spaces | Red Sea Village | East Side Mosque Park | RSG | SALCO | Award | 2021 | Fixed Price Lump Sum | SITE WORK | Landscaping | Lockable Valve Boxes As Specified;For Solenoid Valves 2.0 Inch In Sprinkler System | 1 | Nr | SAR | 668
ALYA-05.1 | 1 | 1.0036 |  | Kingdom of Saudi Arabia | Jeddah | Open Spaces | Red Sea Village | East Side Mosque Park | RSG | SALCO | Award | 2021 | Fixed Price Lump Sum | SITE WORK | Landscaping | Lockable Valve Boxes As Specified;For Solenoid Valves 3.0 Inch In Sprinkler System | 1 | Nr | SAR | 1001
ALYA-05.1 | 1 | 1.0036 |  | Kingdom of Saudi Arabia | Jeddah | Open Spaces | Red Sea Village | East Side Mosque Park | RSG | SALCO | Award | 2021 | Fixed Price Lump Sum | SITE WORK | Landscaping | Pop Up Spray 4.00M - 4.50M Radius | 28 | Nr | SAR | 87
ALYA-05.1 | 1 | 1.0036 |  | Kingdom of Saudi Arabia | Jeddah | Open Spaces | Red Sea Village | East Side Mosque Park | RSG | SALCO | Award | 2021 | Fixed Price Lump Sum | SITE WORK | Landscaping | Pop Up Sprinkler 6.00M - 8.00M Radius | 59 | Nr | SAR | 100
ALYA-05.1 | 1 | 1.0036 |  | Kingdom of Saudi Arabia | Jeddah | Open Spaces | Red Sea Village | East Side Mosque Park | RSG | SALCO | Award | 2021 | Fixed Price Lump Sum | SITE WORK | Underground drainage | Upvc Pipework To Bs 3505, Class-E, Including All Fittings, Excavation, Sand Bedding, Back Filling As Specified, Cart Away Surplus, Warning Tape Markers, Thrust Blocks, All As Specified.;1 Inch Diameter Pipe | 480 | m | SAR | 33
ALYA-05.1 | 1 | 1.0036 |  | Kingdom of Saudi Arabia | Jeddah | Open Spaces | Red Sea Village | East Side Mosque Park | RSG | SALCO | Award | 2021 | Fixed Price Lump Sum | SITE WORK | Underground drainage | Upvc Pipework To Bs 3505, Class-D, Including All Fittings, Excavation, Sand Bedding, Back Filling As Specified, Cart Away Surplus, Warning Tape Markers, Thrust Blocks, All As Specified.;1.5 Inch Diameter Pipe | 132 | m | SAR | 47
ALYA-05.1 | 1 | 1.0036 |  | Kingdom of Saudi Arabia | Jeddah | Open Spaces | Red Sea Village | East Side Mosque Park | RSG | SALCO | Award | 2021 | Fixed Price Lump Sum | SITE WORK | Underground drainage | Upvc Pipework To Bs 3505, Class-D, Including All Fittings, Excavation, Sand Bedding, Back Filling As Specified, Cart Away Surplus, Warning Tape Markers, Thrust Blocks, All As Specified.;2 Inch Diameter Pipe | 78 | m | SAR | 67
ALYA-05.1 | 1 | 1.0036 |  | Kingdom of Saudi Arabia | Jeddah | Open Spaces | Red Sea Village | East Side Mosque Park | RSG | SALCO | Award | 2021 | Fixed Price Lump Sum | SITE WORK | Underground drainage | Upvc Pipework To Bs 3505, Class-D, Including All Fittings, Excavation, Sand Bedding, Back Filling As Specified, Cart Away Surplus, Warning Tape Markers, Thrust Blocks, All As Specified.;3 Inch Diameter Pipe | 42 | m | SAR | 167
ALYA-05.1 | 1 | 1.0036 |  | Kingdom of Saudi Arabia | Jeddah | Open Spaces | Red Sea Village | East Side Mosque Park | RSG | SALCO | Award | 2021 | Fixed Price Lump Sum | SITE WORK | Underground drainage | Upvc Pipework To Bs 3505, Class-D, Including All Fittings, Excavation, Sand Bedding, Back Filling As Specified, Cart Away Surplus, Warning Tape Markers, Thrust Blocks, All As Specified.;4 Inch Diameter Pipe | 6 | m | SAR | 187
ALYA-05.1 | 1 | 1.0036 |  | Kingdom of Saudi Arabia | Jeddah | Open Spaces | Red Sea Village | East Side Mosque Park | RSG | SALCO | Award | 2021 | Fixed Price Lump Sum | SITE WORK | Landscaping | Drip Risers;Drip Risers As Specified | 109 | Nr | SAR | 93
ALYA-05.1 | 1 | 1.0037 |  | Kingdom of Saudi Arabia | Jeddah | Open Spaces | Red Sea Village | East Side Mosque Park | RSG | SALCO | Award | 2021 | Fixed Price Lump Sum | SITE WORK | Landscaping | Valves Including Necessary Accessories, Fixed As Specified;Solenoid Valves, 3.0 Inch In Drip System | 1 | Nr | SAR | 4339
ALYA-05.1 | 1 | 1.0037 |  | Kingdom of Saudi Arabia | Jeddah | Open Spaces | Red Sea Village | East Side Mosque Park | RSG | SALCO | Award | 2021 | Fixed Price Lump Sum | SITE WORK | Landscaping | Lockable Valve Boxes As Specified;For Solenoid Valves, 3.0 Inch In Drip System | 1 | Nr | SAR | 1001
ALYA-05.1 | 1 | 1.0037 |  | Kingdom of Saudi Arabia | Jeddah | Open Spaces | Red Sea Village | East Side Mosque Park | RSG | SALCO | Award | 2021 | Fixed Price Lump Sum | ELECTRICAL ENGINEERING INSTALLATIONS | Final sub-circuits and auxiliary installations | Supply And Install Light Fittings, Complete To The Approval Of The Engineer And/Or Contract Administrator;Pole With Multiple Floodlights, Ref. Xpm1 | 2 | Nr | SAR | 41385
ALYA-05.1 | 1 | 1.0037 |  | Kingdom of Saudi Arabia | Jeddah | Open Spaces | Red Sea Village | East Side Mosque Park | RSG | SALCO | Award | 2021 | Fixed Price Lump Sum | ELECTRICAL ENGINEERING INSTALLATIONS | Final sub-circuits and auxiliary installations | Supply And Install Light Fittings, Complete To The Approval Of The Engineer And/Or Contract Administrator;Column Light Type 1, Ref. Xc1 | 8 | Nr | SAR | 16688
ALYA-05.1 | 1 | 1.0037 |  | Kingdom of Saudi Arabia | Jeddah | Open Spaces | Red Sea Village | East Side Mosque Park | RSG | SALCO | Award | 2021 | Fixed Price Lump Sum | ELECTRICAL ENGINEERING INSTALLATIONS | Final sub-circuits and auxiliary installations | Supply And Install Light Fittings, Complete To The Approval Of The Engineer And/Or Contract Administrator;Column Light Type 2, Ref. Xc2 | 11 | Nr | SAR | 11748
ALYA-05.1 | 1 | 1.0037 |  | Kingdom of Saudi Arabia | Jeddah | Open Spaces | Red Sea Village | East Side Mosque Park | RSG | SALCO | Award | 2021 | Fixed Price Lump Sum | ELECTRICAL ENGINEERING INSTALLATIONS | Final sub-circuits and auxiliary installations | Supply And Install Light Fittings, Complete To The Approval Of The Engineer And/Or Contract Administrator;Column Light Type 3, Ref. Xc3 | 1 | Nr | SAR | 12883
ALYA-05.1 | 1 | 1.0037 |  | Kingdom of Saudi Arabia | Jeddah | Open Spaces | Red Sea Village | East Side Mosque Park | RSG | SALCO | Award | 2021 | Fixed Price Lump Sum | ELECTRICAL ENGINEERING INSTALLATIONS | Final sub-circuits and auxiliary installations | Supply And Install Light Fittings, Complete To The Approval Of The Engineer And/Or Contract Administrator;Uplight For Palms, Ref. Xu1 | 88 | Nr | SAR | 3004
ALYA-05.1 | 1 | 1.0037 |  | Kingdom of Saudi Arabia | Jeddah | Open Spaces | Red Sea Village | East Side Mosque Park | RSG | SALCO | Award | 2021 | Fixed Price Lump Sum | ELECTRICAL ENGINEERING INSTALLATIONS | Final sub-circuits and auxiliary installations | Supply And Install Light Fittings, Complete To The Approval Of The Engineer And/Or Contract Administrator;Uplight For Trees, Ref. Xu2 | 36 | Nr | SAR | 3004
ALYA-05.1 | 1 | 1.0037 |  | Kingdom of Saudi Arabia | Jeddah | Open Spaces | Red Sea Village | East Side Mosque Park | RSG | SALCO | Award | 2021 | Fixed Price Lump Sum | ELECTRICAL ENGINEERING INSTALLATIONS | Final sub-circuits and auxiliary installations | Supply And Install Light Fittings, Complete To The Approval Of The Engineer And/Or Contract Administrator;Recessed Downlight, Ref. Xrd1 | 16 | Nr | SAR | 3137
ALYA-05.1 | 1 | 1.0037 |  | Kingdom of Saudi Arabia | Jeddah | Open Spaces | Red Sea Village | East Side Mosque Park | RSG | SALCO | Award | 2021 | Fixed Price Lump Sum | ELECTRICAL ENGINEERING INSTALLATIONS | Final sub-circuits and auxiliary installations | Supply And Install Light Fittings, Complete To The Approval Of The Engineer And/Or Contract Administrator;Floodlight To Tensile Structure, Ref. Xf1 | 10 | Nr | SAR | 5340
ALYA-05.1 | 1 | 1.0038 |  | Kingdom of Saudi Arabia | Jeddah | Open Spaces | Red Sea Village | East Side Mosque Park | RSG | SALCO | Award | 2021 | Fixed Price Lump Sum | ELECTRICAL ENGINEERING INSTALLATIONS | Final sub-circuits and auxiliary installations | Supply And Install Light Fittings, Complete To The Approval Of The Engineer And/Or Contract Administrator;Festoon Light, Ref.Xfs1 | 115 | m | SAR | 801
ALYA-05.1 | 1 | 1.0038 |  | Kingdom of Saudi Arabia | Jeddah | Open Spaces | Red Sea Village | East Side Mosque Park | RSG | SALCO | Award | 2021 | Fixed Price Lump Sum | ELECTRICAL ENGINEERING INSTALLATIONS | Accessories | Design, Supply And Installation Of Secondary Network Starting From Primary Network Termination Points And/Or Secondary Power And Electric Circuitry, Including Cable And Conduit, Cable Terminations, Necessary Trench Excavation And Ducts, Backfilling, Disposal, Cable Tiles, Warning Tapes, Accessories, All Necessary Secondary Electrical Works And Mechanical Works Wherever Required, Complete As Specified And Shown On Drawings And To The Approval Of The Engineer;Pole With Multiple Floodlights, Ref. Xpm1 | 2 | Nr | SAR | 4673
ALYA-05.1 | 1 | 1.0038 |  | Kingdom of Saudi Arabia | Jeddah | Open Spaces | Red Sea Village | East Side Mosque Park | RSG | SALCO | Award | 2021 | Fixed Price Lump Sum | ELECTRICAL ENGINEERING INSTALLATIONS | Accessories | Design, Supply And Installation Of Secondary Network Starting From Primary Network Termination Points And/Or Secondary Power And Electric Circuitry, Including Cable And Conduit, Cable Terminations, Necessary Trench Excavation And Ducts, Backfilling, Disposal, Cable Tiles, Warning Tapes, Accessories, All Necessary Secondary Electrical Works And Mechanical Works Wherever Required, Complete As Specified And Shown On Drawings And To The Approval Of The Engineer;Column Light Type 1, Ref. Xc1 | 8 | Nr | SAR | 4005
ALYA-05.1 | 1 | 1.0038 |  | Kingdom of Saudi Arabia | Jeddah | Open Spaces | Red Sea Village | East Side Mosque Park | RSG | SALCO | Award | 2021 | Fixed Price Lump Sum | ELECTRICAL ENGINEERING INSTALLATIONS | Accessories | Design, Supply And Installation Of Secondary Network Starting From Primary Network Termination Points And/Or Secondary Power And Electric Circuitry, Including Cable And Conduit, Cable Terminations, Necessary Trench Excavation And Ducts, Backfilling, Disposal, Cable Tiles, Warning Tapes, Accessories, All Necessary Secondary Electrical Works And Mechanical Works Wherever Required, Complete As Specified And Shown On Drawings And To The Approval Of The Engineer;Column Light Type 2, Ref. Xc2 | 11 | Nr | SAR | 4005
ALYA-05.1 | 1 | 1.0038 |  | Kingdom of Saudi Arabia | Jeddah | Open Spaces | Red Sea Village | East Side Mosque Park | RSG | SALCO | Award | 2021 | Fixed Price Lump Sum | ELECTRICAL ENGINEERING INSTALLATIONS | Accessories | Design, Supply And Installation Of Secondary Network Starting From Primary Network Termination Points And/Or Secondary Power And Electric Circuitry, Including Cable And Conduit, Cable Terminations, Necessary Trench Excavation And Ducts, Backfilling, Disposal, Cable Tiles, Warning Tapes, Accessories, All Necessary Secondary Electrical Works And Mechanical Works Wherever Required, Complete As Specified And Shown On Drawings And To The Approval Of The Engineer;Column Light Type 3, Ref. Xc3 | 1 | Nr | SAR | 4005
ALYA-05.1 | 1 | 1.0038 |  | Kingdom of Saudi Arabia | Jeddah | Open Spaces | Red Sea Village | East Side Mosque Park | RSG | SALCO | Award | 2021 | Fixed Price Lump Sum | ELECTRICAL ENGINEERING INSTALLATIONS | Accessories | Design, Supply And Installation Of Secondary Network Starting From Primary Network Termination Points And/Or Secondary Power And Electric Circuitry, Including Cable And Conduit, Cable Terminations, Necessary Trench Excavation And Ducts, Backfilling, Disposal, Cable Tiles, Warning Tapes, Accessories, All Necessary Secondary Electrical Works And Mechanical Works Wherever Required, Complete As Specified And Shown On Drawings And To The Approval Of The Engineer;Uplight For Palms, Ref. Xu1 | 88 | Nr | SAR | 2670
ALYA-05.1 | 1 | 1.0038 |  | Kingdom of Saudi Arabia | Jeddah | Open Spaces | Red Sea Village | East Side Mosque Park | RSG | SALCO | Award | 2021 | Fixed Price Lump Sum | ELECTRICAL ENGINEERING INSTALLATIONS | Accessories | Design, Supply And Installation Of Secondary Network Starting From Primary Network Termination Points And/Or Secondary Power And Electric Circuitry, Including Cable And Conduit, Cable Terminations, Necessary Trench Excavation And Ducts, Backfilling, Disposal, Cable Tiles, Warning Tapes, Accessories, All Necessary Secondary Electrical Works And Mechanical Works Wherever Required, Complete As Specified And Shown On Drawings And To The Approval Of The Engineer;Uplight For Trees, Ref. Xu2 | 36 | Nr | SAR | 2670
ALYA-05.1 | 1 | 1.0038 |  | Kingdom of Saudi Arabia | Jeddah | Open Spaces | Red Sea Village | East Side Mosque Park | RSG | SALCO | Award | 2021 | Fixed Price Lump Sum | ELECTRICAL ENGINEERING INSTALLATIONS | Accessories | Design, Supply And Installation Of Secondary Network Starting From Primary Network Termination Points And/Or Secondary Power And Electric Circuitry, Including Cable And Conduit, Cable Terminations, Necessary Trench Excavation And Ducts, Backfilling, Disposal, Cable Tiles, Warning Tapes, Accessories, All Necessary Secondary Electrical Works And Mechanical Works Wherever Required, Complete As Specified And Shown On Drawings And To The Approval Of The Engineer;Recessed Downlight, Ref. Xrd1 | 16 | Nr | SAR | 2003
ALYA-05.1 | 1 | 1.0038 |  | Kingdom of Saudi Arabia | Jeddah | Open Spaces | Red Sea Village | East Side Mosque Park | RSG | SALCO | Award | 2021 | Fixed Price Lump Sum | ELECTRICAL ENGINEERING INSTALLATIONS | Accessories | Design, Supply And Installation Of Secondary Network Starting From Primary Network Termination Points And/Or Secondary Power And Electric Circuitry, Including Cable And Conduit, Cable Terminations, Necessary Trench Excavation And Ducts, Backfilling, Disposal, Cable Tiles, Warning Tapes, Accessories, All Necessary Secondary Electrical Works And Mechanical Works Wherever Required, Complete As Specified And Shown On Drawings And To The Approval Of The Engineer;Floodlight To Tensile Structure, Ref. Xf1 | 10 | Nr | SAR | 2670
ALYA-05.1 | 1 | 1.0038 |  | Kingdom of Saudi Arabia | Jeddah | Open Spaces | Red Sea Village | East Side Mosque Park | RSG | SALCO | Award | 2021 | Fixed Price Lump Sum | ELECTRICAL ENGINEERING INSTALLATIONS | Final sub-circuits and auxiliary installations | Design, Supply And Installation Of Secondary Network Starting From Primary Network Termination Points And/Or Secondary Power And Electric Circuitry, Including Cable And Conduit, Cable Terminations, Necessary Trench Excavation And Ducts, Backfilling, Disposal, Cable Tiles, Warning Tapes, Accessories, All Necessary Secondary Electrical Works And Mechanical Works Wherever Required, Complete As Specified And Shown On Drawings And To The Approval Of The Engineer;Festoon Light, Ref.Xfs1 | 115 | m | SAR | 2003
ALYA-05.1 | 1 | 1.0039 |  | Kingdom of Saudi Arabia | Jeddah | Open Spaces | Red Sea Village | Marina Beach | RSG | SALCO | Award | 2021 | Fixed Price Lump Sum | SITE WORK | Excavation | Excavation And Preparation Of Base As Specified And As Shown On Drawings;For Palms | 414 | m³ | SAR | 27
ALYA-05.1 | 1 | 1.0039 |  | Kingdom of Saudi Arabia | Jeddah | Open Spaces | Red Sea Village | Marina Beach | RSG | SALCO | Award | 2021 | Fixed Price Lump Sum | SITE WORK | Excavation | Excavation And Preparation Of Base As Specified And As Shown On Drawings;For Trees | 275 | m³ | SAR | 27
ALYA-05.1 | 1 | 1.0039 |  | Kingdom of Saudi Arabia | Jeddah | Open Spaces | Red Sea Village | Marina Beach | RSG | SALCO | Award | 2021 | Fixed Price Lump Sum | SITE WORK | Excavation | Excavation And Preparation Of Base As Specified And As Shown On Drawings;For Ground Covers | 160 | m³ | SAR | 20
ALYA-05.1 | 1 | 1.0039 |  | Kingdom of Saudi Arabia | Jeddah | Open Spaces | Red Sea Village | Marina Beach | RSG | SALCO | Award | 2021 | Fixed Price Lump Sum | SITE WORK | Excavation | Excavation And Preparation Of Base As Specified And As Shown On Drawings;For Shrubs | 452 | m³ | SAR | 20
ALYA-05.1 | 1 | 1.0039 |  | Kingdom of Saudi Arabia | Jeddah | Open Spaces | Red Sea Village | Marina Beach | RSG | SALCO | Award | 2021 | Fixed Price Lump Sum | SITE WORK | Excavation | Excavation And Preparation Of Base As Specified And As Shown On Drawings;To Succulents | 28 | m³ | SAR | 20
ALYA-05.1 | 1 | 1.0039 |  | Kingdom of Saudi Arabia | Jeddah | Open Spaces | Red Sea Village | Marina Beach | RSG | SALCO | Award | 2021 | Fixed Price Lump Sum | SITE WORK | Excavation | Excavation And Preparation Of Base As Specified And As Shown On Drawings;To Grass | 49 | m³ | SAR | 20
ALYA-05.1 | 1 | 1.0039 |  | Kingdom of Saudi Arabia | Jeddah | Open Spaces | Red Sea Village | Marina Beach | RSG | SALCO | Award | 2021 | Fixed Price Lump Sum | SITE WORK | Excavation | Excavation And Preparation Of Base As Specified And As Shown On Drawings;Disposal;Disposal Of Surplus Excavated Material From Site | 1378 | m³ | SAR | 20
ALYA-05.1 | 1 | 1.0039 |  | Kingdom of Saudi Arabia | Jeddah | Open Spaces | Red Sea Village | Marina Beach | RSG | SALCO | Award | 2021 | Fixed Price Lump Sum | SITE WORK | Landscaping | Planting Medium Consist Of Soil, Compost And Fertilizers;70Mm Thick Bark Mulsch To Be Removed From All Softscape Areas;To Palms | 362 | m³ | SAR | 134
ALYA-05.1 | 1 | 1.0039 |  | Kingdom of Saudi Arabia | Jeddah | Open Spaces | Red Sea Village | Marina Beach | RSG | SALCO | Award | 2021 | Fixed Price Lump Sum | SITE WORK | Landscaping | Planting Medium Consist Of Soil, Compost And Fertilizers;70Mm Thick Bark Mulsch To Be Removed From All Softscape Areas .;To Trees | 229 | m³ | SAR | 134
ALYA-05.1 | 1 | 1.0039 |  | Kingdom of Saudi Arabia | Jeddah | Open Spaces | Red Sea Village | Marina Beach | RSG | SALCO | Award | 2021 | Fixed Price Lump Sum | SITE WORK | Landscaping | Planting Medium Consist Of Soil, Compost And Fertilizers;70Mm Thick Bark Mulsch To Be Removed From All Softscape Areas .;To Ground Covers | 160 | m³ | SAR | 134
ALYA-05.1 | 1 | 1.004 |  | Kingdom of Saudi Arabia | Jeddah | Open Spaces | Red Sea Village | Marina Beach | RSG | SALCO | Award | 2021 | Fixed Price Lump Sum | SITE WORK | Landscaping | Planting Medium Consist Of Soil, Compost And Fertilizers;70Mm Thick Bark Mulsch To Be Removed From All Softscape Areas .;To Shrubs | 452 | m³ | SAR | 134
ALYA-05.1 | 1 | 1.004 |  | Kingdom of Saudi Arabia | Jeddah | Open Spaces | Red Sea Village | Marina Beach | RSG | SALCO | Award | 2021 | Fixed Price Lump Sum | SITE WORK | Landscaping | Planting Medium Consist Of Soil, Compost And Fertilizers;70Mm Thick Bark Mulsch To Be Removed From All Softscape Areas .;To Succulents | 28 | m³ | SAR | 134
ALYA-05.1 | 1 | 1.004 |  | Kingdom of Saudi Arabia | Jeddah | Open Spaces | Red Sea Village | Marina Beach | RSG | SALCO | Award | 2021 | Fixed Price Lump Sum | SITE WORK | Landscaping | Planting Medium Consist Of Soil, Compost And Fertilizers;70Mm Thick Bark Mulsch To Be Removed From All Softscape Areas .;To Grass | 49 | m³ | SAR | 134
ALYA-05.1 | 1 | 1.004 |  | Kingdom of Saudi Arabia | Jeddah | Open Spaces | Red Sea Village | Marina Beach | RSG | SALCO | Award | 2021 | Fixed Price Lump Sum | SITE WORK | Landscaping | Gravel Wrapped In Geotextile As Capillary Break Layer, Complete As Specified;Below Planting Medium Of Palms And Trees, 200Mm Thick | 350 | m² | SAR | 25
ALYA-05.1 | 1 | 1.004 |  | Kingdom of Saudi Arabia | Jeddah | Open Spaces | Red Sea Village | Marina Beach | RSG | SALCO | Award | 2021 | Fixed Price Lump Sum | SITE WORK | Landscaping | Palms;Washingtonia Robusta, Ref. Wash.R6* - 6M Brown Trunk Height | 47 | Nr | SAR | 4907
ALYA-05.1 | 1 | 1.004 |  | Kingdom of Saudi Arabia | Jeddah | Open Spaces | Red Sea Village | Marina Beach | RSG | SALCO | Award | 2021 | Fixed Price Lump Sum | SITE WORK | Landscaping | Palms;Washingtonia Robusta, Ref. Wash.R5* - 5M Brown Trunk Height | 47 | Nr | SAR | 4583
ALYA-05.1 | 1 | 1.004 |  | Kingdom of Saudi Arabia | Jeddah | Open Spaces | Red Sea Village | Marina Beach | RSG | SALCO | Award | 2021 | Fixed Price Lump Sum | SITE WORK | Landscaping | Palms; | 47 | Nr | SAR | 3782
ALYA-05.1 | 1 | 1.004 |  | Kingdom of Saudi Arabia | Jeddah | Open Spaces | Red Sea Village | Marina Beach | RSG | SALCO | Award | 2021 | Fixed Price Lump Sum | SITE WORK | Landscaping | Palms;Washingtonia Robusta, Ref. Wash.R4* - 4M Brown Trunk Height | 47 | Nr | SAR | 3360
ALYA-05.1 | 1 | 1.004 |  | Kingdom of Saudi Arabia | Jeddah | Open Spaces | Red Sea Village | Marina Beach | RSG | SALCO | Award | 2021 | Fixed Price Lump Sum | SITE WORK | Landscaping | Trees;Hibiscus Tiliaceus, Ref. Hibi.T - 1.8M Clear Stem Height, 60 To 70Mm Caliper | 33 | Nr | SAR | 1464
ALYA-05.1 | 1 | 1.004 |  | Kingdom of Saudi Arabia | Jeddah | Open Spaces | Red Sea Village | Marina Beach | RSG | SALCO | Award | 2021 | Fixed Price Lump Sum | SITE WORK | Landscaping | Trees;Tabebuia Rosea, Ref. Tabe.R - 1.8M Clear Stem Height, 60 To 70Mm Caliper | 36 | Nr | SAR | 1464
ALYA-05.1 | 1 | 1.0041 |  | Kingdom of Saudi Arabia | Jeddah | Open Spaces | Red Sea Village | Marina Beach | RSG | SALCO | Award | 2021 | Fixed Price Lump Sum | SITE WORK | Landscaping | Trees;Terminalia Catappa, Ref. Term.C - 1.8M Clear Stem Height, 60 To 70Mm Caliper | 3 | Nr | SAR | 1298
ALYA-05.1 | 1 | 1.0041 |  | Kingdom of Saudi Arabia | Jeddah | Open Spaces | Red Sea Village | Marina Beach | RSG | SALCO | Award | 2021 | Fixed Price Lump Sum | SITE WORK | Landscaping | Palms, Trees, Shrubs And The Like With Healthy Fully Developed Root Balls, Undamaged And Free From Pests And Diseases, Planted In Prepared Ground As Detailed, Including All Compost And Fertilizers, Tree Stakes, Tree Ties, Temporary Planting Screens And The Like;Shrubs;Atriplex Halimus, Ref. Atri.H, 0.50-0.60M Height, Min. 3 Breaks | 1271 | Nr | SAR | 21
ALYA-05.1 | 1 | 1.0041 |  | Kingdom of Saudi Arabia | Jeddah | Open Spaces | Red Sea Village | Marina Beach | RSG | SALCO | Award | 2021 | Fixed Price Lump Sum | SITE WORK | Landscaping | Palms, Trees, Shrubs And The Like With Healthy Fully Developed Root Balls, Undamaged And Free From Pests And Diseases, Planted In Prepared Ground As Detailed, Including All Compost And Fertilizers, Tree Stakes, Tree Ties, Temporary Planting Screens And The Like;Shrubs;Bougainvillea Glabra Red, Ref. Boug.Gr - 0.40-0.50M Spread | 435 | Nr | SAR | 21
ALYA-05.1 | 1 | 1.0041 |  | Kingdom of Saudi Arabia | Jeddah | Open Spaces | Red Sea Village | Marina Beach | RSG | SALCO | Award | 2021 | Fixed Price Lump Sum | SITE WORK | Landscaping | Palms, Trees, Shrubs And The Like With Healthy Fully Developed Root Balls, Undamaged And Free From Pests And Diseases, Planted In Prepared Ground As Detailed, Including All Compost And Fertilizers, Tree Stakes, Tree Ties, Temporary Planting Screens And The Like;Shrubs;Clerodendrum Inerme, Ref. Cler.I - 0.50 To 0.60M Height, Min. 3 Breaks | 1717 | Nr | SAR | 21
ALYA-05.1 | 1 | 1.0041 |  | Kingdom of Saudi Arabia | Jeddah | Open Spaces | Red Sea Village | Marina Beach | RSG | SALCO | Award | 2021 | Fixed Price Lump Sum | SITE WORK | Landscaping | Palms, Trees, Shrubs And The Like With Healthy Fully Developed Root Balls, Undamaged And Free From Pests And Diseases, Planted In Prepared Ground As Detailed, Including All Compost And Fertilizers, Tree Stakes, Tree Ties, Temporary Planting Screens And The Like;Shrubs;Scaevola Frutescens, Ref. Scae.F - 0.60 To 0.70M Height, Min. 3 Breaks | 644 | Nr | SAR | 35
ALYA-05.1 | 1 | 1.0041 |  | Kingdom of Saudi Arabia | Jeddah | Open Spaces | Red Sea Village | Marina Beach | RSG | SALCO | Award | 2021 | Fixed Price Lump Sum | SITE WORK | Landscaping | Palms, Trees, Shrubs And The Like With Healthy Fully Developed Root Balls, Undamaged And Free From Pests And Diseases, Planted In Prepared Ground As Detailed, Including All Compost And Fertilizers, Tree Stakes, Tree Ties, Temporary Planting Screens And The Like;Shrubs;Tecoma Smithii, Ref. Teco.Sm - 0.60 To 0.70M Height, Min. 3 Breaks | 403 | Nr | SAR | 24
ALYA-05.1 | 1 | 1.0041 |  | Kingdom of Saudi Arabia | Jeddah | Open Spaces | Red Sea Village | Marina Beach | RSG | SALCO | Award | 2021 | Fixed Price Lump Sum | SITE WORK | Landscaping | Palms, Trees, Shrubs And The Like With Healthy Fully Developed Root Balls, Undamaged And Free From Pests And Diseases, Planted In Prepared Ground As Detailed, Including All Compost And Fertilizers, Tree Stakes, Tree Ties, Temporary Planting Screens And The Like;Shrubs;Vitex Trifolia Purpurea, Ref. Vite.Tp - 0.60 To 0.70M Height, Min. 3 Breaks | 636 | Nr | SAR | 23
ALYA-05.1 | 1 | 1.0041 |  | Kingdom of Saudi Arabia | Jeddah | Open Spaces | Red Sea Village | Marina Beach | RSG | SALCO | Award | 2021 | Fixed Price Lump Sum | SITE WORK | Landscaping | Palms, Trees, Shrubs And The Like With Healthy Fully Developed Root Balls, Undamaged And Free From Pests And Diseases, Planted In Prepared Ground As Detailed, Including All Compost And Fertilizers, Tree Stakes, Tree Ties, Temporary Planting Screens And The Like;Ground Covers;Portulacaria Afra, Ref. Port.A - 0.30M Spread | 1195 | Nr | SAR | 9
ALYA-05.1 | 1 | 1.0041 |  | Kingdom of Saudi Arabia | Jeddah | Open Spaces | Red Sea Village | Marina Beach | RSG | SALCO | Award | 2021 | Fixed Price Lump Sum | SITE WORK | Landscaping | Palms, Trees, Shrubs And The Like With Healthy Fully Developed Root Balls, Undamaged And Free From Pests And Diseases, Planted In Prepared Ground As Detailed, Including All Compost And Fertilizers, Tree Stakes, Tree Ties, Temporary Planting Screens And The Like;Ground Covers;Portulaca Grandiflora, Ref. Port.G, 0.30M Spread | 3579 | Nr | SAR | 7
ALYA-05.1 | 1 | 1.0041 |  | Kingdom of Saudi Arabia | Jeddah | Open Spaces | Red Sea Village | Marina Beach | RSG | SALCO | Award | 2021 | Fixed Price Lump Sum | SITE WORK | Landscaping | Palms, Trees, Shrubs And The Like With Healthy Fully Developed Root Balls, Undamaged And Free From Pests And Diseases, Planted In Prepared Ground As Detailed, Including All Compost And Fertilizers, Tree Stakes, Tree Ties, Temporary Planting Screens And The Like;Ground Covers;Sesuvium Green Carpet, Ref. Sesu.Gc - 0.15M Height Cuttings | 658 | Nr | SAR | 7
ALYA-05.1 | 1 | 1.0042 |  | Kingdom of Saudi Arabia | Jeddah | Open Spaces | Red Sea Village | Marina Beach | RSG | SALCO | Award | 2021 | Fixed Price Lump Sum | SITE WORK | Landscaping | Palms, Trees, Shrubs And The Like With Healthy Fully Developed Root Balls, Undamaged And Free From Pests And Diseases, Planted In Prepared Ground As Detailed, Including All Compost And Fertilizers, Tree Stakes, Tree Ties, Temporary Planting Screens And The Like;Ground Covers;Vitex Rotundifolia, Ref. Vite.R - 0.30M Spread | 418 | Nr | SAR | 7
ALYA-05.1 | 1 | 1.0042 |  | Kingdom of Saudi Arabia | Jeddah | Open Spaces | Red Sea Village | Marina Beach | RSG | SALCO | Award | 2021 | Fixed Price Lump Sum | SITE WORK | Landscaping | Palms, Trees, Shrubs And The Like With Healthy Fully Developed Root Balls, Undamaged And Free From Pests And Diseases, Planted In Prepared Ground As Detailed, Including All Compost And Fertilizers, Tree Stakes, Tree Ties, Temporary Planting Screens And The Like;Succulents;Pandanus Baptistii Variegata, Ref. Pand.Bv - 0.50 To 0.60M Height | 564 | Nr | SAR | 83
ALYA-05.1 | 1 | 1.0042 |  | Kingdom of Saudi Arabia | Jeddah | Open Spaces | Red Sea Village | Marina Beach | RSG | SALCO | Award | 2021 | Fixed Price Lump Sum | SITE WORK | Landscaping | Palms, Trees, Shrubs And The Like With Healthy Fully Developed Root Balls, Undamaged And Free From Pests And Diseases, Planted In Prepared Ground As Detailed, Including All Compost And Fertilizers, Tree Stakes, Tree Ties, Temporary Planting Screens And The Like;Grass;Pennisetum Setaceum, Ref. Penn.S - 0.50 To 0.60M Height | 487 | Nr | SAR | 55
ALYA-05.1 | 1 | 1.0042 |  | Kingdom of Saudi Arabia | Jeddah | Open Spaces | Red Sea Village | Marina Beach | RSG | SALCO | Award | 2021 | Fixed Price Lump Sum | SITE WORK | Site preparation | Site Preparation;General Site Clearance | 3699 | m² | SAR | 4
ALYA-05.1 | 1 | 1.0042 |  | Kingdom of Saudi Arabia | Jeddah | Open Spaces | Red Sea Village | Marina Beach | RSG | SALCO | Award | 2021 | Fixed Price Lump Sum | SITE WORK | Filling | Filling;Well Compacted Selected Excavated Material (Provisional Item) | 367 | m³ | SAR | 19
ALYA-05.1 | 1 | 1.0042 |  | Kingdom of Saudi Arabia | Jeddah | Open Spaces | Red Sea Village | Marina Beach | RSG | SALCO | Award | 2021 | Fixed Price Lump Sum | SITE WORK | Paving and surfacing | Precast Concrete Block Paving Laid To Pattern With Required Colour, On And Including 50Mm Thick Sharp Sand Bed On Compacted Sub-Base, Complete As Per Engineer'S Approval;200 X 400 X 60Mm In Shot Blasted Finish Ref: Paving Type 1 | 1074 | m² | SAR | 175
ALYA-05.1 | 1 | 1.0042 |  | Kingdom of Saudi Arabia | Jeddah | Open Spaces | Red Sea Village | Marina Beach | RSG | SALCO | Award | 2021 | Fixed Price Lump Sum | SITE WORK | Paving and surfacing | Precast Concrete Block Paving Laid To Pattern With Required Colour, On And Including 50Mm Thick Sharp Sand Bed On Compacted Sub-Base, Complete As Per Engineer'S Approval;900 X 150 X 150Mm In Bespoke Distressed Finish Ref: Paving Type 2 | 834 | m² | SAR | 271
ALYA-05.1 | 1 | 1.0042 |  | Kingdom of Saudi Arabia | Jeddah | Open Spaces | Red Sea Village | Marina Beach | RSG | SALCO | Award | 2021 | Fixed Price Lump Sum | SITE WORK | Paving and surfacing | Precast Concrete Block Paving Laid To Pattern With Required Colour, On And Including 50Mm Thick Sharp Sand Bed On Compacted Sub-Base, Complete As Per Engineer'S Approval;200 X 400 X 80Mm In Shot Blasted Finish Ref: Vehicular Paving | 591 | m² | SAR | 188
ALYA-05.1 | 1 | 1.0042 |  | Kingdom of Saudi Arabia | Jeddah | Open Spaces | Red Sea Village | Marina Beach | RSG | SALCO | Award | 2021 | Fixed Price Lump Sum | SITE WORK | Paving and surfacing | Precast Concrete Block Paving Laid To Pattern With Required Colour, On And Including 50Mm Thick Sharp Sand Bed On Compacted Sub-Base, Complete As Per Engineer'S Approval;200 X 400 X 80Mm In Shot Blasted Finish Ref: Car Park Paving | 188 | m² | SAR | 188
ALYA-05.1 | 1 | 1.0042 |  | Kingdom of Saudi Arabia | Jeddah | Open Spaces | Red Sea Village | Marina Beach | RSG | SALCO | Award | 2021 | Fixed Price Lump Sum | SITE WORK | Paving and surfacing | Precast Concrete Block Paving Laid To Pattern With Required Colour, On And Including 50Mm Thick Sharp Sand Bed On Compacted Sub-Base, Complete As Per Engineer'S Approval;200 X 600 X 60Mm In Shot Blasted Finish Ref. Ramp | 82 | m² | SAR | 206
ALYA-05.1 | 1 | 1.0043 |  | Kingdom of Saudi Arabia | Jeddah | Open Spaces | Red Sea Village | Marina Beach | RSG | SALCO | Award | 2021 | Fixed Price Lump Sum | SITE WORK | Paving and surfacing | Precast Concrete Paving Band Laid To Pattern With Required Colour, On And Including 25Mm Thick Full Mortar Bed On Concrete Base And Compacted Sub-Base, Complete As Per Engineer'S Approval;400 X 400 X 60Mm In Shot Blasted Finish Ref: Paving Type 1, Planting Edge | 392 | m | SAR | 129
ALYA-05.1 | 1 | 1.0043 |  | Kingdom of Saudi Arabia | Jeddah | Open Spaces | Red Sea Village | Marina Beach | RSG | SALCO | Award | 2021 | Fixed Price Lump Sum | SITE WORK | Paving and surfacing | Precast Concrete Paving Band Laid To Pattern With Required Colour, On And Including 25Mm Thick Full Mortar Bed On Concrete Base And Compacted Sub-Base, Complete As Per Engineer'S Approval;200 X 200 X 60Mm In Shot Blasted Finish, Paving Band To Planting Edge, Ref. Drawing 10001 And 10002 | 119 | m | SAR | 60
ALYA-05.1 | 1 | 1.0043 |  | Kingdom of Saudi Arabia | Jeddah | Open Spaces | Red Sea Village | Marina Beach | RSG | SALCO | Award | 2021 | Fixed Price Lump Sum | SITE WORK | Paving and surfacing | Precast Concrete Block, Cut To Radius As Required, 10Mm Radius To Outer Edge And Profiled As Shown, With Required Colour, On And Including Mortar Bed, Reinforced Concrete Base And Compacted Sub-Base, Complete As Per Engineer'S Approval;400 X 400 X 150Mm In Shot Blasted Finish Ref: Paving Type 1, Sand Edge | 32 | m | SAR | 168
ALYA-05.1 | 1 | 1.0043 |  | Kingdom of Saudi Arabia | Jeddah | Open Spaces | Red Sea Village | Marina Beach | RSG | SALCO | Award | 2021 | Fixed Price Lump Sum | SITE WORK | Paving and surfacing | Reinforced Concrete Edge Band, Comprising Of Mortar Bedded On Reinforced Concrete Base And Compacted Sub-Base, Complete As Per Engineer'S Approval ;Edge Band, Ref: Paving Type 2 | 316 | m | SAR | 467
ALYA-05.1 | 1 | 1.0043 |  | Kingdom of Saudi Arabia | Jeddah | Open Spaces | Red Sea Village | Marina Beach | RSG | SALCO | Award | 2021 | Fixed Price Lump Sum | SITE WORK | Paving and surfacing | Precast Concrete Hazard Warning Tactile Band Laid To Pattern With Required Colour, On And Including 25Mm Thick Full Mortar Bed On Concrete Base And Compacted Sub-Base, Complete As Per Engineer'S Approval;300 X 600 X 60Mm In Shot Blasted Finish, Ref. Hazard Warning Tactile Band At Steps (600Mm Wide Band) | 15 | m | SAR | 198
ALYA-05.1 | 1 | 1.0043 |  | Kingdom of Saudi Arabia | Jeddah | Open Spaces | Red Sea Village | Marina Beach | RSG | SALCO | Award | 2021 | Fixed Price Lump Sum | SITE WORK | Paving and surfacing | Precast Concrete Hazard Warning Tactile Band Laid To Pattern With Required Colour, On And Including 25Mm Thick Full Mortar Bed On Concrete Base And Compacted Sub-Base, Complete As Per Engineer'S Approval;300 X 600 X 60Mm In Shot Blasted Finish, Ref. Hazard Warning Tactile Band At Ramp (900Mm Wide Band) | 16 | m | SAR | 296
ALYA-05.1 | 1 | 1.0043 |  | Kingdom of Saudi Arabia | Jeddah | Open Spaces | Red Sea Village | Marina Beach | RSG | SALCO | Award | 2021 | Fixed Price Lump Sum | SITE WORK | Landscaping | Palm Pit;Precast Concrete Paving Band Laid To Pattern With Required Colour, On And Including 25Mm Thick Full Mortar Bed On Concrete Base And Compacted Sub-Base, Complete As Per Engineer'S Approval;100 X 100 X 60Mm In Shot Blasted Finish Ref: Palm Pit (200Mm Wide Band) | 27 | m | SAR | 60
ALYA-05.1 | 1 | 1.0043 |  | Kingdom of Saudi Arabia | Jeddah | Open Spaces | Red Sea Village | Marina Beach | RSG | SALCO | Award | 2021 | Fixed Price Lump Sum | SITE WORK | Landscaping | Maintenance Edge;Pressed Precast Concrete Maintenance Edge Laid To Pattern With Required Colour, On And Including 25Mm Thick Full Mortar Bed On Concrete Base And Compacted Sub-Base, Complete As Per Engineer'S Approval;350 X 350 X 60Mm In Shot Blasted Finish Ref: Maintenance Edge | 283 | m | SAR | 116
ALYA-05.1 | 1 | 1.0043 |  | Kingdom of Saudi Arabia | Jeddah | Open Spaces | Red Sea Village | Marina Beach | RSG | SALCO | Award | 2021 | Fixed Price Lump Sum | SITE WORK | Landscaping | Metal Edge;Aluminium Edging, Brushed Finish With Required Colour, Fixed As Per Manufacturer'S Recommendations, Complete As Per Engineer'S Approval ;100Mm High, Ref Metal Edge | 41 | m | SAR | 40
ALYA-05.1 | 1 | 1.0043 |  | Kingdom of Saudi Arabia | Jeddah | Open Spaces | Red Sea Village | Marina Beach | RSG | SALCO | Award | 2021 | Fixed Price Lump Sum | SITE WORK | Paving and surfacing | Precast Concrete Mowing Edge Laid To Pattern With Required Colour, On And Including 25Mm Thick Full Mortar Bed On Concrete Base And Compacted Sub-Base, Complete As Per Engineer'S Approval;100 X 100 X 60Mm In Shot Blasted Finish, Ref. Mowing Edge | 130 | m | SAR | 32
ALYA-05.1 | 1 | 1.0044 |  | Kingdom of Saudi Arabia | Jeddah | Open Spaces | Red Sea Village | Marina Beach | RSG | SALCO | Award | 2021 | Fixed Price Lump Sum | SITE WORK | Landscaping | Gravel Surface;20 - 30Mm Dia. Sieve Size Local Crushed Stone Gravel With Required Colour, Loose Laid In 100Mm Thick Layer Over Geotextile Membrane On Compacted Sub-Base, Complete As Per Engineer'S Approval | 120 | m² | SAR | 33
ALYA-05.1 | 1 | 1.0044 |  | Kingdom of Saudi Arabia | Jeddah | Open Spaces | Red Sea Village | Marina Beach | RSG | SALCO | Award | 2021 | Fixed Price Lump Sum | SITE WORK | Paving and surfacing | Precast Concrete Step Laid To Pattern On And Including 25Mm Thick Mortar Bedding, Reinforced Concrete Structure And Compacted Sub-Base, Complete As Per Engineer'S Approval;400/450Mm X 800Mm X 100Mm Thick Steps And 150Mm Risers, Shot Blasted Finish, Ref: Step | 47 | m | SAR | 684
ALYA-05.1 | 1 | 1.0044 |  | Kingdom of Saudi Arabia | Jeddah | Open Spaces | Red Sea Village | Marina Beach | RSG | SALCO | Award | 2021 | Fixed Price Lump Sum | SITE WORK | Paving and surfacing | 400Mm Wide X 450Mm High Above Finished Floor Level, Ref. Planter Wall | 131 | m | SAR | 935
ALYA-05.1 | 1 | 1.0044 |  | Kingdom of Saudi Arabia | Jeddah | Open Spaces | Red Sea Village | Marina Beach | RSG | SALCO | Award | 2021 | Fixed Price Lump Sum | SITE WORK | Paving and surfacing | Shower Comprising Of Granite Paving, Granite Paving Band, 25Mm Thick Full Mortar Bed, Reinforced Concrete Foundation On Compacted Sub-Base, Brushed Stainless Steel Hollow Circular Post, Footwash And Propriety Buttons With Self-Closing System, Shower Fittings, 500X200Mm Bush-Hammered Granite Sump Cover, Drainage Inlet And Outlet, Including Bolts, Necessary Fixing Accessories, Fittings, Necessary Earthworks, Waterproofing, And All Other Required Works,;Shower Unit | 2 | Nr | SAR | 6675
ALYA-05.1 | 1 | 1.0044 |  | Kingdom of Saudi Arabia | Jeddah | Open Spaces | Red Sea Village | Marina Beach | RSG | SALCO | Award | 2021 | Fixed Price Lump Sum | SITE WORK | Paving and surfacing | Shower Comprising Of Granite Paving, Granite Paving Band, 25Mm Thick Full Mortar Bed, Reinforced Concrete Foundation On Compacted Sub-Base, Brushed Stainless Steel Hollow Circular Post, Footwash And Propriety Buttons With Self-Closing System, Shower Fittings, 500X200Mm Bush-Hammered Granite Sump Cover, Drainage Inlet And Outlet, Including Bolts, Necessary Fixing Accessories, Fittings, Necessary Earthworks, Waterproofing, And All Other Required Works,;300X300X50Mm Thick Granite Paving Band In Bush-Hammered Finish, Ref Shower | 13 | m | SAR | 167
ALYA-05.1 | 1 | 1.0044 |  | Kingdom of Saudi Arabia | Jeddah | Open Spaces | Red Sea Village | Marina Beach | RSG | SALCO | Award | 2021 | Fixed Price Lump Sum | SITE WORK | Paving and surfacing | Shower Comprising Of Granite Paving, Granite Paving Band, 25Mm Thick Full Mortar Bed, Reinforced Concrete Foundation On Compacted Sub-Base, Brushed Stainless Steel Hollow Circular Post, Footwash And Propriety Buttons With Self-Closing System, Shower Fittings, 500X200Mm Bush-Hammered Granite Sump Cover, Drainage Inlet And Outlet, Including Bolts, Necessary Fixing Accessories, Fittings, Necessary Earthworks, Waterproofing, And All Other Required Works,;500X200X50Mm Thick Granite Paver In Bush-Hammered Finish, Ref Shower | 3 | m² | SAR | 334
ALYA-05.1 | 1 | 1.0044 |  | Kingdom of Saudi Arabia | Jeddah | Open Spaces | Red Sea Village | Marina Beach | RSG | SALCO | Award | 2021 | Fixed Price Lump Sum | METALWORK | Non structural metalwork | Shade Structure Including Powder Coated Galvanised Steel Rectangular Hollow Section Frame, Beams And Steel Posts Welded To Base Plates And Fixed To Concrete Base Using Stainless Steel Anchor Bolts, 6Mm Thick Perforated Powder Coated Aluminium Sheet Canopy Fixed To Steel Beam And Frame Using Steel Stud, Necessary Earthworks, Waterproofing, ;Area 55M2 - To Paving Area | 1 | Nr | SAR | 110138
ALYA-05.1 | 1 | 1.0044 |  | Kingdom of Saudi Arabia | Jeddah | Open Spaces | Red Sea Village | Marina Beach | RSG | SALCO | Award | 2021 | Fixed Price Lump Sum | METALWORK | Non structural metalwork | Tensile Hdpe Fabric Shade Structure (Finish -Knitted, Colour - Light Beige) Fixed To Powder Coated Galvanized Steel Posts Including Pre-Fitted Post Pad Filled With Polyurethane Foam And Covered In 18Oz. Vinyl Coated Polyester Fabric 1500Mm High From Base Of Post, Base Plate, Anchor Bolts, Supports, Fittings And Accessories, Reinforced Concrete Footing, Blinding, Polyethylene Sheet, Waterproofing, All Necessary Earthworks,;Overall Area 226M2 - To Play Area | 1 | Nr | SAR | 181026
ALYA-05.1 | 1 | 1.0044 |  | Kingdom of Saudi Arabia | Jeddah | Open Spaces | Red Sea Village | Marina Beach | RSG | SALCO | Award | 2021 | Fixed Price Lump Sum | SPECIAL CONSTRUCTION | Enclosures | Supply And Installation Of Toilet Block Shade Structure Including Earthworks, Waterproofing, Structural And Architectural, Works, Complete To Engineer'S Approval And Specifications, And As Shown On Drawings, 69 Sqm Each | 2 | Nr | SAR | 138173
ALYA-05.1 | 1 | 1.0044 |  | Kingdom of Saudi Arabia | Jeddah | Open Spaces | Red Sea Village | Marina Beach | RSG | SALCO | Award | 2021 | Fixed Price Lump Sum | SPECIAL CONSTRUCTION | Enclosures | Supply And Installation Of Toilet Block Shade Structure Including Earthworks, Waterproofing, Structural And Architectural, Works, Complete To Engineer'S Approval And Specifications, And As Shown On Drawings, 73 Sqm Each | 2 | Nr | SAR | 146183
ALYA-05.1 | 1 | 1.0045 |  | Kingdom of Saudi Arabia | Jeddah | Open Spaces | Red Sea Village | Marina Beach | RSG | SALCO | Award | 2021 | Fixed Price Lump Sum | SPECIAL CONSTRUCTION | Enclosures | Toilet Block;Supply And Installation Of Toilet Works Including Earthworks, Waterproofing, Structural And Architectural Works, Complete To Engineer'S Approval And Specifications, And As Shown On Drawings, 70 Sqm | 2 | Nr | SAR | 327075
ALYA-05.1 | 1 | 1.0045 |  | Kingdom of Saudi Arabia | Jeddah | Open Spaces | Red Sea Village | Marina Beach | RSG | SALCO | Award | 2021 | Fixed Price Lump Sum | SPECIAL CONSTRUCTION | Enclosures | Toilet Block;Mechanical Works For Toilet Block Wherever Required, Complete To Engineer'S Approval And Specifications, And As Shown On Drawings, 70 Sqm | 2 | Nr | SAR | 233625
ALYA-05.1 | 1 | 1.0045 |  | Kingdom of Saudi Arabia | Jeddah | Open Spaces | Red Sea Village | Marina Beach | RSG | SALCO | Award | 2021 | Fixed Price Lump Sum | SPECIAL CONSTRUCTION | Enclosures | Toilet Block;Design, Supply And Installation Of All Secondary Power And Electric Circuitry And/Or Secondary Network For Toilet Block Wherever Required, Starting From Primary Network Termination Points, Complete To Engineer'S Approval And Specifications, And As Shown On Drawings, 70 Sqm | 2 | Nr | SAR | 93450
ALYA-05.1 | 1 | 1.0045 |  | Kingdom of Saudi Arabia | Jeddah | Open Spaces | Red Sea Village | Marina Beach | RSG | SALCO | Award | 2021 | Fixed Price Lump Sum | SPECIAL CONSTRUCTION | Enclosures | Guard House;Supply And Installation Of Guard House Works Including Earthworks, Waterproofing, Structural And Architectural Works, Complete To Engineer'S Approval And Specifications, And As Shown On Drawings, 21 Sqm | 1 | Nr | SAR | 106800
ALYA-05.1 | 1 | 1.0045 |  | Kingdom of Saudi Arabia | Jeddah | Open Spaces | Red Sea Village | Marina Beach | RSG | SALCO | Award | 2021 | Fixed Price Lump Sum | SPECIAL CONSTRUCTION | Enclosures | Guard House;Mechanical Works For Guard House Wherever Required, Complete To Engineer'S Approval And Specifications, And As Shown On Drawings, 21 Sqm | 1 | Nr | SAR | 28035
ALYA-05.1 | 1 | 1.0045 |  | Kingdom of Saudi Arabia | Jeddah | Open Spaces | Red Sea Village | Marina Beach | RSG | SALCO | Award | 2021 | Fixed Price Lump Sum | SPECIAL CONSTRUCTION | Enclosures | Guard House;Design, Supply And Installation Of All Secondary Power And Electric Circuitry And/Or Secondary Network For Guard House Wherever Required, Starting From Primary Network Termination Points, Complete To Engineer'S Approval And Specifications, And As Shown On Drawings, 21 Sqm | 1 | Nr | SAR | 14018
ALYA-05.1 | 1 | 1.0045 |  | Kingdom of Saudi Arabia | Jeddah | Open Spaces | Red Sea Village | Marina Beach | RSG | SALCO | Award | 2021 | Fixed Price Lump Sum | METALWORK | Non structural metalwork | Handrail Comprising 50Mm Dia. Brushed Stainless Steel Top Rail And Post Welded To Steel Base Plate And Fixed To Reinforced Concrete Base On Compacted Sub-Base, Including Anchor Bolts, All Necessary Earthworks, Waterproofing, Fittings And Fixing Accessories,;Handrail, 1100Mm High Above Finished Floor Level | 5 | m | SAR | 1402
ALYA-05.1 | 1 | 1.0045 |  | Kingdom of Saudi Arabia | Jeddah | Open Spaces | Red Sea Village | Marina Beach | RSG | SALCO | Award | 2021 | Fixed Price Lump Sum | METALWORK | Non structural metalwork | Handrail Comprising 50Mm Dia. Brushed Stainless Steel Top Rail And Post Welded To Steel Base Plate With 25Mm Dia Support Rail And Fixed To Reinforced Concrete Base On Compacted Sub-Base, Including Anchor Bolts, All Necessary Earthworks, Waterproofing, Fittings And Fixing Accessories,;Handrail, 900Mm High Above Finished Floor Level, Ref. Ramp | 37 | m | SAR | 1402
ALYA-05.1 | 1 | 1.0045 |  | Kingdom of Saudi Arabia | Jeddah | Open Spaces | Red Sea Village | Marina Beach | RSG | SALCO | Award | 2021 | Fixed Price Lump Sum | SITE WORK | Fencing | Powder Coated Galvanized Steel Fence Including 20X20Mm Vertical Square Hollow Section Steel Posts,75X75Mm Vertical Square Hollow Columns, 20X20Mm Square Hollow Frame, All Powder Coated Hot Dip Galvanized Steel, With Steel Base Plates Fixed To Reinforced Concrete Foundation On Compacted Sub-Base, Including All Necessary Earthworks, Waterproofing, Anchor Bolts, Fittings, Fixing Accessories, Complete To Engineer'S Details;Fence, 1300Mm High | 227 | m | SAR | 2003
ALYA-05.1 | 1 | 1.0045 |  | Kingdom of Saudi Arabia | Jeddah | Open Spaces | Red Sea Village | Marina Beach | RSG | SALCO | Award | 2021 | Fixed Price Lump Sum | SITE WORK | Fencing | Powder Coated Galvanized Steel Fence Including 20X20Mm Vertical Square Hollow Section Steel Posts,75X75Mm Vertical Square Hollow Columns, 20X20Mm Square Hollow Frame, All Powder Coated Hot Dip Galvanized Steel, With Steel Base Plates Fixed To Reinforced Concrete Foundation On Compacted Sub-Base, Including All Necessary Earthworks, Waterproofing, Anchor Bolts, Fittings, Fixing Accessories, Complete To Engineer'S Details;E/O Gate, 4000Mm Wide | 1 | Nr | SAR | 9345
ALYA-05.1 | 1 | 1.0046 |  | Kingdom of Saudi Arabia | Jeddah | Open Spaces | Red Sea Village | Marina Beach | RSG | SALCO | Award | 2021 | Fixed Price Lump Sum | SITE WORK | Fencing | Stainless Steel Controlled Access Gate Comprising Of Stainless Steel Top Cover, Anodized Aluminium Hub, Stainless Steel Access Door, Stainless Steel Cabinet, Stainless Steel Arm, Cover Lock, Concealed Hinges, Including All Mechanical And Electrical Installation Works;Controlled Access Gate, Size 684.7 X 180 X 963.5Mm High | 2 | Nr | SAR | 20025
ALYA-05.1 | 1 | 1.0046 |  | Kingdom of Saudi Arabia | Jeddah | Open Spaces | Red Sea Village | Marina Beach | RSG | SALCO | Award | 2021 | Fixed Price Lump Sum | METALWORK | Non structural metalwork | Play Are A Fence Consisting Of 100Mm Diameter Prefabricated Powder Coated Mild And Galvanized Steel Pipes In Light, Medium And Dark Green Colours, Fixed To Reinforced Concrete Foundation Using Steel Base Plates And Anchor Bolts, On Compacted Sub-Base, Including Necessary Earthworks, Waterproofing, Fittings And Fixing Accessories,;Play Area Fence, Various Heights Min. 600Mm Below Finish Floor Level, And Min. 500 To Max. 1000Mm Above Finished Floor Level | 46 | m | SAR | 1335
ALYA-05.1 | 1 | 1.0046 |  | Kingdom of Saudi Arabia | Jeddah | Open Spaces | Red Sea Village | Marina Beach | RSG | SALCO | Award | 2021 | Fixed Price Lump Sum | METALWORK | Non structural metalwork | Volleyball Court On Existing Beach Sand Comprising 150Mm Diameter Hardwood Tree Trunk, Oiled Finish Timber Posts 2400Mm High Above Beach Sand, Fixed To Reinforced Concrete Footings, Including Decorative Hemp Rope, Volley Ball Net And Beach Court Marker To Specialist'S Details, Including All Necessary Earthworks, Waterproofing, ;Volleyball Court, Size 18M X 9M | 1 | Nr | SAR | 100125
ALYA-05.1 | 1 | 1.0046 |  | Kingdom of Saudi Arabia | Jeddah | Open Spaces | Red Sea Village | Marina Beach | RSG | SALCO | Award | 2021 | Fixed Price Lump Sum | ACCESSORIES | Generally | Litter Bin;Supply And Fix Aluminium Litter Bin, Including Reinforced Concrete Footing On Compacted Sub-Base, Necessary Earthwork, Waterproofing, Fittings And Fixing Accessories;Powder Coated Aluminium Litter Bin With Embossed Pattern And Required Colour, Size 410 X 372 X 912Mm High Above Finished Floor Level | 13 | Nr | SAR | 5741
ALYA-05.1 | 1 | 1.0046 |  | Kingdom of Saudi Arabia | Jeddah | Open Spaces | Red Sea Village | Marina Beach | RSG | SALCO | Award | 2021 | Fixed Price Lump Sum | ACCESSORIES | Generally | Bench ;Bench Comprising Of Hardwood Timber Board Battens In Minimum 8Mm Gaps And Including Finishes, Size 50 X 120Mm To Seats And 25 X 100Mm Inclined Back Rest Fixed To Galvanised Steel Flat Member And To Concrete Block, 50Mm Wide Galvanized Steel Flat Member With Paint Finish Fixed To Concrete Seat Block For Fixing Timber Board, Including Fair Faced Finished Pressed Precast Concrete Seat Block With Stamped Pattern, Finishes, Fittings And Fixing Accessories, Rcc Foundation, Necessary Earthwork, Blinding, Polyethylene Sheet, Waterproofing, Compacted Sub-Base, Complete As Per Specialist'S And Engineer'S Approval;Overall Size 2000 X 500 X 450Mm High | 10 | Nr | SAR | 6942
ALYA-05.1 | 1 | 1.0046 |  | Kingdom of Saudi Arabia | Jeddah | Open Spaces | Red Sea Village | Marina Beach | RSG | SALCO | Award | 2021 | Fixed Price Lump Sum | ACCESSORIES | Generally | Bench;Fair Face Finish Precast Concrete Seat Block With Stamped Pattern And Required Colour, On And Including Reinforced Concrete Base On Compacted Sub Base, Necessary Earthwork, Waterproofing, Steel Dowel For Fixing Concrete Bench;Overall Size 2000 X 500 X 450Mm High (Optional) | 10 | Nr | SAR | 2336
ALYA-05.1 | 1 | 1.0046 |  | Kingdom of Saudi Arabia | Jeddah | Open Spaces | Red Sea Village | Marina Beach | RSG | SALCO | Award | 2021 | Fixed Price Lump Sum | ACCESSORIES | Generally | Cycle Rack;Powder Coated Cast Aluminium Cycle Rack With Required Colours Including Necessary Reinforced Concrete Footing On Compacted Sub-Base, Necessary Earthworks, Waterproofing, Fittings, Accessories, Complete To Manufacturer / Engineer'S Details And Specifications,;Overall Size 240 X 60 X 1090Mm Overall Height | 5 | Nr | SAR | 2003
ALYA-05.1 | 1 | 1.0046 |  | Kingdom of Saudi Arabia | Jeddah | Open Spaces | Red Sea Village | Marina Beach | RSG | SALCO | Award | 2021 | Fixed Price Lump Sum | CONCRETE WORK | Precast concrete | Seat;Precast Concrete Seat With Honed Finish, Mechanically Fixed To Concrete Base Including Reinforced Concrete Foundation, Necessary Blinding, Polyethylene Sheet, Waterproofing, Compacted Sub-Base, Necessary Earthworks, Fittings And Fixings Accessories, Complete As Per Engineer'S Approval;Overall Size 3900 X 600 X 550Mm High | 1 | Nr | SAR | 26033
ALYA-05.1 | 1 | 1.0046 |  | Kingdom of Saudi Arabia | Jeddah | Open Spaces | Red Sea Village | Marina Beach | RSG | SALCO | Award | 2021 | Fixed Price Lump Sum | CONCRETE WORK | Precast concrete | Seat;Precast Concrete Seat With Honed Finish, Mechanically Fixed To Concrete Base Including Reinforced Concrete Foundation, Necessary Blinding, Polyethylene Sheet, Waterproofing, Compacted Sub-Base, Necessary Earthworks, Fittings And Fixings Accessories, Complete As Per Engineer'S Approval;Overall Size 1000 X 600 X 550Mm High | 2 | Nr | SAR | 2937
ALYA-05.1 | 1 | 1.0046 |  | Kingdom of Saudi Arabia | Jeddah | Open Spaces | Red Sea Village | Marina Beach | RSG | SALCO | Award | 2021 | Fixed Price Lump Sum | ACCESSORIES | Generally | Bollard;Stainless Steel Fold Down Fixed Bollard With Natural Finish, Fixed To Concrete, Including Base Plates, Bolts, Fittings And Other Fixing Accessories, Complete As Per Manufacturer'S Recommendation And Engineer'S Approval;Bollard - 600Mm High X 65Mm Diameter, Fold Down Bollard | 5 | Nr | SAR | 868
ALYA-05.1 | 1 | 1.0047 |  | Kingdom of Saudi Arabia | Jeddah | Open Spaces | Red Sea Village | Marina Beach | RSG | SALCO | Award | 2021 | Fixed Price Lump Sum | ACCESSORIES | Generally | Supply And Install Play Equipment Including Necessary Concrete Foundations, Compacted Sub Base, Necessary Earthworks, Waterproofing, All To Specialist'S Details, Complete As Per Engineer'S Approval;Forest Lake Boat (Nro520) | 1 | Nr | SAR | 69420
ALYA-05.1 | 1 | 1.0047 |  | Kingdom of Saudi Arabia | Jeddah | Open Spaces | Red Sea Village | Marina Beach | RSG | SALCO | Award | 2021 | Fixed Price Lump Sum | ACCESSORIES | Generally | Supply And Install Play Equipment Including Necessary Concrete Foundations, Compacted Sub Base, Necessary Earthworks, Waterproofing, All To Specialist'S Details, Complete As Per Engineer'S Approval;Cozy Dome | 1 | Nr | SAR | 36045
ALYA-05.1 | 1 | 1.0047 |  | Kingdom of Saudi Arabia | Jeddah | Open Spaces | Red Sea Village | Marina Beach | RSG | SALCO | Award | 2021 | Fixed Price Lump Sum | ACCESSORIES | Generally | Supply And Install Play Equipment Including Necessary Concrete Foundations, Compacted Sub Base, Necessary Earthworks, Waterproofing, All To Specialist'S Details, Complete As Per Engineer'S Approval;Facet Balance | 1 | Nr | SAR | 46725
ALYA-05.1 | 1 | 1.0047 |  | Kingdom of Saudi Arabia | Jeddah | Open Spaces | Red Sea Village | Marina Beach | RSG | SALCO | Award | 2021 | Fixed Price Lump Sum | ACCESSORIES | Generally | Supply And Install Play Equipment Including Necessary Concrete Foundations, Compacted Sub Base, Necessary Earthworks, Waterproofing, All To Specialist'S Details, Complete As Per Engineer'S Approval;Sand Raft (5671220) | 1 | Nr | SAR | 90780
ALYA-05.1 | 1 | 1.0047 |  | Kingdom of Saudi Arabia | Jeddah | Open Spaces | Red Sea Village | Marina Beach | RSG | SALCO | Award | 2021 | Fixed Price Lump Sum | ACCESSORIES | Generally | Supply And Install Play Equipment Including Necessary Concrete Foundations, Compacted Sub Base, Necessary Earthworks, Waterproofing, All To Specialist'S Details, Complete As Per Engineer'S Approval;Playo Sand And Mud Play | 1 | Nr | SAR | 96120
ALYA-05.1 | 1 | 1.0047 |  | Kingdom of Saudi Arabia | Jeddah | Open Spaces | Red Sea Village | Marina Beach | RSG | SALCO | Award | 2021 | Fixed Price Lump Sum | ACCESSORIES | Generally | Supply And Install Play Equipment Including Necessary Concrete Foundations, Compacted Sub Base, Necessary Earthworks, Waterproofing, All To Specialist'S Details, Complete As Per Engineer'S Approval;Sand Play Ship Nina | 1 | Nr | SAR | 96120
ALYA-05.1 | 1 | 1.0047 |  | Kingdom of Saudi Arabia | Jeddah | Open Spaces | Red Sea Village | Marina Beach | RSG | SALCO | Award | 2021 | Fixed Price Lump Sum | SITE WORK | Paving and surfacing | Reinforced Concrete Sand Pit Comprising Of 400Mm Wide, 400Mm High Sand Pit Wall With 500Mm Wide, 150Mm Thick Base, Filled With 400Mm Thick Double Washed White Play Ground Soft Sand (Grain Size 0.2 To 1.5Mm), Geotextile Membrane, Compacted Sub Base, Waterproofing, Necessary Earthworks All To Specialist'S Details, Complete As Per Engineer'S Approval | 286 | m² | SAR | 668
ALYA-05.1 | 1 | 1.0047 |  | Kingdom of Saudi Arabia | Jeddah | Open Spaces | Red Sea Village | Marina Beach | RSG | SALCO | Award | 2021 | Fixed Price Lump Sum | SITE WORK | Underground drainage | Upvc Pipework To Bs 3505, Class-E, Including All Fittings, Excavation, Sand Bedding, Back Filling As Specified, Cart Away Surplus, Warning Tape Markers, Thrust Blocks, All As Specified.;1 Inch Diameter Pipe | 360 | m | SAR | 33
ALYA-05.1 | 1 | 1.0047 |  | Kingdom of Saudi Arabia | Jeddah | Open Spaces | Red Sea Village | Marina Beach | RSG | SALCO | Award | 2021 | Fixed Price Lump Sum | SITE WORK | Underground drainage | Upvc Pipework To Bs 3505, Class-D, Including All Fittings, Excavation, Sand Bedding, Back Filling As Specified, Cart Away Surplus, Warning Tape Markers, Thrust Blocks, All As Specified; 1.5 Inch Diameter Pipe | 160 | m | SAR | 43
ALYA-05.1 | 1 | 1.0047 |  | Kingdom of Saudi Arabia | Jeddah | Open Spaces | Red Sea Village | Marina Beach | RSG | SALCO | Award | 2021 | Fixed Price Lump Sum | SITE WORK | Underground drainage | Upvc Pipework To Bs 3505, Class-D, Including All Fittings, Excavation, Sand Bedding, Back Filling As Specified, Cart Away Surplus, Warning Tape Markers, Thrust Blocks, All As Specified; 2 Inch Diameter Pipe | 80 | m | SAR | 67
ALYA-05.1 | 1 | 1.0048 |  | Kingdom of Saudi Arabia | Jeddah | Open Spaces | Red Sea Village | Marina Beach | RSG | SALCO | Award | 2021 | Fixed Price Lump Sum | SITE WORK | Underground drainage | Upvc Pipework To Bs 3505, Class-D, Including All Fittings, Excavation, Sand Bedding, Back Filling As Specified, Cart Away Surplus, Warning Tape Markers, Thrust Blocks, All As Specified; 3 Inch Diameter Pipe | 70 | m | SAR | 167
ALYA-05.1 | 1 | 1.0048 |  | Kingdom of Saudi Arabia | Jeddah | Open Spaces | Red Sea Village | Marina Beach | RSG | SALCO | Award | 2021 | Fixed Price Lump Sum | SITE WORK | Landscaping | Drip Risers As Specified | 110 | Nr | SAR | 93
ALYA-05.1 | 1 | 1.0048 |  | Kingdom of Saudi Arabia | Jeddah | Open Spaces | Red Sea Village | Marina Beach | RSG | SALCO | Award | 2021 | Fixed Price Lump Sum | SITE WORK | Underground drainage | Solenoid Valves, 2.0 Inch In Drip System | 1 | Nr | SAR | 2003
ALYA-05.1 | 1 | 1.0048 |  | Kingdom of Saudi Arabia | Jeddah | Open Spaces | Red Sea Village | Marina Beach | RSG | SALCO | Award | 2021 | Fixed Price Lump Sum | SITE WORK | Landscaping | For Solenoid Valves, 2.0 Inch In Drip System | 1 | Nr | SAR | 668
ALYA-05.1 | 1 | 1.0048 |  | Kingdom of Saudi Arabia | Jeddah | Open Spaces | Red Sea Village | Marina Beach | RSG | SALCO | Award | 2021 | Fixed Price Lump Sum | ELECTRICAL ENGINEERING INSTALLATIONS | Final sub-circuits and auxiliary installations | Supply And Install Light Fittings, Complete To The Approval Of The Engineer And/Or Contract Administrator, And As Shown On Drawings ;Bollard Light, Ref Xb1 | 14 | Nr | SAR | 4139
ALYA-05.1 | 1 | 1.0048 |  | Kingdom of Saudi Arabia | Jeddah | Open Spaces | Red Sea Village | Marina Beach | RSG | SALCO | Award | 2021 | Fixed Price Lump Sum | ELECTRICAL ENGINEERING INSTALLATIONS | Final sub-circuits and auxiliary installations | Supply And Install Light Fittings, Complete To The Approval Of The Engineer And/Or Contract Administrator, And As Shown On Drawings ;Column Light Type 3, Ref. Xc3 | 10 | Nr | SAR | 12883
ALYA-05.1 | 1 | 1.0048 |  | Kingdom of Saudi Arabia | Jeddah | Open Spaces | Red Sea Village | Marina Beach | RSG | SALCO | Award | 2021 | Fixed Price Lump Sum | ELECTRICAL ENGINEERING INSTALLATIONS | Final sub-circuits and auxiliary installations | Supply And Install Light Fittings, Complete To The Approval Of The Engineer And/Or Contract Administrator, And As Shown On Drawings ;Floodlight To Tensile Structure, Ref. Xf1 | 6 | Nr | SAR | 5340
ALYA-05.1 | 1 | 1.0048 |  | Kingdom of Saudi Arabia | Jeddah | Open Spaces | Red Sea Village | Marina Beach | RSG | SALCO | Award | 2021 | Fixed Price Lump Sum | ELECTRICAL ENGINEERING INSTALLATIONS | Final sub-circuits and auxiliary installations | Supply And Install Light Fittings, Complete To The Approval Of The Engineer And/Or Contract Administrator, And As Shown On Drawings ;Recessed Downlight, Ref. Xrd1 | 18 | Nr | SAR | 3137
ALYA-05.1 | 1 | 1.0048 |  | Kingdom of Saudi Arabia | Jeddah | Open Spaces | Red Sea Village | Marina Beach | RSG | SALCO | Award | 2021 | Fixed Price Lump Sum | ELECTRICAL ENGINEERING INSTALLATIONS | Final sub-circuits and auxiliary installations | Supply And Install Light Fittings, Complete To The Approval Of The Engineer And/Or Contract Administrator, And As Shown On Drawings ;Recessed Wall Light, Ref Xrw1 | 4 | Nr | SAR | 7676
ALYA-05.1 | 1 | 1.0048 |  | Kingdom of Saudi Arabia | Jeddah | Open Spaces | Red Sea Village | Marina Beach | RSG | SALCO | Award | 2021 | Fixed Price Lump Sum | ELECTRICAL ENGINEERING INSTALLATIONS | Final sub-circuits and auxiliary installations | Supply And Install Light Fittings, Complete To The Approval Of The Engineer And/Or Contract Administrator, And As Shown On Drawings ;Uplight For Palms, Ref. Xu1 | 50 | Nr | SAR | 3004
ALYA-05.1 | 1 | 1.0049 |  | Kingdom of Saudi Arabia | Jeddah | Open Spaces | Red Sea Village | Marina Beach | RSG | SALCO | Award | 2021 | Fixed Price Lump Sum | ELECTRICAL ENGINEERING INSTALLATIONS | Final sub-circuits and auxiliary installations | Supply And Install Light Fittings, Complete To The Approval Of The Engineer And/Or Contract Administrator, And As Shown On Drawings ;Uplight For Trees, Ref. Xu2 | 23 | Nr | SAR | 3004
ALYA-05.1 | 1 | 1.0049 |  | Kingdom of Saudi Arabia | Jeddah | Open Spaces | Red Sea Village | Marina Beach | RSG | SALCO | Award | 2021 | Fixed Price Lump Sum | ELECTRICAL ENGINEERING INSTALLATIONS | Final sub-circuits and auxiliary installations | Supply And Install Light Fittings, Complete To The Approval Of The Engineer And/Or Contract Administrator, And As Shown On Drawings ;Led Light Profile For Handrail, Ref. Xll1 | 5 | m | SAR | 1669
ALYA-05.1 | 1 | 1.0049 |  | Kingdom of Saudi Arabia | Jeddah | Open Spaces | Red Sea Village | Marina Beach | RSG | SALCO | Award | 2021 | Fixed Price Lump Sum | ELECTRICAL ENGINEERING INSTALLATIONS | Final sub-circuits and auxiliary installations | Supply And Install Light Fittings, Complete To The Approval Of The Engineer And/Or Contract Administrator, And As Shown On Drawings ;Flexible Led Strip Light, Ref. Xsl2 | 36 | m | SAR | 2670
ALYA-05.1 | 1 | 1.0049 |  | Kingdom of Saudi Arabia | Jeddah | Open Spaces | Red Sea Village | Marina Beach | RSG | SALCO | Award | 2021 | Fixed Price Lump Sum | ELECTRICAL ENGINEERING INSTALLATIONS | Accessories | Design, Supply And Installation Of Secondary Network Starting From Primary Network Termination Points And/Or Secondary Power And Electric Circuitry, Including Cable And Conduit, Cable Terminations, Necessary Trench Excavation And Ducts, Backfilling, Disposal, Cable Tiles, Warning Tapes, Accessories, All Necessary Secondary Electrical Works And Mechanical Works Wherever Required, Complete As Specified And Shown On Drawings And To The Approval Of The Engineer And/Or Contract Administrator;Bollard Light, Ref Xb1 | 14 | Nr | SAR | 2670
ALYA-05.1 | 1 | 1.0049 |  | Kingdom of Saudi Arabia | Jeddah | Open Spaces | Red Sea Village | Marina Beach | RSG | SALCO | Award | 2021 | Fixed Price Lump Sum | ELECTRICAL ENGINEERING INSTALLATIONS | Accessories | Design, Supply And Installation Of Secondary Network Starting From Primary Network Termination Points And/Or Secondary Power And Electric Circuitry, Including Cable And Conduit, Cable Terminations, Necessary Trench Excavation And Ducts, Backfilling, Disposal, Cable Tiles, Warning Tapes, Accessories, All Necessary Secondary Electrical Works And Mechanical Works Wherever Required, Complete As Specified And Shown On Drawings And To The Approval Of The Engineer And/Or Contract Administrator;Column Light Type 3, Ref. Xc3 | 10 | Nr | SAR | 4005
ALYA-05.1 | 1 | 1.0049 |  | Kingdom of Saudi Arabia | Jeddah | Open Spaces | Red Sea Village | Marina Beach | RSG | SALCO | Award | 2021 | Fixed Price Lump Sum | ELECTRICAL ENGINEERING INSTALLATIONS | Accessories | Design, Supply And Installation Of Secondary Network Starting From Primary Network Termination Points And/Or Secondary Power And Electric Circuitry, Including Cable And Conduit, Cable Terminations, Necessary Trench Excavation And Ducts, Backfilling, Disposal, Cable Tiles, Warning Tapes, Accessories, All Necessary Secondary Electrical Works And Mechanical Works Wherever Required, Complete As Specified And Shown On Drawings And To The Approval Of The Engineer And/Or Contract Administrator;Floodlight To Tensile Structure, Ref. Xf1 | 6 | Nr | SAR | 2670
ALYA-05.1 | 1 | 1.0049 |  | Kingdom of Saudi Arabia | Jeddah | Open Spaces | Red Sea Village | Marina Beach | RSG | SALCO | Award | 2021 | Fixed Price Lump Sum | ELECTRICAL ENGINEERING INSTALLATIONS | Accessories | Design, Supply And Installation Of Secondary Network Starting From Primary Network Termination Points And/Or Secondary Power And Electric Circuitry, Including Cable And Conduit, Cable Terminations, Necessary Trench Excavation And Ducts, Backfilling, Disposal, Cable Tiles, Warning Tapes, Accessories, All Necessary Secondary Electrical Works And Mechanical Works Wherever Required, Complete As Specified And Shown On Drawings And To The Approval Of The Engineer And/Or Contract Administrator;Recessed Downlight, Ref. Xrd1 | 18 | Nr | SAR | 2003
ALYA-05.1 | 1 | 1.0049 |  | Kingdom of Saudi Arabia | Jeddah | Open Spaces | Red Sea Village | Marina Beach | RSG | SALCO | Award | 2021 | Fixed Price Lump Sum | ELECTRICAL ENGINEERING INSTALLATIONS | Accessories | Design, Supply And Installation Of Secondary Network Starting From Primary Network Termination Points And/Or Secondary Power And Electric Circuitry, Including Cable And Conduit, Cable Terminations, Necessary Trench Excavation And Ducts, Backfilling, Disposal, Cable Tiles, Warning Tapes, Accessories, All Necessary Secondary Electrical Works And Mechanical Works Wherever Required, Complete As Specified And Shown On Drawings And To The Approval Of The Engineer And/Or Contract Administrator;Recessed Wall Light, Ref Xrw1 | 4 | Nr | SAR | 2003
ALYA-05.1 | 1 | 1.0049 |  | Kingdom of Saudi Arabia | Jeddah | Open Spaces | Red Sea Village | Marina Beach | RSG | SALCO | Award | 2021 | Fixed Price Lump Sum | ELECTRICAL ENGINEERING INSTALLATIONS | Accessories | Design, Supply And Installation Of Secondary Network Starting From Primary Network Termination Points And/Or Secondary Power And Electric Circuitry, Including Cable And Conduit, Cable Terminations, Necessary Trench Excavation And Ducts, Backfilling, Disposal, Cable Tiles, Warning Tapes, Accessories, All Necessary Secondary Electrical Works And Mechanical Works Wherever Required, Complete As Specified And Shown On Drawings And To The Approval Of The Engineer And/Or Contract Administrator;Uplight For Palms, Ref. Xu1 | 50 | Nr | SAR | 2670
ALYA-05.1 | 1 | 1.0049 |  | Kingdom of Saudi Arabia | Jeddah | Open Spaces | Red Sea Village | Marina Beach | RSG | SALCO | Award | 2021 | Fixed Price Lump Sum | ELECTRICAL ENGINEERING INSTALLATIONS | Accessories | Design, Supply And Installation Of Secondary Network Starting From Primary Network Termination Points And/Or Secondary Power And Electric Circuitry, Including Cable And Conduit, Cable Terminations, Necessary Trench Excavation And Ducts, Backfilling, Disposal, Cable Tiles, Warning Tapes, Accessories, All Necessary Secondary Electrical Works And Mechanical Works Wherever Required, Complete As Specified And Shown On Drawings And To The Approval Of The Engineer And/Or Contract Administrator;Uplight For Trees, Ref. Xu2 | 23 | Nr | SAR | 2670
ALYA-05.1 | 1 | 1.005 |  | Kingdom of Saudi Arabia | Jeddah | Open Spaces | Red Sea Village | Marina Beach | RSG | SALCO | Award | 2021 | Fixed Price Lump Sum | ELECTRICAL ENGINEERING INSTALLATIONS | Final sub-circuits and auxiliary installations | Design, Supply And Installation Of Secondary Network Starting From Primary Network Termination Points And/Or Secondary Power And Electric Circuitry, Including Cable And Conduit, Cable Terminations, Necessary Trench Excavation And Ducts, Backfilling, Disposal, Cable Tiles, Warning Tapes, Accessories, All Necessary Secondary Electrical Works And Mechanical Works Wherever Required, Complete As Specified And Shown On Drawings And To The Approval Of The Engineer And/Or Contract Administrator;Led Light Profile For Handrail, Ref. Xll1 | 5 | m | SAR | 3338
ALYA-05.1 | 1 | 1.005 |  | Kingdom of Saudi Arabia | Jeddah | Open Spaces | Red Sea Village | Marina Beach | RSG | SALCO | Award | 2021 | Fixed Price Lump Sum | ELECTRICAL ENGINEERING INSTALLATIONS | Final sub-circuits and auxiliary installations | Design, Supply And Installation Of Secondary Network Starting From Primary Network Termination Points And/Or Secondary Power And Electric Circuitry, Including Cable And Conduit, Cable Terminations, Necessary Trench Excavation And Ducts, Backfilling, Disposal, Cable Tiles, Warning Tapes, Accessories, All Necessary Secondary Electrical Works And Mechanical Works Wherever Required, Complete As Specified And Shown On Drawings And To The Approval Of The Engineer And/Or Contract Administrator;Flexible Led Strip Light, Ref. Xsl2 | 36 | m | SAR | 2003
ALYA-05.1 | 1 | 1.005 |  | Kingdom of Saudi Arabia | Jeddah | Open Spaces | Red Sea Village | Marina Beach | RSG | SALCO | Award | 2021 | Fixed Price Lump Sum | ELECTRICAL ENGINEERING INSTALLATIONS | Final sub-circuits and auxiliary installations | Power Sockets;Power Sockets Including Accessories, Cables And Conduits, Complete To The Approval Of The Engineer And As Shown On Drawings;Pop Up Power Sockets - To F&B Kiosk Area | 3 | Nr | SAR | 13350
ALYA-05.1 | 1 | 1.005 |  | Kingdom of Saudi Arabia | Jeddah | Open Spaces | Red Sea Village | Marina West Park | RSG | SALCO | Award | 2021 | Fixed Price Lump Sum | SITE WORK | Excavation | Excavation And Preparation Of Base As Specified And As Shown On Drawings;For Palms | 308 | m³ | SAR | 27
ALYA-05.1 | 1 | 1.005 |  | Kingdom of Saudi Arabia | Jeddah | Open Spaces | Red Sea Village | Marina West Park | RSG | SALCO | Award | 2021 | Fixed Price Lump Sum | SITE WORK | Excavation | Excavation And Preparation Of Base As Specified And As Shown On Drawings;For Trees | 130 | m³ | SAR | 27
ALYA-05.1 | 1 | 1.005 |  | Kingdom of Saudi Arabia | Jeddah | Open Spaces | Red Sea Village | Marina West Park | RSG | SALCO | Award | 2021 | Fixed Price Lump Sum | SITE WORK | Excavation | Excavation And Preparation Of Base As Specified And As Shown On Drawings;For Ground Covers | 91 | m³ | SAR | 20
ALYA-05.1 | 1 | 1.005 |  | Kingdom of Saudi Arabia | Jeddah | Open Spaces | Red Sea Village | Marina West Park | RSG | SALCO | Award | 2021 | Fixed Price Lump Sum | SITE WORK | Excavation | Excavation And Preparation Of Base As Specified And As Shown On Drawings;For Shrubs | 106 | m³ | SAR | 20
ALYA-05.1 | 1 | 1.005 |  | Kingdom of Saudi Arabia | Jeddah | Open Spaces | Red Sea Village | Marina West Park | RSG | SALCO | Award | 2021 | Fixed Price Lump Sum | SITE WORK | Excavation | Excavation And Preparation Of Base As Specified And As Shown On Drawings;To Grass | 65 | m³ | SAR | 20
ALYA-05.1 | 1 | 1.005 |  | Kingdom of Saudi Arabia | Jeddah | Open Spaces | Red Sea Village | Marina West Park | RSG | SALCO | Award | 2021 | Fixed Price Lump Sum | SITE WORK | Excavation | Excavation And Preparation Of Base As Specified And As Shown On Drawings;In Lawn Area | 382 | m³ | SAR | 20
ALYA-05.1 | 1 | 1.005 |  | Kingdom of Saudi Arabia | Jeddah | Open Spaces | Red Sea Village | Marina West Park | RSG | SALCO | Award | 2021 | Fixed Price Lump Sum | SITE WORK | Disposal | Disposal;Disposal Of Surplus Excavated Material From Site (Provisional Item) | 1082 | m³ | SAR | 20
ALYA-05.1 | 1 | 1.0051 |  | Kingdom of Saudi Arabia | Jeddah | Open Spaces | Red Sea Village | Marina West Park | RSG | SALCO | Award | 2021 | Fixed Price Lump Sum | SITE WORK | Landscaping | Planting Medium Consist Of Soil, Compost And Fertilizers;70Mm Thick Bark Mulsch To Be Removed From All Softscape Areas ;To Palms | 270 | m³ | SAR | 134
ALYA-05.1 | 1 | 1.0051 |  | Kingdom of Saudi Arabia | Jeddah | Open Spaces | Red Sea Village | Marina West Park | RSG | SALCO | Award | 2021 | Fixed Price Lump Sum | SITE WORK | Landscaping | Planting Medium Consist Of Soil, Compost And Fertilizers;70Mm Thick Bark Mulsch To Be Removed From All Softscape Areas ;To Trees | 108 | m³ | SAR | 134
ALYA-05.1 | 1 | 1.0051 |  | Kingdom of Saudi Arabia | Jeddah | Open Spaces | Red Sea Village | Marina West Park | RSG | SALCO | Award | 2021 | Fixed Price Lump Sum | SITE WORK | Landscaping | Planting Medium Consist Of Soil, Compost And Fertilizers;70Mm Thick Bark Mulsch To Be Removed From All Softscape Areas ;To Ground Covers | 91 | m³ | SAR | 134
ALYA-05.1 | 1 | 1.0051 |  | Kingdom of Saudi Arabia | Jeddah | Open Spaces | Red Sea Village | Marina West Park | RSG | SALCO | Award | 2021 | Fixed Price Lump Sum | SITE WORK | Landscaping | Planting Medium Consist Of Soil, Compost And Fertilizers;70Mm Thick Bark Mulsch To Be Removed From All Softscape Areas ;To Shrubs | 106 | m³ | SAR | 134
ALYA-05.1 | 1 | 1.0051 |  | Kingdom of Saudi Arabia | Jeddah | Open Spaces | Red Sea Village | Marina West Park | RSG | SALCO | Award | 2021 | Fixed Price Lump Sum | SITE WORK | Landscaping | Planting Medium Consist Of Soil, Compost And Fertilizers;70Mm Thick Bark Mulsch To Be Removed From All Softscape Areas ;To Grass | 65 | m³ | SAR | 134
ALYA-05.1 | 1 | 1.0051 |  | Kingdom of Saudi Arabia | Jeddah | Open Spaces | Red Sea Village | Marina West Park | RSG | SALCO | Award | 2021 | Fixed Price Lump Sum | SITE WORK | Landscaping | Planting Medium Consist Of Soil, Compost And Fertilizers;70Mm Thick Bark Mulsch To Be Removed From All Softscape Areas ;In Lawn Area | 382 | m³ | SAR | 134
ALYA-05.1 | 1 | 1.0051 |  | Kingdom of Saudi Arabia | Jeddah | Open Spaces | Red Sea Village | Marina West Park | RSG | SALCO | Award | 2021 | Fixed Price Lump Sum | SITE WORK | Landscaping | Gravel Wrapped In Geotextile As Capillary Break Layer;Below Planting Medium Of Palms And Trees, 200Mm Thick | 217 | m² | SAR | 25
ALYA-05.1 | 1 | 1.0051 |  | Kingdom of Saudi Arabia | Jeddah | Open Spaces | Red Sea Village | Marina West Park | RSG | SALCO | Award | 2021 | Fixed Price Lump Sum | SITE WORK | Landscaping | Palms, Trees, Shrubs And The Like With Healthy Fully Developed Root Balls, Undamaged And Free From Pests And Diseases, Planted In Prepared Ground As Detailed, Including All Compost And Fertilizers, Tree Stakes, Tree Ties, Temporary Planting Screens;Palms;Washingtonia Robusta, Ref. Wash.R6* - 6M Brown Trunk Height | 35 | Nr | SAR | 5029
ALYA-05.1 | 1 | 1.0051 |  | Kingdom of Saudi Arabia | Jeddah | Open Spaces | Red Sea Village | Marina West Park | RSG | SALCO | Award | 2021 | Fixed Price Lump Sum | SITE WORK | Landscaping | Palms, Trees, Shrubs And The Like With Healthy Fully Developed Root Balls, Undamaged And Free From Pests And Diseases, Planted In Prepared Ground As Detailed, Including All Compost And Fertilizers, Tree Stakes, Tree Ties, Temporary Planting Screens;Palms;Washingtonia Robusta, Ref. Wash.R5* - 5M Brown Trunk Height | 35 | Nr | SAR | 4583
ALYA-05.1 | 1 | 1.0051 |  | Kingdom of Saudi Arabia | Jeddah | Open Spaces | Red Sea Village | Marina West Park | RSG | SALCO | Award | 2021 | Fixed Price Lump Sum | SITE WORK | Landscaping | Palms, Trees, Shrubs And The Like With Healthy Fully Developed Root Balls, Undamaged And Free From Pests And Diseases, Planted In Prepared Ground As Detailed, Including All Compost And Fertilizers, Tree Stakes, Tree Ties, Temporary Planting Screens;Palms;Washingtonia Robusta, Ref. Wash.R4* - 4M Brown Trunk Height | 35 | Nr | SAR | 3782
ALYA-05.1 | 1 | 1.0052 |  | Kingdom of Saudi Arabia | Jeddah | Open Spaces | Red Sea Village | Marina West Park | RSG | SALCO | Award | 2021 | Fixed Price Lump Sum | SITE WORK | Landscaping | Palms, Trees, Shrubs And The Like With Healthy Fully Developed Root Balls, Undamaged And Free From Pests And Diseases, Planted In Prepared Ground As Detailed, Including All Compost And Fertilizers, Tree Stakes, Tree Ties, Temporary Planting Screens;Palms;Washingtonia Robusta, Ref. Wash.R3* - 3M Brown Trunk Height | 35 | Nr | SAR | 3360
ALYA-05.1 | 1 | 1.0052 |  | Kingdom of Saudi Arabia | Jeddah | Open Spaces | Red Sea Village | Marina West Park | RSG | SALCO | Award | 2021 | Fixed Price Lump Sum | SITE WORK | Landscaping | Palms, Trees, Shrubs And The Like With Healthy Fully Developed Root Balls, Undamaged And Free From Pests And Diseases, Planted In Prepared Ground As Detailed, Including All Compost And Fertilizers, Tree Stakes, Tree Ties, Temporary Planting Screens; | 34 | Nr | SAR | 1509
ALYA-05.1 | 1 | 1.0052 |  | Kingdom of Saudi Arabia | Jeddah | Open Spaces | Red Sea Village | Marina West Park | RSG | SALCO | Award | 2021 | Fixed Price Lump Sum | SITE WORK | Landscaping | Palms, Trees, Shrubs And The Like With Healthy Fully Developed Root Balls, Undamaged And Free From Pests And Diseases, Planted In Prepared Ground As Detailed, Including All Compost And Fertilizers, Tree Stakes, Tree Ties, Temporary Planting Screens;Shrubs;Bougainvillea Glabra Red, Ref. Boug.Gr - 0.40-0.50M Spread | 360 | Nr | SAR | 21
ALYA-05.1 | 1 | 1.0052 |  | Kingdom of Saudi Arabia | Jeddah | Open Spaces | Red Sea Village | Marina West Park | RSG | SALCO | Award | 2021 | Fixed Price Lump Sum | SITE WORK | Landscaping | Palms, Trees, Shrubs And The Like With Healthy Fully Developed Root Balls, Undamaged And Free From Pests And Diseases, Planted In Prepared Ground As Detailed, Including All Compost And Fertilizers, Tree Stakes, Tree Ties, Temporary Planting Screens;Shrubs;Jatropha Pandurifolia, Ref. Jatr.P - 0.60 To 0.70M Height, Min. 3 Breaks | 359 | Nr | SAR | 24
ALYA-05.1 | 1 | 1.0052 |  | Kingdom of Saudi Arabia | Jeddah | Open Spaces | Red Sea Village | Marina West Park | RSG | SALCO | Award | 2021 | Fixed Price Lump Sum | SITE WORK | Landscaping | Palms, Trees, Shrubs And The Like With Healthy Fully Developed Root Balls, Undamaged And Free From Pests And Diseases, Planted In Prepared Ground As Detailed, Including All Compost And Fertilizers, Tree Stakes, Tree Ties, Temporary Planting Screens;Shrubs;Tecoma Smithii, Ref. Teco.Sm - 0.60 To 0.70M Height, Min. 3 Breaks | 371 | Nr | SAR | 24
ALYA-05.1 | 1 | 1.0052 |  | Kingdom of Saudi Arabia | Jeddah | Open Spaces | Red Sea Village | Marina West Park | RSG | SALCO | Award | 2021 | Fixed Price Lump Sum | SITE WORK | Landscaping | Palms, Trees, Shrubs And The Like With Healthy Fully Developed Root Balls, Undamaged And Free From Pests And Diseases, Planted In Prepared Ground As Detailed, Including All Compost And Fertilizers, Tree Stakes, Tree Ties, Temporary Planting Screens;Ground Covers;Asystasia Gangetica Variegata, Ref. Asys.Gv - 0.30M Spread | 1385 | Nr | SAR | 13
ALYA-05.1 | 1 | 1.0052 |  | Kingdom of Saudi Arabia | Jeddah | Open Spaces | Red Sea Village | Marina West Park | RSG | SALCO | Award | 2021 | Fixed Price Lump Sum | SITE WORK | Landscaping | Palms, Trees, Shrubs And The Like With Healthy Fully Developed Root Balls, Undamaged And Free From Pests And Diseases, Planted In Prepared Ground As Detailed, Including All Compost And Fertilizers, Tree Stakes, Tree Ties, Temporary Planting Screens;Ground Covers;Ruellia Ciliosa, Ref. Ruel.C - 0.40M Height | 462 | Nr | SAR | 8
ALYA-05.1 | 1 | 1.0052 |  | Kingdom of Saudi Arabia | Jeddah | Open Spaces | Red Sea Village | Marina West Park | RSG | SALCO | Award | 2021 | Fixed Price Lump Sum | SITE WORK | Landscaping | Palms, Trees, Shrubs And The Like With Healthy Fully Developed Root Balls, Undamaged And Free From Pests And Diseases, Planted In Prepared Ground As Detailed, Including All Compost And Fertilizers, Tree Stakes, Tree Ties, Temporary Planting Screens;Ground Covers;Sesuvium Green Carpet, Ref. Sesu.Gc - 0.15M Height Cuttings | 627 | Nr | SAR | 7
ALYA-05.1 | 1 | 1.0052 |  | Kingdom of Saudi Arabia | Jeddah | Open Spaces | Red Sea Village | Marina West Park | RSG | SALCO | Award | 2021 | Fixed Price Lump Sum | SITE WORK | Landscaping | Palms, Trees, Shrubs And The Like With Healthy Fully Developed Root Balls, Undamaged And Free From Pests And Diseases, Planted In Prepared Ground As Detailed, Including All Compost And Fertilizers, Tree Stakes, Tree Ties, Temporary Planting Screens;Ground Covers;Vitex Rotundifolia, Ref. Vite.R - 0.30M Spread | 538 | Nr | SAR | 9
ALYA-05.1 | 1 | 1.0052 |  | Kingdom of Saudi Arabia | Jeddah | Open Spaces | Red Sea Village | Marina West Park | RSG | SALCO | Award | 2021 | Fixed Price Lump Sum | SITE WORK | Landscaping | Palms, Trees, Shrubs And The Like With Healthy Fully Developed Root Balls, Undamaged And Free From Pests And Diseases, Planted In Prepared Ground As Detailed, Including All Compost And Fertilizers, Tree Stakes, Tree Ties, Temporary Planting Screens;Grass;Pennisetum Setaceum, Ref. Penn.S - 0.50 To 0.60M Height | 87 | Nr | SAR | 11
ALYA-05.1 | 1 | 1.0053 |  | Kingdom of Saudi Arabia | Jeddah | Open Spaces | Red Sea Village | Marina West Park | RSG | SALCO | Award | 2021 | Fixed Price Lump Sum | SITE WORK | Landscaping | Palms, Trees, Shrubs And The Like With Healthy Fully Developed Root Balls, Undamaged And Free From Pests And Diseases, Planted In Prepared Ground As Detailed, Including All Compost And Fertilizers, Tree Stakes, Tree Ties, Temporary Planting Screens;Grass;Pennisetum Rubrum, Ref. Penn.R - 0.50 To 0.60M Height | 559 | Nr | SAR | 11
ALYA-05.1 | 1 | 1.0053 |  | Kingdom of Saudi Arabia | Jeddah | Open Spaces | Red Sea Village | Marina West Park | RSG | SALCO | Award | 2021 | Fixed Price Lump Sum | SITE WORK | Landscaping | Palms, Trees, Shrubs And The Like With Healthy Fully Developed Root Balls, Undamaged And Free From Pests And Diseases, Planted In Prepared Ground As Detailed, Including All Compost And Fertilizers, Tree Stakes, Tree Ties, Temporary Planting Screens;Lawn;Paspalum Vaginatum - Stolons | 1272 | m² | SAR | 29
ALYA-05.1 | 1 | 1.0053 |  | Kingdom of Saudi Arabia | Jeddah | Open Spaces | Red Sea Village | Marina West Park | RSG | SALCO | Award | 2021 | Fixed Price Lump Sum | SITE WORK | Site preparation | Site Preparation;General Site Clearance | 3502 | m² | SAR | 4
ALYA-05.1 | 1 | 1.0053 |  | Kingdom of Saudi Arabia | Jeddah | Open Spaces | Red Sea Village | Marina West Park | RSG | SALCO | Award | 2021 | Fixed Price Lump Sum | SITE WORK | Filling | Filling;Well Compacted Selected Excavated Material (Provisional Item) | 3012 | m³ | SAR | 19
ALYA-05.1 | 1 | 1.0053 |  | Kingdom of Saudi Arabia | Jeddah | Open Spaces | Red Sea Village | Marina West Park | RSG | SALCO | Award | 2021 | Fixed Price Lump Sum | SITE WORK | Paving and surfacing | Precast Concrete Block Paving Laid To Pattern With Required Colour, On And Including 50Mm Thick Sharp Sand Bed On Compacted Sub-Base, Complete As Per Engineer'S Approval;100 X 100 X 60Mm In Shot Blasted Finish Ref: Paving Infill Type 1 - To Pedestrian Area | 398 | m² | SAR | 182
ALYA-05.1 | 1 | 1.0053 |  | Kingdom of Saudi Arabia | Jeddah | Open Spaces | Red Sea Village | Marina West Park | RSG | SALCO | Award | 2021 | Fixed Price Lump Sum | SITE WORK | Paving and surfacing | Precast Concrete Block Paving Laid To Pattern With Required Colour, On And Including 50Mm Thick Sharp Sand Bed On Compacted Sub-Base, Complete As Per Engineer'S Approval;100 X 100 X 80Mm In Shot Blasted Finish Ref: Paving Infill Type 1 - To Vehicular / Eva Route | 494 | m² | SAR | 195
ALYA-05.1 | 1 | 1.0053 |  | Kingdom of Saudi Arabia | Jeddah | Open Spaces | Red Sea Village | Marina West Park | RSG | SALCO | Award | 2021 | Fixed Price Lump Sum | SITE WORK | Paving and surfacing | Precast Concrete Block Paving Laid To Pattern With Required Colour, On And Including 50Mm Thick Sharp Sand Bed On Compacted Sub-Base, Complete As Per Engineer'S Approval;100 X 100 X 60Mm In Shot Blasted Finish Ref: Paving Infill Type 2 - To Pedestrian Area | 267 | m² | SAR | 182
ALYA-05.1 | 1 | 1.0053 |  | Kingdom of Saudi Arabia | Jeddah | Open Spaces | Red Sea Village | Marina West Park | RSG | SALCO | Award | 2021 | Fixed Price Lump Sum | SITE WORK | Paving and surfacing | Precast Concrete Block Paving Laid To Pattern With Required Colour, On And Including 50Mm Thick Sharp Sand Bed On Compacted Sub-Base, Complete As Per Engineer'S Approval;100 X 100 X 80Mm In Shot Blasted Finish Ref: Paving Infill Type 2 - To Vehicular / Eva Route | 703 | m² | SAR | 195
ALYA-05.1 | 1 | 1.0053 |  | Kingdom of Saudi Arabia | Jeddah | Open Spaces | Red Sea Village | Marina West Park | RSG | SALCO | Award | 2021 | Fixed Price Lump Sum | SITE WORK | Paving and surfacing | Precast Concrete Block Paving Laid To Pattern With Required Colour, On And Including 50Mm Thick Sharp Sand Bed On Compacted Sub-Base, Complete As Per Engineer'S Approval;200 X 200 X 60Mm In Shot Blasted Finish Ref: Paving Infill Type 3 - To Pedestrian Area | 592 | m² | SAR | 174
ALYA-05.1 | 1 | 1.0053 |  | Kingdom of Saudi Arabia | Jeddah | Open Spaces | Red Sea Village | Marina West Park | RSG | SALCO | Award | 2021 | Fixed Price Lump Sum | SITE WORK | Paving and surfacing | Precast Concrete Block Paving Laid To Pattern With Required Colour, On And Including 50Mm Thick Sharp Sand Bed On Compacted Sub-Base, Complete As Per Engineer'S Approval;200 X 200 X 80Mm In Shot Blasted Finish Ref: Paving Infill Type 3 - To Vehicular / Eva Route | 352 | m² | SAR | 187
ALYA-05.1 | 1 | 1.0054 |  | Kingdom of Saudi Arabia | Jeddah | Open Spaces | Red Sea Village | Marina West Park | RSG | SALCO | Award | 2021 | Fixed Price Lump Sum | SITE WORK | Paving and surfacing | Precast Concrete Paving Band Laid To Pattern With Required Colour, On And Including 25Mm Thick Full Mortar Bed On Concrete Base And Compacted Sub-Base, Complete As Per Engineer'S Approva;100 X 100 X 60Mm (400Mm Wide Band) In Shot Blasted Finish Ref: Typical Band | 1242 | m | SAR | 120
ALYA-05.1 | 1 | 1.0054 |  | Kingdom of Saudi Arabia | Jeddah | Open Spaces | Red Sea Village | Marina West Park | RSG | SALCO | Award | 2021 | Fixed Price Lump Sum | SITE WORK | Paving and surfacing | Precast Concrete Paving Band Laid To Pattern With Required Colour, On And Including 25Mm Thick Full Mortar Bed On Concrete Base And Compacted Sub-Base, Complete As Per Engineer'S Approval;100 X 100 X 60Mm In Shot Blasted Finish Ref: Palm Pit (200Mm Wide Band) | 119 | m | SAR | 60
ALYA-05.1 | 1 | 1.0054 |  | Kingdom of Saudi Arabia | Jeddah | Open Spaces | Red Sea Village | Marina West Park | RSG | SALCO | Award | 2021 | Fixed Price Lump Sum | SITE WORK | Paving and surfacing | Aluminium Edging, Brushed Finish With Required Colour, Fixed As Per Manufacturer'S Recommendations, Complete As Per Engineer'S Approval;100Mm High Metal Edging | 122 | m | SAR | 40
ALYA-05.1 | 1 | 1.0054 |  | Kingdom of Saudi Arabia | Jeddah | Open Spaces | Red Sea Village | Marina West Park | RSG | SALCO | Award | 2021 | Fixed Price Lump Sum | SITE WORK | Paving and surfacing | 25 - 50Mm Dia. Sieve Size Local Crushed Stone Gravel With Required Colour, Loose Laid In 100Mm Thick Layer Over Geotextile Membrane On Compacted Sub-Base, Complete As Per Engineer'S Approval; | 167 | m² | SAR | 33
ALYA-05.1 | 1 | 1.0054 |  | Kingdom of Saudi Arabia | Jeddah | Open Spaces | Red Sea Village | Marina West Park | RSG | SALCO | Award | 2021 | Fixed Price Lump Sum | SITE WORK | Paving and surfacing | Precast Concrete Step Laid To Pattern With 10Mm Radius To Outer Edge, On And Including 25Mm Thick Mortar Bedding, Reinforced Concrete Structure And Compacted Sub-Base, Necessary Earthworks, Waterproofing, Complete As Per Engineer'S Approval;500/555 X 1000 X 60Mm Thick Steps (2000Mm Wide), X 150Mm High Risers, Size Varies, Shot Blasted Finish (Slope Where Required) | 169 | m | SAR | 1722
ALYA-05.1 | 1 | 1.0054 |  | Kingdom of Saudi Arabia | Jeddah | Open Spaces | Red Sea Village | Marina West Park | RSG | SALCO | Award | 2021 | Fixed Price Lump Sum | SITE WORK | Paving and surfacing | Precast Concrete Step Laid To Pattern And Cast To Size As Required, On And Including 25Mm Thick Mortar Bedding, Reinforced Concrete Structure And Compacted Sub-Base, 10-15Mm Thick Smooth Cement Render Applied To Bottom Of Steps, Necessary Earthworks, Waterproofing, Complete As Per Engineer'S Approval, As Specified ;500/555 -1000/1055 X 1000 X 60Mm Thick Steps, X 150Mm High Risers, Size Varies, Shot Blasted Finish | 25 | m | SAR | 1722
ALYA-05.1 | 1 | 1.0054 |  | Kingdom of Saudi Arabia | Jeddah | Open Spaces | Red Sea Village | Marina West Park | RSG | SALCO | Award | 2021 | Fixed Price Lump Sum | CONCRETE WORK | Precast concrete | Seat Block Unit With Precast Concrete Coping And Precast Concrete Cladding In Honed Finish, Fixed To Reinforced Concrete Base On Compacted Sub-Base, Including Earthworks, Waterproofing, Epoxy Grout, Mortar, 10-15Mm Thick Smooth Cement Render To Be Applied To Bottom Of Bench, All Necessary Fixing Accessories, Complete To Engineers, As Specified;Overall Size 600 X 600Mm High Above Finished Floor Level, Ref. Seat Wall Type 3 | 43 | m | SAR | 2144
ALYA-05.1 | 1 | 1.0054 |  | Kingdom of Saudi Arabia | Jeddah | Open Spaces | Red Sea Village | Marina West Park | RSG | SALCO | Award | 2021 | Fixed Price Lump Sum | CONCRETE WORK | Precast concrete | Seat Block Unit With Precast Concrete Coping Unit And Precast Concrete Cladding, Both In Honed Finish, Mechanically Fixed To Reinforced Concrete Base On Compacted Sub-Base, Including Earthworks, Waterproofing, Mortar, Metal Dowels, All Necessary Fixing Accessories, Complete To Engineers, As Specified ;Overall Size 600-1000 X 450Mm High Above Finished Floor Level, Ref. Seat Type 1A | 45 | m | SAR | 3590
ALYA-05.1 | 1 | 1.0054 |  | Kingdom of Saudi Arabia | Jeddah | Open Spaces | Red Sea Village | Marina West Park | RSG | SALCO | Award | 2021 | Fixed Price Lump Sum | CONCRETE WORK | Precast concrete | Seat Block Unit With Precast Concrete Coping Unit And Precast Concrete Cladding, Both In Honed Finish, Mechanically Fixed To Reinforced Concrete Base On Compacted Sub-Base, Including Earthworks, Waterproofing, Mortar, Metal Dowels, All Necessary Fixing Accessories, Complete To Engineers, As Specified ;Overall Size 600-1000 X 450Mm High Above Finished Floor Level, Ref. Seat Type 1B | 13 | m | SAR | 3590
ALYA-05.1 | 1 | 1.0054 |  | Kingdom of Saudi Arabia | Jeddah | Open Spaces | Red Sea Village | Marina West Park | RSG | SALCO | Award | 2021 | Fixed Price Lump Sum | CONCRETE WORK | Precast concrete | Seat Block Unit With Precast Concrete Coping Unit And Precast Concrete Cladding, Both In Honed Finish, Mechanically Fixed To Reinforced Concrete Base On Compacted Sub-Base, Including Earthworks, Waterproofing, Mortar, Metal Dowels, All Necessary Fixing Accessories, Complete To Engineers, As Specified ;Overall Size Min. 600 - Max. 1000 X 450Mm High Above Finished Floor Level, Ref. Seat Type 2 | 14 | m | SAR | 3590
ALYA-05.1 | 1 | 1.0055 |  | Kingdom of Saudi Arabia | Jeddah | Open Spaces | Red Sea Village | Marina West Park | RSG | SALCO | Award | 2021 | Fixed Price Lump Sum | METALWORK | Non structural metalwork | Handrail Comprising 50Mm Dia. Brushed Stainless Steel Top Rail Fixed To 50Mm Dia. Brushed Stainless Steel Post, All With Required Colours, Welded To Steel Base Plates And Fixed To Reinforced Concrete Base On Compacted Sub-Base. Including Earthworks, Waterproofing, Anchor Bolts, All Necessary Fittings And Fixing Accessories';Handrail, Height 1100Mm Above Finished Floor Level, Type 1 | 12 | m | SAR | 1402
ALYA-05.1 | 1 | 1.0055 |  | Kingdom of Saudi Arabia | Jeddah | Open Spaces | Red Sea Village | Marina West Park | RSG | SALCO | Award | 2021 | Fixed Price Lump Sum | METALWORK | Non structural metalwork | Handrail Comprising 50Mm Dia. Brushed Stainless Steel Top Rail Fixed To 50Mm Dia. Brushed Stainless Steel Post, All With Required Colours, Welded To Steel Base Plates And Fixed To Reinforced Concrete Base On Compacted Sub-Base. Including Earthworks, Waterproofing, Anchor Bolts, All Necessary Fittings And Fixing Accessories';Handrail, Height 1100Mm Above Finished Floor Level, Type 2 | 8 | m | SAR | 1402
ALYA-05.1 | 1 | 1.0055 |  | Kingdom of Saudi Arabia | Jeddah | Open Spaces | Red Sea Village | Marina West Park | RSG | SALCO | Award | 2021 | Fixed Price Lump Sum | ACCESSORIES | Generally | Litter Bin;Supply And Fix Aluminium Litter Bin, Including Reinforced Concrete Footing On Compacted Sub-Base, Necessary Earthwork, Waterproofing, Fittings And Fixing Accessories, Complete As Specified;Powder Coated Aluminium Litter Bin Size 410 X 372 X 912Mm High | 6 | Nr | SAR | 5741
ALYA-05.1 | 1 | 1.0055 |  | Kingdom of Saudi Arabia | Jeddah | Open Spaces | Red Sea Village | Marina West Park | RSG | SALCO | Award | 2021 | Fixed Price Lump Sum | ACCESSORIES | Generally | Cycle Rack;Powder Coated Cast Aluminium Cycle Rack With Required Colours Including Necessary Reinforced Concrete Footing On Compacted Sub-Base, Necessary Earthworks, Waterproofing, Fittings, Accessories, Complete To Manufacturer / Engineer'S Details;Overall Size 240 X 60 X 1090Mm Overall Height | 5 | Nr | SAR | 2003
ALYA-05.1 | 1 | 1.0055 |  | Kingdom of Saudi Arabia | Jeddah | Open Spaces | Red Sea Village | Marina West Park | RSG | SALCO | Award | 2021 | Fixed Price Lump Sum | SITE WORK | Underground drainage | Upvc Pipework To Bs 3505, Class-E, Including All Fittings, Excavation, Sand Bedding, Back Filling As Specified, Cart Away Surplus, Warning Tape Markers, Thrust Blocks, All As Specified.;1 Inch Diameter Pipe | 470 | m | SAR | 33
ALYA-05.1 | 1 | 1.0055 |  | Kingdom of Saudi Arabia | Jeddah | Open Spaces | Red Sea Village | Marina West Park | RSG | SALCO | Award | 2021 | Fixed Price Lump Sum | SITE WORK | Underground drainage | Upvc Pipework To Bs 3505, Class-D, Including All Fittings, Excavation, Sand Bedding, Back Filling As Specified, Cart Away Surplus, Warning Tape Markers, Thrust Blocks, All As Specified.;1.5 Inch Diameter Pipe | 154 | m | SAR | 47
ALYA-05.1 | 1 | 1.0055 |  | Kingdom of Saudi Arabia | Jeddah | Open Spaces | Red Sea Village | Marina West Park | RSG | SALCO | Award | 2021 | Fixed Price Lump Sum | SITE WORK | Underground drainage | Upvc Pipework To Bs 3505, Class-D, Including All Fittings, Excavation, Sand Bedding, Back Filling As Specified, Cart Away Surplus, Warning Tape Markers, Thrust Blocks, All As Specified.;2 Inch Diameter Pipe | 36 | m | SAR | 67
ALYA-05.1 | 1 | 1.0055 |  | Kingdom of Saudi Arabia | Jeddah | Open Spaces | Red Sea Village | Marina West Park | RSG | SALCO | Award | 2021 | Fixed Price Lump Sum | SITE WORK | Underground drainage | Upvc Pipework To Bs 3505, Class-D, Including All Fittings, Excavation, Sand Bedding, Back Filling As Specified, Cart Away Surplus, Warning Tape Markers, Thrust Blocks, All As Specified.;3 Inch Diameter Pipe | 18 | m | SAR | 167
ALYA-05.1 | 1 | 1.0055 |  | Kingdom of Saudi Arabia | Jeddah | Open Spaces | Red Sea Village | Marina West Park | RSG | SALCO | Award | 2021 | Fixed Price Lump Sum | SITE WORK | Underground drainage | Upvc Pipework To Bs 3505, Class-D, Including All Fittings, Excavation, Sand Bedding, Back Filling As Specified, Cart Away Surplus, Warning Tape Markers, Thrust Blocks, All As Specified.;4 Inch Diameter Pipe | 24 | m | SAR | 187
ALYA-05.1 | 1 | 1.0055 |  | Kingdom of Saudi Arabia | Jeddah | Open Spaces | Red Sea Village | Marina West Park | RSG | SALCO | Award | 2021 | Fixed Price Lump Sum | SITE WORK | Landscaping | Valves Including Necessary Accessories, Fixed As Specified;Solenoid Valve In Sprinkler System,1.5 Inch Diameter | 1 | Nr | SAR | 1669
ALYA-05.1 | 1 | 1.0056 |  | Kingdom of Saudi Arabia | Jeddah | Open Spaces | Red Sea Village | Marina West Park | RSG | SALCO | Award | 2021 | Fixed Price Lump Sum | SITE WORK | Landscaping | Valves Including Necessary Accessories, Fixed As Specified;Solenoid Valve In Sprinkler System,3.0 Inch Diameter | 2 | Nr | SAR | 4339
ALYA-05.1 | 1 | 1.0056 |  | Kingdom of Saudi Arabia | Jeddah | Open Spaces | Red Sea Village | Marina West Park | RSG | SALCO | Award | 2021 | Fixed Price Lump Sum | SITE WORK | Landscaping | Lockable Valve Boxes As Specified;For Solenoid Valves 2.0 Inch In Sprinkler System | 1 | Nr | SAR | 668
ALYA-05.1 | 1 | 1.0056 |  | Kingdom of Saudi Arabia | Jeddah | Open Spaces | Red Sea Village | Marina West Park | RSG | SALCO | Award | 2021 | Fixed Price Lump Sum | SITE WORK | Landscaping | Lockable Valve Boxes As Specified;For Solenoid Valves 3.0 Inch In Sprinkler System | 2 | Nr | SAR | 1001
ALYA-05.1 | 1 | 1.0056 |  | Kingdom of Saudi Arabia | Jeddah | Open Spaces | Red Sea Village | Marina West Park | RSG | SALCO | Award | 2021 | Fixed Price Lump Sum | SITE WORK | Landscaping | Pop-Up-Spray Including Necessary Accessories, Fixed As Specified;Pop Up Spray 4.00M - 4.50M Radius | 91 | Nr | SAR | 87
ALYA-05.1 | 1 | 1.0056 |  | Kingdom of Saudi Arabia | Jeddah | Open Spaces | Red Sea Village | Marina West Park | RSG | SALCO | Award | 2021 | Fixed Price Lump Sum | SITE WORK | Landscaping | Pop-Up-Spray Including Necessary Accessories, Fixed As Specified;Pop Up Spray 3.00M - 4.00M Radius | 21 | Nr | SAR | 80
ALYA-05.1 | 1 | 1.0056 |  | Kingdom of Saudi Arabia | Jeddah | Open Spaces | Red Sea Village | Marina West Park | RSG | SALCO | Award | 2021 | Fixed Price Lump Sum | SITE WORK | Landscaping | Pop-Up-Spray Including Necessary Accessories, Fixed As Specified;Pop Up Spray 2.00M - 2.50M Radius | 19 | Nr | SAR | 67
ALYA-05.1 | 1 | 1.0056 |  | Kingdom of Saudi Arabia | Jeddah | Open Spaces | Red Sea Village | Marina West Park | RSG | SALCO | Award | 2021 | Fixed Price Lump Sum | SITE WORK | Underground drainage | Upvc Pipework To Bs 3505, Class-E, Including All Fittings, Excavation, Sand Bedding, Back Filling As Specified, Cart Away Surplus, Warning Tape Markers, Thrust Blocks, All As Specified.;1 Inch Diameter Pipe | 320 | m | SAR | 33
ALYA-05.1 | 1 | 1.0056 |  | Kingdom of Saudi Arabia | Jeddah | Open Spaces | Red Sea Village | Marina West Park | RSG | SALCO | Award | 2021 | Fixed Price Lump Sum | SITE WORK | Underground drainage | Upvc Pipework To Bs 3505, Class-D, Including All Fittings, Excavation, Sand Bedding, Back Filling As Specified, Cart Away Surplus, Warning Tape Markers, Thrust Blocks, All As Specified;1.5 Inch Diameter Pipe | 72 | m | SAR | 47
ALYA-05.1 | 1 | 1.0056 |  | Kingdom of Saudi Arabia | Jeddah | Open Spaces | Red Sea Village | Marina West Park | RSG | SALCO | Award | 2021 | Fixed Price Lump Sum | SITE WORK | Underground drainage | Upvc Pipework To Bs 3505, Class-D, Including All Fittings, Excavation, Sand Bedding, Back Filling As Specified, Cart Away Surplus, Warning Tape Markers, Thrust Blocks, All As Specified;2 Inch Diameter Pipe | 48 | m | SAR | 67
ALYA-05.1 | 1 | 1.0056 |  | Kingdom of Saudi Arabia | Jeddah | Open Spaces | Red Sea Village | Marina West Park | RSG | SALCO | Award | 2021 | Fixed Price Lump Sum | SITE WORK | Landscaping | Drip Risers;Drip Risers As Specified | 66 | Nr | SAR | 93
ALYA-05.1 | 1 | 1.0057 |  | Kingdom of Saudi Arabia | Jeddah | Open Spaces | Red Sea Village | Marina West Park | RSG | SALCO | Award | 2021 | Fixed Price Lump Sum | SITE WORK | Landscaping | Valves Including Necessary Accessories, Fixed As Specified;Solenoid Valves, 2.0 Inch In Drip System | 1 | Nr | SAR | 2003
ALYA-05.1 | 1 | 1.0057 |  | Kingdom of Saudi Arabia | Jeddah | Open Spaces | Red Sea Village | Marina West Park | RSG | SALCO | Award | 2021 | Fixed Price Lump Sum | SITE WORK | Landscaping | Lockable Valve Boxes As Specified;For Solenoid Valves, 2.0 Inch In Drip System | 1 | Nr | SAR | 668
ALYA-05.1 | 1 | 1.0057 |  | Kingdom of Saudi Arabia | Jeddah | Open Spaces | Red Sea Village | Marina West Park | RSG | SALCO | Award | 2021 | Fixed Price Lump Sum | ELECTRICAL ENGINEERING INSTALLATIONS | Final sub-circuits and auxiliary installations | Supply And Install Light Fittings, Complete To The Approval Of The Engineer And/Or Contract Administrator, And As Shown On Drawings (Provisional Sum) ;Pole Top Luminaire - Indirect, Ref. Xpt1 | 5 | Nr | SAR | 4739
ALYA-05.1 | 1 | 1.0057 |  | Kingdom of Saudi Arabia | Jeddah | Open Spaces | Red Sea Village | Marina West Park | RSG | SALCO | Award | 2021 | Fixed Price Lump Sum | ELECTRICAL ENGINEERING INSTALLATIONS | Final sub-circuits and auxiliary installations | Supply And Install Light Fittings, Complete To The Approval Of The Engineer And/Or Contract Administrator, And As Shown On Drawings (Provisional Sum) ;Column Light Type 2, Ref. Xc2 | 3 | Nr | SAR | 11748
ALYA-05.1 | 1 | 1.0057 |  | Kingdom of Saudi Arabia | Jeddah | Open Spaces | Red Sea Village | Marina West Park | RSG | SALCO | Award | 2021 | Fixed Price Lump Sum | ELECTRICAL ENGINEERING INSTALLATIONS | Final sub-circuits and auxiliary installations | Supply And Install Light Fittings, Complete To The Approval Of The Engineer And/Or Contract Administrator, And As Shown On Drawings (Provisional Sum) ;Uplight For Palms, Ref. Xu1 | 68 | Nr | SAR | 3004
ALYA-05.1 | 1 | 1.0057 |  | Kingdom of Saudi Arabia | Jeddah | Open Spaces | Red Sea Village | Marina West Park | RSG | SALCO | Award | 2021 | Fixed Price Lump Sum | ELECTRICAL ENGINEERING INSTALLATIONS | Final sub-circuits and auxiliary installations | Supply And Install Light Fittings, Complete To The Approval Of The Engineer And/Or Contract Administrator, And As Shown On Drawings (Provisional Sum) ;Uplight For Trees, Ref. Xu2 | 21 | Nr | SAR | 3004
ALYA-05.1 | 1 | 1.0057 |  | Kingdom of Saudi Arabia | Jeddah | Open Spaces | Red Sea Village | Marina West Park | RSG | SALCO | Award | 2021 | Fixed Price Lump Sum | ELECTRICAL ENGINEERING INSTALLATIONS | Final sub-circuits and auxiliary installations | Supply And Install Light Fittings, Complete To The Approval Of The Engineer And/Or Contract Administrator, And As Shown On Drawings (Provisional Sum) ;Recessed Wall Light, Ref Xrw1 | 19 | Nr | SAR | 7676
ALYA-05.1 | 1 | 1.0057 |  | Kingdom of Saudi Arabia | Jeddah | Open Spaces | Red Sea Village | Marina West Park | RSG | SALCO | Award | 2021 | Fixed Price Lump Sum | ELECTRICAL ENGINEERING INSTALLATIONS | Final sub-circuits and auxiliary installations | Supply And Install Light Fittings, Complete To The Approval Of The Engineer And/Or Contract Administrator, And As Shown On Drawings (Provisional Sum) ;Led Light Profile For Handrail, Ref. Xll1 | 11 | m | SAR | 1669
ALYA-05.1 | 1 | 1.0057 |  | Kingdom of Saudi Arabia | Jeddah | Open Spaces | Red Sea Village | Marina West Park | RSG | SALCO | Award | 2021 | Fixed Price Lump Sum | ELECTRICAL ENGINEERING INSTALLATIONS | Final sub-circuits and auxiliary installations | Supply And Install Light Fittings, Complete To The Approval Of The Engineer And/Or Contract Administrator, And As Shown On Drawings (Provisional Sum) ;Flexible Led Strip Light, Ref. Xsl2 | 8 | m | SAR | 2670
ALYA-05.1 | 1 | 1.0057 |  | Kingdom of Saudi Arabia | Jeddah | Open Spaces | Red Sea Village | Promenade Park | RSG | SALCO | Award | 2021 | Fixed Price Lump Sum | SITE WORK | Excavation | Excavation And Preparation Of Base As Specified And As Shown On Drawings (Provisional Item);For Palms | 458 | m³ | SAR | 27
ALYA-05.1 | 1 | 1.0058 |  | Kingdom of Saudi Arabia | Jeddah | Open Spaces | Red Sea Village | Promenade Park | RSG | SALCO | Award | 2021 | Fixed Price Lump Sum | SITE WORK | Excavation | Excavation And Preparation Of Base As Specified And As Shown On Drawings (Provisional Item);For Trees | 409 | m³ | SAR | 27
ALYA-05.1 | 1 | 1.0058 |  | Kingdom of Saudi Arabia | Jeddah | Open Spaces | Red Sea Village | Promenade Park | RSG | SALCO | Award | 2021 | Fixed Price Lump Sum | SITE WORK | Excavation | Excavation And Preparation Of Base As Specified And As Shown On Drawings (Provisional Item);For Ground Covers | 371 | m³ | SAR | 20
ALYA-05.1 | 1 | 1.0058 |  | Kingdom of Saudi Arabia | Jeddah | Open Spaces | Red Sea Village | Promenade Park | RSG | SALCO | Award | 2021 | Fixed Price Lump Sum | SITE WORK | Excavation | Excavation And Preparation Of Base As Specified And As Shown On Drawings (Provisional Item);For Shrubs | 671 | m³ | SAR | 20
ALYA-05.1 | 1 | 1.0058 |  | Kingdom of Saudi Arabia | Jeddah | Open Spaces | Red Sea Village | Promenade Park | RSG | SALCO | Award | 2021 | Fixed Price Lump Sum | SITE WORK | Excavation | Excavation And Preparation Of Base As Specified And As Shown On Drawings (Provisional Item);To Succulents | 109 | m³ | SAR | 20
ALYA-05.1 | 1 | 1.0058 |  | Kingdom of Saudi Arabia | Jeddah | Open Spaces | Red Sea Village | Promenade Park | RSG | SALCO | Award | 2021 | Fixed Price Lump Sum | SITE WORK | Excavation | Excavation And Preparation Of Base As Specified And As Shown On Drawings (Provisional Item);In Lawn Area | 1261 | m³ | SAR | 20
ALYA-05.1 | 1 | 1.0058 |  | Kingdom of Saudi Arabia | Jeddah | Open Spaces | Red Sea Village | Promenade Park | RSG | SALCO | Award | 2021 | Fixed Price Lump Sum | SITE WORK | Disposal | Disposal;Disposal Of Surplus Excavated Material From Site (Provisional Item) | 3279 | m³ | SAR | 20
ALYA-05.1 | 1 | 1.0058 |  | Kingdom of Saudi Arabia | Jeddah | Open Spaces | Red Sea Village | Promenade Park | RSG | SALCO | Award | 2021 | Fixed Price Lump Sum | SITE WORK | Landscaping | Planting Medium Consist Of Soil, Compost And Fertilizers;70Mm Thick Bark Mulsch To Be Removed From All Softscape Areas;To Palms | 400 | m³ | SAR | 134
ALYA-05.1 | 1 | 1.0058 |  | Kingdom of Saudi Arabia | Jeddah | Open Spaces | Red Sea Village | Promenade Park | RSG | SALCO | Award | 2021 | Fixed Price Lump Sum | SITE WORK | Landscaping | Planting Medium Consist Of Soil, Compost And Fertilizers;70Mm Thick Bark Mulsch To Be Removed From All Softscape Areas;To Trees | 340 | m³ | SAR | 134
ALYA-05.1 | 1 | 1.0058 |  | Kingdom of Saudi Arabia | Jeddah | Open Spaces | Red Sea Village | Promenade Park | RSG | SALCO | Award | 2021 | Fixed Price Lump Sum | SITE WORK | Landscaping | Planting Medium Consist Of Soil, Compost And Fertilizers;70Mm Thick Bark Mulsch To Be Removed From All Softscape Areas;To Ground Covers | 371 | m³ | SAR | 134
ALYA-05.1 | 1 | 1.0058 |  | Kingdom of Saudi Arabia | Jeddah | Open Spaces | Red Sea Village | Promenade Park | RSG | SALCO | Award | 2021 | Fixed Price Lump Sum | SITE WORK | Landscaping | Planting Medium Consist Of Soil, Compost And Fertilizers;70Mm Thick Bark Mulsch To Be Removed From All Softscape Areas;To Shrubs | 671 | m³ | SAR | 134
ALYA-05.1 | 1 | 1.0059 |  | Kingdom of Saudi Arabia | Jeddah | Open Spaces | Red Sea Village | Promenade Park | RSG | SALCO | Award | 2021 | Fixed Price Lump Sum | SITE WORK | Landscaping | Planting Medium Consist Of Soil, Compost And Fertilizers;70Mm Thick Bark Mulsch To Be Removed From All Softscape Areas;To Succulents | 109 | m³ | SAR | 134
ALYA-05.1 | 1 | 1.0059 |  | Kingdom of Saudi Arabia | Jeddah | Open Spaces | Red Sea Village | Promenade Park | RSG | SALCO | Award | 2021 | Fixed Price Lump Sum | SITE WORK | Landscaping | Planting Medium Consist Of Soil, Compost And Fertilizers;70Mm Thick Bark Mulsch To Be Removed From All Softscape Areas;In Lawn Area | 1261 | m³ | SAR | 134
ALYA-05.1 | 1 | 1.0059 |  | Kingdom of Saudi Arabia | Jeddah | Open Spaces | Red Sea Village | Promenade Park | RSG | SALCO | Award | 2021 | Fixed Price Lump Sum | SITE WORK | Landscaping | Pgravel Wrapped In Geotextile As Capillary Break Layer;Below Planting Medium Of Palms And Trees, 200Mm Thick | 449 | m² | SAR | 25
ALYA-05.1 | 1 | 1.0059 |  | Kingdom of Saudi Arabia | Jeddah | Open Spaces | Red Sea Village | Promenade Park | RSG | SALCO | Award | 2021 | Fixed Price Lump Sum | SITE WORK | Landscaping | Palms, Trees, Shrubs And The Like With Healthy Fully Developed Root Balls, Undamaged And Free From Pests And Diseases, Planted In Prepared Ground As Detailed, Including All Compost And Fertilizers, Tree Stakes, Tree Ties, Temporary Planting Screens And The Like, As Specified;Palms;Washingtonia Robusta, Ref. Wash.R6* - 6M Brown Trunk Height | 52 | Nr | SAR | 5029
ALYA-05.1 | 1 | 1.0059 |  | Kingdom of Saudi Arabia | Jeddah | Open Spaces | Red Sea Village | Promenade Park | RSG | SALCO | Award | 2021 | Fixed Price Lump Sum | SITE WORK | Landscaping | Palms, Trees, Shrubs And The Like With Healthy Fully Developed Root Balls, Undamaged And Free From Pests And Diseases, Planted In Prepared Ground As Detailed, Including All Compost And Fertilizers, Tree Stakes, Tree Ties, Temporary Planting Screens And The Like, As Specified;Palms;Washingtonia Robusta, Ref. Wash.R5* - 5M Brown Trunk Height | 52 | Nr | SAR | 4583
ALYA-05.1 | 1 | 1.0059 |  | Kingdom of Saudi Arabia | Jeddah | Open Spaces | Red Sea Village | Promenade Park | RSG | SALCO | Award | 2021 | Fixed Price Lump Sum | SITE WORK | Landscaping | Palms, Trees, Shrubs And The Like With Healthy Fully Developed Root Balls, Undamaged And Free From Pests And Diseases, Planted In Prepared Ground As Detailed, Including All Compost And Fertilizers, Tree Stakes, Tree Ties, Temporary Planting Screens And The Like, As Specified;Palms;Washingtonia Robusta, Ref. Wash.R4* - 4M Brown Trunk Height | 52 | Nr | SAR | 3782
ALYA-05.1 | 1 | 1.0059 |  | Kingdom of Saudi Arabia | Jeddah | Open Spaces | Red Sea Village | Promenade Park | RSG | SALCO | Award | 2021 | Fixed Price Lump Sum | SITE WORK | Landscaping | Palms, Trees, Shrubs And The Like With Healthy Fully Developed Root Balls, Undamaged And Free From Pests And Diseases, Planted In Prepared Ground As Detailed, Including All Compost And Fertilizers, Tree Stakes, Tree Ties, Temporary Planting Screens And The Like, As Specified;Palms;Washingtonia Robusta, Ref. Wash.R3* - 3M Brown Trunk Height | 52 | Nr | SAR | 3360
ALYA-05.1 | 1 | 1.0059 |  | Kingdom of Saudi Arabia | Jeddah | Open Spaces | Red Sea Village | Promenade Park | RSG | SALCO | Award | 2021 | Fixed Price Lump Sum | SITE WORK | Landscaping | Palms, Trees, Shrubs And The Like With Healthy Fully Developed Root Balls, Undamaged And Free From Pests And Diseases, Planted In Prepared Ground As Detailed, Including All Compost And Fertilizers, Tree Stakes, Tree Ties, Temporary Planting Screens And The Like, As Specified;Trees;Hibiscus Tiliaceus, Ref. Hibi.T - 1.8M Clear Stem Height, 60 To 70Mm Caliper | 67 | Nr | SAR | 1464
ALYA-05.1 | 1 | 1.0059 |  | Kingdom of Saudi Arabia | Jeddah | Open Spaces | Red Sea Village | Promenade Park | RSG | SALCO | Award | 2021 | Fixed Price Lump Sum | SITE WORK | Landscaping | Palms, Trees, Shrubs And The Like With Healthy Fully Developed Root Balls, Undamaged And Free From Pests And Diseases, Planted In Prepared Ground As Detailed, Including All Compost And Fertilizers, Tree Stakes, Tree Ties, Temporary Planting Screens And The Like, As Specified;Trees;Hibiscus Tiliaceus Rubra, Ref. Hibi.Tr - 1.8M Clear Stem Height, 60 To 70Mm Caliper | 17 | Nr | SAR | 1509
ALYA-05.1 | 1 | 1.0059 |  | Kingdom of Saudi Arabia | Jeddah | Open Spaces | Red Sea Village | Promenade Park | RSG | SALCO | Award | 2021 | Fixed Price Lump Sum | SITE WORK | Landscaping | Palms, Trees, Shrubs And The Like With Healthy Fully Developed Root Balls, Undamaged And Free From Pests And Diseases, Planted In Prepared Ground As Detailed, Including All Compost And Fertilizers, Tree Stakes, Tree Ties, Temporary Planting Screens And The Like, As Specified;Trees;Terminalia Catappa, Ref. Term.C - 1.8M Clear Stem Height, 60 To 70Mm Caliper | 23 | Nr | SAR | 1298
ALYA-05.1 | 1 | 1.006 |  | Kingdom of Saudi Arabia | Jeddah | Open Spaces | Red Sea Village | Promenade Park | RSG | SALCO | Award | 2021 | Fixed Price Lump Sum | SITE WORK | Landscaping | Palms, Trees, Shrubs And The Like With Healthy Fully Developed Root Balls, Undamaged And Free From Pests And Diseases, Planted In Prepared Ground As Detailed, Including All Compost And Fertilizers, Tree Stakes, Tree Ties, Temporary Planting Screens And The Like, As Specified;Shrubs;Clerodendrum Inerme, Ref. Cler.I - 0.50 To 0.60M Height, Min. 3 Breaks | 422 | Nr | SAR | 21
ALYA-05.1 | 1 | 1.006 |  | Kingdom of Saudi Arabia | Jeddah | Open Spaces | Red Sea Village | Promenade Park | RSG | SALCO | Award | 2021 | Fixed Price Lump Sum | SITE WORK | Landscaping | Palms, Trees, Shrubs And The Like With Healthy Fully Developed Root Balls, Undamaged And Free From Pests And Diseases, Planted In Prepared Ground As Detailed, Including All Compost And Fertilizers, Tree Stakes, Tree Ties, Temporary Planting Screens And The Like, As Specified;Shrubs;Dodonaea Viscosa, Ref. Dodo.V - 0.60 To 0.70M Height, Min. 3 Breaks | 1046 | Nr | SAR | 21
ALYA-05.1 | 1 | 1.006 |  | Kingdom of Saudi Arabia | Jeddah | Open Spaces | Red Sea Village | Promenade Park | RSG | SALCO | Award | 2021 | Fixed Price Lump Sum | SITE WORK | Landscaping | Palms, Trees, Shrubs And The Like With Healthy Fully Developed Root Balls, Undamaged And Free From Pests And Diseases, Planted In Prepared Ground As Detailed, Including All Compost And Fertilizers, Tree Stakes, Tree Ties, Temporary Planting Screens And The Like, As Specified;Shrubs;Leucophyllum Frutescens, Ref. Leuc.F - 0.50-0.60M Height, Min. 3 Breaks | 595 | Nr | SAR | 23
ALYA-05.1 | 1 | 1.006 |  | Kingdom of Saudi Arabia | Jeddah | Open Spaces | Red Sea Village | Promenade Park | RSG | SALCO | Award | 2021 | Fixed Price Lump Sum | SITE WORK | Landscaping | Palms, Trees, Shrubs And The Like With Healthy Fully Developed Root Balls, Undamaged And Free From Pests And Diseases, Planted In Prepared Ground As Detailed, Including All Compost And Fertilizers, Tree Stakes, Tree Ties, Temporary Planting Screens And The Like, As Specified;Shrubs;Tecoma Smithii, Ref. Teco.Sm - 0.60 To 0.70M Height, Min. 3 Breaks | 2715 | Nr | SAR | 24
ALYA-05.1 | 1 | 1.006 |  | Kingdom of Saudi Arabia | Jeddah | Open Spaces | Red Sea Village | Promenade Park | RSG | SALCO | Award | 2021 | Fixed Price Lump Sum | SITE WORK | Landscaping | Palms, Trees, Shrubs And The Like With Healthy Fully Developed Root Balls, Undamaged And Free From Pests And Diseases, Planted In Prepared Ground As Detailed, Including All Compost And Fertilizers, Tree Stakes, Tree Ties, Temporary Planting Screens And The Like, As Specified;Shrubs;Vitex Trifolia Purpurea, Ref. Vite.Tp - 0.60 To 0.70M Height, Min. 3 Breaks | 2041 | Nr | SAR | 23
ALYA-05.1 | 1 | 1.006 |  | Kingdom of Saudi Arabia | Jeddah | Open Spaces | Red Sea Village | Promenade Park | RSG | SALCO | Award | 2021 | Fixed Price Lump Sum | SITE WORK | Landscaping | Palms, Trees, Shrubs And The Like With Healthy Fully Developed Root Balls, Undamaged And Free From Pests And Diseases, Planted In Prepared Ground As Detailed, Including All Compost And Fertilizers, Tree Stakes, Tree Ties, Temporary Planting Screens And The Like, As Specified;Shrubs;Bougainvillea Pink Pixie, Ref. Boug.Pp - 0.40-0.50M Spread | 1230 | Nr | SAR | 23
ALYA-05.1 | 1 | 1.006 |  | Kingdom of Saudi Arabia | Jeddah | Open Spaces | Red Sea Village | Promenade Park | RSG | SALCO | Award | 2021 | Fixed Price Lump Sum | SITE WORK | Landscaping | Palms, Trees, Shrubs And The Like With Healthy Fully Developed Root Balls, Undamaged And Free From Pests And Diseases, Planted In Prepared Ground As Detailed, Including All Compost And Fertilizers, Tree Stakes, Tree Ties, Temporary Planting Screens And The Like, As Specified;Ground Covers;Asystasia Gangetica, Ref. Asys.G - 0.30M Spread | 23 | Nr | SAR | 13
ALYA-05.1 | 1 | 1.006 |  | Kingdom of Saudi Arabia | Jeddah | Open Spaces | Red Sea Village | Promenade Park | RSG | SALCO | Award | 2021 | Fixed Price Lump Sum | SITE WORK | Landscaping | Palms, Trees, Shrubs And The Like With Healthy Fully Developed Root Balls, Undamaged And Free From Pests And Diseases, Planted In Prepared Ground As Detailed, Including All Compost And Fertilizers, Tree Stakes, Tree Ties, Temporary Planting Screens And The Like, As Specified;Ground Covers;Hymenocallis Littoralis, Ref. Hyme.L - 0.40 To 0.50M Height | 999 | Nr | SAR | 19
ALYA-05.1 | 1 | 1.006 |  | Kingdom of Saudi Arabia | Jeddah | Open Spaces | Red Sea Village | Promenade Park | RSG | SALCO | Award | 2021 | Fixed Price Lump Sum | SITE WORK | Landscaping | Palms, Trees, Shrubs And The Like With Healthy Fully Developed Root Balls, Undamaged And Free From Pests And Diseases, Planted In Prepared Ground As Detailed, Including All Compost And Fertilizers, Tree Stakes, Tree Ties, Temporary Planting Screens And The Like, As Specified;Ground Covers;Portulacaria Afra, Ref. Port.A - 0.30M Spread | 2857 | Nr | SAR | 9
ALYA-05.1 | 1 | 1.006 |  | Kingdom of Saudi Arabia | Jeddah | Open Spaces | Red Sea Village | Promenade Park | RSG | SALCO | Award | 2021 | Fixed Price Lump Sum | SITE WORK | Landscaping | Palms, Trees, Shrubs And The Like With Healthy Fully Developed Root Balls, Undamaged And Free From Pests And Diseases, Planted In Prepared Ground As Detailed, Including All Compost And Fertilizers, Tree Stakes, Tree Ties, Temporary Planting Screens And The Like, As Specified;Ground Covers;Portulaca Grandiflora, Ref. Port.G - 0.30M Spread | 390 | Nr | SAR | 7
ALYA-05.1 | 1 | 1.0061 |  | Kingdom of Saudi Arabia | Jeddah | Open Spaces | Red Sea Village | Promenade Park | RSG | SALCO | Award | 2021 | Fixed Price Lump Sum | SITE WORK | Landscaping | Palms, Trees, Shrubs And The Like With Healthy Fully Developed Root Balls, Undamaged And Free From Pests And Diseases, Planted In Prepared Ground As Detailed, Including All Compost And Fertilizers, Tree Stakes, Tree Ties, Temporary Planting Screens And The Like, As Specified;Ground Covers;Ruellia Ciliosa, Ref. Ruel.C - 0.40M Height | 8912 | Nr | SAR | 8
ALYA-05.1 | 1 | 1.0061 |  | Kingdom of Saudi Arabia | Jeddah | Open Spaces | Red Sea Village | Promenade Park | RSG | SALCO | Award | 2021 | Fixed Price Lump Sum | SITE WORK | Landscaping | Palms, Trees, Shrubs And The Like With Healthy Fully Developed Root Balls, Undamaged And Free From Pests And Diseases, Planted In Prepared Ground As Detailed, Including All Compost And Fertilizers, Tree Stakes, Tree Ties, Temporary Planting Screens And The Like, As Specified;Ground Covers;Vitex Rotundifolia, Ref. Vite.R - 0.30M Spread | 84 | Nr | SAR | 9
ALYA-05.1 | 1 | 1.0061 |  | Kingdom of Saudi Arabia | Jeddah | Open Spaces | Red Sea Village | Promenade Park | RSG | SALCO | Award | 2021 | Fixed Price Lump Sum | SITE WORK | Landscaping | Palms, Trees, Shrubs And The Like With Healthy Fully Developed Root Balls, Undamaged And Free From Pests And Diseases, Planted In Prepared Ground As Detailed, Including All Compost And Fertilizers, Tree Stakes, Tree Ties, Temporary Planting Screens And The Like, As Specified;Ground Covers;Catharanthus Roseus, Ref. Cath.R - 0.30M Spread | 582 | Nr | SAR | 7
ALYA-05.1 | 1 | 1.0061 |  | Kingdom of Saudi Arabia | Jeddah | Open Spaces | Red Sea Village | Promenade Park | RSG | SALCO | Award | 2021 | Fixed Price Lump Sum | SITE WORK | Landscaping | Palms, Trees, Shrubs And The Like With Healthy Fully Developed Root Balls, Undamaged And Free From Pests And Diseases, Planted In Prepared Ground As Detailed, Including All Compost And Fertilizers, Tree Stakes, Tree Ties, Temporary Planting Screens And The Like, As Specified;Succulents;Pandanus Baptistii Variegata, Ref. Pand.Bv - 0.50-0.60M Height | 2183 | Nr | SAR | 83
ALYA-05.1 | 1 | 1.0061 |  | Kingdom of Saudi Arabia | Jeddah | Open Spaces | Red Sea Village | Promenade Park | RSG | SALCO | Award | 2021 | Fixed Price Lump Sum | SITE WORK | Landscaping | Palms, Trees, Shrubs And The Like With Healthy Fully Developed Root Balls, Undamaged And Free From Pests And Diseases, Planted In Prepared Ground As Detailed, Including All Compost And Fertilizers, Tree Stakes, Tree Ties, Temporary Planting Screens And The Like, As Specified;Lawn;Paspalum Vaginatum - Stolons | 4203 | m² | SAR | 29
ALYA-05.1 | 1 | 1.0061 |  | Kingdom of Saudi Arabia | Jeddah | Open Spaces | Red Sea Village | Promenade Park | RSG | SALCO | Award | 2021 | Fixed Price Lump Sum | SITE WORK | Site preparation | Site Preparation;General Site Clearance | 4941 | m² | SAR | 4
ALYA-05.1 | 1 | 1.0061 |  | Kingdom of Saudi Arabia | Jeddah | Open Spaces | Red Sea Village | Promenade Park | RSG | SALCO | Award | 2021 | Fixed Price Lump Sum | SITE WORK | Filling | Filling;Well Compacted Selected Excavated Material (Provisional Item) | 1477 | m³ | SAR | 19
ALYA-05.1 | 1 | 1.0061 |  | Kingdom of Saudi Arabia | Jeddah | Open Spaces | Red Sea Village | Promenade Park | RSG | SALCO | Award | 2021 | Fixed Price Lump Sum | SITE WORK | Paving and surfacing | Precast Concrete Block Paving Laid To Pattern With Required Colour, On And Including 50Mm Thick Sharp Sand Bed On Compacted Sub-Base, Complete As Per Engineer'S Approval;200 X 200 X 60Mm And 200 X 400 X 60Mm In Shot Blasted Finish, Ref: Feature Paving | 244 | m² | SAR | 174
ALYA-05.1 | 1 | 1.0061 |  | Kingdom of Saudi Arabia | Jeddah | Open Spaces | Red Sea Village | Promenade Park | RSG | SALCO | Award | 2021 | Fixed Price Lump Sum | SITE WORK | Paving and surfacing | Precast Concrete Block Paving Laid To Pattern With Required Colour, On And Including 50Mm Thick Sharp Sand Bed On Compacted Sub-Base, Complete As Per Engineer'S Approval;200 X 200/400 X 60Mm In Shot Blasted Finish, Ref: Promenade Paving | 1753 | m² | SAR | 180
ALYA-05.1 | 1 | 1.0061 |  | Kingdom of Saudi Arabia | Jeddah | Open Spaces | Red Sea Village | Promenade Park | RSG | SALCO | Award | 2021 | Fixed Price Lump Sum | SITE WORK | Paving and surfacing | Precast Concrete Block Paving Laid To Pattern With Required Colour, On And Including 50Mm Thick Sharp Sand Bed On Compacted Sub-Base, Complete As Per Engineer'S Approval;200 X 200/400 X 80Mm In Shot Blasted Finish, Ref: Promenade Paving | 1289 | m² | SAR | 187
ALYA-05.1 | 1 | 1.0062 |  | Kingdom of Saudi Arabia | Jeddah | Open Spaces | Red Sea Village | Promenade Park | RSG | SALCO | Award | 2021 | Fixed Price Lump Sum | SITE WORK | Paving and surfacing | Rubber Surface Consisting Of 8-10Mm Granulated Coloured Polyolefin Plastomer Particles Safety Surface Chemically Bonded With Aliphatic Polyurethane Binder, Glued Over To Varying Impact Course, Concrete Base On Compacted Sub Base All Complete;Safety Surface, Colours Various | 351 | m² | SAR | 734
ALYA-05.1 | 1 | 1.0062 |  | Kingdom of Saudi Arabia | Jeddah | Open Spaces | Red Sea Village | Promenade Park | RSG | SALCO | Award | 2021 | Fixed Price Lump Sum | SITE WORK | Paving and surfacing | Precast Concrete Paving Band Laid To Pattern With Required Colour, On And Including 25Mm Thick Full Mortar Bed On Concrete Base And Compacted Sub-Base, Complete As Per Engineer'S Approval;100 X 100 X 60Mm (200Mm Wide) In Shot Blasted Finish, Ref: Detail 1 Promenade Paving | 584 | m | SAR | 60
ALYA-05.1 | 1 | 1.0062 |  | Kingdom of Saudi Arabia | Jeddah | Open Spaces | Red Sea Village | Promenade Park | RSG | SALCO | Award | 2021 | Fixed Price Lump Sum | SITE WORK | Paving and surfacing | Precast Concrete Paving Band Laid To Pattern With Required Colour, On And Including 25Mm Thick Full Mortar Bed On Concrete Base And Compacted Sub-Base, Complete As Per Engineer'S Approval;100 X 100 X 80Mm (200Mm Wide) In Shot Blasted Finish, Ref: Detail 1 Promenade Paving | 313 | m | SAR | 63
ALYA-05.1 | 1 | 1.0062 |  | Kingdom of Saudi Arabia | Jeddah | Open Spaces | Red Sea Village | Promenade Park | RSG | SALCO | Award | 2021 | Fixed Price Lump Sum | SITE WORK | Paving and surfacing | Precast Concrete Paving Band Laid To Pattern With Required Colour, On And Including 25Mm Thick Full Mortar Bed On Concrete Base And Compacted Sub-Base, Complete As Per Engineer'S Approval;400 X 400-600Mm Wide (Cut To Size) X 60Mm In Shot Blasted Finish, Ref: Detail 2 Feature Paving | 58 | m | SAR | 131
ALYA-05.1 | 1 | 1.0062 |  | Kingdom of Saudi Arabia | Jeddah | Open Spaces | Red Sea Village | Promenade Park | RSG | SALCO | Award | 2021 | Fixed Price Lump Sum | SITE WORK | Paving and surfacing | Precast Concrete Paving Band Laid To Pattern With Required Colour, On And Including 25Mm Thick Full Mortar Bed On Concrete Base And Compacted Sub-Base, Complete As Per Engineer'S Approval;100 X 100 X 60Mm (200Mm Wide) In Shot Blasted Finish, Ref: Detail 3 Rubber Surface | 38 | m | SAR | 60
ALYA-05.1 | 1 | 1.0062 |  | Kingdom of Saudi Arabia | Jeddah | Open Spaces | Red Sea Village | Promenade Park | RSG | SALCO | Award | 2021 | Fixed Price Lump Sum | SITE WORK | Paving and surfacing | Precast Concrete Paving Band Cut To Radius As Required And Laid To Pattern With Required Colour, On And Including 25Mm Thick Full Mortar Bed On Concrete Base And Compacted Sub-Base, Complete As Per Engineer'S Approval;100 X 100 X 60Mm In Shot Blasted Finish Ref: Tree/Palm Pit (200Mm Wide Band) | 53 | m | SAR | 60
ALYA-05.1 | 1 | 1.0062 |  | Kingdom of Saudi Arabia | Jeddah | Open Spaces | Red Sea Village | Promenade Park | RSG | SALCO | Award | 2021 | Fixed Price Lump Sum | SITE WORK | Paving and surfacing | Precast Concrete Maintenance Edge Laid To Pattern With Required Colour, On And Including 25Mm Thick Full Mortar Bed On Concrete Base And Compacted Sub-Base, Complete As Per Engineer'S Approval;200 X 200 X 60Mm In Shot Blasted Finish, Ref: Maintenance Edge | 363 | m | SAR | 60
ALYA-05.1 | 1 | 1.0062 |  | Kingdom of Saudi Arabia | Jeddah | Open Spaces | Red Sea Village | Promenade Park | RSG | SALCO | Award | 2021 | Fixed Price Lump Sum | SITE WORK | Paving and surfacing | Precast Concrete Mowing Edge Laid To Pattern With Required Colour, On And Including 25Mm Thick Full Mortar Bed On Concrete Base And Compacted Sub-Base, Complete As Per Engineer'S Approval;100 X 100 X 60Mm In Shot Blasted Finish, Ref. Mowing Edge | 250 | m | SAR | 32
ALYA-05.1 | 1 | 1.0062 |  | Kingdom of Saudi Arabia | Jeddah | Open Spaces | Red Sea Village | Promenade Park | RSG | SALCO | Award | 2021 | Fixed Price Lump Sum | SITE WORK | Paving and surfacing | Aluminium Edging, Brushed Finish With Required Colour, Fixed As Per Manufacturer'S Recommendations, Complete As Per Engineer'S Approval;100Mm High Metal Edging | 457 | m | SAR | 40
ALYA-05.1 | 1 | 1.0062 |  | Kingdom of Saudi Arabia | Jeddah | Open Spaces | Red Sea Village | Promenade Park | RSG | SALCO | Award | 2021 | Fixed Price Lump Sum | SITE WORK | Paving and surfacing | 25 - 50Mm Dia. Sieve Size Local Crushed Stone Gravel With Required Colour, Loose Laid In 100Mm Thick Layer Over Geotextile Membrane Wrapped Around To Engineer'S Details And Specifications, On Compacted Sub-Base, Complete As Per Engineer'S Approval | 975 | m² | SAR | 27
ALYA-05.1 | 1 | 1.0063 |  | Kingdom of Saudi Arabia | Jeddah | Open Spaces | Red Sea Village | Promenade Park | RSG | SALCO | Award | 2021 | Fixed Price Lump Sum | CONCRETE WORK | Precast concrete | Precast Concrete Seat Block In Honed Finish With Required Colour, Mechanically Fixed To Reinforced Concrete Structure On Compacted Sub-Base, Including Necessary Earthwork, Waterproofing, All Necessary Fittings And Fixing Accessories, Complete To Engineer'S Approval;Seat Block, 600-1000Mm X Max. 1200Mm X 450Mm High Above Finished Floor Level, Ref. Seat Type 1 | 53 | m | SAR | 3590
ALYA-05.1 | 1 | 1.0063 |  | Kingdom of Saudi Arabia | Jeddah | Open Spaces | Red Sea Village | Promenade Park | RSG | SALCO | Award | 2021 | Fixed Price Lump Sum | CONCRETE WORK | Precast concrete | Precast Concrete Seat Block In Honed Finish With Required Colour, Mechanically Fixed To Reinforced Concrete Structure On Compacted Sub-Base, Including Necessary Earthwork, Waterproofing, All Necessary Fittings And Fixing Accessories, Complete To Engineer'S Approval;Seat Block, 600Mm X 1500Mm X 450Mm High Above Finished Floor Level, Ref. Seat Type 2 | 30 | m | SAR | 2719
ALYA-05.1 | 1 | 1.0063 |  | Kingdom of Saudi Arabia | Jeddah | Open Spaces | Red Sea Village | Promenade Park | RSG | SALCO | Award | 2021 | Fixed Price Lump Sum | ACCESSORIES | Generally | Supply And Fix Aluminium Litter Bin, Including Reinforced Concrete Footing On Compacted Sub-Base, Necessary Earthwork, Waterproofing, Fittings And Fixing Accessories, Complete As Specified And Shown On Drawing No. Rsv-Cll-Sw-Pr-Dr-Lan-40802 Details 1, 1.1, 1.2 And 1.3;Powder Coated Aluminium Litter Bin With Embossed Pattern And Required Colour, Size 410 X 372 X 912Mm High Above Finished Floor Level | 5 | Nr | SAR | 5741
ALYA-05.1 | 1 | 1.0063 |  | Kingdom of Saudi Arabia | Jeddah | Open Spaces | Red Sea Village | Promenade Park | RSG | SALCO | Award | 2021 | Fixed Price Lump Sum | SITE WORK | Fencing | Powder Coated Cast Aluminium Cycle Rack With Required Colours Including Necessary Reinforced Concrete Footing On Compacted Sub-Base, Necessary Earthworks, Waterproofing, Fittings, Accessories, Complete To Manufacturer / Engineer'S Details And Specifications, And As Shown On Details 3, 3.1, 3.2 And 3.3 Of Drawing No. Rsv-Cll-Sw-Rs-Dr-Lan-40802;Overall Size 240 X 60 X 1090Mm High Overall Height | 10 | Nr | SAR | 2003
ALYA-05.1 | 1 | 1.0063 |  | Kingdom of Saudi Arabia | Jeddah | Open Spaces | Red Sea Village | Promenade Park | RSG | SALCO | Award | 2021 | Fixed Price Lump Sum | ACCESSORIES | Generally | Supply And Install Play Equipment Including Necessary Concrete Foundations, Compacted Sub Base, Fittings And Fixing Accessories, Complete To Specialists Details, As Per Engineer'S Approval And As Shown On Drawing No. Rsv-Cll-Sw-Pr-Dr-Lan-40901 And As Specified ;Pyramid Climber (220505) | 1 | Nr | SAR | 85440
ALYA-05.1 | 1 | 1.0063 |  | Kingdom of Saudi Arabia | Jeddah | Open Spaces | Red Sea Village | Promenade Park | RSG | SALCO | Award | 2021 | Fixed Price Lump Sum | ACCESSORIES | Generally | Supply And Install Play Equipment Including Necessary Concrete Foundations, Compacted Sub Base, Fittings And Fixing Accessories, Complete To Specialists Details, As Per Engineer'S Approval And As Shown On Drawing No. Rsv-Cll-Sw-Pr-Dr-Lan-40901 And As Specified ;Ocean Dome (Cor85500) | 1 | Nr | SAR | 493950
ALYA-05.1 | 1 | 1.0063 |  | Kingdom of Saudi Arabia | Jeddah | Open Spaces | Red Sea Village | Promenade Park | RSG | SALCO | Award | 2021 | Fixed Price Lump Sum | SITE WORK | Landscaping | Play Mounds Consisting Of 8-10Mm Thick Polysoft Granulated Safety Surface Chemically Bonded With Aliphatic Polyurethane Binder Glues Over Rubber Base, Impact Course Varies, Including Concrete Base On Compacted Sub Base, Necessary Earthworks, Waterproofing, Necessary Fittings And All Required Accessories, Complete As Shown On Drawing Nos. Rsv-Cll-Sw-Pr-Dr-Lan-40901 And 40902;Mound - 1000 Dia. X 200Mm High | 4 | Nr | SAR | 5340
ALYA-05.1 | 1 | 1.0063 |  | Kingdom of Saudi Arabia | Jeddah | Open Spaces | Red Sea Village | Promenade Park | RSG | SALCO | Award | 2021 | Fixed Price Lump Sum | SITE WORK | Landscaping | Play Mounds Consisting Of 8-10Mm Thick Polysoft Granulated Safety Surface Chemically Bonded With Aliphatic Polyurethane Binder Glues Over Rubber Base, Impact Course Varies, Including Concrete Base On Compacted Sub Base, Necessary Earthworks, Waterproofing, Necessary Fittings And All Required Accessories, Complete As Shown On Drawing Nos. Rsv-Cll-Sw-Pr-Dr-Lan-40901 And 40902;Mound - 1300 Dia. X 200Mm High | 10 | Nr | SAR | 6942
ALYA-05.1 | 1 | 1.0063 |  | Kingdom of Saudi Arabia | Jeddah | Open Spaces | Red Sea Village | Promenade Park | RSG | SALCO | Award | 2021 | Fixed Price Lump Sum | SITE WORK | Landscaping | Play Mounds Consisting Of 8-10Mm Thick Polysoft Granulated Safety Surface Chemically Bonded With Aliphatic Polyurethane Binder Glues Over Rubber Base, Impact Course Varies, Including Concrete Base On Compacted Sub Base, Necessary Earthworks, Waterproofing, Necessary Fittings And All Required Accessories, Complete As Shown On Drawing Nos. Rsv-Cll-Sw-Pr-Dr-Lan-40901 And 40902;Mound - 1800 Dia. X 200Mm High | 2 | Nr | SAR | 9612
ALYA-05.1 | 1 | 1.0063 |  | Kingdom of Saudi Arabia | Jeddah | Open Spaces | Red Sea Village | Promenade Park | RSG | SALCO | Award | 2021 | Fixed Price Lump Sum | SITE WORK | Landscaping | Play Mounds Consisting Of 8-10Mm Thick Polysoft Granulated Safety Surface Chemically Bonded With Aliphatic Polyurethane Binder Glues Over Rubber Base, Impact Course Varies, Including Concrete Base On Compacted Sub Base, Necessary Earthworks, Waterproofing, Necessary Fittings And All Required Accessories, Complete As Shown On Drawing Nos. Rsv-Cll-Sw-Pr-Dr-Lan-40901 And 40902;Mound With Slide - 5000 Dia. X 1200Mm High | 1 | Nr | SAR | 26700
ALYA-05.1 | 1 | 1.0064 |  | Kingdom of Saudi Arabia | Jeddah | Open Spaces | Red Sea Village | Promenade Park | RSG | SALCO | Award | 2021 | Fixed Price Lump Sum | SITE WORK | Underground drainage | Upvc Pipework To Bs 3505, Class-E, Including All Fittings, Excavation, Sand Bedding, Back Filling As Specified, Cart Away Surplus, Warning Tape Markers, Thrust Blocks, All As Specified.;1 Inch Diameter Pipe | 592 | m | SAR | 33
ALYA-05.1 | 1 | 1.0064 |  | Kingdom of Saudi Arabia | Jeddah | Open Spaces | Red Sea Village | Promenade Park | RSG | SALCO | Award | 2021 | Fixed Price Lump Sum | SITE WORK | Underground drainage | Upvc Pipework To Bs 3505, Class-D, Including All Fittings, Excavation, Sand Bedding, Back Filling As Specified, Cart Away Surplus, Warning Tape Markers, Thrust Blocks, All As Specified.;1.5 Inch Diameter Pipe | 91 | m | SAR | 47
ALYA-05.1 | 1 | 1.0064 |  | Kingdom of Saudi Arabia | Jeddah | Open Spaces | Red Sea Village | Promenade Park | RSG | SALCO | Award | 2021 | Fixed Price Lump Sum | SITE WORK | Underground drainage | Upvc Pipework To Bs 3505, Class-D, Including All Fittings, Excavation, Sand Bedding, Back Filling As Specified, Cart Away Surplus, Warning Tape Markers, Thrust Blocks, All As Specified.;2 Inch Diameter Pipe | 18 | m | SAR | 67
ALYA-05.1 | 1 | 1.0064 |  | Kingdom of Saudi Arabia | Jeddah | Open Spaces | Red Sea Village | Promenade Park | RSG | SALCO | Award | 2021 | Fixed Price Lump Sum | SITE WORK | Underground drainage | Upvc Pipework To Bs 3505, Class-D, Including All Fittings, Excavation, Sand Bedding, Back Filling As Specified, Cart Away Surplus, Warning Tape Markers, Thrust Blocks, All As Specified.;3 Inch Diameter Pipe | 54 | m | SAR | 167
ALYA-05.1 | 1 | 1.0064 |  | Kingdom of Saudi Arabia | Jeddah | Open Spaces | Red Sea Village | Promenade Park | RSG | SALCO | Award | 2021 | Fixed Price Lump Sum | SITE WORK | Underground drainage | Upvc Pipework To Bs 3505, Class-D, Including All Fittings, Excavation, Sand Bedding, Back Filling As Specified, Cart Away Surplus, Warning Tape Markers, Thrust Blocks, All As Specified.;4 Inch Diameter Pipe | 25 | m | SAR | 187
ALYA-05.1 | 1 | 1.0064 |  | Kingdom of Saudi Arabia | Jeddah | Open Spaces | Red Sea Village | Promenade Park | RSG | SALCO | Award | 2021 | Fixed Price Lump Sum | SITE WORK | Landscaping | Valves Including Necessary Accessories, Fixed As Specified;Solenoid Valve In Sprinkler System,3.0 Inch Diameter | 2 | Nr | SAR | 4339
ALYA-05.1 | 1 | 1.0064 |  | Kingdom of Saudi Arabia | Jeddah | Open Spaces | Red Sea Village | Promenade Park | RSG | SALCO | Award | 2021 | Fixed Price Lump Sum | SITE WORK | Landscaping | Lockable Valve Boxes As Specified;For Solenoid Valves 3.0 Inch In Sprinkler System | 2 | Nr | SAR | 1001
ALYA-05.1 | 1 | 1.0064 |  | Kingdom of Saudi Arabia | Jeddah | Open Spaces | Red Sea Village | Promenade Park | RSG | SALCO | Award | 2021 | Fixed Price Lump Sum | SITE WORK | Landscaping | Pop-Up-Sprinklers Including Necessary Accessories, Fixed As Specified;Pop Up Sprinklers 6.00M - 8.00M Radius | 108 | Nr | SAR | 100
ALYA-05.1 | 1 | 1.0064 |  | Kingdom of Saudi Arabia | Jeddah | Open Spaces | Red Sea Village | Promenade Park | RSG | SALCO | Award | 2021 | Fixed Price Lump Sum | SITE WORK | Underground drainage | Upvc Pipework To Bs 3505, Class-E, Including All Fittings, Excavation, Sand Bedding, Back Filling As Specified, Cart Away Surplus, Warning Tape Markers, Thrust Blocks, All As Specified.;1 Inch Diameter Pipe | 415 | m | SAR | 33
ALYA-05.1 | 1 | 1.0064 |  | Kingdom of Saudi Arabia | Jeddah | Open Spaces | Red Sea Village | Promenade Park | RSG | SALCO | Award | 2021 | Fixed Price Lump Sum | SITE WORK | Underground drainage | Upvc Pipework To Bs 3505, Class-D, Including All Fittings, Excavation, Sand Bedding, Back Filling As Specified, Cart Away Surplus, Warning Tape Markers, Thrust Blocks, All As Specified.;1.5 Inch Diameter Pipe | 265 | m | SAR | 47
ALYA-05.1 | 1 | 1.0065 |  | Kingdom of Saudi Arabia | Jeddah | Open Spaces | Red Sea Village | Promenade Park | RSG | SALCO | Award | 2021 | Fixed Price Lump Sum | SITE WORK | Underground drainage | Upvc Pipework To Bs 3505, Class-D, Including All Fittings, Excavation, Sand Bedding, Back Filling As Specified, Cart Away Surplus, Warning Tape Markers, Thrust Blocks, All As Specified.;2 Inch Diameter Pipe | 85 | m | SAR | 67
ALYA-05.1 | 1 | 1.0065 |  | Kingdom of Saudi Arabia | Jeddah | Open Spaces | Red Sea Village | Promenade Park | RSG | SALCO | Award | 2021 | Fixed Price Lump Sum | SITE WORK | Underground drainage | Upvc Pipework To Bs 3505, Class-D, Including All Fittings, Excavation, Sand Bedding, Back Filling As Specified, Cart Away Surplus, Warning Tape Markers, Thrust Blocks, All As Specified.;3 Inch Diameter Pipe | 86 | m | SAR | 167
ALYA-05.1 | 1 | 1.0065 |  | Kingdom of Saudi Arabia | Jeddah | Open Spaces | Red Sea Village | Promenade Park | RSG | SALCO | Award | 2021 | Fixed Price Lump Sum | SITE WORK | Underground drainage | Upvc Pipework To Bs 3505, Class-D, Including All Fittings, Excavation, Sand Bedding, Back Filling As Specified, Cart Away Surplus, Warning Tape Markers, Thrust Blocks, All As Specified.;4 Inch Diameter Pipe | 27 | m | SAR | 187
ALYA-05.1 | 1 | 1.0065 |  | Kingdom of Saudi Arabia | Jeddah | Open Spaces | Red Sea Village | Promenade Park | RSG | SALCO | Award | 2021 | Fixed Price Lump Sum | SITE WORK | Landscaping | Drip Risers;Drip Risers As Specified | 160 | Nr | SAR | 93
ALYA-05.1 | 1 | 1.0065 |  | Kingdom of Saudi Arabia | Jeddah | Open Spaces | Red Sea Village | Promenade Park | RSG | SALCO | Award | 2021 | Fixed Price Lump Sum | SITE WORK | Landscaping | Valves Including Necessary Accessories, Fixed As Specified;Solenoid Valves, 3.0 Inch In Drip System | 1 | Nr | SAR | 4339
ALYA-05.1 | 1 | 1.0065 |  | Kingdom of Saudi Arabia | Jeddah | Open Spaces | Red Sea Village | Promenade Park | RSG | SALCO | Award | 2021 | Fixed Price Lump Sum | SITE WORK | Landscaping | Lockable Valve Boxes As Specified;For Solenoid Valves, 3.0 Inch In Drip System | 1 | Nr | SAR | 668
ALYA-05.1 | 1 | 1.0065 |  | Kingdom of Saudi Arabia | Jeddah | Open Spaces | Red Sea Village | Promenade Park | RSG | SALCO | Award | 2021 | Fixed Price Lump Sum | ELECTRICAL ENGINEERING INSTALLATIONS | Final sub-circuits and auxiliary installations | Supply And Install Light Fittings, Complete To The Approval Of The Engineer And/Or Contract Administrator, And As Shown On Drawings (Provisional Sum);Bollard Light, Ref Xb1 | 23 | Nr | SAR | 4139
ALYA-05.1 | 1 | 1.0065 |  | Kingdom of Saudi Arabia | Jeddah | Open Spaces | Red Sea Village | Promenade Park | RSG | SALCO | Award | 2021 | Fixed Price Lump Sum | ELECTRICAL ENGINEERING INSTALLATIONS | Final sub-circuits and auxiliary installations | Supply And Install Light Fittings, Complete To The Approval Of The Engineer And/Or Contract Administrator, And As Shown On Drawings (Provisional Sum);Column Light Type 2, Ref. Xc2 | 4 | Nr | SAR | 11748
ALYA-05.1 | 1 | 1.0065 |  | Kingdom of Saudi Arabia | Jeddah | Open Spaces | Red Sea Village | Promenade Park | RSG | SALCO | Award | 2021 | Fixed Price Lump Sum | ELECTRICAL ENGINEERING INSTALLATIONS | Final sub-circuits and auxiliary installations | Supply And Install Light Fittings, Complete To The Approval Of The Engineer And/Or Contract Administrator, And As Shown On Drawings (Provisional Sum);Floodlight To Tensile Structure, Ref. Xf1 | 6 | Nr | SAR | 5340
ALYA-05.1 | 1 | 1.0065 |  | Kingdom of Saudi Arabia | Jeddah | Open Spaces | Red Sea Village | Promenade Park | RSG | SALCO | Award | 2021 | Fixed Price Lump Sum | ELECTRICAL ENGINEERING INSTALLATIONS | Final sub-circuits and auxiliary installations | Supply And Install Light Fittings, Complete To The Approval Of The Engineer And/Or Contract Administrator, And As Shown On Drawings (Provisional Sum);Pole With Multiple Floodlights, Ref. Xpm1 | 6 | Nr | SAR | 41385
ALYA-05.1 | 1 | 1.0066 |  | Kingdom of Saudi Arabia | Jeddah | Open Spaces | Red Sea Village | Promenade Park | RSG | SALCO | Award | 2021 | Fixed Price Lump Sum | ELECTRICAL ENGINEERING INSTALLATIONS | Final sub-circuits and auxiliary installations | Supply And Install Light Fittings, Complete To The Approval Of The Engineer And/Or Contract Administrator, And As Shown On Drawings (Provisional Sum);Recessed Downlight, Ref. Xrd1 | 10 | Nr | SAR | 3137
ALYA-05.1 | 1 | 1.0066 |  | Kingdom of Saudi Arabia | Jeddah | Open Spaces | Red Sea Village | Promenade Park | RSG | SALCO | Award | 2021 | Fixed Price Lump Sum | ELECTRICAL ENGINEERING INSTALLATIONS | Final sub-circuits and auxiliary installations | Supply And Install Light Fittings, Complete To The Approval Of The Engineer And/Or Contract Administrator, And As Shown On Drawings (Provisional Sum);Uplight For Palms, Ref. Xu1 | 68 | Nr | SAR | 3004
ALYA-05.1 | 1 | 1.0066 |  | Kingdom of Saudi Arabia | Jeddah | Open Spaces | Red Sea Village | Promenade Park | RSG | SALCO | Award | 2021 | Fixed Price Lump Sum | ELECTRICAL ENGINEERING INSTALLATIONS | Final sub-circuits and auxiliary installations | Supply And Install Light Fittings, Complete To The Approval Of The Engineer And/Or Contract Administrator, And As Shown On Drawings (Provisional Sum);Uplight For Trees, Ref. Xu2 | 51 | Nr | SAR | 3004
ALYA-05.1 | 1 | 1.0066 |  | Kingdom of Saudi Arabia | Jeddah | Open Spaces | Red Sea Village | Promenade Park | RSG | SALCO | Award | 2021 | Fixed Price Lump Sum | ELECTRICAL ENGINEERING INSTALLATIONS | Accessories | Design, Supply And Installation Of Secondary Network Starting From Primary Network Termination Points And/Or Secondary Power And Electric Circuitry, Including Cable And Conduit, Cable Terminations, Necessary Trench Excavation And Ducts, Backfilling, Disposal, Cable Tiles, Warning Tapes, Accessories, All Necessary Secondary Electrical Works And Mechanical Works Wherever Required, Complete As Specified And Shown On Drawings And To The Approval Of The Engineer And/Or Contract Administrator (Provisional Sum);Bollard Light, Ref Xb1 | 23 | Nr | SAR | 2670
ALYA-05.1 | 1 | 1.0066 |  | Kingdom of Saudi Arabia | Jeddah | Open Spaces | Red Sea Village | Promenade Park | RSG | SALCO | Award | 2021 | Fixed Price Lump Sum | ELECTRICAL ENGINEERING INSTALLATIONS | Accessories | Design, Supply And Installation Of Secondary Network Starting From Primary Network Termination Points And/Or Secondary Power And Electric Circuitry, Including Cable And Conduit, Cable Terminations, Necessary Trench Excavation And Ducts, Backfilling, Disposal, Cable Tiles, Warning Tapes, Accessories, All Necessary Secondary Electrical Works And Mechanical Works Wherever Required, Complete As Specified And Shown On Drawings And To The Approval Of The Engineer And/Or Contract Administrator (Provisional Sum);Column Light Type 2, Ref. Xc2 | 4 | Nr | SAR | 4005
ALYA-05.1 | 1 | 1.0066 |  | Kingdom of Saudi Arabia | Jeddah | Open Spaces | Red Sea Village | Promenade Park | RSG | SALCO | Award | 2021 | Fixed Price Lump Sum | ELECTRICAL ENGINEERING INSTALLATIONS | Accessories | Design, Supply And Installation Of Secondary Network Starting From Primary Network Termination Points And/Or Secondary Power And Electric Circuitry, Including Cable And Conduit, Cable Terminations, Necessary Trench Excavation And Ducts, Backfilling, Disposal, Cable Tiles, Warning Tapes, Accessories, All Necessary Secondary Electrical Works And Mechanical Works Wherever Required, Complete As Specified And Shown On Drawings And To The Approval Of The Engineer And/Or Contract Administrator (Provisional Sum);Floodlight To Tensile Structure, Ref. Xf1 | 6 | Nr | SAR | 2670
ALYA-05.1 | 1 | 1.0066 |  | Kingdom of Saudi Arabia | Jeddah | Open Spaces | Red Sea Village | Promenade Park | RSG | SALCO | Award | 2021 | Fixed Price Lump Sum | ELECTRICAL ENGINEERING INSTALLATIONS | Accessories | Design, Supply And Installation Of Secondary Network Starting From Primary Network Termination Points And/Or Secondary Power And Electric Circuitry, Including Cable And Conduit, Cable Terminations, Necessary Trench Excavation And Ducts, Backfilling, Disposal, Cable Tiles, Warning Tapes, Accessories, All Necessary Secondary Electrical Works And Mechanical Works Wherever Required, Complete As Specified And Shown On Drawings And To The Approval Of The Engineer And/Or Contract Administrator (Provisional Sum);Pole With Multiple Floodlights, Ref. Xpm1 | 6 | Nr | SAR | 4673
ALYA-05.1 | 1 | 1.0066 |  | Kingdom of Saudi Arabia | Jeddah | Open Spaces | Red Sea Village | Promenade Park | RSG | SALCO | Award | 2021 | Fixed Price Lump Sum | ELECTRICAL ENGINEERING INSTALLATIONS | Accessories | Design, Supply And Installation Of Secondary Network Starting From Primary Network Termination Points And/Or Secondary Power And Electric Circuitry, Including Cable And Conduit, Cable Terminations, Necessary Trench Excavation And Ducts, Backfilling, Disposal, Cable Tiles, Warning Tapes, Accessories, All Necessary Secondary Electrical Works And Mechanical Works Wherever Required, Complete As Specified And Shown On Drawings And To The Approval Of The Engineer And/Or Contract Administrator (Provisional Sum);Recessed Downlight, Ref. Xrd1 | 10 | Nr | SAR | 2003
ALYA-05.1 | 1 | 1.0066 |  | Kingdom of Saudi Arabia | Jeddah | Open Spaces | Red Sea Village | Promenade Park | RSG | SALCO | Award | 2021 | Fixed Price Lump Sum | ELECTRICAL ENGINEERING INSTALLATIONS | Accessories | Design, Supply And Installation Of Secondary Network Starting From Primary Network Termination Points And/Or Secondary Power And Electric Circuitry, Including Cable And Conduit, Cable Terminations, Necessary Trench Excavation And Ducts, Backfilling, Disposal, Cable Tiles, Warning Tapes, Accessories, All Necessary Secondary Electrical Works And Mechanical Works Wherever Required, Complete As Specified And Shown On Drawings And To The Approval Of The Engineer And/Or Contract Administrator (Provisional Sum);Uplight For Palms, Ref. Xu1 | 68 | Nr | SAR | 2670
ALYA-05.1 | 1 | 1.0066 |  | Kingdom of Saudi Arabia | Jeddah | Open Spaces | Red Sea Village | Promenade Park | RSG | SALCO | Award | 2021 | Fixed Price Lump Sum | ELECTRICAL ENGINEERING INSTALLATIONS | Accessories | Design, Supply And Installation Of Secondary Network Starting From Primary Network Termination Points And/Or Secondary Power And Electric Circuitry, Including Cable And Conduit, Cable Terminations, Necessary Trench Excavation And Ducts, Backfilling, Disposal, Cable Tiles, Warning Tapes, Accessories, All Necessary Secondary Electrical Works And Mechanical Works Wherever Required, Complete As Specified And Shown On Drawings And To The Approval Of The Engineer And/Or Contract Administrator (Provisional Sum);Uplight For Trees, Ref. Xu2 | 51 | Nr | SAR | 2670
ALYA-05.1 | 1 | 1.0067 |  | Kingdom of Saudi Arabia | Jeddah | Open Spaces | Red Sea Village | Provence Park | RSG | SALCO | Award | 2021 | Fixed Price Lump Sum | SITE WORK | Excavation | Excavation And Preparation Of Base As Specified And As Shown On Drawings (Provisional Item);For Palms | 387 | m³ | SAR | 27
ALYA-05.1 | 1 | 1.0067 |  | Kingdom of Saudi Arabia | Jeddah | Open Spaces | Red Sea Village | Provence Park | RSG | SALCO | Award | 2021 | Fixed Price Lump Sum | SITE WORK | Excavation | Excavation And Preparation Of Base As Specified And As Shown On Drawings (Provisional Item);For Trees | 279 | m³ | SAR | 27
ALYA-05.1 | 1 | 1.0067 |  | Kingdom of Saudi Arabia | Jeddah | Open Spaces | Red Sea Village | Provence Park | RSG | SALCO | Award | 2021 | Fixed Price Lump Sum | SITE WORK | Excavation | Excavation And Preparation Of Base As Specified And As Shown On Drawings (Provisional Item);For Ground Covers | 329 | m³ | SAR | 27
ALYA-05.1 | 1 | 1.0067 |  | Kingdom of Saudi Arabia | Jeddah | Open Spaces | Red Sea Village | Provence Park | RSG | SALCO | Award | 2021 | Fixed Price Lump Sum | SITE WORK | Excavation | Excavation And Preparation Of Base As Specified And As Shown On Drawings (Provisional Item);For Shrubs | 199 | m³ | SAR | 27
ALYA-05.1 | 1 | 1.0067 |  | Kingdom of Saudi Arabia | Jeddah | Open Spaces | Red Sea Village | Provence Park | RSG | SALCO | Award | 2021 | Fixed Price Lump Sum | SITE WORK | Excavation | Excavation And Preparation Of Base As Specified And As Shown On Drawings (Provisional Item);To Succulents | 141 | m³ | SAR | 27
ALYA-05.1 | 1 | 1.0067 |  | Kingdom of Saudi Arabia | Jeddah | Open Spaces | Red Sea Village | Provence Park | RSG | SALCO | Award | 2021 | Fixed Price Lump Sum | SITE WORK | Excavation | Excavation And Preparation Of Base As Specified And As Shown On Drawings (Provisional Item);In Lawn Area | 601 | m³ | SAR | 27
ALYA-05.1 | 1 | 1.0067 |  | Kingdom of Saudi Arabia | Jeddah | Open Spaces | Red Sea Village | Provence Park | RSG | SALCO | Award | 2021 | Fixed Price Lump Sum | SITE WORK | Excavation | Excavation And Preparation Of Base As Specified And As Shown On Drawings (Provisional Item);In Reinforced Grass | 193 | m³ | SAR | 27
ALYA-05.1 | 1 | 1.0067 |  | Kingdom of Saudi Arabia | Jeddah | Open Spaces | Red Sea Village | Provence Park | RSG | SALCO | Award | 2021 | Fixed Price Lump Sum | SITE WORK | Disposal | Disposal;Disposal Of Surplus Excavated Material From Site (Provisional Item) | 2129 | m³ | SAR | 20
ALYA-05.1 | 1 | 1.0067 |  | Kingdom of Saudi Arabia | Jeddah | Open Spaces | Red Sea Village | Provence Park | RSG | SALCO | Award | 2021 | Fixed Price Lump Sum | SITE WORK | Landscaping | Planting Medium Consist Of Soil, Compost And Fertilizers;70Mm Thick Bark Mulsch To Be Removed From All Softscape Areas .;To Palms | 339 | m³ | SAR | 134
ALYA-05.1 | 1 | 1.0067 |  | Kingdom of Saudi Arabia | Jeddah | Open Spaces | Red Sea Village | Provence Park | RSG | SALCO | Award | 2021 | Fixed Price Lump Sum | SITE WORK | Landscaping | Planting Medium Consist Of Soil, Compost And Fertilizers;70Mm Thick Bark Mulsch To Be Removed From All Softscape Areas .;To Trees | 232 | m³ | SAR | 134
ALYA-05.1 | 1 | 1.0068 |  | Kingdom of Saudi Arabia | Jeddah | Open Spaces | Red Sea Village | Provence Park | RSG | SALCO | Award | 2021 | Fixed Price Lump Sum | SITE WORK | Landscaping | Planting Medium Consist Of Soil, Compost And Fertilizers;70Mm Thick Bark Mulsch To Be Removed From All Softscape Areas .;To Ground Covers | 329 | m³ | SAR | 134
ALYA-05.1 | 1 | 1.0068 |  | Kingdom of Saudi Arabia | Jeddah | Open Spaces | Red Sea Village | Provence Park | RSG | SALCO | Award | 2021 | Fixed Price Lump Sum | SITE WORK | Landscaping | Planting Medium Consist Of Soil, Compost And Fertilizers;70Mm Thick Bark Mulsch To Be Removed From All Softscape Areas .;To Shrubs | 199 | m³ | SAR | 134
ALYA-05.1 | 1 | 1.0068 |  | Kingdom of Saudi Arabia | Jeddah | Open Spaces | Red Sea Village | Provence Park | RSG | SALCO | Award | 2021 | Fixed Price Lump Sum | SITE WORK | Landscaping | Planting Medium Consist Of Soil, Compost And Fertilizers;70Mm Thick Bark Mulsch To Be Removed From All Softscape Areas .;To Succulents | 141 | m³ | SAR | 134
ALYA-05.1 | 1 | 1.0068 |  | Kingdom of Saudi Arabia | Jeddah | Open Spaces | Red Sea Village | Provence Park | RSG | SALCO | Award | 2021 | Fixed Price Lump Sum | SITE WORK | Landscaping | Planting Medium Consist Of Soil, Compost And Fertilizers;70Mm Thick Bark Mulsch To Be Removed From All Softscape Areas .;In Lawn Area | 601 | m³ | SAR | 134
ALYA-05.1 | 1 | 1.0068 |  | Kingdom of Saudi Arabia | Jeddah | Open Spaces | Red Sea Village | Provence Park | RSG | SALCO | Award | 2021 | Fixed Price Lump Sum | SITE WORK | Landscaping | Planting Medium Consist Of Soil, Compost And Fertilizers;70Mm Thick Bark Mulsch To Be Removed From All Softscape Areas .;300Mm Thick Planting Medium In Reinforced Grass Area Including 100Mm Root Zone With Flexible Polypropylene Fibers | 136 | m² | SAR | 334
ALYA-05.1 | 1 | 1.0068 |  | Kingdom of Saudi Arabia | Jeddah | Open Spaces | Red Sea Village | Provence Park | RSG | SALCO | Award | 2021 | Fixed Price Lump Sum | SITE WORK | Landscaping | Gravel Wrapped In Geotextile As Capillary Break Layer;Below Planting Medium Of Palms And Trees, 200Mm Thick | 340 | m² | SAR | 25
ALYA-05.1 | 1 | 1.0068 |  | Kingdom of Saudi Arabia | Jeddah | Open Spaces | Red Sea Village | Provence Park | RSG | SALCO | Award | 2021 | Fixed Price Lump Sum | SITE WORK | Landscaping | Gravel Wrapped In Geotextile As Capillary Break Layer;Below Planting Medium In Reinforced Grass Area, 125Mm Thick | 453 | m² | SAR | 20
ALYA-05.1 | 1 | 1.0068 |  | Kingdom of Saudi Arabia | Jeddah | Open Spaces | Red Sea Village | Provence Park | RSG | SALCO | Award | 2021 | Fixed Price Lump Sum | SITE WORK | Landscaping | Palms, Trees, Shrubs And The Like With Healthy Fully Developed Root Balls, Undamaged And Free From Pests And Diseases, Planted In Prepared Ground As Detailed, Including All Compost And Fertilizers, Tree Stakes, Tree Ties, Temporary Planting Screens;Palms;Washingtonia Robusta, Ref. Wash.R6* - 6M Brown Trunk Height | 9 | Nr | SAR | 5029
ALYA-05.1 | 1 | 1.0068 |  | Kingdom of Saudi Arabia | Jeddah | Open Spaces | Red Sea Village | Provence Park | RSG | SALCO | Award | 2021 | Fixed Price Lump Sum | SITE WORK | Landscaping | Palms, Trees, Shrubs And The Like With Healthy Fully Developed Root Balls, Undamaged And Free From Pests And Diseases, Planted In Prepared Ground As Detailed, Including All Compost And Fertilizers, Tree Stakes, Tree Ties, Temporary Planting Screens;Palms;Washingtonia Robusta, Ref. Wash.R5* - 5M Brown Trunk Height | 9 | Nr | SAR | 4583
ALYA-05.1 | 1 | 1.0068 |  | Kingdom of Saudi Arabia | Jeddah | Open Spaces | Red Sea Village | Provence Park | RSG | SALCO | Award | 2021 | Fixed Price Lump Sum | SITE WORK | Landscaping | Palms, Trees, Shrubs And The Like With Healthy Fully Developed Root Balls, Undamaged And Free From Pests And Diseases, Planted In Prepared Ground As Detailed, Including All Compost And Fertilizers, Tree Stakes, Tree Ties, Temporary Planting Screens;Palms;Washingtonia Robusta, Ref. Wash.R4* - 4M Brown Trunk Height | 9 | Nr | SAR | 3782
ALYA-05.1 | 1 | 1.0069 |  | Kingdom of Saudi Arabia | Jeddah | Open Spaces | Red Sea Village | Provence Park | RSG | SALCO | Award | 2021 | Fixed Price Lump Sum | SITE WORK | Landscaping | Palms, Trees, Shrubs And The Like With Healthy Fully Developed Root Balls, Undamaged And Free From Pests And Diseases, Planted In Prepared Ground As Detailed, Including All Compost And Fertilizers, Tree Stakes, Tree Ties, Temporary Planting Screens;Palms;Washingtonia Robusta, Ref. Wash.R3* - 3M Brown Trunk Height | 9 | Nr | SAR | 3360
ALYA-05.1 | 1 | 1.0069 |  | Kingdom of Saudi Arabia | Jeddah | Open Spaces | Red Sea Village | Provence Park | RSG | SALCO | Award | 2021 | Fixed Price Lump Sum | SITE WORK | Landscaping | Palms, Trees, Shrubs And The Like With Healthy Fully Developed Root Balls, Undamaged And Free From Pests And Diseases, Planted In Prepared Ground As Detailed, Including All Compost And Fertilizers, Tree Stakes, Tree Ties, Temporary Planting Screens;Palms;Roystonea Regia, Ref. Roys.R4* - 4M Brown Trunk | 35 | Nr | SAR | 8544
ALYA-05.1 | 1 | 1.0069 |  | Kingdom of Saudi Arabia | Jeddah | Open Spaces | Red Sea Village | Provence Park | RSG | SALCO | Award | 2021 | Fixed Price Lump Sum | SITE WORK | Landscaping | Palms, Trees, Shrubs And The Like With Healthy Fully Developed Root Balls, Undamaged And Free From Pests And Diseases, Planted In Prepared Ground As Detailed, Including All Compost And Fertilizers, Tree Stakes, Tree Ties, Temporary Planting Screens;Trees;Hibiscus Tiliaceus Rubra, Ref. Hibi.Tr - 1.8M Clear Stem Height, 60 To 70Mm Caliper | 18 | Nr | SAR | 1509
ALYA-05.1 | 1 | 1.0069 |  | Kingdom of Saudi Arabia | Jeddah | Open Spaces | Red Sea Village | Provence Park | RSG | SALCO | Award | 2021 | Fixed Price Lump Sum | SITE WORK | Landscaping | Palms, Trees, Shrubs And The Like With Healthy Fully Developed Root Balls, Undamaged And Free From Pests And Diseases, Planted In Prepared Ground As Detailed, Including All Compost And Fertilizers, Tree Stakes, Tree Ties, Temporary Planting Screens;Trees;Terminalia Catappa, Ref. Term.C - 1.8M Clear Stem Height, 60 To 70Mm Caliper | 55 | Nr | SAR | 1298
ALYA-05.1 | 1 | 1.0069 |  | Kingdom of Saudi Arabia | Jeddah | Open Spaces | Red Sea Village | Provence Park | RSG | SALCO | Award | 2021 | Fixed Price Lump Sum | SITE WORK | Landscaping | Palms, Trees, Shrubs And The Like With Healthy Fully Developed Root Balls, Undamaged And Free From Pests And Diseases, Planted In Prepared Ground As Detailed, Including All Compost And Fertilizers, Tree Stakes, Tree Ties, Temporary Planting Screens;Shrubs;Bougainvillea Pink Pixie, Ref. Boug.Pp - 0.40 To 0.50M Spread | 265 | Nr | SAR | 23
ALYA-05.1 | 1 | 1.0069 |  | Kingdom of Saudi Arabia | Jeddah | Open Spaces | Red Sea Village | Provence Park | RSG | SALCO | Award | 2021 | Fixed Price Lump Sum | SITE WORK | Landscaping | Palms, Trees, Shrubs And The Like With Healthy Fully Developed Root Balls, Undamaged And Free From Pests And Diseases, Planted In Prepared Ground As Detailed, Including All Compost And Fertilizers, Tree Stakes, Tree Ties, Temporary Planting Screens;Shrubs;Jatropha Pandurifolia, Ref. Jatr.P - 0.60 To 0.70M Height, Min. 3 Breaks | 847 | Nr | SAR | 24
ALYA-05.1 | 1 | 1.0069 |  | Kingdom of Saudi Arabia | Jeddah | Open Spaces | Red Sea Village | Provence Park | RSG | SALCO | Award | 2021 | Fixed Price Lump Sum | SITE WORK | Landscaping | Palms, Trees, Shrubs And The Like With Healthy Fully Developed Root Balls, Undamaged And Free From Pests And Diseases, Planted In Prepared Ground As Detailed, Including All Compost And Fertilizers, Tree Stakes, Tree Ties, Temporary Planting Screens;Shrubs;Ravenala Madagascariensis, Ref. Rave.M - 2.5M Overall Height | 17 | Nr | SAR | 1171
ALYA-05.1 | 1 | 1.0069 |  | Kingdom of Saudi Arabia | Jeddah | Open Spaces | Red Sea Village | Provence Park | RSG | SALCO | Award | 2021 | Fixed Price Lump Sum | SITE WORK | Landscaping | Palms, Trees, Shrubs And The Like With Healthy Fully Developed Root Balls, Undamaged And Free From Pests And Diseases, Planted In Prepared Ground As Detailed, Including All Compost And Fertilizers, Tree Stakes, Tree Ties, Temporary Planting Screens;Shrubs;Tecomaria Capensis Orange, Ref. Teco.C - 0.60 To 0.70M Height, Min. 3 Breaks | 756 | Nr | SAR | 23
ALYA-05.1 | 1 | 1.0069 |  | Kingdom of Saudi Arabia | Jeddah | Open Spaces | Red Sea Village | Provence Park | RSG | SALCO | Award | 2021 | Fixed Price Lump Sum | SITE WORK | Landscaping | Palms, Trees, Shrubs And The Like With Healthy Fully Developed Root Balls, Undamaged And Free From Pests And Diseases, Planted In Prepared Ground As Detailed, Including All Compost And Fertilizers, Tree Stakes, Tree Ties, Temporary Planting Screens;Ground Covers;Asystasia Gangetica Variegata, Ref. Asys.Gv - 0.30M Spread | 1479 | Nr | SAR | 13
ALYA-05.1 | 1 | 1.0069 |  | Kingdom of Saudi Arabia | Jeddah | Open Spaces | Red Sea Village | Provence Park | RSG | SALCO | Award | 2021 | Fixed Price Lump Sum | SITE WORK | Landscaping | Palms, Trees, Shrubs And The Like With Healthy Fully Developed Root Balls, Undamaged And Free From Pests And Diseases, Planted In Prepared Ground As Detailed, Including All Compost And Fertilizers, Tree Stakes, Tree Ties, Temporary Planting Screens;Ground Covers;Hymenocallis Littoralis, Ref. Hyme.L - 0.40 To 0.50M Height | 261 | Nr | SAR | 19
ALYA-05.1 | 1 | 1.007 |  | Kingdom of Saudi Arabia | Jeddah | Open Spaces | Red Sea Village | Provence Park | RSG | SALCO | Award | 2021 | Fixed Price Lump Sum | SITE WORK | Landscaping | Palms, Trees, Shrubs And The Like With Healthy Fully Developed Root Balls, Undamaged And Free From Pests And Diseases, Planted In Prepared Ground As Detailed, Including All Compost And Fertilizers, Tree Stakes, Tree Ties, Temporary Planting Screens;Ground Covers;Rhoeo Discolor, Ref. Rhoe.D - 0.20M Spread | 3621 | Nr | SAR | 8
ALYA-05.1 | 1 | 1.007 |  | Kingdom of Saudi Arabia | Jeddah | Open Spaces | Red Sea Village | Provence Park | RSG | SALCO | Award | 2021 | Fixed Price Lump Sum | SITE WORK | Landscaping | Palms, Trees, Shrubs And The Like With Healthy Fully Developed Root Balls, Undamaged And Free From Pests And Diseases, Planted In Prepared Ground As Detailed, Including All Compost And Fertilizers, Tree Stakes, Tree Ties, Temporary Planting Screens;Ground Covers;Ruellia Ciliosa, Ref. Ruel.C - 0.40M Height | 4080 | Nr | SAR | 8
ALYA-05.1 | 1 | 1.007 |  | Kingdom of Saudi Arabia | Jeddah | Open Spaces | Red Sea Village | Provence Park | RSG | SALCO | Award | 2021 | Fixed Price Lump Sum | SITE WORK | Landscaping | Palms, Trees, Shrubs And The Like With Healthy Fully Developed Root Balls, Undamaged And Free From Pests And Diseases, Planted In Prepared Ground As Detailed, Including All Compost And Fertilizers, Tree Stakes, Tree Ties, Temporary Planting Screens;Ground Covers;Portulacaria Afra, Ref. Port.A - 0.30M Spread | 2424 | Nr | SAR | 9
ALYA-05.1 | 1 | 1.007 |  | Kingdom of Saudi Arabia | Jeddah | Open Spaces | Red Sea Village | Provence Park | RSG | SALCO | Award | 2021 | Fixed Price Lump Sum | SITE WORK | Landscaping | Palms, Trees, Shrubs And The Like With Healthy Fully Developed Root Balls, Undamaged And Free From Pests And Diseases, Planted In Prepared Ground As Detailed, Including All Compost And Fertilizers, Tree Stakes, Tree Ties, Temporary Planting Screens;Succulents;Pandanus Baptistii Variegata, Ref. Pand.Bv - 0.50-0.60M Height | 1014 | Nr | SAR | 83
ALYA-05.1 | 1 | 1.007 |  | Kingdom of Saudi Arabia | Jeddah | Open Spaces | Red Sea Village | Provence Park | RSG | SALCO | Award | 2021 | Fixed Price Lump Sum | SITE WORK | Landscaping | Palms, Trees, Shrubs And The Like With Healthy Fully Developed Root Balls, Undamaged And Free From Pests And Diseases, Planted In Prepared Ground As Detailed, Including All Compost And Fertilizers, Tree Stakes, Tree Ties, Temporary Planting Screens;Succulents;Zamia Furfuracea, Ref. Zami.F - 0.50 - 0.60M Height And Spread | 906 | Nr | SAR | 387
ALYA-05.1 | 1 | 1.007 |  | Kingdom of Saudi Arabia | Jeddah | Open Spaces | Red Sea Village | Provence Park | RSG | SALCO | Award | 2021 | Fixed Price Lump Sum | SITE WORK | Landscaping | Palms, Trees, Shrubs And The Like With Healthy Fully Developed Root Balls, Undamaged And Free From Pests And Diseases, Planted In Prepared Ground As Detailed, Including All Compost And Fertilizers, Tree Stakes, Tree Ties, Temporary Planting Screens;Lawn;Paspalum Vaginatum - Stolons | 2003 | m² | SAR | 29
ALYA-05.1 | 1 | 1.007 |  | Kingdom of Saudi Arabia | Jeddah | Open Spaces | Red Sea Village | Provence Park | RSG | SALCO | Award | 2021 | Fixed Price Lump Sum | SITE WORK | Landscaping | Reinforced Grass;Reinforced Grass Comprising Grass/Turfing, Turf Pave Or Equal Approved, Undamaged And Free From Pests And Diseases, Planted In Compacted Planting Medium 300Mm Thick Including Gravel Layer At Required Depth (Planting Medium And Gravel Layer Measured Elsewhere), All Compost And Fertilizers, Complete To Engineer'S Details;Reinforced Grass | 453 | m² | SAR | 101
ALYA-05.1 | 1 | 1.007 |  | Kingdom of Saudi Arabia | Jeddah | Open Spaces | Red Sea Village | Provence Park | RSG | SALCO | Award | 2021 | Fixed Price Lump Sum | SITE WORK | Site preparation | Site Preparation;General Site Clearance | 4798 | m² | SAR | 4
ALYA-05.1 | 1 | 1.007 |  | Kingdom of Saudi Arabia | Jeddah | Open Spaces | Red Sea Village | Provence Park | RSG | SALCO | Award | 2021 | Fixed Price Lump Sum | SITE WORK | Filling | Filling;Well Compacted Selected Excavated Material (Provisional Item) | 2186 | m³ | SAR | 19
ALYA-05.1 | 1 | 1.007 |  | Kingdom of Saudi Arabia | Jeddah | Open Spaces | Red Sea Village | Provence Park | RSG | SALCO | Award | 2021 | Fixed Price Lump Sum | SITE WORK | Paving and surfacing | Precast Concrete Block Paving Laid To Pattern With Required Colour, On And Including 50Mm Thick Sharp Sand Bed On Compacted Sub-Base, Complete As Per Engineer'S Approval;200 X 400 X 60Mm In Shot Blasted Finish Ref: Paving Infill Type 1 | 659 | m² | SAR | 175
ALYA-05.1 | 1 | 1.0071 |  | Kingdom of Saudi Arabia | Jeddah | Open Spaces | Red Sea Village | Provence Park | RSG | SALCO | Award | 2021 | Fixed Price Lump Sum | SITE WORK | Paving and surfacing | Precast Concrete Block Paving Laid To Pattern With Required Colour, On And Including 50Mm Thick Sharp Sand Bed On Compacted Sub-Base, Complete As Per Engineer'S Approval;200 X 600 X 60Mm In Shot Blasted Finish Ref: Paving Infill Type 2 - To Pedestrian Area | 796 | m² | SAR | 206
ALYA-05.1 | 1 | 1.0071 |  | Kingdom of Saudi Arabia | Jeddah | Open Spaces | Red Sea Village | Provence Park | RSG | SALCO | Award | 2021 | Fixed Price Lump Sum | SITE WORK | Paving and surfacing | Precast Concrete Block Paving Laid To Pattern With Required Colour, On And Including 50Mm Thick Sharp Sand Bed On Compacted Sub-Base, Complete As Per Engineer'S Approval;200 X 600 X 80Mm In Shot Blasted Finish Ref: Paving Infill Type 2 - To Vehicular / Eva Route | 380 | m² | SAR | 204
ALYA-05.1 | 1 | 1.0071 |  | Kingdom of Saudi Arabia | Jeddah | Open Spaces | Red Sea Village | Provence Park | RSG | SALCO | Award | 2021 | Fixed Price Lump Sum | SITE WORK | Paving and surfacing | Precast Concrete Block Paving Laid To Pattern With Required Colour, On And Including 50Mm Thick Sharp Sand Bed On Compacted Sub-Base, Complete As Per Engineer'S Approval;100 X 100 X 60Mm In Shot Blasted Finish Ref: Paving Infill Type 3 - To Pedestrian Area | 328 | m² | SAR | 182
ALYA-05.1 | 1 | 1.0071 |  | Kingdom of Saudi Arabia | Jeddah | Open Spaces | Red Sea Village | Provence Park | RSG | SALCO | Award | 2021 | Fixed Price Lump Sum | SITE WORK | Paving and surfacing | Precast Concrete Block Paving Laid To Pattern With Required Colour, On And Including 50Mm Thick Sharp Sand Bed On Compacted Sub-Base, Complete As Per Engineer'S Approval;100 X 100 X 80Mm In Shot Blasted Finish Ref: Paving Infill Type 3 - To Vehicular / Eva Route | 487 | m² | SAR | 195
ALYA-05.1 | 1 | 1.0071 |  | Kingdom of Saudi Arabia | Jeddah | Open Spaces | Red Sea Village | Provence Park | RSG | SALCO | Award | 2021 | Fixed Price Lump Sum | SITE WORK | Paving and surfacing | Precast Concrete Block Paving Laid To Pattern With Required Colour, On And Including 50Mm Thick Sharp Sand Bed On Compacted Sub-Base, Complete As Per Engineer'S Approval;500 X 250 X 80Mm In Riven Finish Ref: Paving Infill Type 4 | 1073 | m² | SAR | 218
ALYA-05.1 | 1 | 1.0071 |  | Kingdom of Saudi Arabia | Jeddah | Open Spaces | Red Sea Village | Provence Park | RSG | SALCO | Award | 2021 | Fixed Price Lump Sum | SITE WORK | Paving and surfacing | Precast Concrete Paving Band Laid To Pattern With Required Colour, On And Including 25Mm Thick Full Mortar Bed On Concrete Base And Compacted Sub-Base, Complete As Per Engineer'S Approval;100 X 100 X 60Mm (200Mm Wide Band) In Shot Blasted Finish, Ref: Band - To Pedestrian Area | 1052 | m | SAR | 60
ALYA-05.1 | 1 | 1.0071 |  | Kingdom of Saudi Arabia | Jeddah | Open Spaces | Red Sea Village | Provence Park | RSG | SALCO | Award | 2021 | Fixed Price Lump Sum | SITE WORK | Paving and surfacing | Precast Concrete Paving Band Laid To Pattern With Required Colour, On And Including 25Mm Thick Full Mortar Bed On Concrete Base And Compacted Sub-Base, Complete As Per Engineer'S Approval;100 X 100 X 80Mm (200Mm Wide Band) In Shot Blasted Finish, Ref: Band - To Vehicular / Eva Route | 140 | m | SAR | 63
ALYA-05.1 | 1 | 1.0071 |  | Kingdom of Saudi Arabia | Jeddah | Open Spaces | Red Sea Village | Provence Park | RSG | SALCO | Award | 2021 | Fixed Price Lump Sum | SITE WORK | Paving and surfacing | Precast Concrete Hazard Warning Tactile Band Laid To Pattern With Required Colour, On And Including 25Mm Thick Full Mortar Bed On Concrete Base And Compacted Sub-Base, Complete As Per Engineer'S Approval ;300 X 600 X 60Mm In Shot Blasted Finish Ref. Hazard Warning Tactile Band At Steps And Disappearing Steps (600Mm Wide Band) | 222 | m | SAR | 198
ALYA-05.1 | 1 | 1.0071 |  | Kingdom of Saudi Arabia | Jeddah | Open Spaces | Red Sea Village | Provence Park | RSG | SALCO | Award | 2021 | Fixed Price Lump Sum | SITE WORK | Paving and surfacing | Precast Concrete Hazard Warning Tactile Band Laid To Pattern With Required Colour, On And Including 25Mm Thick Full Mortar Bed On Concrete Base And Compacted Sub-Base, Complete As Per Engineer'S Approval ;300 X 600 X 60Mm In Shot Blasted Finish Ref. Hazard Warning Tactile Band At Disappearing Steps (900Mm Wide Band) | 19 | m | SAR | 296
ALYA-05.1 | 1 | 1.0071 |  | Kingdom of Saudi Arabia | Jeddah | Open Spaces | Red Sea Village | Provence Park | RSG | SALCO | Award | 2021 | Fixed Price Lump Sum | SITE WORK | Paving and surfacing | Precast Concrete Maintenance Edge Laid To Pattern With Required Colour, On And Including 25Mm Thick Full Mortar Bed On Concrete Base And Compacted Sub-Base, Complete As Per Engineer'S Approval;200 X 200 X 60Mm In Shot Blasted Finish Ref: Maintenance Edge | 305 | m | SAR | 60
ALYA-05.1 | 1 | 1.0072 |  | Kingdom of Saudi Arabia | Jeddah | Open Spaces | Red Sea Village | Provence Park | RSG | SALCO | Award | 2021 | Fixed Price Lump Sum | SITE WORK | Landscaping | Mowing Edge;Precast Concrete Mowing Edge Laid To Pattern With Required Colour, On And Including 25Mm Thick Full Mortar Bed On Concrete Base And Compacted Sub-Base, Complete As Per Engineer'S Approval ;100 X 100 X 60Mm In Shot Blasted Finish Ref: Mowing Edge | 42 | m | SAR | 32
ALYA-05.1 | 1 | 1.0072 |  | Kingdom of Saudi Arabia | Jeddah | Open Spaces | Red Sea Village | Provence Park | RSG | SALCO | Award | 2021 | Fixed Price Lump Sum | SITE WORK | Paving and surfacing | Aluminium Edging, Brushed Finish With Required Colour, Fixed As Per Manufacturer'S Recommendations, Complete As Per Engineer'S Approval;100Mm High Metal Edging | 248 | m | SAR | 40
ALYA-05.1 | 1 | 1.0072 |  | Kingdom of Saudi Arabia | Jeddah | Open Spaces | Red Sea Village | Provence Park | RSG | SALCO | Award | 2021 | Fixed Price Lump Sum | SITE WORK | Paving and surfacing | 25 - 50Mm Dia. Sieve Size Local Crushed Stone Gravel With Required Colour, Loose Laid In 100Mm Thick Layer Over Geotextile Membrane Wrapped Around To Engineer'S Details And Specifications, On Compacted Sub-Base, Complete As Per Engineer'S Approval; | 143 | m² | SAR | 33
ALYA-05.1 | 1 | 1.0072 |  | Kingdom of Saudi Arabia | Jeddah | Open Spaces | Red Sea Village | Provence Park | RSG | SALCO | Award | 2021 | Fixed Price Lump Sum | SITE WORK | Paving and surfacing | Precast Concrete Heel Kerb Laid To Pattern With Required Colour, On And Including 25Mm Thick Full Mortar Bed On Concrete Base And Compacted Sub-Base, Complete As Per Engineer'S Approval;100 X 600 X 200Mm Thick In Shot Blasted Finish Ref: Heel Kerb - To Private Plots | 41 | m | SAR | 127
ALYA-05.1 | 1 | 1.0072 |  | Kingdom of Saudi Arabia | Jeddah | Open Spaces | Red Sea Village | Provence Park | RSG | SALCO | Award | 2021 | Fixed Price Lump Sum | SITE WORK | Paving and surfacing | Precast Concrete Step Laid To Pattern With Required Colour, On And Including 25Mm Thick Mortar Bedding, Reinforced Concrete Structure On Compacted Sub-Base, Complete As Per Engineers Approval;150Mm Thick Steps, Size Varies, In Shot Blasted Finish | 102 | m² | SAR | 1691
ALYA-05.1 | 1 | 1.0072 |  | Kingdom of Saudi Arabia | Jeddah | Open Spaces | Red Sea Village | Provence Park | RSG | SALCO | Award | 2021 | Fixed Price Lump Sum | SITE WORK | Paving and surfacing | Precast Concrete Steps Laid To Pattern With Required Colour, On And Including 25Mm Thick Mortar Bedding, Reinforced Concrete Structure On Compacted Sub-Base, Complete As Per Engineers Approval;2000Mm Wide (Varies) X 150Mm Thick Steps, Shot Blasted Finish, Ref: Step Type 1 | 297 | m | SAR | 3384
ALYA-05.1 | 1 | 1.0072 |  | Kingdom of Saudi Arabia | Jeddah | Open Spaces | Red Sea Village | Provence Park | RSG | SALCO | Award | 2021 | Fixed Price Lump Sum | SITE WORK | Paving and surfacing | Precast Concrete Steps Laid To Pattern With Required Colour, On And Including 25Mm Thick Mortar Bedding, Reinforced Concrete Structure On Compacted Sub-Base, Complete As Per Engineers Approval;1000Mm Wide X 100Mm Thick Steps (Tile Size 500 X 500 And 500 X 550Mm), Shot Blasted Finish, Ref: Step Type 2 | 34 | m | SAR | 935
ALYA-05.1 | 1 | 1.0072 |  | Kingdom of Saudi Arabia | Jeddah | Open Spaces | Red Sea Village | Provence Park | RSG | SALCO | Award | 2021 | Fixed Price Lump Sum | SITE WORK | Paving and surfacing | Precast Concrete 600Mm Wide Seat Block Unit Comprising Of 50-100Mm Thick X 400Mm High Cladding, With Honed Finish And Required Colour, On And Including Mortar Bedded On Reinforced Concrete Base,On Compacted Sub-Base, Smooth Cement Render (10-15Mm Thick X 50Mm High) To Bottom Of Seat, Necessary Earthworks, Waterproofing, Fittings, Accessories, And All Other Required Works, Complete To Engineer'S Details;Overall Size 600Mm Wide X 450Mm High Above Finished Floor Level | 55 | m | SAR | 1450
ALYA-05.1 | 1 | 1.0072 |  | Kingdom of Saudi Arabia | Jeddah | Open Spaces | Red Sea Village | Provence Park | RSG | SALCO | Award | 2021 | Fixed Price Lump Sum | CONCRETE WORK | Precast concrete | Precast Concrete Seat Block Unit In Honed Finish And Required Colour, Size 600 X 1200Mm, Mechanically Fixed To Concrete Base, With 50-100Mm Thick X 400Mm High Precast Concrete Seat Cladding With Honed Finish And Required Colour, On And Including Mortar Bedding, Reinforced Concrete Base On Compacted Sub-Base, Necessary Earthwork, Waterproofing, Metal Dowel, Fittings, Accessories And All Necessary Works, Complete To Engineer'S Details;Overall Size 600Mm Wide X 550Mm High | 12 | m | SAR | 2834
ALYA-05.1 | 1 | 1.0072 |  | Kingdom of Saudi Arabia | Jeddah | Open Spaces | Red Sea Village | Provence Park | RSG | SALCO | Award | 2021 | Fixed Price Lump Sum | CONCRETE WORK | Precast concrete | Precast Concrete Seat Block Unit (600 X 600Mm) In Honed Finish With Required Colour, With 50-100Mm Thick Seat Cladding In Honed Finish, 10-15Mm Thick X 50Mm High Smooth Cement Render To Bottom Of Seat, On And Including Mortar Bed, Including Reinforced Concrete Base On Compacted Sub-Base, Necessary Earthwork, Waterproofing, Fittings, Accessories And All Necessary Works, Complete To Engineer'S Details;Seat Block, 600Mm Wide X 450Mm High Above Finished Floor Level, Ref. Type 1 | 102 | m | SAR | 1730
ALYA-05.1 | 1 | 1.0073 |  | Kingdom of Saudi Arabia | Jeddah | Open Spaces | Red Sea Village | Provence Park | RSG | SALCO | Award | 2021 | Fixed Price Lump Sum | CONCRETE WORK | Precast concrete | Precast Concrete Seat Block Unit (600 X 600Mm) In Honed Finish With Required Colour, With 50-100Mm Thick Seat Cladding In Honed Finish, 10-15Mm Thick X 50Mm High Smooth Cement Render To Bottom Of Seat, On And Including Mortar Bed, Including Reinforced Concrete Base On Compacted Sub-Base, Necessary Earthwork, Waterproofing, Fittings, Accessories And All Necessary Works, Complete To Engineer'S Details;Seat Block, 600Mm Wide X 450Mm High Above Finished Floor Level, Ref. Type 2 | 51 | m | SAR | 1730
ALYA-05.1 | 1 | 1.0073 |  | Kingdom of Saudi Arabia | Jeddah | Open Spaces | Red Sea Village | Provence Park | RSG | SALCO | Award | 2021 | Fixed Price Lump Sum | CONCRETE WORK | Precast concrete | Precast Concrete Seat Block Comprising Of 60Mm Thick Coping (600 X 1200Mm) And 30Mm Thick Cladding (100 X 300Mm), Both With Honed Finish And Required Colour, Laid To Pattern Including Max. 3Mm Wide Joint Using Colour Matched Grout, 25Mm Thick Mortar Bed, Reinforced Concrete Base On Compacted Sub-Base, Necessary Earthwork, Waterproofing, Fittings, Accessories, And All Other Necessary Works, Complete To Engineer'S Details;Seat Block 600Mm Wide With Varying Height Above Finished Floor Level | 57 | m | SAR | 1295
ALYA-05.1 | 1 | 1.0073 |  | Kingdom of Saudi Arabia | Jeddah | Open Spaces | Red Sea Village | Provence Park | RSG | SALCO | Award | 2021 | Fixed Price Lump Sum | SPECIAL CONSTRUCTION | Installations | 6Mm Thick Powder Coated Aluminium Perforated Sheet Shade Structure Fixed To Powder Coated Galvanized Steel Square Hollow Section Main Beam And Rectangular Hollow Section, Sub Beams And Frames, All Rest On Powder Coated Galvanized Steel Posts, All With Required Colour, Including Steel Base Plate, Supports, Fittings And Accessories, Rcc Footing, Blinding, Polyethylene Sheet, Waterproofing, Earthwork And All Necessary Works, Complete As Per Engineer'S Approval;Overall Area 166M2 To Play Area | 1 | Nr | SAR | 288093
ALYA-05.1 | 1 | 1.0073 |  | Kingdom of Saudi Arabia | Jeddah | Open Spaces | Red Sea Village | Provence Park | RSG | SALCO | Award | 2021 | Fixed Price Lump Sum | METALWORK | Non structural metalwork | Floor Mounted Handrail Comprising Of 50Mm Thick Diameter Stainless Steel With Brushed Finish, Natural Colour Including All Necessary Accessories, Fixing To Engineer'S Details And Specifications;Handrail To Steps, 1100Mm High Above Finished Floor Level | 15 | m | SAR | 1402
ALYA-05.1 | 1 | 1.0073 |  | Kingdom of Saudi Arabia | Jeddah | Open Spaces | Red Sea Village | Provence Park | RSG | SALCO | Award | 2021 | Fixed Price Lump Sum | METALWORK | Non structural metalwork | Floor Mounted Handrail Comprising Of 50Mm Thick Diameter Stainless Steel With Brushed Finish, Natural Colour Including All Necessary Accessories, Fixing To Engineer'S Details And Specifications;Handrail To Seating Area Near Disappearing Steps, 1100Mm High Above Finished Floor Level | 26 | m | SAR | 1402
ALYA-05.1 | 1 | 1.0073 |  | Kingdom of Saudi Arabia | Jeddah | Open Spaces | Red Sea Village | Provence Park | RSG | SALCO | Award | 2021 | Fixed Price Lump Sum | METALWORK | Non structural metalwork | Balustrade (Inclined) Comprising 50 X 180Mm Powder Coated Aluminium Top Rail, 10Mm Dia Powder Coated Aluminium Rod Fixed To Aluminium Frame, 10Mm Thick X 50Mm Wide Powder Coated Alumnium Frame Welded To Aluminium Secondary Post, 10Mm Thick X 50Mm Wide Powder Coated Alumnium Secondary Post Welded To Steel Base Plate And Fixed To Concrete Quay Wall, 10Mm Thick X 100Mm Wide Powder Coated Aluminium Flat Member Post Welded To Steel Base Plate And Fixed To Concrete Quay Wall, Steel Base Plate, All With Required Colour, Including Necessary Fixing Accessories, Complete As Per Specialist'S Details And Specifications To The Approval;Balustrade Type 1, 1200Mm Vertical Height Above Finished Floor Level | 99 | m | SAR | 1789
ALYA-05.1 | 1 | 1.0073 |  | Kingdom of Saudi Arabia | Jeddah | Open Spaces | Red Sea Village | Provence Park | RSG | SALCO | Award | 2021 | Fixed Price Lump Sum | SITE WORK | Paving and surfacing | Precast Concrete Coping With 10Mm Chamfer To Outer Edge, Laid To Pattern And With Required Colour As Indicated Including Max. 5Mm Wide Joint Using Colour Matched Grout, 25Mm Thick Full Mortar Bed On Concrete Quay Wall, Complete To Engineer'S Details;750 X 550 X 90Mm Thick Coping In Shot Blasted Finish, To Base Of Balustrade Type 1 | 99 | m | SAR | 362
ALYA-05.1 | 1 | 1.0073 |  | Kingdom of Saudi Arabia | Jeddah | Open Spaces | Red Sea Village | Provence Park | RSG | SALCO | Award | 2021 | Fixed Price Lump Sum | ACCESSORIES | Generally | Supply And Install Play Equipment Including Necessary Concrete Foundations On Compacted Sub Base All To Specialist'S Details, Complete As Per Engineer'S Approval ;Global Motion (218915 ) - As Shown On Details 1 And 1.2 Drawing No. Rsv-Cll-Sw-Pv-Dr-Lan-40903 | 1 | Nr | SAR | 75343
ALYA-05.1 | 1 | 1.0073 |  | Kingdom of Saudi Arabia | Jeddah | Open Spaces | Red Sea Village | Provence Park | RSG | SALCO | Award | 2021 | Fixed Price Lump Sum | ACCESSORIES | Generally | Supply And Install Play Equipment Including Necessary Concrete Foundations On Compacted Sub Base All To Specialist'S Details, Complete As Per Engineer'S Approval ;Cozy Dome (168099) - As Shown On Details 3 And 3.1 Drawing No. Rsv-Cll-Sw-Pv-Dr-Lan-40903 | 1 | Nr | SAR | 60075
ALYA-05.1 | 1 | 1.0073 |  | Kingdom of Saudi Arabia | Jeddah | Open Spaces | Red Sea Village | Provence Park | RSG | SALCO | Award | 2021 | Fixed Price Lump Sum | ACCESSORIES | Generally | Supply And Install Play Equipment Including Necessary Concrete Foundations On Compacted Sub Base All To Specialist'S Details, Complete As Per Engineer'S Approval ;Jelly Fish (Cor29400) - As Shown On Detail 3, 3.1 And 3.2 Drawing No. Rsv-Cll-Sw-Pv-Dr-Lan-40901 | 1 | Nr | SAR | 546656
ALYA-05.1 | 1 | 1.0074 |  | Kingdom of Saudi Arabia | Jeddah | Open Spaces | Red Sea Village | Provence Park | RSG | SALCO | Award | 2021 | Fixed Price Lump Sum | ACCESSORIES | Generally | Supply And Install Play Equipment Including Necessary Concrete Foundations On Compacted Sub Base All To Specialist'S Details, Complete As Per Engineer'S Approval ;Spinner Bowl (Ele400024) - As Shown On Details 2, 2.1 And 2.2 Drawing No. Rsv-Cll-Sw-Pv-Dr-Lan-40903 | 5 | Nr | SAR | 8010
ALYA-05.1 | 1 | 1.0074 |  | Kingdom of Saudi Arabia | Jeddah | Open Spaces | Red Sea Village | Provence Park | RSG | SALCO | Award | 2021 | Fixed Price Lump Sum | SITE WORK | Landscaping | Play Mounds Consisting Of 8-10Mm Thick Granulated Safety Surface, Coloured Polyolefin Plastomer Particles, Chemically Bonded With Aliphatic Polyurethane Binder Glued Over Rubber Base Including Varying Impact Course, Reinforced Concrete Base, Compacted Sub Base, Necessary Earthworks, Waterproofing, Complete As Per Engineer'S ;Mound Type 1, 2800Mm Diameter X 600Mm High Above Finished Floor Level | 1 | Nr | SAR | 12816
ALYA-05.1 | 1 | 1.0074 |  | Kingdom of Saudi Arabia | Jeddah | Open Spaces | Red Sea Village | Provence Park | RSG | SALCO | Award | 2021 | Fixed Price Lump Sum | SITE WORK | Landscaping | Play Mounds Consisting Of 8-10Mm Thick Granulated Safety Surface, Coloured Polyolefin Plastomer Particles, Chemically Bonded With Aliphatic Polyurethane Binder Glued Over Rubber Base Including Varying Impact Course, Reinforced Concrete Base, Compacted Sub Base, Necessary Earthworks, Waterproofing, Complete As Per Engineer'S ;Mound Type 2, 2200Mm Diameter X 400Mm High Above Finished Floor Level | 2 | Nr | SAR | 9612
ALYA-05.1 | 1 | 1.0074 |  | Kingdom of Saudi Arabia | Jeddah | Open Spaces | Red Sea Village | Provence Park | RSG | SALCO | Award | 2021 | Fixed Price Lump Sum | SITE WORK | Landscaping | Play Mounds Consisting Of 8-10Mm Thick Granulated Safety Surface, Coloured Polyolefin Plastomer Particles, Chemically Bonded With Aliphatic Polyurethane Binder Glued Over Rubber Base Including Varying Impact Course, Reinforced Concrete Base, Compacted Sub Base, Necessary Earthworks, Waterproofing, Complete As Per Engineer'S ;Mound Type 3, 1300Mm Diameter X 200Mm High Above Finished Floor Level | 5 | Nr | SAR | 6942
ALYA-05.1 | 1 | 1.0074 |  | Kingdom of Saudi Arabia | Jeddah | Open Spaces | Red Sea Village | Provence Park | RSG | SALCO | Award | 2021 | Fixed Price Lump Sum | ACCESSORIES | Generally | Litter Bin;Supply And Fix Aluminium Litter Bin, Including Reinforced Concrete Footing On Compacted Sub-Base, Necessary Earthwork, Waterproofing, Fittings And Fixing Accessories, Complete As Specified ;Powder Coated Aluminium Litter Bin With Embossed Pattern And Required Colour, Size 410 X 372 X 912Mm High Above Finished Floor Level | 7 | Nr | SAR | 5741
ALYA-05.1 | 1 | 1.0074 |  | Kingdom of Saudi Arabia | Jeddah | Open Spaces | Red Sea Village | Provence Park | RSG | SALCO | Award | 2021 | Fixed Price Lump Sum | ACCESSORIES | Generally | Bench;Bench Comprising Of Hardwood Timber Board Battens In Minimum 8Mm Gaps And Including Finishes, Size 50 X 120Mm To Seats And 25 X 100Mm Inclined Back Rest Fixed To Galvanised Steel Flat Member And To Concrete Seat Block, 50Mm Wide Galvanized Steel Flat Member With Paint Finish Fixed To Concrete Seat Block For Fixing Timber Board, Including Fair Faced Finished Pressed Precast Concrete Seat Block With Stamped Pattern, Finishes, Fittings And Fixing Accessories, Rcc Foundation, Necessary Earthwork, Blinding, Polyethylene Sheet, Waterproofing, Compacted Sub-Base, Complete As Per Specialist'S And Engineer'S Approval,;Overall Size 2000 X 500 X 450Mm High | 6 | Nr | SAR | 6942
ALYA-05.1 | 1 | 1.0074 |  | Kingdom of Saudi Arabia | Jeddah | Open Spaces | Red Sea Village | Provence Park | RSG | SALCO | Award | 2021 | Fixed Price Lump Sum | ACCESSORIES | Generally | Bench;Fair Face Finish Precast Concrete Seat Block With Stamped Pattern And Required Colour, On And Including Reinforced Concrete Base On Compacted Sub Base, Necessary Earthwork, Waterproofing, Steel Dowel For Fixing Concrete Bench, Complete To Specialis Details And Engineer'S Approval;Overall Size 2000 X 500 X 450Mm High (Optional) | 6 | Nr | SAR | 2336
ALYA-05.1 | 1 | 1.0074 |  | Kingdom of Saudi Arabia | Jeddah | Open Spaces | Red Sea Village | Provence Park | RSG | SALCO | Award | 2021 | Fixed Price Lump Sum | ACCESSORIES | Generally | Cycle Rack;Powder Coated Cast Aluminium Cycle Rack With Required Colours Including Necessary Reinforced Concrete Footing On Compacted Sub-Base, Necessary Earthworks, Waterproofing, Fittings, Accessories, Complete To Manufacturer / Engineer'S Details ;Overall Size 240 X 60 X 1090Mm Overall Height | 10 | Nr | SAR | 2003
ALYA-05.1 | 1 | 1.0074 |  | Kingdom of Saudi Arabia | Jeddah | Open Spaces | Red Sea Village | Provence Park | RSG | SALCO | Award | 2021 | Fixed Price Lump Sum | SITE WORK | Underground drainage | Upvc Pipework To Bs 3505, Class-E, Including All Fittings, Excavation, Sand Bedding, Back Filling As Specified, Cart Away Surplus, Warning Tape Markers, Thrust Blocks, All As Specified.;1 Inch Diameter Pipe | 260 | m | SAR | 33
ALYA-05.1 | 1 | 1.0074 |  | Kingdom of Saudi Arabia | Jeddah | Open Spaces | Red Sea Village | Provence Park | RSG | SALCO | Award | 2021 | Fixed Price Lump Sum | SITE WORK | Underground drainage | Upvc Pipework To Bs 3505, Class-D, Including All Fittings, Excavation, Sand Bedding, Back Filling As Specified, Cart Away Surplus, Warning Tape Markers, Thrust Blocks, All As Specified.;1.5 Inch Diameter Pipe | 120 | m | SAR | 47
ALYA-05.1 | 1 | 1.0075 |  | Kingdom of Saudi Arabia | Jeddah | Open Spaces | Red Sea Village | Provence Park | RSG | SALCO | Award | 2021 | Fixed Price Lump Sum | SITE WORK | Underground drainage | Upvc Pipework To Bs 3505, Class-D, Including All Fittings, Excavation, Sand Bedding, Back Filling As Specified, Cart Away Surplus, Warning Tape Markers, Thrust Blocks, All As Specified.;2 Inch Diameter Pipe | 12 | m | SAR | 67
ALYA-05.1 | 1 | 1.0075 |  | Kingdom of Saudi Arabia | Jeddah | Open Spaces | Red Sea Village | Provence Park | RSG | SALCO | Award | 2021 | Fixed Price Lump Sum | SITE WORK | Underground drainage | Upvc Pipework To Bs 3505, Class-D, Including All Fittings, Excavation, Sand Bedding, Back Filling As Specified, Cart Away Surplus, Warning Tape Markers, Thrust Blocks, All As Specified.;3 Inch Diameter Pipe | 24 | m | SAR | 167
ALYA-05.1 | 1 | 1.0075 |  | Kingdom of Saudi Arabia | Jeddah | Open Spaces | Red Sea Village | Provence Park | RSG | SALCO | Award | 2021 | Fixed Price Lump Sum | SITE WORK | Underground drainage | Upvc Pipework To Bs 3505, Class-D, Including All Fittings, Excavation, Sand Bedding, Back Filling As Specified, Cart Away Surplus, Warning Tape Markers, Thrust Blocks, All As Specified.;4 Inch Diameter Pipe | 24 | m | SAR | 187
ALYA-05.1 | 1 | 1.0075 |  | Kingdom of Saudi Arabia | Jeddah | Open Spaces | Red Sea Village | Provence Park | RSG | SALCO | Award | 2021 | Fixed Price Lump Sum | SITE WORK | Landscaping | Valves Including Necessary Accessories, Fixed As Specified;Solenoid Valve In Sprinker System,3.0 Inch Diameter | 1 | Nr | SAR | 4339
ALYA-05.1 | 1 | 1.0075 |  | Kingdom of Saudi Arabia | Jeddah | Open Spaces | Red Sea Village | Provence Park | RSG | SALCO | Award | 2021 | Fixed Price Lump Sum | SITE WORK | Landscaping | Lockable Valve Boxes As Specified;For Solenoid Valves 3.0 Inch In Sprinkler System | 1 | Nr | SAR | 1001
ALYA-05.1 | 1 | 1.0075 |  | Kingdom of Saudi Arabia | Jeddah | Open Spaces | Red Sea Village | Provence Park | RSG | SALCO | Award | 2021 | Fixed Price Lump Sum | SITE WORK | Landscaping | Pop-Up-Sprinklers Including Necessary Accessories, Fixed As Specified;Pop Up Sprinklers 6.00M - 8.00M Radius | 64 | Nr | SAR | 100
ALYA-05.1 | 1 | 1.0075 |  | Kingdom of Saudi Arabia | Jeddah | Open Spaces | Red Sea Village | Provence Park | RSG | SALCO | Award | 2021 | Fixed Price Lump Sum | SITE WORK | Underground drainage | Upvc Pipework To Bs 3505, Class-E, Including All Fittings, Excavation, Sand Bedding, Back Filling As Specified, Cart Away Surplus, Warning Tape Markers, Thrust Blocks, All As Specified.;1 Inch Diameter Pipe | 440 | m | SAR | 33
ALYA-05.1 | 1 | 1.0075 |  | Kingdom of Saudi Arabia | Jeddah | Open Spaces | Red Sea Village | Provence Park | RSG | SALCO | Award | 2021 | Fixed Price Lump Sum | SITE WORK | Underground drainage | Upvc Pipework To Bs 3505, Class-D, Including All Fittings, Excavation, Sand Bedding, Back Filling As Specified, Cart Away Surplus, Warning Tape Markers, Thrust Blocks, All As Specified.;1.5 Inch Diameter Pipe | 140 | m | SAR | 47
ALYA-05.1 | 1 | 1.0075 |  | Kingdom of Saudi Arabia | Jeddah | Open Spaces | Red Sea Village | Provence Park | RSG | SALCO | Award | 2021 | Fixed Price Lump Sum | SITE WORK | Underground drainage | Upvc Pipework To Bs 3505, Class-D, Including All Fittings, Excavation, Sand Bedding, Back Filling As Specified, Cart Away Surplus, Warning Tape Markers, Thrust Blocks, All As Specified.;2 Inch Diameter Pipe | 108 | m | SAR | 67
ALYA-05.1 | 1 | 1.0075 |  | Kingdom of Saudi Arabia | Jeddah | Open Spaces | Red Sea Village | Provence Park | RSG | SALCO | Award | 2021 | Fixed Price Lump Sum | SITE WORK | Underground drainage | Upvc Pipework To Bs 3505, Class-D, Including All Fittings, Excavation, Sand Bedding, Back Filling As Specified, Cart Away Surplus, Warning Tape Markers, Thrust Blocks, All As Specified.;3 Inch Diameter Pipe | 24 | m | SAR | 167
ALYA-05.1 | 1 | 1.0076 |  | Kingdom of Saudi Arabia | Jeddah | Open Spaces | Red Sea Village | Provence Park | RSG | SALCO | Award | 2021 | Fixed Price Lump Sum | SITE WORK | Landscaping | Drip Risers;Drip Risers As Specified | 100 | Nr | SAR | 93
ALYA-05.1 | 1 | 1.0076 |  | Kingdom of Saudi Arabia | Jeddah | Open Spaces | Red Sea Village | Provence Park | RSG | SALCO | Award | 2021 | Fixed Price Lump Sum | SITE WORK | Landscaping | Valves Including Necessary Accessories, Fixed As Specified;Solenoid Valves, 2.0 Inch In Drip System | 1 | Nr | SAR | 2003
ALYA-05.1 | 1 | 1.0076 |  | Kingdom of Saudi Arabia | Jeddah | Open Spaces | Red Sea Village | Provence Park | RSG | SALCO | Award | 2021 | Fixed Price Lump Sum | SITE WORK | Landscaping | Lockable Valve Boxes As Specified;For Solenoid Valves, 2.0 Inch In Drip System | 1 | Nr | SAR | 668
ALYA-05.1 | 1 | 1.0076 |  | Kingdom of Saudi Arabia | Jeddah | Open Spaces | Red Sea Village | Provence Park | RSG | SALCO | Award | 2021 | Fixed Price Lump Sum | ELECTRICAL ENGINEERING INSTALLATIONS | Final sub-circuits and auxiliary installations | Supply And Install Light Fittings, Complete To The Approval Of The Engineer And/Or Contract Administrator, And As Shown On Drawings (Provisional Sum);Bollard Light, Ref Xb1 | 22 | Nr | SAR | 4139
ALYA-05.1 | 1 | 1.0076 |  | Kingdom of Saudi Arabia | Jeddah | Open Spaces | Red Sea Village | Provence Park | RSG | SALCO | Award | 2021 | Fixed Price Lump Sum | ELECTRICAL ENGINEERING INSTALLATIONS | Final sub-circuits and auxiliary installations | Supply And Install Light Fittings, Complete To The Approval Of The Engineer And/Or Contract Administrator, And As Shown On Drawings (Provisional Sum);Column Light Type 2, Ref. Xc2 | 11 | Nr | SAR | 11748
ALYA-05.1 | 1 | 1.0076 |  | Kingdom of Saudi Arabia | Jeddah | Open Spaces | Red Sea Village | Provence Park | RSG | SALCO | Award | 2021 | Fixed Price Lump Sum | ELECTRICAL ENGINEERING INSTALLATIONS | Final sub-circuits and auxiliary installations | Supply And Install Light Fittings, Complete To The Approval Of The Engineer And/Or Contract Administrator, And As Shown On Drawings (Provisional Sum);Column Light Type 3, Ref. Xc3 | 7 | Nr | SAR | 12883
ALYA-05.1 | 1 | 1.0076 |  | Kingdom of Saudi Arabia | Jeddah | Open Spaces | Red Sea Village | Provence Park | RSG | SALCO | Award | 2021 | Fixed Price Lump Sum | ELECTRICAL ENGINEERING INSTALLATIONS | Final sub-circuits and auxiliary installations | Supply And Install Light Fittings, Complete To The Approval Of The Engineer And/Or Contract Administrator, And As Shown On Drawings (Provisional Sum);Recessed Downlight, Ref. Xrd1 | 29 | Nr | SAR | 3137
ALYA-05.1 | 1 | 1.0076 |  | Kingdom of Saudi Arabia | Jeddah | Open Spaces | Red Sea Village | Provence Park | RSG | SALCO | Award | 2021 | Fixed Price Lump Sum | ELECTRICAL ENGINEERING INSTALLATIONS | Final sub-circuits and auxiliary installations | Supply And Install Light Fittings, Complete To The Approval Of The Engineer And/Or Contract Administrator, And As Shown On Drawings (Provisional Sum);Uplight For Palms, Ref. Xu1 | 68 | Nr | SAR | 3004
ALYA-05.1 | 1 | 1.0076 |  | Kingdom of Saudi Arabia | Jeddah | Open Spaces | Red Sea Village | Provence Park | RSG | SALCO | Award | 2021 | Fixed Price Lump Sum | ELECTRICAL ENGINEERING INSTALLATIONS | Final sub-circuits and auxiliary installations | Supply And Install Light Fittings, Complete To The Approval Of The Engineer And/Or Contract Administrator, And As Shown On Drawings (Provisional Sum);Uplight For Trees, Ref. Xu2 | 50 | Nr | SAR | 3004
ALYA-05.1 | 1 | 1.0076 |  | Kingdom of Saudi Arabia | Jeddah | Open Spaces | Red Sea Village | Provence Park | RSG | SALCO | Award | 2021 | Fixed Price Lump Sum | ELECTRICAL ENGINEERING INSTALLATIONS | Final sub-circuits and auxiliary installations | Supply And Install Light Fittings, Complete To The Approval Of The Engineer And/Or Contract Administrator, And As Shown On Drawings (Provisional Sum);Led Strip Light, Ref. Xsl1 | 153 | m | SAR | 1669
ALYA-05.1 | 1 | 1.0077 |  | Kingdom of Saudi Arabia | Jeddah | Open Spaces | Red Sea Village | Provence Park | RSG | SALCO | Award | 2021 | Fixed Price Lump Sum | ELECTRICAL ENGINEERING INSTALLATIONS | Final sub-circuits and auxiliary installations | Supply And Install Light Fittings, Complete To The Approval Of The Engineer And/Or Contract Administrator, And As Shown On Drawings (Provisional Sum);Flexible Led Strip Light, Ref. Xsl2 | 24 | m | SAR | 2670
ALYA-05.1 | 1 | 1.0077 |  | Kingdom of Saudi Arabia | Jeddah | Open Spaces | Red Sea Village | Provence Park | RSG | SALCO | Award | 2021 | Fixed Price Lump Sum | ELECTRICAL ENGINEERING INSTALLATIONS | Final sub-circuits and auxiliary installations | Supply And Install Light Fittings, Complete To The Approval Of The Engineer And/Or Contract Administrator, And As Shown On Drawings (Provisional Sum);Led Light Profile For Handrail, Ref. Xll1 | 15 | m | SAR | 1669
ALYA-05.1 | 1 | 1.0077 |  | Kingdom of Saudi Arabia | Jeddah | Open Spaces | Red Sea Village | Provence Park | RSG | SALCO | Award | 2021 | Fixed Price Lump Sum | ELECTRICAL ENGINEERING INSTALLATIONS | Accessories | Design, Supply And Installation Of Secondary Network Starting From Primary Network Termination Points And/Or Secondary Power And Electric Circuitry, Including Cable And Conduit, Cable Terminations, Necessary Trench Excavation And Ducts, Backfilling, Disposal, Cable Tiles, Warning Tapes, Accessories, All Necessary Secondary Electrical Works And Mechanical Works Wherever Required, Complete As Specified And Shown On Drawings And To The Approval Of The Engineer And/Or Contract Administrator (Provisional Sum);Bollard Light, Ref Xb1 | 22 | Nr | SAR | 2670
ALYA-05.1 | 1 | 1.0077 |  | Kingdom of Saudi Arabia | Jeddah | Open Spaces | Red Sea Village | Provence Park | RSG | SALCO | Award | 2021 | Fixed Price Lump Sum | ELECTRICAL ENGINEERING INSTALLATIONS | Accessories | Design, Supply And Installation Of Secondary Network Starting From Primary Network Termination Points And/Or Secondary Power And Electric Circuitry, Including Cable And Conduit, Cable Terminations, Necessary Trench Excavation And Ducts, Backfilling, Disposal, Cable Tiles, Warning Tapes, Accessories, All Necessary Secondary Electrical Works And Mechanical Works Wherever Required, Complete As Specified And Shown On Drawings And To The Approval Of The Engineer And/Or Contract Administrator (Provisional Sum);Column Light Type 2, Ref. Xc2 | 11 | Nr | SAR | 4005
ALYA-05.1 | 1 | 1.0077 |  | Kingdom of Saudi Arabia | Jeddah | Open Spaces | Red Sea Village | Provence Park | RSG | SALCO | Award | 2021 | Fixed Price Lump Sum | ELECTRICAL ENGINEERING INSTALLATIONS | Accessories | Design, Supply And Installation Of Secondary Network Starting From Primary Network Termination Points And/Or Secondary Power And Electric Circuitry, Including Cable And Conduit, Cable Terminations, Necessary Trench Excavation And Ducts, Backfilling, Disposal, Cable Tiles, Warning Tapes, Accessories, All Necessary Secondary Electrical Works And Mechanical Works Wherever Required, Complete As Specified And Shown On Drawings And To The Approval Of The Engineer And/Or Contract Administrator (Provisional Sum);Column Light Type 3, Ref. Xc3 | 7 | Nr | SAR | 4005
ALYA-05.1 | 1 | 1.0077 |  | Kingdom of Saudi Arabia | Jeddah | Open Spaces | Red Sea Village | Provence Park | RSG | SALCO | Award | 2021 | Fixed Price Lump Sum | ELECTRICAL ENGINEERING INSTALLATIONS | Accessories | Design, Supply And Installation Of Secondary Network Starting From Primary Network Termination Points And/Or Secondary Power And Electric Circuitry, Including Cable And Conduit, Cable Terminations, Necessary Trench Excavation And Ducts, Backfilling, Disposal, Cable Tiles, Warning Tapes, Accessories, All Necessary Secondary Electrical Works And Mechanical Works Wherever Required, Complete As Specified And Shown On Drawings And To The Approval Of The Engineer And/Or Contract Administrator (Provisional Sum);Recessed Downlight, Ref. Xrd1 | 29 | Nr | SAR | 2003
ALYA-05.1 | 1 | 1.0077 |  | Kingdom of Saudi Arabia | Jeddah | Open Spaces | Red Sea Village | Provence Park | RSG | SALCO | Award | 2021 | Fixed Price Lump Sum | ELECTRICAL ENGINEERING INSTALLATIONS | Accessories | Design, Supply And Installation Of Secondary Network Starting From Primary Network Termination Points And/Or Secondary Power And Electric Circuitry, Including Cable And Conduit, Cable Terminations, Necessary Trench Excavation And Ducts, Backfilling, Disposal, Cable Tiles, Warning Tapes, Accessories, All Necessary Secondary Electrical Works And Mechanical Works Wherever Required, Complete As Specified And Shown On Drawings And To The Approval Of The Engineer And/Or Contract Administrator (Provisional Sum);Uplight For Palms, Ref. Xu1 | 68 | Nr | SAR | 2670
ALYA-05.1 | 1 | 1.0077 |  | Kingdom of Saudi Arabia | Jeddah | Open Spaces | Red Sea Village | Provence Park | RSG | SALCO | Award | 2021 | Fixed Price Lump Sum | ELECTRICAL ENGINEERING INSTALLATIONS | Accessories | Design, Supply And Installation Of Secondary Network Starting From Primary Network Termination Points And/Or Secondary Power And Electric Circuitry, Including Cable And Conduit, Cable Terminations, Necessary Trench Excavation And Ducts, Backfilling, Disposal, Cable Tiles, Warning Tapes, Accessories, All Necessary Secondary Electrical Works And Mechanical Works Wherever Required, Complete As Specified And Shown On Drawings And To The Approval Of The Engineer And/Or Contract Administrator (Provisional Sum);Uplight For Trees, Ref. Xu2 | 50 | Nr | SAR | 2670
ALYA-05.1 | 1 | 1.0077 |  | Kingdom of Saudi Arabia | Jeddah | Open Spaces | Red Sea Village | Provence Park | RSG | SALCO | Award | 2021 | Fixed Price Lump Sum | ELECTRICAL ENGINEERING INSTALLATIONS | Final sub-circuits and auxiliary installations | Design, Supply And Installation Of Secondary Network Starting From Primary Network Termination Points And/Or Secondary Power And Electric Circuitry, Including Cable And Conduit, Cable Terminations, Necessary Trench Excavation And Ducts, Backfilling, Disposal, Cable Tiles, Warning Tapes, Accessories, All Necessary Secondary Electrical Works And Mechanical Works Wherever Required, Complete As Specified And Shown On Drawings And To The Approval Of The Engineer And/Or Contract Administrator (Provisional Sum);Led Strip Light, Ref. Xsl1 | 153 | m | SAR | 2003
ALYA-05.1 | 1 | 1.0077 |  | Kingdom of Saudi Arabia | Jeddah | Open Spaces | Red Sea Village | Provence Park | RSG | SALCO | Award | 2021 | Fixed Price Lump Sum | ELECTRICAL ENGINEERING INSTALLATIONS | Final sub-circuits and auxiliary installations | Design, Supply And Installation Of Secondary Network Starting From Primary Network Termination Points And/Or Secondary Power And Electric Circuitry, Including Cable And Conduit, Cable Terminations, Necessary Trench Excavation And Ducts, Backfilling, Disposal, Cable Tiles, Warning Tapes, Accessories, All Necessary Secondary Electrical Works And Mechanical Works Wherever Required, Complete As Specified And Shown On Drawings And To The Approval Of The Engineer And/Or Contract Administrator (Provisional Sum);Flexible Led Strip Light, Ref. Xsl2 | 24 | m | SAR | 2003
ALYA-05.1 | 1 | 1.0078 |  | Kingdom of Saudi Arabia | Jeddah | Open Spaces | Red Sea Village | Provence Park | RSG | SALCO | Award | 2021 | Fixed Price Lump Sum | ELECTRICAL ENGINEERING INSTALLATIONS | Final sub-circuits and auxiliary installations | Design, Supply And Installation Of Secondary Network Starting From Primary Network Termination Points And/Or Secondary Power And Electric Circuitry, Including Cable And Conduit, Cable Terminations, Necessary Trench Excavation And Ducts, Backfilling, Disposal, Cable Tiles, Warning Tapes, Accessories, All Necessary Secondary Electrical Works And Mechanical Works Wherever Required, Complete As Specified And Shown On Drawings And To The Approval Of The Engineer And/Or Contract Administrator (Provisional Sum);Led Light Profile For Handrail, Ref. Xll1 | 15 | m | SAR | 3338
ALYA-05.1 | 1 | 1.0078 |  | Kingdom of Saudi Arabia | Jeddah | Open Spaces | Red Sea Village | Urban Park Marina | RSG | SALCO | Award | 2021 | Fixed Price Lump Sum | SITE WORK | Excavation | Excavation And Preparation Of Base As Specified And As Shown On Drawings (Provisional Item);For Palms | 862 | m³ | SAR | 27
ALYA-05.1 | 1 | 1.0078 |  | Kingdom of Saudi Arabia | Jeddah | Open Spaces | Red Sea Village | Urban Park Marina | RSG | SALCO | Award | 2021 | Fixed Price Lump Sum | SITE WORK | Excavation | Excavation And Preparation Of Base As Specified And As Shown On Drawings (Provisional Item);For Trees | 979 | m³ | SAR | 27
ALYA-05.1 | 1 | 1.0078 |  | Kingdom of Saudi Arabia | Jeddah | Open Spaces | Red Sea Village | Urban Park Marina | RSG | SALCO | Award | 2021 | Fixed Price Lump Sum | SITE WORK | Excavation | Excavation And Preparation Of Base As Specified And As Shown On Drawings (Provisional Item);For Ground Covers | 467 | m³ | SAR | 20
ALYA-05.1 | 1 | 1.0078 |  | Kingdom of Saudi Arabia | Jeddah | Open Spaces | Red Sea Village | Urban Park Marina | RSG | SALCO | Award | 2021 | Fixed Price Lump Sum | SITE WORK | Excavation | Excavation And Preparation Of Base As Specified And As Shown On Drawings (Provisional Item);For Shrubs | 1017 | m³ | SAR | 20
ALYA-05.1 | 1 | 1.0078 |  | Kingdom of Saudi Arabia | Jeddah | Open Spaces | Red Sea Village | Urban Park Marina | RSG | SALCO | Award | 2021 | Fixed Price Lump Sum | SITE WORK | Excavation | Excavation And Preparation Of Base As Specified And As Shown On Drawings (Provisional Item);To Succulents | 41 | m³ | SAR | 20
ALYA-05.1 | 1 | 1.0078 |  | Kingdom of Saudi Arabia | Jeddah | Open Spaces | Red Sea Village | Urban Park Marina | RSG | SALCO | Award | 2021 | Fixed Price Lump Sum | SITE WORK | Excavation | Excavation And Preparation Of Base As Specified And As Shown On Drawings (Provisional Item);In Lawn Area | 283 | m³ | SAR | 20
ALYA-05.1 | 1 | 1.0078 |  | Kingdom of Saudi Arabia | Jeddah | Open Spaces | Red Sea Village | Urban Park Marina | RSG | SALCO | Award | 2021 | Fixed Price Lump Sum | SITE WORK | Excavation | Excavation And Preparation Of Base As Specified And As Shown On Drawings (Provisional Item);In Reinforced Grass | 571 | m³ | SAR | 20
ALYA-05.1 | 1 | 1.0078 |  | Kingdom of Saudi Arabia | Jeddah | Open Spaces | Red Sea Village | Urban Park Marina | RSG | SALCO | Award | 2021 | Fixed Price Lump Sum | SITE WORK | Disposal | Disposal;Disposal Of Surplus Excavated Material From Site (Provisional Item) | 4220 | m³ | SAR | 20
ALYA-05.1 | 1 | 1.0078 |  | Kingdom of Saudi Arabia | Jeddah | Open Spaces | Red Sea Village | Urban Park Marina | RSG | SALCO | Award | 2021 | Fixed Price Lump Sum | SITE WORK | Landscaping | Planting Medium Consist Of Soil, Compost And Fertilizers;70Mm Thick Bark Mulsch To Be Removed From All Softscape Areas .;To Palms | 755 | m³ | SAR | 134
ALYA-05.1 | 1 | 1.0079 |  | Kingdom of Saudi Arabia | Jeddah | Open Spaces | Red Sea Village | Urban Park Marina | RSG | SALCO | Award | 2021 | Fixed Price Lump Sum | SITE WORK | Landscaping | Planting Medium Consist Of Soil, Compost And Fertilizers;70Mm Thick Bark Mulsch To Be Removed From All Softscape Areas .;To Trees | 813 | m³ | SAR | 134
ALYA-05.1 | 1 | 1.0079 |  | Kingdom of Saudi Arabia | Jeddah | Open Spaces | Red Sea Village | Urban Park Marina | RSG | SALCO | Award | 2021 | Fixed Price Lump Sum | SITE WORK | Landscaping | Planting Medium Consist Of Soil, Compost And Fertilizers;70Mm Thick Bark Mulsch To Be Removed From All Softscape Areas .;To Ground Covers | 467 | m³ | SAR | 134
ALYA-05.1 | 1 | 1.0079 |  | Kingdom of Saudi Arabia | Jeddah | Open Spaces | Red Sea Village | Urban Park Marina | RSG | SALCO | Award | 2021 | Fixed Price Lump Sum | SITE WORK | Landscaping | Planting Medium Consist Of Soil, Compost And Fertilizers;70Mm Thick Bark Mulsch To Be Removed From All Softscape Areas .;To Shrubs | 1017 | m³ | SAR | 134
ALYA-05.1 | 1 | 1.0079 |  | Kingdom of Saudi Arabia | Jeddah | Open Spaces | Red Sea Village | Urban Park Marina | RSG | SALCO | Award | 2021 | Fixed Price Lump Sum | SITE WORK | Landscaping | Planting Medium Consist Of Soil, Compost And Fertilizers;70Mm Thick Bark Mulsch To Be Removed From All Softscape Areas .;For Grass | 41 | m³ | SAR | 134
ALYA-05.1 | 1 | 1.0079 |  | Kingdom of Saudi Arabia | Jeddah | Open Spaces | Red Sea Village | Urban Park Marina | RSG | SALCO | Award | 2021 | Fixed Price Lump Sum | SITE WORK | Landscaping | Planting Medium Consist Of Soil, Compost And Fertilizers;70Mm Thick Bark Mulsch To Be Removed From All Softscape Areas .;For Succulents | 283 | m³ | SAR | 134
ALYA-05.1 | 1 | 1.0079 |  | Kingdom of Saudi Arabia | Jeddah | Open Spaces | Red Sea Village | Urban Park Marina | RSG | SALCO | Award | 2021 | Fixed Price Lump Sum | SITE WORK | Landscaping | Planting Medium Consist Of Soil, Compost And Fertilizers;70Mm Thick Bark Mulsch To Be Removed From All Softscape Areas .;In Lawn Area | 571 | m³ | SAR | 134
ALYA-05.1 | 1 | 1.0079 |  | Kingdom of Saudi Arabia | Jeddah | Open Spaces | Red Sea Village | Urban Park Marina | RSG | SALCO | Award | 2021 | Fixed Price Lump Sum | SITE WORK | Landscaping | Gravel Wrapped In Geotextile As Capillary Break Layer;Below Planting Medium Of Palms And Trees, 200Mm Thick | 968 | m² | SAR | 25
ALYA-05.1 | 1 | 1.0079 |  | Kingdom of Saudi Arabia | Jeddah | Open Spaces | Red Sea Village | Urban Park Marina | RSG | SALCO | Award | 2021 | Fixed Price Lump Sum | SITE WORK | Landscaping | Gravel Wrapped In Geotextile As Capillary Break Layer;Palms;Washingtonia Robusta, Ref. Wash.R6* - 6M Brown Trunk Height | 98 | Nr | SAR | 5029
ALYA-05.1 | 1 | 1.0079 |  | Kingdom of Saudi Arabia | Jeddah | Open Spaces | Red Sea Village | Urban Park Marina | RSG | SALCO | Award | 2021 | Fixed Price Lump Sum | SITE WORK | Landscaping | Gravel Wrapped In Geotextile As Capillary Break Layer;Palms;Washingtonia Robusta, Ref. Wash.R5* - 5M Brown Trunk Height | 98 | Nr | SAR | 4583
ALYA-05.1 | 1 | 1.0079 |  | Kingdom of Saudi Arabia | Jeddah | Open Spaces | Red Sea Village | Urban Park Marina | RSG | SALCO | Award | 2021 | Fixed Price Lump Sum | SITE WORK | Landscaping | Gravel Wrapped In Geotextile As Capillary Break Layer;Palms;Washingtonia Robusta, Ref. Wash.R4* - 4M Brown Trunk Height | 98 | Nr | SAR | 3782
ALYA-05.1 | 1 | 1.008 |  | Kingdom of Saudi Arabia | Jeddah | Open Spaces | Red Sea Village | Urban Park Marina | RSG | SALCO | Award | 2021 | Fixed Price Lump Sum | SITE WORK | Landscaping | Gravel Wrapped In Geotextile As Capillary Break Layer;Palms;Washingtonia Robusta, Ref. Wash.R3* - 3M Brown Trunk Height | 98 | Nr | SAR | 3360
ALYA-05.1 | 1 | 1.008 |  | Kingdom of Saudi Arabia | Jeddah | Open Spaces | Red Sea Village | Urban Park Marina | RSG | SALCO | Award | 2021 | Fixed Price Lump Sum | SITE WORK | Landscaping | Gravel Wrapped In Geotextile As Capillary Break Layer;Trees;Hibiscus Tiliaceus, Ref. Hibi.T - 1.8M Clear Stem Height, 60 To 70Mm Caliper | 101 | Nr | SAR | 1464
ALYA-05.1 | 1 | 1.008 |  | Kingdom of Saudi Arabia | Jeddah | Open Spaces | Red Sea Village | Urban Park Marina | RSG | SALCO | Award | 2021 | Fixed Price Lump Sum | SITE WORK | Landscaping | Gravel Wrapped In Geotextile As Capillary Break Layer;Trees;Hibiscus Tiliaceus Rubra, Ref. Hibi.Tr - 1.8M Clear Stem Height, 60 To 70Mm Caliper | 109 | Nr | SAR | 1509
ALYA-05.1 | 1 | 1.008 |  | Kingdom of Saudi Arabia | Jeddah | Open Spaces | Red Sea Village | Urban Park Marina | RSG | SALCO | Award | 2021 | Fixed Price Lump Sum | SITE WORK | Landscaping | Gravel Wrapped In Geotextile As Capillary Break Layer;Trees;Terminalia Catappa, Ref. Term.C - 1.8M Clear Stem Height, 60 To 70Mm Caliper | 46 | Nr | SAR | 1298
ALYA-05.1 | 1 | 1.008 |  | Kingdom of Saudi Arabia | Jeddah | Open Spaces | Red Sea Village | Urban Park Marina | RSG | SALCO | Award | 2021 | Fixed Price Lump Sum | SITE WORK | Landscaping | Gravel Wrapped In Geotextile As Capillary Break Layer;Shrubs;Bougainvillea Pink Pixie, Ref. Boug.Pp - 0.40 To 0.50M Spread | 3013 | Nr | SAR | 23
ALYA-05.1 | 1 | 1.008 |  | Kingdom of Saudi Arabia | Jeddah | Open Spaces | Red Sea Village | Urban Park Marina | RSG | SALCO | Award | 2021 | Fixed Price Lump Sum | SITE WORK | Landscaping | Gravel Wrapped In Geotextile As Capillary Break Layer;Shrubs;Leucophyllum Frutescens, Ref. Leuc.F - 0.50-0.60M Height | 6071 | Nr | SAR | 23
ALYA-05.1 | 1 | 1.008 |  | Kingdom of Saudi Arabia | Jeddah | Open Spaces | Red Sea Village | Urban Park Marina | RSG | SALCO | Award | 2021 | Fixed Price Lump Sum | SITE WORK | Landscaping | Gravel Wrapped In Geotextile As Capillary Break Layer;Shrubs;Clerodendrum Inerme, Ref. Cler.I - 0.50 To 0.60M Height, Min. 3 Breaks | 1350 | Nr | SAR | 21
ALYA-05.1 | 1 | 1.008 |  | Kingdom of Saudi Arabia | Jeddah | Open Spaces | Red Sea Village | Urban Park Marina | RSG | SALCO | Award | 2021 | Fixed Price Lump Sum | SITE WORK | Landscaping | Gravel Wrapped In Geotextile As Capillary Break Layer;Shrubs;Atriplex Halimus, Ref. Atri.H, 0.50-0.60M Height, Min. 3 Breaks | 1772 | Nr | SAR | 21
ALYA-05.1 | 1 | 1.008 |  | Kingdom of Saudi Arabia | Jeddah | Open Spaces | Red Sea Village | Urban Park Marina | RSG | SALCO | Award | 2021 | Fixed Price Lump Sum | SITE WORK | Landscaping | Gravel Wrapped In Geotextile As Capillary Break Layer;Ground Covers;Vitex Rotundifolia, Ref. Vite.R - 0.30M Spread | 6026 | Nr | SAR | 9
ALYA-05.1 | 1 | 1.008 |  | Kingdom of Saudi Arabia | Jeddah | Open Spaces | Red Sea Village | Urban Park Marina | RSG | SALCO | Award | 2021 | Fixed Price Lump Sum | SITE WORK | Landscaping | Gravel Wrapped In Geotextile As Capillary Break Layer;Ground Covers;Rhoeo Discolor, Ref. Rhoe.D - 0.20M Spread | 2070 | Nr | SAR | 8
ALYA-05.1 | 1 | 1.0081 |  | Kingdom of Saudi Arabia | Jeddah | Open Spaces | Red Sea Village | Urban Park Marina | RSG | SALCO | Award | 2021 | Fixed Price Lump Sum | SITE WORK | Landscaping | Gravel Wrapped In Geotextile As Capillary Break Layer;Ground Covers;Ruellia Ciliosa, Ref. Ruel.C - 0.40M Height | 6281 | Nr | SAR | 8
ALYA-05.1 | 1 | 1.0081 |  | Kingdom of Saudi Arabia | Jeddah | Open Spaces | Red Sea Village | Urban Park Marina | RSG | SALCO | Award | 2021 | Fixed Price Lump Sum | SITE WORK | Landscaping | Gravel Wrapped In Geotextile As Capillary Break Layer;Ground Covers;Portulaca Grandiflora, Ref. Port.G - 0.30M Spread | 2284 | Nr | SAR | 7
ALYA-05.1 | 1 | 1.0081 |  | Kingdom of Saudi Arabia | Jeddah | Open Spaces | Red Sea Village | Urban Park Marina | RSG | SALCO | Award | 2021 | Fixed Price Lump Sum | SITE WORK | Landscaping | Gravel Wrapped In Geotextile As Capillary Break Layer;Succulents;Pandanas Baptisti Variegata, Ref. Pand.Bv - 0.50-0.60M Height | 4623 | Nr | SAR | 83
ALYA-05.1 | 1 | 1.0081 |  | Kingdom of Saudi Arabia | Jeddah | Open Spaces | Red Sea Village | Urban Park Marina | RSG | SALCO | Award | 2021 | Fixed Price Lump Sum | SITE WORK | Landscaping | Gravel Wrapped In Geotextile As Capillary Break Layer;Succulents;Zamia Furfuracea, Ref. Zami.F - 0.50 - 0.60M Height And Spread | 521 | Nr | SAR | 387
ALYA-05.1 | 1 | 1.0081 |  | Kingdom of Saudi Arabia | Jeddah | Open Spaces | Red Sea Village | Urban Park Marina | RSG | SALCO | Award | 2021 | Fixed Price Lump Sum | SITE WORK | Landscaping | Gravel Wrapped In Geotextile As Capillary Break Layer;Grass;Pennisetum Setaceum, Ref. Penn.S - 0.50-0.60M Height | 408 | Nr | SAR | 11
ALYA-05.1 | 1 | 1.0081 |  | Kingdom of Saudi Arabia | Jeddah | Open Spaces | Red Sea Village | Urban Park Marina | RSG | SALCO | Award | 2021 | Fixed Price Lump Sum | SITE WORK | Landscaping | Gravel Wrapped In Geotextile As Capillary Break Layer;Lawn;Paspalum Vaginatum | 1904 | m² | SAR | 29
ALYA-05.1 | 1 | 1.0081 |  | Kingdom of Saudi Arabia | Jeddah | Open Spaces | Red Sea Village | Urban Park Marina | RSG | SALCO | Award | 2021 | Fixed Price Lump Sum | SITE WORK | Site preparation | Site Preparation;General Site Clearance | 28993 | m² | SAR | 4
ALYA-05.1 | 1 | 1.0081 |  | Kingdom of Saudi Arabia | Jeddah | Open Spaces | Red Sea Village | Urban Park Marina | RSG | SALCO | Award | 2021 | Fixed Price Lump Sum | SITE WORK | Filling | Filling;Well Compacted Selected Excavated Material (Provisional Item) | 19943 | m³ | SAR | 19
ALYA-05.1 | 1 | 1.0081 |  | Kingdom of Saudi Arabia | Jeddah | Open Spaces | Red Sea Village | Urban Park Marina | RSG | SALCO | Award | 2021 | Fixed Price Lump Sum | SITE WORK | Paving and surfacing | Precast Concrete Block Paving Laid To Pattern With Required Colour, On And Including 50Mm Thick Sharp Sand Bed On Compacted Sub-Base, Complete As Per Engineer'S Approval ;600 X 600 X 60Mm In Shot Blasted And Flamed Finish, Ref: Paving Type 1 | 2030 | m² | SAR | 210
ALYA-05.1 | 1 | 1.0081 |  | Kingdom of Saudi Arabia | Jeddah | Open Spaces | Red Sea Village | Urban Park Marina | RSG | SALCO | Award | 2021 | Fixed Price Lump Sum | SITE WORK | Paving and surfacing | Precast Concrete Block Paving Laid To Pattern With Required Colour, On And Including 50Mm Thick Sharp Sand Bed On Compacted Sub-Base, Complete As Per Engineer'S Approval ;600 X 600 X 80Mm In Shot Blasted And Flamed Finish, Ref: Paving Type 1 - To Eva / Vehicular Route | 557 | m² | SAR | 218
ALYA-05.1 | 1 | 1.0082 |  | Kingdom of Saudi Arabia | Jeddah | Open Spaces | Red Sea Village | Urban Park Marina | RSG | SALCO | Award | 2021 | Fixed Price Lump Sum | SITE WORK | Paving and surfacing | Precast Concrete Block Paving Laid To Pattern With Required Colour, On And Including 50Mm Thick Sharp Sand Bed On Compacted Sub-Base, Complete As Per Engineer'S Approval ;200/400 X 400 X 60Mm In Shot Blasted Finish, Ref: Paving Type 1 - To Pedestrian Area | 1277 | m² | SAR | 211
ALYA-05.1 | 1 | 1.0082 |  | Kingdom of Saudi Arabia | Jeddah | Open Spaces | Red Sea Village | Urban Park Marina | RSG | SALCO | Award | 2021 | Fixed Price Lump Sum | SITE WORK | Paving and surfacing | Precast Concrete Block Paving Laid To Pattern With Required Colour, On And Including 50Mm Thick Sharp Sand Bed On Compacted Sub-Base, Complete As Per Engineer'S Approval ;200/400 X 400 X 80Mm In Shot Blasted Finish, Ref: Paving Type 1 - To Eva / Vehicular Route | 325 | m² | SAR | 187
ALYA-05.1 | 1 | 1.0082 |  | Kingdom of Saudi Arabia | Jeddah | Open Spaces | Red Sea Village | Urban Park Marina | RSG | SALCO | Award | 2021 | Fixed Price Lump Sum | SITE WORK | Paving and surfacing | Precast Concrete Block Paving Laid To Pattern With Required Colour, On And Including 50Mm Thick Sharp Sand Bed On Compacted Sub-Base, Complete As Per Engineer'S Approval ;400 X 400 X 60Mm In Shot Blasted Finish, Ref: Paving Type 2 | 2893 | m² | SAR | 202
ALYA-05.1 | 1 | 1.0082 |  | Kingdom of Saudi Arabia | Jeddah | Open Spaces | Red Sea Village | Urban Park Marina | RSG | SALCO | Award | 2021 | Fixed Price Lump Sum | SITE WORK | Paving and surfacing | Precast Concrete Block Paving Laid To Pattern With Required Colour, On And Including 50Mm Thick Sharp Sand Bed On Compacted Sub-Base, Complete As Per Engineer'S Approval ;200 X 400 X 60 In Honed Finish And 400 X 400 X 60Mm In Shot Blasted Finish, Ref: Paving Type 3 - To Pedestrian Area | 7243 | m² | SAR | 182
ALYA-05.1 | 1 | 1.0082 |  | Kingdom of Saudi Arabia | Jeddah | Open Spaces | Red Sea Village | Urban Park Marina | RSG | SALCO | Award | 2021 | Fixed Price Lump Sum | SITE WORK | Paving and surfacing | Precast Concrete Block Paving Laid To Pattern With Required Colour, On And Including 50Mm Thick Sharp Sand Bed On Compacted Sub-Base, Complete As Per Engineer'S Approval ;200 X 400 X 80 In Honed Finish And 400 X 400 X 60Mm In Shot Blasted Finish, Ref: Paving Type 3 - To Eva / Pedestrian Route | 717 | m² | SAR | 208
ALYA-05.1 | 1 | 1.0082 |  | Kingdom of Saudi Arabia | Jeddah | Open Spaces | Red Sea Village | Urban Park Marina | RSG | SALCO | Award | 2021 | Fixed Price Lump Sum | SITE WORK | Paving and surfacing | Precast Concrete Block Paving Laid To Pattern With Required Colour, On And Including 50Mm Thick Sharp Sand Bed On Compacted Sub-Base, Complete As Per Engineer'S Approval ;400 X 400 X 60Mm In Flamed Finish, Ref: Paving Type 4 - To Pedestrian Area | 634 | m² | SAR | 202
ALYA-05.1 | 1 | 1.0082 |  | Kingdom of Saudi Arabia | Jeddah | Open Spaces | Red Sea Village | Urban Park Marina | RSG | SALCO | Award | 2021 | Fixed Price Lump Sum | SITE WORK | Paving and surfacing | Precast Concrete Block Paving Laid To Pattern With Required Colour, On And Including 50Mm Thick Sharp Sand Bed On Compacted Sub-Base, Complete As Per Engineer'S Approval ;400 X 400 X 80Mm In Flamed Finish, Ref: Paving Type 4 - To Eva / Vehicular Route | 76 | m² | SAR | 192
ALYA-05.1 | 1 | 1.0082 |  | Kingdom of Saudi Arabia | Jeddah | Open Spaces | Red Sea Village | Urban Park Marina | RSG | SALCO | Award | 2021 | Fixed Price Lump Sum | SITE WORK | Paving and surfacing | Precast Concrete Block Paving Laid To Pattern With Required Colour, On And Including 50Mm Thick Sharp Sand Bed On Compacted Sub-Base, Complete As Per Engineer'S Approval ;250/500 X 500/800 X 60Mm In Shot Blasted Finish, Ref: Paving Type 5 - To Pedestrian Area | 4517 | m² | SAR | 212
ALYA-05.1 | 1 | 1.0082 |  | Kingdom of Saudi Arabia | Jeddah | Open Spaces | Red Sea Village | Urban Park Marina | RSG | SALCO | Award | 2021 | Fixed Price Lump Sum | SITE WORK | Paving and surfacing | Precast Concrete Block Paving Laid To Pattern With Required Colour, On And Including 50Mm Thick Sharp Sand Bed On Compacted Sub-Base, Complete As Per Engineer'S Approval ;250/500 X 500/800 X 80Mm In Shot Blasted Finish, Ref: Paving Type 5 - To Eva / Vehicular Route | 4198 | m² | SAR | 224
ALYA-05.1 | 1 | 1.0082 |  | Kingdom of Saudi Arabia | Jeddah | Open Spaces | Red Sea Village | Urban Park Marina | RSG | SALCO | Award | 2021 | Fixed Price Lump Sum | SITE WORK | Paving and surfacing | Precast Concrete Block Paving Laid To Pattern With Required Colour, On And Including 50Mm Thick Sharp Sand Bed On Compacted Sub-Base, Complete As Per Engineer'S Approval ;900 X 150 X 150Mm In Bespoke Distressed Finish, Ref: Paving Type 6 | 883 | m² | SAR | 387
ALYA-05.1 | 1 | 1.0083 |  | Kingdom of Saudi Arabia | Jeddah | Open Spaces | Red Sea Village | Urban Park Marina | RSG | SALCO | Award | 2021 | Fixed Price Lump Sum | SITE WORK | Paving and surfacing | 8-10Mm Thick Safety Surface (Granulated, Coloured Polyolefin Plastomer Particles) Chemically Bonded With Aliphatic Polyurethane Binder, Glued Over Rubber Base, Including Concrete Base And Compacted Sub Base, Complete To Engineer'S Details ;Fitness Area | 119 | m² | SAR | 734
ALYA-05.1 | 1 | 1.0083 |  | Kingdom of Saudi Arabia | Jeddah | Open Spaces | Red Sea Village | Urban Park Marina | RSG | SALCO | Award | 2021 | Fixed Price Lump Sum | SITE WORK | Paving and surfacing | 8-10Mm Thick Safety Surface (Granulated, Coloured Polyolefin Plastomer Particles) Chemically Bonded With Aliphatic Polyurethane Binder, Glued Over Rubber Base, Including Concrete Base And Compacted Sub Base, Complete To Engineer'S Details ;Play Area | 196 | m² | SAR | 734
ALYA-05.1 | 1 | 1.0083 |  | Kingdom of Saudi Arabia | Jeddah | Open Spaces | Red Sea Village | Urban Park Marina | RSG | SALCO | Award | 2021 | Fixed Price Lump Sum | SITE WORK | Paving and surfacing | Precast Concrete Paving Band Laid To Pattern With Required Colour, On And Including 25Mm Thick Full Mortar Bed On Concrete Base And Compacted Sub-Base, Complete As Per Engineer'S Approval ;200 X 200 X 60Mm In Honed Finish Ref: Paving Type 1 - To Pedestrian Area | 1765 | m | SAR | 60
ALYA-05.1 | 1 | 1.0083 |  | Kingdom of Saudi Arabia | Jeddah | Open Spaces | Red Sea Village | Urban Park Marina | RSG | SALCO | Award | 2021 | Fixed Price Lump Sum | SITE WORK | Paving and surfacing | Precast Concrete Paving Band Laid To Pattern With Required Colour, On And Including 25Mm Thick Full Mortar Bed On Concrete Base And Compacted Sub-Base, Complete As Per Engineer'S Approval ;200 X 200 X 80Mm In Honed Finish Ref: Paving Type 1 - To Eva / Vehicular Route | 452 | m | SAR | 63
ALYA-05.1 | 1 | 1.0083 |  | Kingdom of Saudi Arabia | Jeddah | Open Spaces | Red Sea Village | Urban Park Marina | RSG | SALCO | Award | 2021 | Fixed Price Lump Sum | SITE WORK | Paving and surfacing | Precast Concrete Paving Band Laid To Pattern With Required Colour, On And Including 25Mm Thick Full Mortar Bed On Concrete Base And Compacted Sub-Base, Complete As Per Engineer'S Approval ;200 X 200 X 60Mm In Honed Finish Ref: Paving Type 2 | 474 | m | SAR | 60
ALYA-05.1 | 1 | 1.0083 |  | Kingdom of Saudi Arabia | Jeddah | Open Spaces | Red Sea Village | Urban Park Marina | RSG | SALCO | Award | 2021 | Fixed Price Lump Sum | SITE WORK | Paving and surfacing | Precast Concrete Paving Band Laid To Pattern With Required Colour, On And Including 25Mm Thick Full Mortar Bed On Concrete Base And Compacted Sub-Base, Complete As Per Engineer'S Approval ;200 X 200 X 60Mm In Honed Finish Ref: Paving Type 3 - To Pedestrian Area | 1939 | m | SAR | 60
ALYA-05.1 | 1 | 1.0083 |  | Kingdom of Saudi Arabia | Jeddah | Open Spaces | Red Sea Village | Urban Park Marina | RSG | SALCO | Award | 2021 | Fixed Price Lump Sum | SITE WORK | Paving and surfacing | Precast Concrete Paving Band Laid To Pattern With Required Colour, On And Including 25Mm Thick Full Mortar Bed On Concrete Base And Compacted Sub-Base, Complete As Per Engineer'S Approval ;200 X 200 X 80Mm In Honed Finish Ref: Paving Type 3 - To Eva / Vehicular Route | 83 | m | SAR | 63
ALYA-05.1 | 1 | 1.0083 |  | Kingdom of Saudi Arabia | Jeddah | Open Spaces | Red Sea Village | Urban Park Marina | RSG | SALCO | Award | 2021 | Fixed Price Lump Sum | SITE WORK | Paving and surfacing | Precast Concrete Paving Band Laid To Pattern With Required Colour, On And Including 25Mm Thick Full Mortar Bed On Concrete Base And Compacted Sub-Base, Complete As Per Engineer'S Approval ;200 X 200 X 60Mm In Honed Finish Ref: Paving Type 4 - To Pedestrian Area | 783 | m | SAR | 60
ALYA-05.1 | 1 | 1.0083 |  | Kingdom of Saudi Arabia | Jeddah | Open Spaces | Red Sea Village | Urban Park Marina | RSG | SALCO | Award | 2021 | Fixed Price Lump Sum | SITE WORK | Paving and surfacing | Precast Concrete Paving Band Laid To Pattern With Required Colour, On And Including 25Mm Thick Full Mortar Bed On Concrete Base And Compacted Sub-Base, Complete As Per Engineer'S Approval ;200 X 200 X 80Mm In Honed Finish Ref: Paving Type 4 - To Eva / Vehicular Route | 90 | m | SAR | 63
ALYA-05.1 | 1 | 1.0083 |  | Kingdom of Saudi Arabia | Jeddah | Open Spaces | Red Sea Village | Urban Park Marina | RSG | SALCO | Award | 2021 | Fixed Price Lump Sum | SITE WORK | Paving and surfacing | Precast Concrete Paving Band Laid To Pattern With Required Colour, On And Including 25Mm Thick Full Mortar Bed On Concrete Base And Compacted Sub-Base, Complete As Per Engineer'S Approval ;400 X 400 X 60Mm In Shotblasted Finish, Ref: Paving Type 5 | 136 | m | SAR | 129
ALYA-05.1 | 1 | 1.0084 |  | Kingdom of Saudi Arabia | Jeddah | Open Spaces | Red Sea Village | Urban Park Marina | RSG | SALCO | Award | 2021 | Fixed Price Lump Sum | SITE WORK | Paving and surfacing | Precast Concrete Paving Band Laid To Pattern With Required Colour, On And Including 25Mm Thick Full Mortar Bed On Concrete Base And Compacted Sub-Base, Complete As Per Engineer'S Approval ;400 X 400 X 60Mm In Shotblasted Finish, Ref: Seat Wall Type 1 | 781 | m | SAR | 129
ALYA-05.1 | 1 | 1.0084 |  | Kingdom of Saudi Arabia | Jeddah | Open Spaces | Red Sea Village | Urban Park Marina | RSG | SALCO | Award | 2021 | Fixed Price Lump Sum | SITE WORK | Paving and surfacing | Precast Concrete Hazard Warning Tactile Band Laid To Pattern With Required Colour, Max, 5Mm Wide Joint Using Colour Matched Grout, On And Including 25Mm Thick Full Mortar Bed On Concrete Base And Compacted Sub-Base, Complete As Per Engineer'S Approval ;300 X 600 X 60Mm In Shot Blasted Finish Ref. Hazard Warning Tactile Band At Steps And Disappearing Steps (600Mm Wide Band) | 464 | m | SAR | 198
ALYA-05.1 | 1 | 1.0084 |  | Kingdom of Saudi Arabia | Jeddah | Open Spaces | Red Sea Village | Urban Park Marina | RSG | SALCO | Award | 2021 | Fixed Price Lump Sum | SITE WORK | Paving and surfacing | Precast Concrete Hazard Warning Tactile Band Laid To Pattern With Required Colour, Max, 5Mm Wide Joint Using Colour Matched Grout, On And Including 25Mm Thick Full Mortar Bed On Concrete Base And Compacted Sub-Base, Complete As Per Engineer'S Approval ;300 X 600 X 60Mm In Shot Blasted Finish Ref. Hazard Warning Tactile Band At Disappearing Steps / Ramp (900Mm Wide Band) | 447 | m | SAR | 296
ALYA-05.1 | 1 | 1.0084 |  | Kingdom of Saudi Arabia | Jeddah | Open Spaces | Red Sea Village | Urban Park Marina | RSG | SALCO | Award | 2021 | Fixed Price Lump Sum | SITE WORK | Paving and surfacing | Precast Concrete Paving Band Laid To Pattern With Required Colour, On And Including 25Mm Thick Full Mortar Bed On Concrete Base And Compacted Sub-Base, Complete As Per Engineer'S Approval ;200 X 200 X 60Mm In Shot Blasted Finish, Ref: Tree/Palm Pit | 262 | m | SAR | 60
ALYA-05.1 | 1 | 1.0084 |  | Kingdom of Saudi Arabia | Jeddah | Open Spaces | Red Sea Village | Urban Park Marina | RSG | SALCO | Award | 2021 | Fixed Price Lump Sum | SITE WORK | Paving and surfacing | Precast Concrete Maintenance Edge Laid To Pattern With Required Colour, On And Including 25Mm Thick Full Mortar Bed On Concrete Base And Compacted Sub-Base, Complete As Per Engineer'S Approval;200 X 200 X 60Mm In Shot Blasted Finish Ref: Maintenance Edge | 265 | m | SAR | 60
ALYA-05.1 | 1 | 1.0084 |  | Kingdom of Saudi Arabia | Jeddah | Open Spaces | Red Sea Village | Urban Park Marina | RSG | SALCO | Award | 2021 | Fixed Price Lump Sum | SITE WORK | Paving and surfacing | Precast Concrete Mowing Edge Laid To Pattern With Required Colour, On And Including 25Mm Thick Full Mortar Bed On Concrete Base And Compacted Sub-Base, Complete As Per Engineer'S Approval;200 X 200 X 60Mm In Shot Blasted Finish Ref: Mowing Edge | 135 | m | SAR | 60
ALYA-05.1 | 1 | 1.0084 |  | Kingdom of Saudi Arabia | Jeddah | Open Spaces | Red Sea Village | Urban Park Marina | RSG | SALCO | Award | 2021 | Fixed Price Lump Sum | SITE WORK | Paving and surfacing | Aluminium Edging, Brushed Finish With Required Colour, Fixed As Per Manufacturer'S Recommendations, Complete As Per Engineer'S Approval;100Mm High Metal Edging | 773 | m | SAR | 40
ALYA-05.1 | 1 | 1.0084 |  | Kingdom of Saudi Arabia | Jeddah | Open Spaces | Red Sea Village | Urban Park Marina | RSG | SALCO | Award | 2021 | Fixed Price Lump Sum | SITE WORK | Paving and surfacing | 25 - 50Mm Dia. Sieve Size Local Crushed Stone Gravel With Required Colour, Loose Laid In 100Mm Thick Layer Over Wrapped Around Geotextile Membrane On Compacted Sub-Base, Complete As Per Engineer'S Approval ; | 862 | m² | SAR | 33
ALYA-05.1 | 1 | 1.0084 |  | Kingdom of Saudi Arabia | Jeddah | Open Spaces | Red Sea Village | Urban Park Marina | RSG | SALCO | Award | 2021 | Fixed Price Lump Sum | SITE WORK | Paving and surfacing | Precast Concrete Heel Kerb Laid To Pattern With Required Colour, On And Including 25Mm Thick Full Mortar Bed On Concrete Base And Compacted Sub-Base, Complete As Per Engineer'S Approval ;100 X 600 X 200Mm Thick In Shot Blasted Finish Ref: Heel Kerb - To Private Plots | 498 | m | SAR | 127
ALYA-05.1 | 1 | 1.0084 |  | Kingdom of Saudi Arabia | Jeddah | Open Spaces | Red Sea Village | Urban Park Marina | RSG | SALCO | Award | 2021 | Fixed Price Lump Sum | SITE WORK | Paving and surfacing | Precast Concrete Step Laid To Pattern On And Including 25Mm Thick Mortar Bedding, Reinforced Concrete Structure And Compacted Sub-Base, Complete As Per Engineers Approval;400/455 X 600Mm X 60Mm Thick Steps In Shot Blasted Finish, Ref. Disappearing Steps/Ramp | 100 | m | SAR | 619
ALYA-05.1 | 1 | 1.0085 |  | Kingdom of Saudi Arabia | Jeddah | Open Spaces | Red Sea Village | Urban Park Marina | RSG | SALCO | Award | 2021 | Fixed Price Lump Sum | SITE WORK | Paving and surfacing | Precast Concrete Step Laid To Pattern On And Including 25Mm Thick Mortar Bedding, Reinforced Concrete Structure And Compacted Sub-Base, Complete As Per Engineers Approval;150Mm Thick Steps (Size Varies) In Shot Blasted Finish, Ref: Step Type 1 | 26 | m | SAR | 635
ALYA-05.1 | 1 | 1.0085 |  | Kingdom of Saudi Arabia | Jeddah | Open Spaces | Red Sea Village | Urban Park Marina | RSG | SALCO | Award | 2021 | Fixed Price Lump Sum | SITE WORK | Paving and surfacing | Precast Concrete Step Laid To Pattern On And Including 25Mm Thick Mortar Bedding, Reinforced Concrete Structure And Compacted Sub-Base, Complete As Per Engineers Approval;500/550 X 1200Mm Wide X 150Mm Thick Steps In Shot Blasted Finish, Ref: Step Type 2 | 498 | m | SAR | 886
ALYA-05.1 | 1 | 1.0085 |  | Kingdom of Saudi Arabia | Jeddah | Open Spaces | Red Sea Village | Urban Park Marina | RSG | SALCO | Award | 2021 | Fixed Price Lump Sum | CONCRETE WORK | Precast concrete | Precast Concrete Seat Block Comprising Of 60Mm Thick Coping (400X400Mm) And 30Mm Thick Cladding (150X400), Both In Honed Finish With Required Colours, Max. 5Mm Wide Joint Using Colour Matched Grout, On And Including 25Mm Thick Full Mortar Bed, Reinforced Concrete Base On Compacted Sub-Base, Necessary Earthworks, Waterproofing, Blinding, Fittings, Accessories And All Other Necessary Works, Complete To Engineer'S Details ;Seat Block 400Mm Wide X 450Mm High Above Finished Floor Level | 554 | m | SAR | 1673
ALYA-05.1 | 1 | 1.0085 |  | Kingdom of Saudi Arabia | Jeddah | Open Spaces | Red Sea Village | Urban Park Marina | RSG | SALCO | Award | 2021 | Fixed Price Lump Sum | CONCRETE WORK | Precast concrete | Precast Concrete Seat Block Unit In Honed Finish With Required Colour Comprising 50-100Mm Thick X 400Mm High Seat Cladding In Honed Finish With Required Colour, 25X25Mm Shadow Groove, 10-15Mm Thick X 50Mm High Smooth Cement Render To Bottom Of Seat, On And Including Mortar Bed, Reinforced Concrete Base On Compacted Sub-Base, Necessary Earthworks, Waterproofing, Blinding, Polythene Sheet, Compacted Sub-Base, Fittings, Accessories And All Necessary Works, Complete To Engineer'S Details;Seat Block 600Mm Wide X 450Mm High Above Finished Floor Level, Ref. Seat Wall Type 1 | 1082 | m | SAR | 1673
ALYA-05.1 | 1 | 1.0085 |  | Kingdom of Saudi Arabia | Jeddah | Open Spaces | Red Sea Village | Urban Park Marina | RSG | SALCO | Award | 2021 | Fixed Price Lump Sum | CONCRETE WORK | Precast concrete | Precast Concrete Seat Block Unit In Honed Finish With Required Colour Comprising 50-100Mm Thick X 400Mm High Seat Cladding In Honed Finish With Required Colour, 25X25Mm Shadow Groove, 10-15Mm Thick X 50Mm High Smooth Cement Render To Bottom Of Seat, On And Including Mortar Bed, Reinforced Concrete Base On Compacted Sub-Base, Necessary Earthworks, Waterproofing, Blinding, Polythene Sheet, Compacted Sub-Base, Fittings, Accessories And All Necessary Works, Complete To Engineer'S Details;Seat Block 600Mm Wide X 450Mm High Above Finished Floor Level, Ref. Seat Wall Type 3 | 173 | m | SAR | 1833
ALYA-05.1 | 1 | 1.0085 |  | Kingdom of Saudi Arabia | Jeddah | Open Spaces | Red Sea Village | Urban Park Marina | RSG | SALCO | Award | 2021 | Fixed Price Lump Sum | CONCRETE WORK | Precast concrete | Precast Concrete Seat Block Unit With 850Mm High Seat Cladding In Honed Finish With Required Colour, 50Mm Radius To Outer Edge, Mechanically Fixed To Concrete Wall, On And Including Mortar Bed, Reinforced Concrete Structure On Compacted Sub-Base, Necessary Earthwork, Waterproofing, Fittings, Accessories And All Necessary Works, Complete To Engineer'S Details;Seat Block (Size Varies), 900Mm High Above Finished Floor Level | 68 | m | SAR | 3522
ALYA-05.1 | 1 | 1.0085 |  | Kingdom of Saudi Arabia | Jeddah | Open Spaces | Red Sea Village | Urban Park Marina | RSG | SALCO | Award | 2021 | Fixed Price Lump Sum | CONCRETE WORK | Precast concrete | Precast Concrete Seat Block Unit In Honed Finish With Required Colour, With 400Mm High Seat Cladding In Honed Finish, 10-15Mm Thick X 50Mm High Smooth Cement Render To Bottom Of Seat, On And Including Mortar Bed, Reinforced Concrete Base On Compacted Sub-Base, Necessary Earthwork, Waterproofing, Fittings, Accessories And All Necessary Works, Complete To Engineer'S Details;Seat Block, 400-600 X 1500 X 450Mm High Above Finished Floor Level | 1 | m | SAR | 2296
ALYA-05.1 | 1 | 1.0085 |  | Kingdom of Saudi Arabia | Jeddah | Open Spaces | Red Sea Village | Urban Park Marina | RSG | SALCO | Award | 2021 | Fixed Price Lump Sum | SPECIAL CONSTRUCTION | Installations | Water Feature Comprising Of All Necessary Earthworks, Waterproofing, Structural And Architectural Works;Water Feature Type 1 (Approx. Area 350M2 And 337M2) | 1 | Nr | SAR | 467250
ALYA-05.1 | 1 | 1.0085 |  | Kingdom of Saudi Arabia | Jeddah | Open Spaces | Red Sea Village | Urban Park Marina | RSG | SALCO | Award | 2021 | Fixed Price Lump Sum | SPECIAL CONSTRUCTION | Installations | Water Feature Comprising Of All Necessary Earthworks, Waterproofing, Structural And Architectural Works;Water Feature Type 2 (Approx. Area 74M2) | 1 | Nr | SAR | 120150
ALYA-05.1 | 1 | 1.0085 |  | Kingdom of Saudi Arabia | Jeddah | Open Spaces | Red Sea Village | Urban Park Marina | RSG | SALCO | Award | 2021 | Fixed Price Lump Sum | SPECIAL CONSTRUCTION | Installations | Water Feature Comprising Of All Necessary Mechanical Works Including Pump Rooms, Water Tanks, Complete As Specified;Water Feature Type 1 (Approx. Area 350M2 And 337M2) | 1 | Nr | SAR | 400500
ALYA-05.1 | 1 | 1.0086 |  | Kingdom of Saudi Arabia | Jeddah | Open Spaces | Red Sea Village | Urban Park Marina | RSG | SALCO | Award | 2021 | Fixed Price Lump Sum | SPECIAL CONSTRUCTION | Installations | Water Feature Comprising Of All Necessary Mechanical Works Including Pump Rooms, Water Tanks, Complete As Specified;Water Feature Type 2 (Approx. Area 74M2) | 1 | Nr | SAR | 200250
ALYA-05.1 | 1 | 1.0086 |  | Kingdom of Saudi Arabia | Jeddah | Open Spaces | Red Sea Village | Urban Park Marina | RSG | SALCO | Award | 2021 | Fixed Price Lump Sum | ACCESSORIES | Generally | Design, Supply And Installation Of Secondary Power And Electric Circuitry And/Or Secondary Network For Water Feature, Starting From Primary Network Termination Points, Including All Necessary Accessories, Complete To The Approval Of The Engineer ;Water Feature Type 1 (Approx. Area 350M2 And 337M2) | 1 | Nr | SAR | 200250
ALYA-05.1 | 1 | 1.0086 |  | Kingdom of Saudi Arabia | Jeddah | Open Spaces | Red Sea Village | Urban Park Marina | RSG | SALCO | Award | 2021 | Fixed Price Lump Sum | ACCESSORIES | Generally | Design, Supply And Installation Of Secondary Power And Electric Circuitry And/Or Secondary Network For Water Feature, Starting From Primary Network Termination Points, Including All Necessary Accessories, Complete To The Approval Of The Engineer ;Water Feature Type 2 (Approx. Area 74M2) | 1 | Nr | SAR | 93450
ALYA-05.1 | 1 | 1.0086 |  | Kingdom of Saudi Arabia | Jeddah | Open Spaces | Red Sea Village | Urban Park Marina | RSG | SALCO | Award | 2021 | Fixed Price Lump Sum | ACCESSORIES | Generally | Catenary Light Hardwood Posts In Planed Finished With Required Colour And With Powder Coated Stainless Steel Metal Cap, Fixed With Metal Shoe And Anchor Bolts To Reinforced Concrete Base On Compacted Sub-Base Including Necessary Earthwork, Fixing Accessories, And All Other Necessary Works, Complete To Engineer'S Approval,;7200 X 250-114Mm Dia. Post, Ref. Typical Catenary Light Structure | 14 | Nr | SAR | 42720
ALYA-05.1 | 1 | 1.0086 |  | Kingdom of Saudi Arabia | Jeddah | Open Spaces | Red Sea Village | Urban Park Marina | RSG | SALCO | Award | 2021 | Fixed Price Lump Sum | METALWORK | Non structural metalwork | Balustrade;Balustrade (Inclined) Comprising 50 X 180Mm Powder Coated Aluminium Top Rail, 10Mm Dia Steel Rod Fixed To Steel Frame, 10Mm Thick 50Mm Wide Powder Coated Aluminium Frame Welded To Secondary Post, 10Mm Thick 50Mm Wide Secondary Post, 10Mm Thick 100Mm Wide Aluminium Flat Member Post Welded To Steel Base Plate, Bolts, Necessary Fixing Accessories, Complete As Per Engineer'S Approval;Balustrade Type 1, 1200Mm Vertical Height Above Finished Floor Level | 783 | m | SAR | 1789
ALYA-05.1 | 1 | 1.0086 |  | Kingdom of Saudi Arabia | Jeddah | Open Spaces | Red Sea Village | Urban Park Marina | RSG | SALCO | Award | 2021 | Fixed Price Lump Sum | METALWORK | Non structural metalwork | Floor Mounted Handrail Comprising Of 50Mm Thick Diameter Stainless Steel With Brushed Finish, Natural Colour Including All Necessary Accessories, Fixing To Engineer'S Details;Handrail Type 1, 1100Mm High Above Finished Floor Level - To Step And Disappearing Steps | 120 | m | SAR | 1402
ALYA-05.1 | 1 | 1.0086 |  | Kingdom of Saudi Arabia | Jeddah | Open Spaces | Red Sea Village | Urban Park Marina | RSG | SALCO | Award | 2021 | Fixed Price Lump Sum | METALWORK | Non structural metalwork | Floor Mounted Handrail Comprising Of 50Mm Thick Diameter Stainless Steel With Brushed Finish, Natural Colour Including All Necessary Accessories, Fixing To Engineer'S Details;Handrail Type 2, 1100Mm High Above Finished Floor Level - To Ramp | 259 | m | SAR | 1402
ALYA-05.1 | 1 | 1.0086 |  | Kingdom of Saudi Arabia | Jeddah | Open Spaces | Red Sea Village | Urban Park Marina | RSG | SALCO | Award | 2021 | Fixed Price Lump Sum | SITE WORK | Paving and surfacing | Precast Concrete Coping (Finish: Shot Blasted, Colour: Light Grey) With 10Mm Radius To Outer Edge, Laid To Pattern As Indicated Including Max. 5Mm Wide Joint Using Colour Matched Grout, 25Mm Thick Full Mortar Bed On Concrete Quay Wall, Complete To Engineer'S Details ;750 X 550 X 90Mm Thick Coping, To Base Of Balustrade | 783 | m | SAR | 362
ALYA-05.1 | 1 | 1.0086 |  | Kingdom of Saudi Arabia | Jeddah | Open Spaces | Red Sea Village | Urban Park Marina | RSG | SALCO | Award | 2021 | Fixed Price Lump Sum | SITE WORK | Fencing | Powder Coated Aluminium Gate Composed Of 75 X 75Mm Door Frame,100Mm X10Mm Thick Twin Flat Member Post And 10Mm Diameter Metal Rods, Posts Welded To Steel Base Plates Fixed To Concrete Quay Wall, Including Necessary Earthwork, Waterproofing, Fittings, Accessories, And All Other Necessary Works, Complete To Engineer'S Details;Gate, Overall Size 1800Mm X 1200Mm High | 1 | Nr | SAR | 5340
ALYA-05.1 | 1 | 1.0086 |  | Kingdom of Saudi Arabia | Jeddah | Open Spaces | Red Sea Village | Urban Park Marina | RSG | SALCO | Award | 2021 | Fixed Price Lump Sum | ACCESSORIES | Generally | Litter Bin;Supply And Fix Aluminium Litter Bin On And Including Reinforced Concrete Base On Compacted Sub-Base, Complete To Engineer'S Details And Specifications;Powder Coated Aluminium Litter Bin With Embossed Pattern And Required Colour, Size 410 X 372 X 912Mm High Above Finished Floor Level | 38 | Nr | SAR | 5741
ALYA-05.1 | 1 | 1.0087 |  | Kingdom of Saudi Arabia | Jeddah | Open Spaces | Red Sea Village | Urban Park Marina | RSG | SALCO | Award | 2021 | Fixed Price Lump Sum | ACCESSORIES | Generally | Bench ;Bench Comprising Of Hardwood Timber Board Battens In Minimum 8Mm Gaps, Size 50 X 120Mm To Seats And 25 X 100Mm Back Rest Fixed To Galvanised Steel Flat Member Fixed To Concrete Bench, 50Mm Wide Galvanized Steel Flat Member With Paint Finish Fixed To Concrete Seat Block For Fixing Timber Board, Including Fair Faced Finished Pressed Precast Concrete Seat Block With Stamped Pattern, Finishes, Fittings And Fixing Accessories, Rcc Foundation, Necessary Earthwork, Blinding, Polyethylene Sheet, Waterproofing, Compacted Sub-Base, Complete As Per Specialist'S And Engineer'S Approval;Overall Size 2000 X 500 X 450Mm High | 13 | Nr | SAR | 6942
ALYA-05.1 | 1 | 1.0087 |  | Kingdom of Saudi Arabia | Jeddah | Open Spaces | Red Sea Village | Urban Park Marina | RSG | SALCO | Award | 2021 | Fixed Price Lump Sum | ACCESSORIES | Generally | Fair Face Finish Precast Concrete Seat Block With Stamped Pattern And Required Colour, On And Including Reinforced Concrete Base On Compacted Sub Base, Necessary Earthwork, Waterproofing, Steel Dowel For Fixing Concrete Bench, Complete To Specialist Details And Engineer'S Approval;Overall Size 2000 X 500 X 450Mm High (Optional) | 13 | Nr | SAR | 2336
ALYA-05.1 | 1 | 1.0087 |  | Kingdom of Saudi Arabia | Jeddah | Open Spaces | Red Sea Village | Urban Park Marina | RSG | SALCO | Award | 2021 | Fixed Price Lump Sum | ACCESSORIES | Generally | Cycle Rack;Powder Coated Cast Aluminium Cycle Rack With Required Colours Including Necessary Reinforced Concrete Footing On Compacted Sub-Base, Necessary Earthworks, Waterproofing, Fittings, Accessories, Complete To Manufacturer / Engineer'S Details;Overall Size 240 X 60 X 1090Mm Overall Height | 31 | Nr | SAR | 2003
ALYA-05.1 | 1 | 1.0087 |  | Kingdom of Saudi Arabia | Jeddah | Open Spaces | Red Sea Village | Urban Park Marina | RSG | SALCO | Award | 2021 | Fixed Price Lump Sum | ACCESSORIES | Generally | Bollard;Stainless Steel Fixed Bollard Including Necessary Base, Fixing Accessories;Bollard - 600Mm High X 65Mm Diameter, Fold Down Bollard | 5 | Nr | SAR | 734
ALYA-05.1 | 1 | 1.0087 |  | Kingdom of Saudi Arabia | Jeddah | Open Spaces | Red Sea Village | Urban Park Marina | RSG | SALCO | Award | 2021 | Fixed Price Lump Sum | ACCESSORIES | Generally | Supply And Install Play Equipment Including Necessary Concrete Foundations, Compacted Sub Base All To Specialists Details, Complete As Per Engineer'S Approva;Play Equipment;Small Kontiki (Cor291001-1104) | 1 | Nr | SAR | 473925
ALYA-05.1 | 1 | 1.0087 |  | Kingdom of Saudi Arabia | Jeddah | Open Spaces | Red Sea Village | Urban Park Marina | RSG | SALCO | Award | 2021 | Fixed Price Lump Sum | ACCESSORIES | Generally | Supply And Install Play Equipment Including Necessary Concrete Foundations, Compacted Sub Base All To Specialists Details, Complete As Per Engineer'S Approva;Play Equipment;Little Ship (137820) | 1 | Nr | SAR | 90780
ALYA-05.1 | 1 | 1.0087 |  | Kingdom of Saudi Arabia | Jeddah | Open Spaces | Red Sea Village | Urban Park Marina | RSG | SALCO | Award | 2021 | Fixed Price Lump Sum | FURNISHINGS | Generally | Fitness Equipment;Pull Up Bars, Parallel Bars & Multi-Net Link (Fsw102) | 1 | Nr | SAR | 33375
ALYA-05.1 | 1 | 1.0087 |  | Kingdom of Saudi Arabia | Jeddah | Open Spaces | Red Sea Village | Urban Park Marina | RSG | SALCO | Award | 2021 | Fixed Price Lump Sum | SITE WORK | Underground drainage | Upvc Pipework To Bs 3505, Class-E, Including All Fittings, Excavation, Sand Bedding, Back Filling As Specified, Cart Away Surplus, Warning Tape Markers, Thrust Blocks, All As Specified.;1 Inch Diameter Pipe | 620 | m | SAR | 33
ALYA-05.1 | 1 | 1.0087 |  | Kingdom of Saudi Arabia | Jeddah | Open Spaces | Red Sea Village | Urban Park Marina | RSG | SALCO | Award | 2021 | Fixed Price Lump Sum | SITE WORK | Underground drainage | Upvc Pipework To Bs 3505, Class-D, Including All Fittings, Excavation, Sand Bedding, Back Filling As Specified, Cart Away Surplus, Warning Tape Markers, Thrust Blocks, All As Specified.;1.5 Inch Diameter Pipe | 160 | m | SAR | 47
ALYA-05.1 | 1 | 1.0087 |  | Kingdom of Saudi Arabia | Jeddah | Open Spaces | Red Sea Village | Urban Park Marina | RSG | SALCO | Award | 2021 | Fixed Price Lump Sum | SITE WORK | Underground drainage | Upvc Pipework To Bs 3505, Class-D, Including All Fittings, Excavation, Sand Bedding, Back Filling As Specified, Cart Away Surplus, Warning Tape Markers, Thrust Blocks, All As Specified.;2 Inch Diameter Pipe | 70 | m | SAR | 67
ALYA-05.1 | 1 | 1.0088 |  | Kingdom of Saudi Arabia | Jeddah | Open Spaces | Red Sea Village | Urban Park Marina | RSG | SALCO | Award | 2021 | Fixed Price Lump Sum | SITE WORK | Underground drainage | Upvc Pipework To Bs 3505, Class-D, Including All Fittings, Excavation, Sand Bedding, Back Filling As Specified, Cart Away Surplus, Warning Tape Markers, Thrust Blocks, All As Specified.;3 Inch Diameter Pipe | 40 | m | SAR | 167
ALYA-05.1 | 1 | 1.0088 |  | Kingdom of Saudi Arabia | Jeddah | Open Spaces | Red Sea Village | Urban Park Marina | RSG | SALCO | Award | 2021 | Fixed Price Lump Sum | SITE WORK | Underground drainage | Upvc Pipework To Bs 3505, Class-D, Including All Fittings, Excavation, Sand Bedding, Back Filling As Specified, Cart Away Surplus, Warning Tape Markers, Thrust Blocks, All As Specified.;4 Inch Diameter Pipe | 6 | m | SAR | 187
ALYA-05.1 | 1 | 1.0088 |  | Kingdom of Saudi Arabia | Jeddah | Open Spaces | Red Sea Village | Urban Park Marina | RSG | SALCO | Award | 2021 | Fixed Price Lump Sum | SITE WORK | Underground drainage | Solenoid Valve In Sprinkler System,2.0 Inch Diameter | 2 | Nr | SAR | 2003
ALYA-05.1 | 1 | 1.0088 |  | Kingdom of Saudi Arabia | Jeddah | Open Spaces | Red Sea Village | Urban Park Marina | RSG | SALCO | Award | 2021 | Fixed Price Lump Sum | SITE WORK | Underground drainage | Solenoid Valve In Sprinkler System,3.0 Inch Diameter | 2 | Nr | SAR | 4339
ALYA-05.1 | 1 | 1.0088 |  | Kingdom of Saudi Arabia | Jeddah | Open Spaces | Red Sea Village | Urban Park Marina | RSG | SALCO | Award | 2021 | Fixed Price Lump Sum | SITE WORK | Landscaping | Lockable Valve Boxes As Specified;For Solenoid Valves 2.0 Inch In Sprinkler System | 2 | Nr | SAR | 668
ALYA-05.1 | 1 | 1.0088 |  | Kingdom of Saudi Arabia | Jeddah | Open Spaces | Red Sea Village | Urban Park Marina | RSG | SALCO | Award | 2021 | Fixed Price Lump Sum | SITE WORK | Landscaping | Lockable Valve Boxes As Specified;For Solenoid Valves 3.0 Inch In Sprinkler System | 2 | Nr | SAR | 1001
ALYA-05.1 | 1 | 1.0088 |  | Kingdom of Saudi Arabia | Jeddah | Open Spaces | Red Sea Village | Urban Park Marina | RSG | SALCO | Award | 2021 | Fixed Price Lump Sum | SITE WORK | Landscaping | Pop-Up-Spray Including Necessary Accessories, Fixed As Specified;Pop Up Spray 4.00M - 4.50M Radius | 92 | Nr | SAR | 87
ALYA-05.1 | 1 | 1.0088 |  | Kingdom of Saudi Arabia | Jeddah | Open Spaces | Red Sea Village | Urban Park Marina | RSG | SALCO | Award | 2021 | Fixed Price Lump Sum | SITE WORK | Landscaping | Pop-Up-Spray Including Necessary Accessories, Fixed As Specified;Pop Up Spray 3.00M - 4.00M Radius | 139 | Nr | SAR | 80
ALYA-05.1 | 1 | 1.0088 |  | Kingdom of Saudi Arabia | Jeddah | Open Spaces | Red Sea Village | Urban Park Marina | RSG | SALCO | Award | 2021 | Fixed Price Lump Sum | SITE WORK | Landscaping | Pop-Up-Spray Including Necessary Accessories, Fixed As Specified;Pop Up Spray 2.00M - 2.50M Radius | 38 | Nr | SAR | 67
ALYA-05.1 | 1 | 1.0088 |  | Kingdom of Saudi Arabia | Jeddah | Open Spaces | Red Sea Village | Urban Park Marina | RSG | SALCO | Award | 2021 | Fixed Price Lump Sum | SITE WORK | Underground drainage | Upvc Pipework To Bs 3505, Class-E, Including All Fittings, Excavation, Sand Bedding, Back Filling As Specified, Cart Away Surplus, Warning Tape Markers, Thrust Blocks, All As Specified.;1 Inch Diameter Pipe | 1360 | m | SAR | 33
ALYA-05.1 | 1 | 1.0089 |  | Kingdom of Saudi Arabia | Jeddah | Open Spaces | Red Sea Village | Urban Park Marina | RSG | SALCO | Award | 2021 | Fixed Price Lump Sum | SITE WORK | Underground drainage | Upvc Pipework To Bs 3505, Class-D, Including All Fittings, Excavation, Sand Bedding, Back Filling As Specified, Cart Away Surplus, Warning Tape Markers, Thrust Blocks, All As Specified.;1.5 Inch Diameter Pipe | 800 | m | SAR | 47
ALYA-05.1 | 1 | 1.0089 |  | Kingdom of Saudi Arabia | Jeddah | Open Spaces | Red Sea Village | Urban Park Marina | RSG | SALCO | Award | 2021 | Fixed Price Lump Sum | SITE WORK | Underground drainage | Upvc Pipework To Bs 3505, Class-D, Including All Fittings, Excavation, Sand Bedding, Back Filling As Specified, Cart Away Surplus, Warning Tape Markers, Thrust Blocks, All As Specified.;2 Inch Diameter Pipe | 400 | m | SAR | 67
ALYA-05.1 | 1 | 1.0089 |  | Kingdom of Saudi Arabia | Jeddah | Open Spaces | Red Sea Village | Urban Park Marina | RSG | SALCO | Award | 2021 | Fixed Price Lump Sum | SITE WORK | Underground drainage | Upvc Pipework To Bs 3505, Class-D, Including All Fittings, Excavation, Sand Bedding, Back Filling As Specified, Cart Away Surplus, Warning Tape Markers, Thrust Blocks, All As Specified.;3 Inch Diameter Pipe | 180 | m | SAR | 167
ALYA-05.1 | 1 | 1.0089 |  | Kingdom of Saudi Arabia | Jeddah | Open Spaces | Red Sea Village | Urban Park Marina | RSG | SALCO | Award | 2021 | Fixed Price Lump Sum | SITE WORK | Underground drainage | Upvc Pipework To Bs 3505, Class-D, Including All Fittings, Excavation, Sand Bedding, Back Filling As Specified, Cart Away Surplus, Warning Tape Markers, Thrust Blocks, All As Specified.;4 Inch Diameter Pipe | 6 | m | SAR | 187
ALYA-05.1 | 1 | 1.0089 |  | Kingdom of Saudi Arabia | Jeddah | Open Spaces | Red Sea Village | Urban Park Marina | RSG | SALCO | Award | 2021 | Fixed Price Lump Sum | SITE WORK | Landscaping | Drip Risers;Drip Risers As Specified | 350 | Nr | SAR | 93
ALYA-05.1 | 1 | 1.0089 |  | Kingdom of Saudi Arabia | Jeddah | Open Spaces | Red Sea Village | Urban Park Marina | RSG | SALCO | Award | 2021 | Fixed Price Lump Sum | SITE WORK | Landscaping | Valves Including Necessary Accessories, Fixed As Specified;Solenoid Valves, 3.0 Inch In Drip System | 2 | Nr | SAR | 4339
ALYA-05.1 | 1 | 1.0089 |  | Kingdom of Saudi Arabia | Jeddah | Open Spaces | Red Sea Village | Urban Park Marina | RSG | SALCO | Award | 2021 | Fixed Price Lump Sum | SITE WORK | Landscaping | Lockable Valve Boxes As Specified;For Solenoid Valves, 3.0 Inch In Drip System | 2 | Nr | SAR | 1001
ALYA-05.1 | 1 | 1.0089 |  | Kingdom of Saudi Arabia | Jeddah | Open Spaces | Red Sea Village | Urban Park Marina | RSG | SALCO | Award | 2021 | Fixed Price Lump Sum | ELECTRICAL ENGINEERING INSTALLATIONS | Final sub-circuits and auxiliary installations | Supply And Install Light Fittings, Complete As Required As Shown On Drawings Rsv-Cll-Sw-Up-Dr-Lan-10301 And 10308 And As Specified (Provisional Sum);Pole Top Luminaire, Ref. Xpt1 | 7 | Nr | SAR | 4739
ALYA-05.1 | 1 | 1.0089 |  | Kingdom of Saudi Arabia | Jeddah | Open Spaces | Red Sea Village | Urban Park Marina | RSG | SALCO | Award | 2021 | Fixed Price Lump Sum | ELECTRICAL ENGINEERING INSTALLATIONS | Final sub-circuits and auxiliary installations | Supply And Install Light Fittings, Complete As Required As Shown On Drawings Rsv-Cll-Sw-Up-Dr-Lan-10301 And 10308 And As Specified (Provisional Sum);Pole Light With Double Arm, Ref. Xp1 | 23 | Nr | SAR | 17355
ALYA-05.1 | 1 | 1.0089 |  | Kingdom of Saudi Arabia | Jeddah | Open Spaces | Red Sea Village | Urban Park Marina | RSG | SALCO | Award | 2021 | Fixed Price Lump Sum | ELECTRICAL ENGINEERING INSTALLATIONS | Final sub-circuits and auxiliary installations | Supply And Install Light Fittings, Complete As Required As Shown On Drawings Rsv-Cll-Sw-Up-Dr-Lan-10301 And 10308 And As Specified (Provisional Sum);Column Light Type 1, Ref. Xc1 | 35 | Nr | SAR | 16688
ALYA-05.1 | 1 | 1.009 |  | Kingdom of Saudi Arabia | Jeddah | Open Spaces | Red Sea Village | Urban Park Marina | RSG | SALCO | Award | 2021 | Fixed Price Lump Sum | ELECTRICAL ENGINEERING INSTALLATIONS | Final sub-circuits and auxiliary installations | Supply And Install Light Fittings, Complete As Required As Shown On Drawings Rsv-Cll-Sw-Up-Dr-Lan-10301 And 10308 And As Specified (Provisional Sum);Column Light Type 2, Ref. Xc2 | 19 | Nr | SAR | 11748
ALYA-05.1 | 1 | 1.009 |  | Kingdom of Saudi Arabia | Jeddah | Open Spaces | Red Sea Village | Urban Park Marina | RSG | SALCO | Award | 2021 | Fixed Price Lump Sum | ELECTRICAL ENGINEERING INSTALLATIONS | Final sub-circuits and auxiliary installations | Supply And Install Light Fittings, Complete As Required As Shown On Drawings Rsv-Cll-Sw-Up-Dr-Lan-10301 And 10308 And As Specified (Provisional Sum);Floodlight To Tensile Shade Structure, Ref. Xf1 | 17 | Nr | SAR | 5340
ALYA-05.1 | 1 | 1.009 |  | Kingdom of Saudi Arabia | Jeddah | Open Spaces | Red Sea Village | Urban Park Marina | RSG | SALCO | Award | 2021 | Fixed Price Lump Sum | ELECTRICAL ENGINEERING INSTALLATIONS | Final sub-circuits and auxiliary installations | Supply And Install Light Fittings, Complete As Required As Shown On Drawings Rsv-Cll-Sw-Up-Dr-Lan-10301 And 10308 And As Specified (Provisional Sum);Recessed Downlight, Ref. Xrd1 | 9 | Nr | SAR | 3137
ALYA-05.1 | 1 | 1.009 |  | Kingdom of Saudi Arabia | Jeddah | Open Spaces | Red Sea Village | Urban Park Marina | RSG | SALCO | Award | 2021 | Fixed Price Lump Sum | ELECTRICAL ENGINEERING INSTALLATIONS | Final sub-circuits and auxiliary installations | Supply And Install Light Fittings, Complete As Required As Shown On Drawings Rsv-Cll-Sw-Up-Dr-Lan-10301 And 10308 And As Specified (Provisional Sum);Recessed Wall Light, Ref. Xrw1 | 20 | Nr | SAR | 7676
ALYA-05.1 | 1 | 1.009 |  | Kingdom of Saudi Arabia | Jeddah | Open Spaces | Red Sea Village | Urban Park Marina | RSG | SALCO | Award | 2021 | Fixed Price Lump Sum | ELECTRICAL ENGINEERING INSTALLATIONS | Final sub-circuits and auxiliary installations | Supply And Install Light Fittings, Complete As Required As Shown On Drawings Rsv-Cll-Sw-Up-Dr-Lan-10301 And 10308 And As Specified (Provisional Sum);Uplight For Palms, Ref. Xu1 | 144 | Nr | SAR | 3004
ALYA-05.1 | 1 | 1.009 |  | Kingdom of Saudi Arabia | Jeddah | Open Spaces | Red Sea Village | Urban Park Marina | RSG | SALCO | Award | 2021 | Fixed Price Lump Sum | ELECTRICAL ENGINEERING INSTALLATIONS | Final sub-circuits and auxiliary installations | Supply And Install Light Fittings, Complete As Required As Shown On Drawings Rsv-Cll-Sw-Up-Dr-Lan-10301 And 10308 And As Specified (Provisional Sum);Uplight For Trees, Ref. Xu2 | 145 | Nr | SAR | 3004
ALYA-05.1 | 1 | 1.009 |  | Kingdom of Saudi Arabia | Jeddah | Open Spaces | Red Sea Village | Urban Park Marina | RSG | SALCO | Award | 2021 | Fixed Price Lump Sum | ELECTRICAL ENGINEERING INSTALLATIONS | Final sub-circuits and auxiliary installations | Supply And Install Light Fittings, Complete As Required As Shown On Drawings Rsv-Cll-Sw-Up-Dr-Lan-10301 And 10308 And As Specified (Provisional Sum);Underwater Recessed Linear Light, Ref. Ull1 | 12 | Nr | SAR | 11014
ALYA-05.1 | 1 | 1.009 |  | Kingdom of Saudi Arabia | Jeddah | Open Spaces | Red Sea Village | Urban Park Marina | RSG | SALCO | Award | 2021 | Fixed Price Lump Sum | ELECTRICAL ENGINEERING INSTALLATIONS | Final sub-circuits and auxiliary installations | Supply And Install Light Fittings, Complete As Required As Shown On Drawings Rsv-Cll-Sw-Up-Dr-Lan-10301 And 10308 And As Specified (Provisional Sum);Underwater Led Star Points, Ref. Uw1 | 173 | Nr | SAR | 1669
ALYA-05.1 | 1 | 1.009 |  | Kingdom of Saudi Arabia | Jeddah | Open Spaces | Red Sea Village | Urban Park Marina | RSG | SALCO | Award | 2021 | Fixed Price Lump Sum | ELECTRICAL ENGINEERING INSTALLATIONS | Final sub-circuits and auxiliary installations | Supply And Install Light Fittings, Complete As Required As Shown On Drawings Rsv-Cll-Sw-Up-Dr-Lan-10301 And 10308 And As Specified (Provisional Sum);Led Light Profile For Handrail, Ref. Xll1 | 106 | m | SAR | 1669
ALYA-05.1 | 1 | 1.009 |  | Kingdom of Saudi Arabia | Jeddah | Open Spaces | Red Sea Village | Urban Park Marina | RSG | SALCO | Award | 2021 | Fixed Price Lump Sum | ELECTRICAL ENGINEERING INSTALLATIONS | Final sub-circuits and auxiliary installations | Supply And Install Light Fittings, Complete As Required As Shown On Drawings Rsv-Cll-Sw-Up-Dr-Lan-10301 And 10308 And As Specified (Provisional Sum);Led Strip Light, Ref. Xsl1 | 68 | m | SAR | 1669
ALYA-05.1 | 1 | 1.0091 |  | Kingdom of Saudi Arabia | Jeddah | Open Spaces | Red Sea Village | Urban Park Marina | RSG | SALCO | Award | 2021 | Fixed Price Lump Sum | ELECTRICAL ENGINEERING INSTALLATIONS | Final sub-circuits and auxiliary installations | Supply And Install Light Fittings, Complete As Required As Shown On Drawings Rsv-Cll-Sw-Up-Dr-Lan-10301 And 10308 And As Specified (Provisional Sum);Flexible Led Strip Light, Ref. Xsl2 | 170 | m | SAR | 2670
ALYA-05.1 | 1 | 1.0091 |  | Kingdom of Saudi Arabia | Jeddah | Open Spaces | Red Sea Village | Urban Park Marina | RSG | SALCO | Award | 2021 | Fixed Price Lump Sum | ELECTRICAL ENGINEERING INSTALLATIONS | Final sub-circuits and auxiliary installations | Supply And Install Light Fittings, Complete As Required As Shown On Drawings Rsv-Cll-Sw-Up-Dr-Lan-10301 And 10308 And As Specified (Provisional Sum) ;Festoon Light, Ref. Xfs1 | 407 | m | SAR | 801
ALYA-05.1 | 1 | 1.0091 |  | Kingdom of Saudi Arabia | Jeddah | Open Spaces | Red Sea Village | Urban Park Marina | RSG | SALCO | Award | 2021 | Fixed Price Lump Sum | ELECTRICAL ENGINEERING INSTALLATIONS | Accessories | Design, Supply And Installation Of Secondary Network Starting From Primary Network Termination Points And/Or Secondary Power And Electric Circuitry, Including Cable And Conduit, Cable Terminations, Necessary Trench Excavation And Ducts, Backfilling, Disposal, Cable Tiles, Warning Tapes, Accessories, All Necessary Secondary Electrical Works And Mechanical Works Wherever Required, Complete As Specified And Shown On Drawings Rsv-Cll-Sw-Up-Dr-Lan-10301 And 10302 And To The Approval Of The Engineer And/Or Contract Administrator (Provisional Sum) ;Pole Top Luminaire, Ref. Xpt1 | 7 | Nr | SAR | 4673
ALYA-05.1 | 1 | 1.0091 |  | Kingdom of Saudi Arabia | Jeddah | Open Spaces | Red Sea Village | Urban Park Marina | RSG | SALCO | Award | 2021 | Fixed Price Lump Sum | ELECTRICAL ENGINEERING INSTALLATIONS | Accessories | Design, Supply And Installation Of Secondary Network Starting From Primary Network Termination Points And/Or Secondary Power And Electric Circuitry, Including Cable And Conduit, Cable Terminations, Necessary Trench Excavation And Ducts, Backfilling, Disposal, Cable Tiles, Warning Tapes, Accessories, All Necessary Secondary Electrical Works And Mechanical Works Wherever Required, Complete As Specified And Shown On Drawings Rsv-Cll-Sw-Up-Dr-Lan-10301 And 10302 And To The Approval Of The Engineer And/Or Contract Administrator (Provisional Sum) ;Pole Light With Double Arm, Ref. Xp1 | 23 | Nr | SAR | 6008
ALYA-05.1 | 1 | 1.0091 |  | Kingdom of Saudi Arabia | Jeddah | Open Spaces | Red Sea Village | Urban Park Marina | RSG | SALCO | Award | 2021 | Fixed Price Lump Sum | ELECTRICAL ENGINEERING INSTALLATIONS | Accessories | Design, Supply And Installation Of Secondary Network Starting From Primary Network Termination Points And/Or Secondary Power And Electric Circuitry, Including Cable And Conduit, Cable Terminations, Necessary Trench Excavation And Ducts, Backfilling, Disposal, Cable Tiles, Warning Tapes, Accessories, All Necessary Secondary Electrical Works And Mechanical Works Wherever Required, Complete As Specified And Shown On Drawings Rsv-Cll-Sw-Up-Dr-Lan-10301 And 10302 And To The Approval Of The Engineer And/Or Contract Administrator (Provisional Sum) ;Column Light Type 1, Ref. Xc1 | 35 | Nr | SAR | 4005
ALYA-05.1 | 1 | 1.0091 |  | Kingdom of Saudi Arabia | Jeddah | Open Spaces | Red Sea Village | Urban Park Marina | RSG | SALCO | Award | 2021 | Fixed Price Lump Sum | ELECTRICAL ENGINEERING INSTALLATIONS | Accessories | Design, Supply And Installation Of Secondary Network Starting From Primary Network Termination Points And/Or Secondary Power And Electric Circuitry, Including Cable And Conduit, Cable Terminations, Necessary Trench Excavation And Ducts, Backfilling, Disposal, Cable Tiles, Warning Tapes, Accessories, All Necessary Secondary Electrical Works And Mechanical Works Wherever Required, Complete As Specified And Shown On Drawings Rsv-Cll-Sw-Up-Dr-Lan-10301 And 10302 And To The Approval Of The Engineer And/Or Contract Administrator (Provisional Sum) ;Column Light Type 2, Ref. Xc2 | 19 | Nr | SAR | 4005
ALYA-05.1 | 1 | 1.0091 |  | Kingdom of Saudi Arabia | Jeddah | Open Spaces | Red Sea Village | Urban Park Marina | RSG | SALCO | Award | 2021 | Fixed Price Lump Sum | ELECTRICAL ENGINEERING INSTALLATIONS | Accessories | Design, Supply And Installation Of Secondary Network Starting From Primary Network Termination Points And/Or Secondary Power And Electric Circuitry, Including Cable And Conduit, Cable Terminations, Necessary Trench Excavation And Ducts, Backfilling, Disposal, Cable Tiles, Warning Tapes, Accessories, All Necessary Secondary Electrical Works And Mechanical Works Wherever Required, Complete As Specified And Shown On Drawings Rsv-Cll-Sw-Up-Dr-Lan-10301 And 10302 And To The Approval Of The Engineer And/Or Contract Administrator (Provisional Sum) ;Floodlight To Tensile Shade Structure, Ref. Xf1 | 17 | Nr | SAR | 2670
ALYA-05.1 | 1 | 1.0091 |  | Kingdom of Saudi Arabia | Jeddah | Open Spaces | Red Sea Village | Urban Park Marina | RSG | SALCO | Award | 2021 | Fixed Price Lump Sum | ELECTRICAL ENGINEERING INSTALLATIONS | Accessories | Design, Supply And Installation Of Secondary Network Starting From Primary Network Termination Points And/Or Secondary Power And Electric Circuitry, Including Cable And Conduit, Cable Terminations, Necessary Trench Excavation And Ducts, Backfilling, Disposal, Cable Tiles, Warning Tapes, Accessories, All Necessary Secondary Electrical Works And Mechanical Works Wherever Required, Complete As Specified And Shown On Drawings Rsv-Cll-Sw-Up-Dr-Lan-10301 And 10302 And To The Approval Of The Engineer And/Or Contract Administrator (Provisional Sum) ;Recessed Downlight, Ref. Xrd1 | 9 | Nr | SAR | 3338
ALYA-05.1 | 1 | 1.0091 |  | Kingdom of Saudi Arabia | Jeddah | Open Spaces | Red Sea Village | Urban Park Marina | RSG | SALCO | Award | 2021 | Fixed Price Lump Sum | ELECTRICAL ENGINEERING INSTALLATIONS | Accessories | Design, Supply And Installation Of Secondary Network Starting From Primary Network Termination Points And/Or Secondary Power And Electric Circuitry, Including Cable And Conduit, Cable Terminations, Necessary Trench Excavation And Ducts, Backfilling, Disposal, Cable Tiles, Warning Tapes, Accessories, All Necessary Secondary Electrical Works And Mechanical Works Wherever Required, Complete As Specified And Shown On Drawings Rsv-Cll-Sw-Up-Dr-Lan-10301 And 10302 And To The Approval Of The Engineer And/Or Contract Administrator (Provisional Sum) ;Recessed Wall Light, Ref. Xrw1 | 20 | Nr | SAR | 2003
ALYA-05.1 | 1 | 1.0091 |  | Kingdom of Saudi Arabia | Jeddah | Open Spaces | Red Sea Village | Urban Park Marina | RSG | SALCO | Award | 2021 | Fixed Price Lump Sum | ELECTRICAL ENGINEERING INSTALLATIONS | Accessories | Design, Supply And Installation Of Secondary Network Starting From Primary Network Termination Points And/Or Secondary Power And Electric Circuitry, Including Cable And Conduit, Cable Terminations, Necessary Trench Excavation And Ducts, Backfilling, Disposal, Cable Tiles, Warning Tapes, Accessories, All Necessary Secondary Electrical Works And Mechanical Works Wherever Required, Complete As Specified And Shown On Drawings Rsv-Cll-Sw-Up-Dr-Lan-10301 And 10302 And To The Approval Of The Engineer And/Or Contract Administrator (Provisional Sum) ;Uplight For Palms, Ref. Xu1 | 144 | Nr | SAR | 2670
ALYA-05.1 | 1 | 1.0092 |  | Kingdom of Saudi Arabia | Jeddah | Open Spaces | Red Sea Village | Urban Park Marina | RSG | SALCO | Award | 2021 | Fixed Price Lump Sum | ELECTRICAL ENGINEERING INSTALLATIONS | Accessories | Design, Supply And Installation Of Secondary Network Starting From Primary Network Termination Points And/Or Secondary Power And Electric Circuitry, Including Cable And Conduit, Cable Terminations, Necessary Trench Excavation And Ducts, Backfilling, Disposal, Cable Tiles, Warning Tapes, Accessories, All Necessary Secondary Electrical Works And Mechanical Works Wherever Required, Complete As Specified And Shown On Drawings Rsv-Cll-Sw-Up-Dr-Lan-10301 And 10302 And To The Approval Of The Engineer And/Or Contract Administrator (Provisional Sum) ;Uplight For Trees, Ref. Xu2 | 145 | Nr | SAR | 2670
ALYA-05.1 | 1 | 1.0092 |  | Kingdom of Saudi Arabia | Jeddah | Open Spaces | Red Sea Village | Urban Park Marina | RSG | SALCO | Award | 2021 | Fixed Price Lump Sum | ELECTRICAL ENGINEERING INSTALLATIONS | Accessories | Design, Supply And Installation Of Secondary Network Starting From Primary Network Termination Points And/Or Secondary Power And Electric Circuitry, Including Cable And Conduit, Cable Terminations, Necessary Trench Excavation And Ducts, Backfilling, Disposal, Cable Tiles, Warning Tapes, Accessories, All Necessary Secondary Electrical Works And Mechanical Works Wherever Required, Complete As Specified And Shown On Drawings Rsv-Cll-Sw-Up-Dr-Lan-10301 And 10302 And To The Approval Of The Engineer And/Or Contract Administrator (Provisional Sum) ;Underwater Recessed Linear Light, Ref. Ull1 | 12 | Nr | SAR | 2003
ALYA-05.1 | 1 | 1.0092 |  | Kingdom of Saudi Arabia | Jeddah | Open Spaces | Red Sea Village | Urban Park Marina | RSG | SALCO | Award | 2021 | Fixed Price Lump Sum | ELECTRICAL ENGINEERING INSTALLATIONS | Final sub-circuits and auxiliary installations | Cable And Conduit Including Cable Terminations, Necessary Trench Excavation And Ducts, Backfilling, Disposal, Cable Tiles, Warning Tapes, Necessary Base, Poles, Fittings, Earthworks, Concrete Works, Builder'S Works, All Complete As Specified;Underwater Led Star Points, Ref. Uw1 | 173 | Nr | SAR | 2003
ALYA-05.1 | 1 | 1.0092 |  | Kingdom of Saudi Arabia | Jeddah | Open Spaces | Red Sea Village | Urban Park Marina | RSG | SALCO | Award | 2021 | Fixed Price Lump Sum | ELECTRICAL ENGINEERING INSTALLATIONS | Final sub-circuits and auxiliary installations | Cable And Conduit Including Cable Terminations, Necessary Trench Excavation And Ducts, Backfilling, Disposal, Cable Tiles, Warning Tapes, Necessary Base, Poles, Fittings, Earthworks, Concrete Works, Builder'S Works, All Complete As Specified;Led Light Profile For Handrail, Ref. Xll1 | 106 | m | SAR | 3338
ALYA-05.1 | 1 | 1.0092 |  | Kingdom of Saudi Arabia | Jeddah | Open Spaces | Red Sea Village | Urban Park Marina | RSG | SALCO | Award | 2021 | Fixed Price Lump Sum | ELECTRICAL ENGINEERING INSTALLATIONS | Final sub-circuits and auxiliary installations | Cable And Conduit Including Cable Terminations, Necessary Trench Excavation And Ducts, Backfilling, Disposal, Cable Tiles, Warning Tapes, Necessary Base, Poles, Fittings, Earthworks, Concrete Works, Builder'S Works, All Complete As Specified;Led Strip Light, Ref. Xsl1 | 68 | m | SAR | 2003
ALYA-05.1 | 1 | 1.0092 |  | Kingdom of Saudi Arabia | Jeddah | Open Spaces | Red Sea Village | Urban Park Marina | RSG | SALCO | Award | 2021 | Fixed Price Lump Sum | ELECTRICAL ENGINEERING INSTALLATIONS | Final sub-circuits and auxiliary installations | Cable And Conduit Including Cable Terminations, Necessary Trench Excavation And Ducts, Backfilling, Disposal, Cable Tiles, Warning Tapes, Necessary Base, Poles, Fittings, Earthworks, Concrete Works, Builder'S Works, All Complete As Specified;Flexible Led Strip Light, Ref. Xsl2 | 170 | m | SAR | 2003
ALYA-05.1 | 1 | 1.0092 |  | Kingdom of Saudi Arabia | Jeddah | Open Spaces | Red Sea Village | Urban Park Marina | RSG | SALCO | Award | 2021 | Fixed Price Lump Sum | ELECTRICAL ENGINEERING INSTALLATIONS | Final sub-circuits and auxiliary installations | Cable And Conduit Including Cable Terminations, Necessary Trench Excavation And Ducts, Backfilling, Disposal, Cable Tiles, Warning Tapes, Necessary Base, Poles, Fittings, Earthworks, Concrete Works, Builder'S Works, All Complete As Specified;Festoon Light, Ref. Xfs1 | 407 | m | SAR | 2003
ALYA-05.1 | 1 | 1.0092 |  | Kingdom of Saudi Arabia | Jeddah | Open Spaces | Red Sea Village | Waterfront Neighbourhood Park | RSG | SALCO | Award | 2021 | Fixed Price Lump Sum | SITE WORK | Excavation | Excavation And Preparation Of Base As Specified And As Shown On Drawings (Provisional Item);For Palms | 370 | m³ | SAR | 27
ALYA-05.1 | 1 | 1.0092 |  | Kingdom of Saudi Arabia | Jeddah | Open Spaces | Red Sea Village | Waterfront Neighbourhood Park | RSG | SALCO | Award | 2021 | Fixed Price Lump Sum | SITE WORK | Excavation | Excavation And Preparation Of Base As Specified And As Shown On Drawings (Provisional Item);For Trees | 325 | m³ | SAR | 27
ALYA-05.1 | 1 | 1.0092 |  | Kingdom of Saudi Arabia | Jeddah | Open Spaces | Red Sea Village | Waterfront Neighbourhood Park | RSG | SALCO | Award | 2021 | Fixed Price Lump Sum | SITE WORK | Excavation | Excavation And Preparation Of Base As Specified And As Shown On Drawings (Provisional Item);For Ground Covers | 276 | m³ | SAR | 20
ALYA-05.1 | 1 | 1.0093 |  | Kingdom of Saudi Arabia | Jeddah | Open Spaces | Red Sea Village | Waterfront Neighbourhood Park | RSG | SALCO | Award | 2021 | Fixed Price Lump Sum | SITE WORK | Excavation | Excavation And Preparation Of Base As Specified And As Shown On Drawings (Provisional Item);For Shrubs | 235 | m³ | SAR | 20
ALYA-05.1 | 1 | 1.0093 |  | Kingdom of Saudi Arabia | Jeddah | Open Spaces | Red Sea Village | Waterfront Neighbourhood Park | RSG | SALCO | Award | 2021 | Fixed Price Lump Sum | SITE WORK | Excavation | Excavation And Preparation Of Base As Specified And As Shown On Drawings (Provisional Item);To Succulents | 84 | m³ | SAR | 20
ALYA-05.1 | 1 | 1.0093 |  | Kingdom of Saudi Arabia | Jeddah | Open Spaces | Red Sea Village | Waterfront Neighbourhood Park | RSG | SALCO | Award | 2021 | Fixed Price Lump Sum | SITE WORK | Excavation | Excavation And Preparation Of Base As Specified And As Shown On Drawings (Provisional Item);In Lawn Area | 467 | m³ | SAR | 20
ALYA-05.1 | 1 | 1.0093 |  | Kingdom of Saudi Arabia | Jeddah | Open Spaces | Red Sea Village | Waterfront Neighbourhood Park | RSG | SALCO | Award | 2021 | Fixed Price Lump Sum | SITE WORK | Excavation | Excavation And Preparation Of Base As Specified And As Shown On Drawings (Provisional Item);In Reinforced Grass | 109 | m³ | SAR | 20
ALYA-05.1 | 1 | 1.0093 |  | Kingdom of Saudi Arabia | Jeddah | Open Spaces | Red Sea Village | Waterfront Neighbourhood Park | RSG | SALCO | Award | 2021 | Fixed Price Lump Sum | SITE WORK | Disposal | Disposal;Disposal Of Surplus Excavated Material From Site (Provisional Item) | 1866 | m³ | SAR | 20
ALYA-05.1 | 1 | 1.0093 |  | Kingdom of Saudi Arabia | Jeddah | Open Spaces | Red Sea Village | Waterfront Neighbourhood Park | RSG | SALCO | Award | 2021 | Fixed Price Lump Sum | SITE WORK | Landscaping | Planting Medium Consist Of Soil, Compost And Fertilizers;70Mm Thick Bark Mulsch To Be Removed From All Softscape Areas .;To Palms | 323 | m³ | SAR | 134
ALYA-05.1 | 1 | 1.0093 |  | Kingdom of Saudi Arabia | Jeddah | Open Spaces | Red Sea Village | Waterfront Neighbourhood Park | RSG | SALCO | Award | 2021 | Fixed Price Lump Sum | SITE WORK | Landscaping | Planting Medium Consist Of Soil, Compost And Fertilizers;70Mm Thick Bark Mulsch To Be Removed From All Softscape Areas .;To Trees | 270 | m³ | SAR | 134
ALYA-05.1 | 1 | 1.0093 |  | Kingdom of Saudi Arabia | Jeddah | Open Spaces | Red Sea Village | Waterfront Neighbourhood Park | RSG | SALCO | Award | 2021 | Fixed Price Lump Sum | SITE WORK | Landscaping | Planting Medium Consist Of Soil, Compost And Fertilizers;70Mm Thick Bark Mulsch To Be Removed From All Softscape Areas .;To Ground Covers | 276 | m³ | SAR | 134
ALYA-05.1 | 1 | 1.0093 |  | Kingdom of Saudi Arabia | Jeddah | Open Spaces | Red Sea Village | Waterfront Neighbourhood Park | RSG | SALCO | Award | 2021 | Fixed Price Lump Sum | SITE WORK | Landscaping | Planting Medium Consist Of Soil, Compost And Fertilizers;70Mm Thick Bark Mulsch To Be Removed From All Softscape Areas .;To Shrubs | 235 | m³ | SAR | 134
ALYA-05.1 | 1 | 1.0093 |  | Kingdom of Saudi Arabia | Jeddah | Open Spaces | Red Sea Village | Waterfront Neighbourhood Park | RSG | SALCO | Award | 2021 | Fixed Price Lump Sum | SITE WORK | Landscaping | Planting Medium Consist Of Soil, Compost And Fertilizers;70Mm Thick Bark Mulsch To Be Removed From All Softscape Areas .;To Succulents | 84 | m³ | SAR | 134
ALYA-05.1 | 1 | 1.0094 |  | Kingdom of Saudi Arabia | Jeddah | Open Spaces | Red Sea Village | Waterfront Neighbourhood Park | RSG | SALCO | Award | 2021 | Fixed Price Lump Sum | SITE WORK | Landscaping | Planting Medium Consist Of Soil, Compost And Fertilizers;70Mm Thick Bark Mulsch To Be Removed From All Softscape Areas .;In Lawn Area | 467 | m³ | SAR | 134
ALYA-05.1 | 1 | 1.0094 |  | Kingdom of Saudi Arabia | Jeddah | Open Spaces | Red Sea Village | Waterfront Neighbourhood Park | RSG | SALCO | Award | 2021 | Fixed Price Lump Sum | SITE WORK | Paving and surfacing | 300Mm Thick Planting Medium In Reinforced Grass Area Including 100Mm Root Zone With Flexible Polypropylene Fibers | 77 | m² | SAR | 334
ALYA-05.1 | 1 | 1.0094 |  | Kingdom of Saudi Arabia | Jeddah | Open Spaces | Red Sea Village | Waterfront Neighbourhood Park | RSG | SALCO | Award | 2021 | Fixed Price Lump Sum | SITE WORK | Landscaping | Gravel Wrapped In Geotextile As Capillary Break Layer, Complete As Specified ;Below Planting Medium Of Palms And Trees, 200Mm Thick | 359 | m² | SAR | 25
ALYA-05.1 | 1 | 1.0094 |  | Kingdom of Saudi Arabia | Jeddah | Open Spaces | Red Sea Village | Waterfront Neighbourhood Park | RSG | SALCO | Award | 2021 | Fixed Price Lump Sum | SITE WORK | Landscaping | Gravel Wrapped In Geotextile As Capillary Break Layer, Complete As Specified ;Below Planting Medium In Reinforced Grass Area, 125Mm Thick | 257 | m² | SAR | 20
ALYA-05.1 | 1 | 1.0094 |  | Kingdom of Saudi Arabia | Jeddah | Open Spaces | Red Sea Village | Waterfront Neighbourhood Park | RSG | SALCO | Award | 2021 | Fixed Price Lump Sum | SITE WORK | Landscaping | Palms, Trees, Shrubs And The Like With Healthy Fully Developed Root Balls, Undamaged And Free From Pests And Diseases, Planted In Prepared Ground As Detailed, Including All Compost And Fertilizers, Tree Stakes, Tree Ties, Temporary Planting Screens;Palms;Washingtonia Robusta, Ref. Wash.R6* - 6M Brown Trunk Height | 42 | Nr | SAR | 5029
ALYA-05.1 | 1 | 1.0094 |  | Kingdom of Saudi Arabia | Jeddah | Open Spaces | Red Sea Village | Waterfront Neighbourhood Park | RSG | SALCO | Award | 2021 | Fixed Price Lump Sum | SITE WORK | Landscaping | Palms, Trees, Shrubs And The Like With Healthy Fully Developed Root Balls, Undamaged And Free From Pests And Diseases, Planted In Prepared Ground As Detailed, Including All Compost And Fertilizers, Tree Stakes, Tree Ties, Temporary Planting Screens;Palms;Washingtonia Robusta, Ref. Wash.R5* - 5M Brown Trunk Height | 42 | Nr | SAR | 4583
ALYA-05.1 | 1 | 1.0094 |  | Kingdom of Saudi Arabia | Jeddah | Open Spaces | Red Sea Village | Waterfront Neighbourhood Park | RSG | SALCO | Award | 2021 | Fixed Price Lump Sum | SITE WORK | Landscaping | Palms, Trees, Shrubs And The Like With Healthy Fully Developed Root Balls, Undamaged And Free From Pests And Diseases, Planted In Prepared Ground As Detailed, Including All Compost And Fertilizers, Tree Stakes, Tree Ties, Temporary Planting Screens;Palms;Washingtonia Robusta, Ref. Wash.R4* - 4M Brown Trunk Height | 42 | Nr | SAR | 3782
ALYA-05.1 | 1 | 1.0094 |  | Kingdom of Saudi Arabia | Jeddah | Open Spaces | Red Sea Village | Waterfront Neighbourhood Park | RSG | SALCO | Award | 2021 | Fixed Price Lump Sum | SITE WORK | Landscaping | Palms, Trees, Shrubs And The Like With Healthy Fully Developed Root Balls, Undamaged And Free From Pests And Diseases, Planted In Prepared Ground As Detailed, Including All Compost And Fertilizers, Tree Stakes, Tree Ties, Temporary Planting Screens;Palms;Washingtonia Robusta, Ref. Wash.R3* - 3M Brown Trunk Height | 42 | Nr | SAR | 3360
ALYA-05.1 | 1 | 1.0094 |  | Kingdom of Saudi Arabia | Jeddah | Open Spaces | Red Sea Village | Waterfront Neighbourhood Park | RSG | SALCO | Award | 2021 | Fixed Price Lump Sum | SITE WORK | Landscaping | Palms, Trees, Shrubs And The Like With Healthy Fully Developed Root Balls, Undamaged And Free From Pests And Diseases, Planted In Prepared Ground As Detailed, Including All Compost And Fertilizers, Tree Stakes, Tree Ties, Temporary Planting Screens;Trees;Hibiscus Tiliaceus, Ref. Hibi.T - 1.8M Clear Stem Height, 60 To 70Mm Caliper | 22 | Nr | SAR | 1464
ALYA-05.1 | 1 | 1.0094 |  | Kingdom of Saudi Arabia | Jeddah | Open Spaces | Red Sea Village | Waterfront Neighbourhood Park | RSG | SALCO | Award | 2021 | Fixed Price Lump Sum | SITE WORK | Landscaping | Palms, Trees, Shrubs And The Like With Healthy Fully Developed Root Balls, Undamaged And Free From Pests And Diseases, Planted In Prepared Ground As Detailed, Including All Compost And Fertilizers, Tree Stakes, Tree Ties, Temporary Planting Screens;Trees;Plumeria Obtusa, Ref. Plum.O - 2.5 To 3M Overall Height, Multi-Branched, Min. 4-5 Branches, 80 To 100Mm Caliper | 20 | Nr | SAR | 3378
ALYA-05.1 | 1 | 1.0095 |  | Kingdom of Saudi Arabia | Jeddah | Open Spaces | Red Sea Village | Waterfront Neighbourhood Park | RSG | SALCO | Award | 2021 | Fixed Price Lump Sum | SITE WORK | Landscaping | Palms, Trees, Shrubs And The Like With Healthy Fully Developed Root Balls, Undamaged And Free From Pests And Diseases, Planted In Prepared Ground As Detailed, Including All Compost And Fertilizers, Tree Stakes, Tree Ties, Temporary Planting Screens;Trees;Terminalia Catappa, Ref. Term.C - 1.8M Clear Stem Height, 60 To 70Mm Caliper | 43 | Nr | SAR | 1298
ALYA-05.1 | 1 | 1.0095 |  | Kingdom of Saudi Arabia | Jeddah | Open Spaces | Red Sea Village | Waterfront Neighbourhood Park | RSG | SALCO | Award | 2021 | Fixed Price Lump Sum | SITE WORK | Landscaping | Palms, Trees, Shrubs And The Like With Healthy Fully Developed Root Balls, Undamaged And Free From Pests And Diseases, Planted In Prepared Ground As Detailed, Including All Compost And Fertilizers, Tree Stakes, Tree Ties, Temporary Planting Screens;Shrubs;Canna Indica, Ref. Cann.I - 0.60-0.70M Height | 505 | Nr | SAR | 20
ALYA-05.1 | 1 | 1.0095 |  | Kingdom of Saudi Arabia | Jeddah | Open Spaces | Red Sea Village | Waterfront Neighbourhood Park | RSG | SALCO | Award | 2021 | Fixed Price Lump Sum | SITE WORK | Landscaping | Palms, Trees, Shrubs And The Like With Healthy Fully Developed Root Balls, Undamaged And Free From Pests And Diseases, Planted In Prepared Ground As Detailed, Including All Compost And Fertilizers, Tree Stakes, Tree Ties, Temporary Planting Screens;Shrubs;Jatropha Pandurifolia, Ref. Jatr.P - 0.60 To 0.70M Height, Min. 3 Breaks | 748 | Nr | SAR | 24
ALYA-05.1 | 1 | 1.0095 |  | Kingdom of Saudi Arabia | Jeddah | Open Spaces | Red Sea Village | Waterfront Neighbourhood Park | RSG | SALCO | Award | 2021 | Fixed Price Lump Sum | SITE WORK | Landscaping | Palms, Trees, Shrubs And The Like With Healthy Fully Developed Root Balls, Undamaged And Free From Pests And Diseases, Planted In Prepared Ground As Detailed, Including All Compost And Fertilizers, Tree Stakes, Tree Ties, Temporary Planting Screens;Shrubs;Scaevola Frutescens, Ref. Scae.F - 0.60 To 0.70M Height, Min. 3 Breaks | 453 | Nr | SAR | 35
ALYA-05.1 | 1 | 1.0095 |  | Kingdom of Saudi Arabia | Jeddah | Open Spaces | Red Sea Village | Waterfront Neighbourhood Park | RSG | SALCO | Award | 2021 | Fixed Price Lump Sum | SITE WORK | Landscaping | Palms, Trees, Shrubs And The Like With Healthy Fully Developed Root Balls, Undamaged And Free From Pests And Diseases, Planted In Prepared Ground As Detailed, Including All Compost And Fertilizers, Tree Stakes, Tree Ties, Temporary Planting Screens;Shrubs;Clerodendrum Inerme, Ref. Cler.I - 0.50 To 0.60M Height, Min. 3 Breaks | 509 | Nr | SAR | 21
ALYA-05.1 | 1 | 1.0095 |  | Kingdom of Saudi Arabia | Jeddah | Open Spaces | Red Sea Village | Waterfront Neighbourhood Park | RSG | SALCO | Award | 2021 | Fixed Price Lump Sum | SITE WORK | Landscaping | Palms, Trees, Shrubs And The Like With Healthy Fully Developed Root Balls, Undamaged And Free From Pests And Diseases, Planted In Prepared Ground As Detailed, Including All Compost And Fertilizers, Tree Stakes, Tree Ties, Temporary Planting Screens;Ground Covers;Asystasia Gangetica Variegata, Ref. Asys.Gv - 0.30M Spread | 2079 | Nr | SAR | 13
ALYA-05.1 | 1 | 1.0095 |  | Kingdom of Saudi Arabia | Jeddah | Open Spaces | Red Sea Village | Waterfront Neighbourhood Park | RSG | SALCO | Award | 2021 | Fixed Price Lump Sum | SITE WORK | Landscaping | Palms, Trees, Shrubs And The Like With Healthy Fully Developed Root Balls, Undamaged And Free From Pests And Diseases, Planted In Prepared Ground As Detailed, Including All Compost And Fertilizers, Tree Stakes, Tree Ties, Temporary Planting Screens;Ground Covers;Catharanthus Roseus, Ref. Cath.R - 0.30M Spread | 1570 | Nr | SAR | 7
ALYA-05.1 | 1 | 1.0095 |  | Kingdom of Saudi Arabia | Jeddah | Open Spaces | Red Sea Village | Waterfront Neighbourhood Park | RSG | SALCO | Award | 2021 | Fixed Price Lump Sum | SITE WORK | Landscaping | Palms, Trees, Shrubs And The Like With Healthy Fully Developed Root Balls, Undamaged And Free From Pests And Diseases, Planted In Prepared Ground As Detailed, Including All Compost And Fertilizers, Tree Stakes, Tree Ties, Temporary Planting Screens;Ground Covers;Rhoeo Discolor, Ref. Rhoe.D - 0.20M Spread | 1872 | Nr | SAR | 8
ALYA-05.1 | 1 | 1.0095 |  | Kingdom of Saudi Arabia | Jeddah | Open Spaces | Red Sea Village | Waterfront Neighbourhood Park | RSG | SALCO | Award | 2021 | Fixed Price Lump Sum | SITE WORK | Landscaping | Palms, Trees, Shrubs And The Like With Healthy Fully Developed Root Balls, Undamaged And Free From Pests And Diseases, Planted In Prepared Ground As Detailed, Including All Compost And Fertilizers, Tree Stakes, Tree Ties, Temporary Planting Screens;Ground Covers;Ruellia Ciliosa, Ref. Ruel.C - 0.40M Height | 3268 | Nr | SAR | 8
ALYA-05.1 | 1 | 1.0095 |  | Kingdom of Saudi Arabia | Jeddah | Open Spaces | Red Sea Village | Waterfront Neighbourhood Park | RSG | SALCO | Award | 2021 | Fixed Price Lump Sum | SITE WORK | Landscaping | Palms, Trees, Shrubs And The Like With Healthy Fully Developed Root Balls, Undamaged And Free From Pests And Diseases, Planted In Prepared Ground As Detailed, Including All Compost And Fertilizers, Tree Stakes, Tree Ties, Temporary Planting Screens;Ground Covers;Portulaca Grandiflora, Ref. Port.G - 0.30M Spread | 420 | Nr | SAR | 7
ALYA-05.1 | 1 | 1.0096 |  | Kingdom of Saudi Arabia | Jeddah | Open Spaces | Red Sea Village | Waterfront Neighbourhood Park | RSG | SALCO | Award | 2021 | Fixed Price Lump Sum | SITE WORK | Landscaping | Palms, Trees, Shrubs And The Like With Healthy Fully Developed Root Balls, Undamaged And Free From Pests And Diseases, Planted In Prepared Ground As Detailed, Including All Compost And Fertilizers, Tree Stakes, Tree Ties, Temporary Planting Screens;Ground Covers;Portulacaria Afra, Ref. Port.A - 0.30M Spread | 863 | Nr | SAR | 9
ALYA-05.1 | 1 | 1.0096 |  | Kingdom of Saudi Arabia | Jeddah | Open Spaces | Red Sea Village | Waterfront Neighbourhood Park | RSG | SALCO | Award | 2021 | Fixed Price Lump Sum | SITE WORK | Landscaping | Palms, Trees, Shrubs And The Like With Healthy Fully Developed Root Balls, Undamaged And Free From Pests And Diseases, Planted In Prepared Ground As Detailed, Including All Compost And Fertilizers, Tree Stakes, Tree Ties, Temporary Planting Screens;Succulents;Pandanus Baptistii Variegata, Ref. Pand.Bv - 0.50-0.60M Height | 745 | Nr | SAR | 83
ALYA-05.1 | 1 | 1.0096 |  | Kingdom of Saudi Arabia | Jeddah | Open Spaces | Red Sea Village | Waterfront Neighbourhood Park | RSG | SALCO | Award | 2021 | Fixed Price Lump Sum | SITE WORK | Landscaping | Palms, Trees, Shrubs And The Like With Healthy Fully Developed Root Balls, Undamaged And Free From Pests And Diseases, Planted In Prepared Ground As Detailed, Including All Compost And Fertilizers, Tree Stakes, Tree Ties, Temporary Planting Screens;Succulents;Zamia Furfuracea, Ref. Zami.F - 0.50 - 0.60M Height And Spread | 468 | Nr | SAR | 387
ALYA-05.1 | 1 | 1.0096 |  | Kingdom of Saudi Arabia | Jeddah | Open Spaces | Red Sea Village | Waterfront Neighbourhood Park | RSG | SALCO | Award | 2021 | Fixed Price Lump Sum | SITE WORK | Landscaping | Palms, Trees, Shrubs And The Like With Healthy Fully Developed Root Balls, Undamaged And Free From Pests And Diseases, Planted In Prepared Ground As Detailed, Including All Compost And Fertilizers, Tree Stakes, Tree Ties, Temporary Planting Screens ;Lawn;Paspalum Vaginatum - Stolons | 1556 | m² | SAR | 29
ALYA-05.1 | 1 | 1.0096 |  | Kingdom of Saudi Arabia | Jeddah | Open Spaces | Red Sea Village | Waterfront Neighbourhood Park | RSG | SALCO | Award | 2021 | Fixed Price Lump Sum | SITE WORK | Landscaping | Reinforced Grass;Reinforced Grass Comprising Grass/Turfing, Turf Pave Or Equal Approved, Undamaged And Free From Pests And Diseases, Planted In Compacted Planting Medium 300Mm Thick Including Gravel Layer At Required Depth (Planting Medium And Gravel Layer Measured Elsewhere), All Compost And Fertilizers, Complete To Engineer'S Details;Reinforced Grass | 257 | m² | SAR | 101
ALYA-05.1 | 1 | 1.0096 |  | Kingdom of Saudi Arabia | Jeddah | Open Spaces | Red Sea Village | Waterfront Neighbourhood Park | RSG | SALCO | Award | 2021 | Fixed Price Lump Sum | SITE WORK | Site preparation | Site Preparation;General Site Clearance | 4662 | m² | SAR | 4
ALYA-05.1 | 1 | 1.0096 |  | Kingdom of Saudi Arabia | Jeddah | Open Spaces | Red Sea Village | Waterfront Neighbourhood Park | RSG | SALCO | Award | 2021 | Fixed Price Lump Sum | SITE WORK | Filling | Filling;Well Compacted Selected Excavated Material (Provisional Item) | 1204 | m³ | SAR | 19
ALYA-05.1 | 1 | 1.0096 |  | Kingdom of Saudi Arabia | Jeddah | Open Spaces | Red Sea Village | Waterfront Neighbourhood Park | RSG | SALCO | Award | 2021 | Fixed Price Lump Sum | SITE WORK | Paving and surfacing | Precast Concrete Block Paving Laid To Pattern With Required Colour, On And Including 50Mm Thick Sharp Compacted Sand Bed On Compacted Sub-Base, Complete As Per Engineer'S Approval, ;200 X 400 X 60Mm In Shot Blasted Finish Ref: Pathway Paving - To Pedestrian Area | 2821 | m² | SAR | 175
ALYA-05.1 | 1 | 1.0096 |  | Kingdom of Saudi Arabia | Jeddah | Open Spaces | Red Sea Village | Waterfront Neighbourhood Park | RSG | SALCO | Award | 2021 | Fixed Price Lump Sum | SITE WORK | Paving and surfacing | Precast Concrete Block Paving Laid To Pattern With Required Colour, On And Including 50Mm Thick Sharp Compacted Sand Bed On Compacted Sub-Base, Complete As Per Engineer'S Approval, ;200 X 400 X 80Mm In Shot Blasted Finish Ref: Pathway Paving - To Vehicular / Eva Route | 1067 | m² | SAR | 188
ALYA-05.1 | 1 | 1.0096 |  | Kingdom of Saudi Arabia | Jeddah | Open Spaces | Red Sea Village | Waterfront Neighbourhood Park | RSG | SALCO | Award | 2021 | Fixed Price Lump Sum | SITE WORK | Paving and surfacing | Precast Concrete Block Paving Laid To Pattern With Required Colour, On And Including 25Mm Thick Full Mortar Bed, Reinforced Concrete Base On Compacted Sub-Base, Complete As Per Engineer'S Approval;200 X 400 X 60Mm In Shot Blasted Finish, Ref: Disappearing Step (Ramp) | 90 | m² | SAR | 187
ALYA-05.1 | 1 | 1.0097 |  | Kingdom of Saudi Arabia | Jeddah | Open Spaces | Red Sea Village | Waterfront Neighbourhood Park | RSG | SALCO | Award | 2021 | Fixed Price Lump Sum | SITE WORK | Paving and surfacing | Rubber Surface Consisting Of 8-10Mm Granulated Coloured Polyolefin Plastomer Particles Safety Surface Chemically Bonded With Aliphatic Polyurethane Binder, Glued Over To Varying Impact Course;Safety Surface, Colours Various - To Play Area | 200 | m² | SAR | 734
ALYA-05.1 | 1 | 1.0097 |  | Kingdom of Saudi Arabia | Jeddah | Open Spaces | Red Sea Village | Waterfront Neighbourhood Park | RSG | SALCO | Award | 2021 | Fixed Price Lump Sum | SITE WORK | Paving and surfacing | Precast Concrete Paving Band Laid To Pattern With Required Colour, On And Including 25Mm Thick Full Mortar Bed On Concrete Base And Compacted Sub-Base, Complete As Per Engineer'S Approval;100 X 100 X 60Mm (200Mm Wide Band) In Shot Blasted Finish Ref: Pathway Paving | 876 | m | SAR | 60
ALYA-05.1 | 1 | 1.0097 |  | Kingdom of Saudi Arabia | Jeddah | Open Spaces | Red Sea Village | Waterfront Neighbourhood Park | RSG | SALCO | Award | 2021 | Fixed Price Lump Sum | SITE WORK | Paving and surfacing | Precast Concrete Hazard Warning Tactile Band Laid To Pattern With Required Colour, On And Including 25Mm Thick Full Mortar Bed On Concrete Base And Compacted Sub-Base, Complete As Per Engineer'S Approval;300 X 600 X 60Mm In Shot Blasted Finish Ref. Hazard Warning Tactile Band At Steps And Disappearing Steps (600Mm Wide Band) | 71 | m | SAR | 198
ALYA-05.1 | 1 | 1.0097 |  | Kingdom of Saudi Arabia | Jeddah | Open Spaces | Red Sea Village | Waterfront Neighbourhood Park | RSG | SALCO | Award | 2021 | Fixed Price Lump Sum | SITE WORK | Paving and surfacing | Precast Concrete Hazard Warning Tactile Band Laid To Pattern With Required Colour, On And Including 25Mm Thick Full Mortar Bed On Concrete Base And Compacted Sub-Base, Complete As Per Engineer'S Approval;300 X 600 X 60Mm In Shot Blasted Finish Ref. Hazard Warning Tactile Band At Disappearing Steps / Ramp (900Mm Wide Band) | 24 | m | SAR | 296
ALYA-05.1 | 1 | 1.0097 |  | Kingdom of Saudi Arabia | Jeddah | Open Spaces | Red Sea Village | Waterfront Neighbourhood Park | RSG | SALCO | Award | 2021 | Fixed Price Lump Sum | SITE WORK | Paving and surfacing | Precast Concrete Paving Band Laid To Pattern With Required Colour, On And Including 25Mm Thick Full Mortar Bed On Concrete Base And Compacted Sub-Base, Complete As Per Engineer'S Approval;100 X 100 X 60Mm In Shot Blasted Finish Ref: Palm Pit (200Mm Wide Band) | 128 | m | SAR | 60
ALYA-05.1 | 1 | 1.0097 |  | Kingdom of Saudi Arabia | Jeddah | Open Spaces | Red Sea Village | Waterfront Neighbourhood Park | RSG | SALCO | Award | 2021 | Fixed Price Lump Sum | SITE WORK | Paving and surfacing | Precast Concrete Maintenance Edge Laid To Pattern With Required Colour, On And Including 25Mm Thick Full Mortar Bed On Concrete Base And Compacted Sub-Base, Complete As Per Engineer'S Approval ;200 X 200 X 60Mm In Shot Blasted Finish Ref: Maintenance Edge Type 1 | 978 | m | SAR | 60
ALYA-05.1 | 1 | 1.0097 |  | Kingdom of Saudi Arabia | Jeddah | Open Spaces | Red Sea Village | Waterfront Neighbourhood Park | RSG | SALCO | Award | 2021 | Fixed Price Lump Sum | SITE WORK | Paving and surfacing | Precast Concrete Mowing Edge Laid To Pattern With Required Colour, On And Including 25Mm Thick Full Mortar Bed On Concrete Base And Compacted Sub-Base, Complete As Per Engineer'S Approval ;100 X 100 X 60Mm In Shot Blasted Finish Ref: Mowing Edge | 198 | m | SAR | 32
ALYA-05.1 | 1 | 1.0097 |  | Kingdom of Saudi Arabia | Jeddah | Open Spaces | Red Sea Village | Waterfront Neighbourhood Park | RSG | SALCO | Award | 2021 | Fixed Price Lump Sum | SITE WORK | Paving and surfacing | Precast Concrete Heel Kerb Laid To Pattern With Required Colour, On And Including 25Mm Thick Full Mortar Bed On Concrete Base And Compacted Sub-Base, Complete As Per Engineer'S Approval;100 X 600 X 200Mm Thick In Shot Blasted Finish Ref: Heel Kerb - To Private Plots | 39 | m | SAR | 127
ALYA-05.1 | 1 | 1.0097 |  | Kingdom of Saudi Arabia | Jeddah | Open Spaces | Red Sea Village | Waterfront Neighbourhood Park | RSG | SALCO | Award | 2021 | Fixed Price Lump Sum | SITE WORK | Paving and surfacing | Precast Concrete Step Laid To Pattern With Required Colour, On And Including 25Mm Thick Full Mortar Bedding, Reinforced Concrete Structure And Compacted Sub-Base, Complete As Per Engineers Approval;1000Mm Wide X 120Mm Thick Steps In Shot Blasted Finish, Ref: Step Type 1 | 77 | m | SAR | 1358
ALYA-05.1 | 1 | 1.0097 |  | Kingdom of Saudi Arabia | Jeddah | Open Spaces | Red Sea Village | Waterfront Neighbourhood Park | RSG | SALCO | Award | 2021 | Fixed Price Lump Sum | SITE WORK | Paving and surfacing | Precast Concrete Step Laid To Pattern With Required Colour, On And Including 25Mm Thick Full Mortar Bedding, Reinforced Concrete Structure And Compacted Sub-Base, Complete As Per Engineers Approval;1000Mm Wide X 120Mm Thick Steps In Shot Blasted Finish, Ref: Step Type 2 | 55 | m | SAR | 1358
ALYA-05.1 | 1 | 1.0098 |  | Kingdom of Saudi Arabia | Jeddah | Open Spaces | Red Sea Village | Waterfront Neighbourhood Park | RSG | SALCO | Award | 2021 | Fixed Price Lump Sum | SITE WORK | Paving and surfacing | Precast Concrete Step Laid To Pattern / Staggered On And Including 25Mm Thick Full Mortar Bedding, Reinforced Concrete Structure On Compacted Sub-Base, Complete As Per Engineer'S Approval;120Mm Thick Steps And Risers, Size 500 X 550Mm In Shot Blasted Finish (1000Mm Wide) | 92 | m | SAR | 876
ALYA-05.1 | 1 | 1.0098 |  | Kingdom of Saudi Arabia | Jeddah | Open Spaces | Red Sea Village | Waterfront Neighbourhood Park | RSG | SALCO | Award | 2021 | Fixed Price Lump Sum | SITE WORK | Paving and surfacing | Precast Concrete Step Laid To Pattern / Staggered On And Including 25Mm Thick Full Mortar Bedding, Reinforced Concrete Structure On Compacted Sub-Base, Complete As Per Engineer'S Approval;500 X 500 X 60Mm Paving Band In Shot Blasted Finish (1000Mm Wide ) | 75 | m | SAR | 478
ALYA-05.1 | 1 | 1.0098 |  | Kingdom of Saudi Arabia | Jeddah | Open Spaces | Red Sea Village | Waterfront Neighbourhood Park | RSG | SALCO | Award | 2021 | Fixed Price Lump Sum | CONCRETE WORK | Precast concrete | Precast Concrete Seat Block In Honed Finish With Required Colour, Size 600 X 600Mm, 50Mm Radius To Outer Edge And Mechanically Fixed To Concrete Base, With 50-100Mm Thick X 400Mm High Precast Concrete Seat Cladding With Honed Finish And Required Colour, Including Reinforced Concrete Base On Compacted Sub-Base, Necessary Earthwork, Waterproofing, Metal Dowels, Fittings, Accessories, And All Other Necessary Works, Complete To Engineer'S Details;Overall Size 600Mm Wide X 550Mm High, Ref. Seat Wall | 32 | m | SAR | 2813
ALYA-05.1 | 1 | 1.0098 |  | Kingdom of Saudi Arabia | Jeddah | Open Spaces | Red Sea Village | Waterfront Neighbourhood Park | RSG | SALCO | Award | 2021 | Fixed Price Lump Sum | CONCRETE WORK | Precast concrete | Precast Concrete Seat Coping 400 X 400 X 60Mm Thick In Shot Blasted Finish With Required Colour And 10Mm Pencil Round To Outer Edge, And Cladding 150 X 400 X 30Mm Thick In Shot Blasted Finish With Required Colour, Max. 5Mm Wide Joint Using Colour Matched Grout, On And Including 25Mm Thick Full Mortar Bed, Reinforced Concrete Base On Compacted Sub-Base, Necessary Earthwork, Waterproofing, Fittings, Accessories And All Other Necessary Works, Complete To Engineer'S Details;Overall Size 400Mm Wide X Max. 450Mm High Above Finished Floor Level, Ref. Wall Type 1 | 39 | m | SAR | 922
ALYA-05.1 | 1 | 1.0098 |  | Kingdom of Saudi Arabia | Jeddah | Open Spaces | Red Sea Village | Waterfront Neighbourhood Park | RSG | SALCO | Award | 2021 | Fixed Price Lump Sum | CONCRETE WORK | Precast concrete | Precast Concrete Seat Coping 400 X 400 X 60Mm Thick In Shot Blasted Finish With Required Colour And 10Mm Pencil Round To Outer Edge, And Cladding 150 X 400 X 30Mm Thick In Shot Blasted Finish With Required Colour, Max. 5Mm Wide Joint Using Colour Matched Grout, On And Including 25Mm Thick Full Mortar Bed, Reinforced Concrete Base On Compacted Sub-Base, Necessary Earthwork, Waterproofing, Fittings, Accessories And All Other Necessary Works, Complete To Engineer'S Details;Overall Size 400Mm Wide X Max. 480Mm High Above Finished Floor Level, Ref. Wall Type 2 | 19 | m | SAR | 922
ALYA-05.1 | 1 | 1.0098 |  | Kingdom of Saudi Arabia | Jeddah | Open Spaces | Red Sea Village | Waterfront Neighbourhood Park | RSG | SALCO | Award | 2021 | Fixed Price Lump Sum | ACCESSORIES | Generally | Cast In Place Concrete Play Wall With Holes And Smooth Finish Acrylic Plaster With Required Colour, On Reinforced Concrete Base, Compacted Sub-Base, Necessary Earthwork Complete To Engineers;Overall Size 600 Wide X 2000Mm High Above Finished Floor Level, Ref. Play Wall | 30 | m | SAR | 5340
ALYA-05.1 | 1 | 1.0098 |  | Kingdom of Saudi Arabia | Jeddah | Open Spaces | Red Sea Village | Waterfront Neighbourhood Park | RSG | SALCO | Award | 2021 | Fixed Price Lump Sum | METALWORK | Non structural metalwork | Floor Mounted Handrail Comprising Of 50Mm Thick Diameter Stainless Steel With Brushed Finish, Natural Colour Fixed To Concrete Base Using Metal Base Plate, Including All Necessary Accessories, Fixing To Specialists Details;Handrail Type 1, Height 1100Mm Above Finished Floor Level, To Steps | 9 | m | SAR | 1402
ALYA-05.1 | 1 | 1.0098 |  | Kingdom of Saudi Arabia | Jeddah | Open Spaces | Red Sea Village | Waterfront Neighbourhood Park | RSG | SALCO | Award | 2021 | Fixed Price Lump Sum | METALWORK | Non structural metalwork | Floor Mounted Handrail Comprising Of 50Mm Thick Diameter Stainless Steel With Brushed Finish, Natural Colour Fixed To Concrete Base Using Metal Base Plate, Including All Necessary Accessories, Fixing To Specialists Details;Handrail Type 2, Height 1100Mm Above Finished Floor Level, To Steps | 10 | m | SAR | 1402
ALYA-05.1 | 1 | 1.0098 |  | Kingdom of Saudi Arabia | Jeddah | Open Spaces | Red Sea Village | Waterfront Neighbourhood Park | RSG | SALCO | Award | 2021 | Fixed Price Lump Sum | METALWORK | Non structural metalwork | Floor Mounted Handrail Comprising Of 50Mm Thick Diameter Stainless Steel With Brushed Finish, Natural Colour Fixed To Concrete Base Using Metal Base Plate, Including All Necessary Accessories, Fixing To Specialists Details;Handrail Type 3, Height 1100Mm Above Finished Floor Level, To Disappearing Steps | 24 | m | SAR | 1402
ALYA-05.1 | 1 | 1.0098 |  | Kingdom of Saudi Arabia | Jeddah | Open Spaces | Red Sea Village | Waterfront Neighbourhood Park | RSG | SALCO | Award | 2021 | Fixed Price Lump Sum | SITE WORK | Paving and surfacing | Precast Concrete Coping With 10Mm Chamfer To Outer Edge, Laid To Pattern With Required Colour As Indicated Including Max. 5Mm Wide Joint Using Colour Matched Grout, 25Mm Thick Full Mortar Bed On Concrete Quay Wall, Complete To Engineer'S Details;750 X 550 X 90Mm Thick Coping In Shot Blasted Finish, To Base Of Balustrade | 71 | m | SAR | 362
ALYA-05.1 | 1 | 1.0099 |  | Kingdom of Saudi Arabia | Jeddah | Open Spaces | Red Sea Village | Waterfront Neighbourhood Park | RSG | SALCO | Award | 2021 | Fixed Price Lump Sum | METALWORK | Non structural metalwork | Balustrade (Inclined) Comprising 50 X 180Mm Powder Coated Aluminium Top Rail, 10Mm Dia Powder Coated Aluminium Steel Rod Fixed To Steel Frame, 10Mm Thick X 50Mm Wide Powder Coated Aluminium Frame Welded To Steel Secondary Post, 10Mm Thick X 50Mm Wide Powder Coated Aluminium Secondary Post Welded To Steel Base Plate And Fixed To Concrete Quay Wall, 10Mm Thick X 100Mm Wide Powder Coated Aluminium Flat Member Post Welded To Steel Base Plate And Fixed To Concrete Quay Wall, Steel Base Plate, Including Necessary Fixing Accessories, Complete As Per Engineer'S Details;Balustrade, 1200Mm Vertical Height Above Finished Floor Level | 71 | m | SAR | 1789
ALYA-05.1 | 1 | 1.0099 |  | Kingdom of Saudi Arabia | Jeddah | Open Spaces | Red Sea Village | Waterfront Neighbourhood Park | RSG | SALCO | Award | 2021 | Fixed Price Lump Sum | SITE WORK | Fencing | Powder Coated Aluminium Gate Composed Of 75 X 75Mm Door Frame,100Mm X10Mm Thick Twin Flat Member Post And 10Mm Diameter Metal Rods, Posts Welded To Steel Base Plates Fixed To Concrete Quay Wall, Including Necessary Earthwork, Waterproofing, Fittings, Accessories, And All Other Necessary Works, Complete To Engineer'S Details;Gate, Overall Size 1800Mm X 1200Mm High | 1 | Nr | SAR | 5340
ALYA-05.1 | 1 | 1.0099 |  | Kingdom of Saudi Arabia | Jeddah | Open Spaces | Red Sea Village | Waterfront Neighbourhood Park | RSG | SALCO | Award | 2021 | Fixed Price Lump Sum | ACCESSORIES | Generally | Litter Bin;Supply And Fix Aluminium Litter Bin On And Including Reinforced Concrete Base On Compacted Sub-Base, Complete To Engineer'S Details And Specifications;Powder Coated Aluminium Litter Bin With Embossed Pattern And Required Colour, Size 410 X 372 X 912Mm High Above Finished Floor Level | 7 | Nr | SAR | 5741
ALYA-05.1 | 1 | 1.0099 |  | Kingdom of Saudi Arabia | Jeddah | Open Spaces | Red Sea Village | Waterfront Neighbourhood Park | RSG | SALCO | Award | 2021 | Fixed Price Lump Sum | ACCESSORIES | Generally | Supply And Install Play Equipment Including Necessary Concrete Foundations On Compacted Sub Base, All To Specialists Details, Complete As Per Engineer'S Approval ;Large Rope Play Tower (Cor296001-1104) | 1 | Nr | SAR | 1101375
ALYA-05.1 | 1 | 1.0099 |  | Kingdom of Saudi Arabia | Jeddah | Open Spaces | Red Sea Village | Waterfront Neighbourhood Park | RSG | SALCO | Award | 2021 | Fixed Price Lump Sum | SITE WORK | Underground drainage | Upvc Pipework To Bs 3505, Class-E, Including All Fittings, Excavation, Sand Bedding, Back Filling As Specified, Cart Away Surplus, Warning Tape Markers, Thrust Blocks, All As Specified.;1 Inch Diameter Pipe | 280 | m | SAR | 33
ALYA-05.1 | 1 | 1.0099 |  | Kingdom of Saudi Arabia | Jeddah | Open Spaces | Red Sea Village | Waterfront Neighbourhood Park | RSG | SALCO | Award | 2021 | Fixed Price Lump Sum | SITE WORK | Underground drainage | Upvc Pipework To Bs 3505, Class-D, Including All Fittings, Excavation, Sand Bedding, Back Filling As Specified, Cart Away Surplus, Warning Tape Markers, Thrust Blocks, All As Specified.;1.5 Inch Diameter Pipe | 48 | m | SAR | 47
ALYA-05.1 | 1 | 1.0099 |  | Kingdom of Saudi Arabia | Jeddah | Open Spaces | Red Sea Village | Waterfront Neighbourhood Park | RSG | SALCO | Award | 2021 | Fixed Price Lump Sum | SITE WORK | Underground drainage | Upvc Pipework To Bs 3505, Class-D, Including All Fittings, Excavation, Sand Bedding, Back Filling As Specified, Cart Away Surplus, Warning Tape Markers, Thrust Blocks, All As Specified.;2 Inch Diameter Pipe | 24 | m | SAR | 67
ALYA-05.1 | 1 | 1.0099 |  | Kingdom of Saudi Arabia | Jeddah | Open Spaces | Red Sea Village | Waterfront Neighbourhood Park | RSG | SALCO | Award | 2021 | Fixed Price Lump Sum | SITE WORK | Underground drainage | Upvc Pipework To Bs 3505, Class-D, Including All Fittings, Excavation, Sand Bedding, Back Filling As Specified, Cart Away Surplus, Warning Tape Markers, Thrust Blocks, All As Specified.;3 Inch Diameter Pipe | 24 | m | SAR | 167
ALYA-05.1 | 1 | 1.0099 |  | Kingdom of Saudi Arabia | Jeddah | Open Spaces | Red Sea Village | Waterfront Neighbourhood Park | RSG | SALCO | Award | 2021 | Fixed Price Lump Sum | SITE WORK | Landscaping | Valves Including Necessary Accessories, Fixed As Specified;Solenoid Valve In Sprinker System,2.0 Inch Diameter | 2 | Nr | SAR | 2003
ALYA-05.1 | 1 | 1.0099 |  | Kingdom of Saudi Arabia | Jeddah | Open Spaces | Red Sea Village | Waterfront Neighbourhood Park | RSG | SALCO | Award | 2021 | Fixed Price Lump Sum | SITE WORK | Landscaping | Lockable Valve Boxes As Specified;For Solenoid Valves 2.0 Inch In Sprinkler System | 2 | Nr | SAR | 668
ALYA-05.1 | 1 | 1.01 |  | Kingdom of Saudi Arabia | Jeddah | Open Spaces | Red Sea Village | Waterfront Neighbourhood Park | RSG | SALCO | Award | 2021 | Fixed Price Lump Sum | SITE WORK | Landscaping | Pop-Up-Spray Including Necessary Accessories, Fixed As Specified;Pop Up Spray 4.00M - 4.50M Radius | 15 | Nr | SAR | 87
ALYA-05.1 | 1 | 1.01 |  | Kingdom of Saudi Arabia | Jeddah | Open Spaces | Red Sea Village | Waterfront Neighbourhood Park | RSG | SALCO | Award | 2021 | Fixed Price Lump Sum | SITE WORK | Landscaping | Pop-Up-Spray Including Necessary Accessories, Fixed As Specified;Pop Up Spray 3.00M - 4.00M Radius | 6 | Nr | SAR | 80
ALYA-05.1 | 1 | 1.01 |  | Kingdom of Saudi Arabia | Jeddah | Open Spaces | Red Sea Village | Waterfront Neighbourhood Park | RSG | SALCO | Award | 2021 | Fixed Price Lump Sum | SITE WORK | Landscaping | Pop-Up-Spray Including Necessary Accessories, Fixed As Specified;Pop Up Spray 2.00M - 2.50M Radius | 12 | Nr | SAR | 67
ALYA-05.1 | 1 | 1.01 |  | Kingdom of Saudi Arabia | Jeddah | Open Spaces | Red Sea Village | Waterfront Neighbourhood Park | RSG | SALCO | Award | 2021 | Fixed Price Lump Sum | SITE WORK | Landscaping | Pop-Up-Sprinklers Including Necessary Accessories, Fixed As Specified;Pop Up Sprinklers 6.00M - 8.00M Radius | 34 | Nr | SAR | 100
ALYA-05.1 | 1 | 1.01 |  | Kingdom of Saudi Arabia | Jeddah | Open Spaces | Red Sea Village | Waterfront Neighbourhood Park | RSG | SALCO | Award | 2021 | Fixed Price Lump Sum | SITE WORK | Underground drainage | Upvc Pipework To Bs 3505, Class-E, Including All Fittings, Excavation, Sand Bedding, Back Filling As Specified, Cart Away Surplus, Warning Tape Markers, Thrust Blocks, All As Specified.;1 Inch Diameter Pipe | 330 | m | SAR | 33
ALYA-05.1 | 1 | 1.01 |  | Kingdom of Saudi Arabia | Jeddah | Open Spaces | Red Sea Village | Waterfront Neighbourhood Park | RSG | SALCO | Award | 2021 | Fixed Price Lump Sum | SITE WORK | Underground drainage | Upvc Pipework To Bs 3505, Class-D, Including All Fittings, Excavation, Sand Bedding, Back Filling As Specified, Cart Away Surplus, Warning Tape Markers, Thrust Blocks, All As Specified.;1.5 Inch Diameter Pipe | 180 | m | SAR | 47
ALYA-05.1 | 1 | 1.01 |  | Kingdom of Saudi Arabia | Jeddah | Open Spaces | Red Sea Village | Waterfront Neighbourhood Park | RSG | SALCO | Award | 2021 | Fixed Price Lump Sum | SITE WORK | Underground drainage | Upvc Pipework To Bs 3505, Class-D, Including All Fittings, Excavation, Sand Bedding, Back Filling As Specified, Cart Away Surplus, Warning Tape Markers, Thrust Blocks, All As Specified.;2 Inch Diameter Pipe | 102 | m | SAR | 67
ALYA-05.1 | 1 | 1.01 |  | Kingdom of Saudi Arabia | Jeddah | Open Spaces | Red Sea Village | Waterfront Neighbourhood Park | RSG | SALCO | Award | 2021 | Fixed Price Lump Sum | SITE WORK | Underground drainage | Upvc Pipework To Bs 3505, Class-D, Including All Fittings, Excavation, Sand Bedding, Back Filling As Specified, Cart Away Surplus, Warning Tape Markers, Thrust Blocks, All As Specified.;3 Inch Diameter Pipe | 42 | m | SAR | 167
ALYA-05.1 | 1 | 1.01 |  | Kingdom of Saudi Arabia | Jeddah | Open Spaces | Red Sea Village | Waterfront Neighbourhood Park | RSG | SALCO | Award | 2021 | Fixed Price Lump Sum | SITE WORK | Landscaping | Drip Risers;Drip Risers As Specified | 92 | Nr | SAR | 93
ALYA-05.1 | 1 | 1.01 |  | Kingdom of Saudi Arabia | Jeddah | Open Spaces | Red Sea Village | Waterfront Neighbourhood Park | RSG | SALCO | Award | 2021 | Fixed Price Lump Sum | ELECTRICAL ENGINEERING INSTALLATIONS | Final sub-circuits and auxiliary installations | Supply And Install Light Fittings, Complete As Required As Shown On Drawings Rsv-Cll-Sw-Wn-Dr-Lan-10301 And 10302 And As Specified (Provisional Sum);Bollard Light, Ref Xb1 | 14 | Nr | SAR | 4139
ALYA-05.1 | 1 | 1.0101 |  | Kingdom of Saudi Arabia | Jeddah | Open Spaces | Red Sea Village | Waterfront Neighbourhood Park | RSG | SALCO | Award | 2021 | Fixed Price Lump Sum | ELECTRICAL ENGINEERING INSTALLATIONS | Final sub-circuits and auxiliary installations | Supply And Install Light Fittings, Complete As Required As Shown On Drawings Rsv-Cll-Sw-Wn-Dr-Lan-10301 And 10302 And As Specified (Provisional Sum);Column Light Type 1, Ref. Xc1 | 4 | Nr | SAR | 16688
ALYA-05.1 | 1 | 1.0101 |  | Kingdom of Saudi Arabia | Jeddah | Open Spaces | Red Sea Village | Waterfront Neighbourhood Park | RSG | SALCO | Award | 2021 | Fixed Price Lump Sum | ELECTRICAL ENGINEERING INSTALLATIONS | Final sub-circuits and auxiliary installations | Supply And Install Light Fittings, Complete As Required As Shown On Drawings Rsv-Cll-Sw-Wn-Dr-Lan-10301 And 10302 And As Specified (Provisional Sum);Column Light Type 2, Ref. Xc2 | 2 | Nr | SAR | 11748
ALYA-05.1 | 1 | 1.0101 |  | Kingdom of Saudi Arabia | Jeddah | Open Spaces | Red Sea Village | Waterfront Neighbourhood Park | RSG | SALCO | Award | 2021 | Fixed Price Lump Sum | ELECTRICAL ENGINEERING INSTALLATIONS | Final sub-circuits and auxiliary installations | Supply And Install Light Fittings, Complete As Required As Shown On Drawings Rsv-Cll-Sw-Wn-Dr-Lan-10301 And 10302 And As Specified (Provisional Sum);Column Light Type 3, Ref. Xc3 | 8 | Nr | SAR | 12883
ALYA-05.1 | 1 | 1.0101 |  | Kingdom of Saudi Arabia | Jeddah | Open Spaces | Red Sea Village | Waterfront Neighbourhood Park | RSG | SALCO | Award | 2021 | Fixed Price Lump Sum | ELECTRICAL ENGINEERING INSTALLATIONS | Final sub-circuits and auxiliary installations | Supply And Install Light Fittings, Complete As Required As Shown On Drawings Rsv-Cll-Sw-Wn-Dr-Lan-10301 And 10302 And As Specified (Provisional Sum);Floodlight To Tensile Shade Structure, Ref. Xf1 | 6 | Nr | SAR | 5340
ALYA-05.1 | 1 | 1.0101 |  | Kingdom of Saudi Arabia | Jeddah | Open Spaces | Red Sea Village | Waterfront Neighbourhood Park | RSG | SALCO | Award | 2021 | Fixed Price Lump Sum | ELECTRICAL ENGINEERING INSTALLATIONS | Final sub-circuits and auxiliary installations | Supply And Install Light Fittings, Complete As Required As Shown On Drawings Rsv-Cll-Sw-Wn-Dr-Lan-10301 And 10302 And As Specified (Provisional Sum);Pole With Multiple Floodlights, Ref. Xpm1 | 4 | Nr | SAR | 41385
ALYA-05.1 | 1 | 1.0101 |  | Kingdom of Saudi Arabia | Jeddah | Open Spaces | Red Sea Village | Waterfront Neighbourhood Park | RSG | SALCO | Award | 2021 | Fixed Price Lump Sum | ELECTRICAL ENGINEERING INSTALLATIONS | Final sub-circuits and auxiliary installations | Supply And Install Light Fittings, Complete As Required As Shown On Drawings Rsv-Cll-Sw-Wn-Dr-Lan-10301 And 10302 And As Specified (Provisional Sum);Recessed Downlight, Ref. Xrd1 | 6 | Nr | SAR | 3137
ALYA-05.1 | 1 | 1.0101 |  | Kingdom of Saudi Arabia | Jeddah | Open Spaces | Red Sea Village | Waterfront Neighbourhood Park | RSG | SALCO | Award | 2021 | Fixed Price Lump Sum | ELECTRICAL ENGINEERING INSTALLATIONS | Final sub-circuits and auxiliary installations | Supply And Install Light Fittings, Complete As Required As Shown On Drawings Rsv-Cll-Sw-Wn-Dr-Lan-10301 And 10302 And As Specified (Provisional Sum);Uplight For Palms, Ref. Xu1 | 60 | Nr | SAR | 3004
ALYA-05.1 | 1 | 1.0101 |  | Kingdom of Saudi Arabia | Jeddah | Open Spaces | Red Sea Village | Waterfront Neighbourhood Park | RSG | SALCO | Award | 2021 | Fixed Price Lump Sum | ELECTRICAL ENGINEERING INSTALLATIONS | Final sub-circuits and auxiliary installations | Supply And Install Light Fittings, Complete As Required As Shown On Drawings Rsv-Cll-Sw-Wn-Dr-Lan-10301 And 10302 And As Specified (Provisional Sum);Uplight For Trees, Ref. Xu2 | 43 | Nr | SAR | 3004
ALYA-05.1 | 1 | 1.0101 |  | Kingdom of Saudi Arabia | Jeddah | Open Spaces | Red Sea Village | Waterfront Neighbourhood Park | RSG | SALCO | Award | 2021 | Fixed Price Lump Sum | ELECTRICAL ENGINEERING INSTALLATIONS | Final sub-circuits and auxiliary installations | Supply And Install Light Fittings, Complete As Required As Shown On Drawings Rsv-Cll-Sw-Wn-Dr-Lan-10301 And 10302 And As Specified (Provisional Sum);Led Light Profile For Handrail, Ref. Xll1 | 20 | m | SAR | 1669
ALYA-05.1 | 1 | 1.0101 |  | Kingdom of Saudi Arabia | Jeddah | Open Spaces | Red Sea Village | Waterfront Neighbourhood Park | RSG | SALCO | Award | 2021 | Fixed Price Lump Sum | ELECTRICAL ENGINEERING INSTALLATIONS | Final sub-circuits and auxiliary installations | Supply And Install Light Fittings, Complete As Required As Shown On Drawings Rsv-Cll-Sw-Wn-Dr-Lan-10301 And 10302 And As Specified (Provisional Sum);Flexible Led Strip Light, Ref. Xsl2 | 25 | m | SAR | 2670
ALYA-05.1 | 1 | 1.0102 |  | Kingdom of Saudi Arabia | Jeddah | Open Spaces | Red Sea Village | Waterfront Neighbourhood Park | RSG | SALCO | Award | 2021 | Fixed Price Lump Sum | ELECTRICAL ENGINEERING INSTALLATIONS | Accessories | Design, Supply And Installation Of Secondary Network Starting From Primary Network Termination Points And/Or Secondary Power And Electric Circuitry, Including Cable And Conduit, Cable Terminations, Necessary Trench Excavation And Ducts, Backfilling, Disposal, Cable Tiles, Warning Tapes, Accessories, All Necessary Secondary Electrical Works And Mechanical Works Wherever Required, Complete As Specified;Bollard Light, Ref Xb1 | 14 | Nr | SAR | 2670
ALYA-05.1 | 1 | 1.0102 |  | Kingdom of Saudi Arabia | Jeddah | Open Spaces | Red Sea Village | Waterfront Neighbourhood Park | RSG | SALCO | Award | 2021 | Fixed Price Lump Sum | ELECTRICAL ENGINEERING INSTALLATIONS | Accessories | Design, Supply And Installation Of Secondary Network Starting From Primary Network Termination Points And/Or Secondary Power And Electric Circuitry, Including Cable And Conduit, Cable Terminations, Necessary Trench Excavation And Ducts, Backfilling, Disposal, Cable Tiles, Warning Tapes, Accessories, All Necessary Secondary Electrical Works And Mechanical Works Wherever Required, Complete As Specified;Column Light Type 1, Ref. Xc1 | 4 | Nr | SAR | 4005
ALYA-05.1 | 1 | 1.0102 |  | Kingdom of Saudi Arabia | Jeddah | Open Spaces | Red Sea Village | Waterfront Neighbourhood Park | RSG | SALCO | Award | 2021 | Fixed Price Lump Sum | ELECTRICAL ENGINEERING INSTALLATIONS | Accessories | Design, Supply And Installation Of Secondary Network Starting From Primary Network Termination Points And/Or Secondary Power And Electric Circuitry, Including Cable And Conduit, Cable Terminations, Necessary Trench Excavation And Ducts, Backfilling, Disposal, Cable Tiles, Warning Tapes, Accessories, All Necessary Secondary Electrical Works And Mechanical Works Wherever Required, Complete As Specified;Column Light Type 2, Ref. Xc2 | 2 | Nr | SAR | 4005
ALYA-05.1 | 1 | 1.0102 |  | Kingdom of Saudi Arabia | Jeddah | Open Spaces | Red Sea Village | Waterfront Neighbourhood Park | RSG | SALCO | Award | 2021 | Fixed Price Lump Sum | ELECTRICAL ENGINEERING INSTALLATIONS | Accessories | Design, Supply And Installation Of Secondary Network Starting From Primary Network Termination Points And/Or Secondary Power And Electric Circuitry, Including Cable And Conduit, Cable Terminations, Necessary Trench Excavation And Ducts, Backfilling, Disposal, Cable Tiles, Warning Tapes, Accessories, All Necessary Secondary Electrical Works And Mechanical Works Wherever Required, Complete As Specified;Column Light Type 3, Ref. Xc3 | 8 | Nr | SAR | 4005
ALYA-05.1 | 1 | 1.0102 |  | Kingdom of Saudi Arabia | Jeddah | Open Spaces | Red Sea Village | Waterfront Neighbourhood Park | RSG | SALCO | Award | 2021 | Fixed Price Lump Sum | ELECTRICAL ENGINEERING INSTALLATIONS | Accessories | Design, Supply And Installation Of Secondary Network Starting From Primary Network Termination Points And/Or Secondary Power And Electric Circuitry, Including Cable And Conduit, Cable Terminations, Necessary Trench Excavation And Ducts, Backfilling, Disposal, Cable Tiles, Warning Tapes, Accessories, All Necessary Secondary Electrical Works And Mechanical Works Wherever Required, Complete As Specified;Floodlight To Tensile Shade Structure, Ref. Xf1 | 6 | Nr | SAR | 2670
ALYA-05.1 | 1 | 1.0102 |  | Kingdom of Saudi Arabia | Jeddah | Open Spaces | Red Sea Village | Waterfront Neighbourhood Park | RSG | SALCO | Award | 2021 | Fixed Price Lump Sum | ELECTRICAL ENGINEERING INSTALLATIONS | Accessories | Design, Supply And Installation Of Secondary Network Starting From Primary Network Termination Points And/Or Secondary Power And Electric Circuitry, Including Cable And Conduit, Cable Terminations, Necessary Trench Excavation And Ducts, Backfilling, Disposal, Cable Tiles, Warning Tapes, Accessories, All Necessary Secondary Electrical Works And Mechanical Works Wherever Required, Complete As Specified;Pole With Multiple Floodlights, Ref. Xpm1 | 4 | Nr | SAR | 4673
ALYA-05.1 | 1 | 1.0102 |  | Kingdom of Saudi Arabia | Jeddah | Open Spaces | Red Sea Village | Waterfront Neighbourhood Park | RSG | SALCO | Award | 2021 | Fixed Price Lump Sum | ELECTRICAL ENGINEERING INSTALLATIONS | Accessories | Design, Supply And Installation Of Secondary Network Starting From Primary Network Termination Points And/Or Secondary Power And Electric Circuitry, Including Cable And Conduit, Cable Terminations, Necessary Trench Excavation And Ducts, Backfilling, Disposal, Cable Tiles, Warning Tapes, Accessories, All Necessary Secondary Electrical Works And Mechanical Works Wherever Required, Complete As Specified;Recessed Downlight, Ref. Xrd1 | 6 | Nr | SAR | 2003
ALYA-05.1 | 1 | 1.0102 |  | Kingdom of Saudi Arabia | Jeddah | Open Spaces | Red Sea Village | Waterfront Neighbourhood Park | RSG | SALCO | Award | 2021 | Fixed Price Lump Sum | ELECTRICAL ENGINEERING INSTALLATIONS | Accessories | Design, Supply And Installation Of Secondary Network Starting From Primary Network Termination Points And/Or Secondary Power And Electric Circuitry, Including Cable And Conduit, Cable Terminations, Necessary Trench Excavation And Ducts, Backfilling, Disposal, Cable Tiles, Warning Tapes, Accessories, All Necessary Secondary Electrical Works And Mechanical Works Wherever Required, Complete As Specified;Uplight For Palms, Ref. Xu1 | 60 | Nr | SAR | 2670
ALYA-05.1 | 1 | 1.0102 |  | Kingdom of Saudi Arabia | Jeddah | Open Spaces | Red Sea Village | Waterfront Neighbourhood Park | RSG | SALCO | Award | 2021 | Fixed Price Lump Sum | ELECTRICAL ENGINEERING INSTALLATIONS | Accessories | Design, Supply And Installation Of Secondary Network Starting From Primary Network Termination Points And/Or Secondary Power And Electric Circuitry, Including Cable And Conduit, Cable Terminations, Necessary Trench Excavation And Ducts, Backfilling, Disposal, Cable Tiles, Warning Tapes, Accessories, All Necessary Secondary Electrical Works And Mechanical Works Wherever Required, Complete As Specified;Uplight For Trees, Ref. Xu2 | 43 | Nr | SAR | 2670
ALYA-05.1 | 1 | 1.0102 |  | Kingdom of Saudi Arabia | Jeddah | Open Spaces | Red Sea Village | Waterfront Neighbourhood Park | RSG | SALCO | Award | 2021 | Fixed Price Lump Sum | ELECTRICAL ENGINEERING INSTALLATIONS | Final sub-circuits and auxiliary installations | Design, Supply And Installation Of Secondary Network Starting From Primary Network Termination Points And/Or Secondary Power And Electric Circuitry, Including Cable And Conduit, Cable Terminations, Necessary Trench Excavation And Ducts, Backfilling, Disposal, Cable Tiles, Warning Tapes, Accessories, All Necessary Secondary Electrical Works And Mechanical Works Wherever Required, Complete As Specified;Led Light Profile For Handrail, Ref. Xll1 | 20 | m | SAR | 3338
ALYA-05.1 | 1 | 1.0103 |  | Kingdom of Saudi Arabia | Jeddah | Open Spaces | Red Sea Village | Waterfront Neighbourhood Park | RSG | SALCO | Award | 2021 | Fixed Price Lump Sum | ELECTRICAL ENGINEERING INSTALLATIONS | Final sub-circuits and auxiliary installations | Design, Supply And Installation Of Secondary Network Starting From Primary Network Termination Points And/Or Secondary Power And Electric Circuitry, Including Cable And Conduit, Cable Terminations, Necessary Trench Excavation And Ducts, Backfilling, Disposal, Cable Tiles, Warning Tapes, Accessories, All Necessary Secondary Electrical Works And Mechanical Works Wherever Required, Complete As Specified;Flexible Led Strip Light, Ref. Xsl2 | 25 | m | SAR | 2003
ALYA-05.1 | 1 | 1.0103 |  | Kingdom of Saudi Arabia | Jeddah | Open Spaces | Red Sea Village | Waterfront Promenade | RSG | SALCO | Award | 2021 | Fixed Price Lump Sum | SITE WORK | Excavation | Excavation And Preparation Of Base As Specified And As Shown On Drawings (Provisional Item);For Palms | 2499 | m³ | SAR | 27
ALYA-05.1 | 1 | 1.0103 |  | Kingdom of Saudi Arabia | Jeddah | Open Spaces | Red Sea Village | Waterfront Promenade | RSG | SALCO | Award | 2021 | Fixed Price Lump Sum | SITE WORK | Excavation | Excavation And Preparation Of Base As Specified And As Shown On Drawings (Provisional Item);For Trees | 38 | m³ | SAR | 27
ALYA-05.1 | 1 | 1.0103 |  | Kingdom of Saudi Arabia | Jeddah | Open Spaces | Red Sea Village | Waterfront Promenade | RSG | SALCO | Award | 2021 | Fixed Price Lump Sum | SITE WORK | Excavation | Excavation And Preparation Of Base As Specified And As Shown On Drawings (Provisional Item);For Ground Covers | 469 | m³ | SAR | 20
ALYA-05.1 | 1 | 1.0103 |  | Kingdom of Saudi Arabia | Jeddah | Open Spaces | Red Sea Village | Waterfront Promenade | RSG | SALCO | Award | 2021 | Fixed Price Lump Sum | SITE WORK | Excavation | Excavation And Preparation Of Base As Specified And As Shown On Drawings (Provisional Item);For Shrubs | 186 | m³ | SAR | 20
ALYA-05.1 | 1 | 1.0103 |  | Kingdom of Saudi Arabia | Jeddah | Open Spaces | Red Sea Village | Waterfront Promenade | RSG | SALCO | Award | 2021 | Fixed Price Lump Sum | SITE WORK | Excavation | Excavation And Preparation Of Base As Specified And As Shown On Drawings (Provisional Item);For Grass | 213 | m³ | SAR | 20
ALYA-05.1 | 1 | 1.0103 |  | Kingdom of Saudi Arabia | Jeddah | Open Spaces | Red Sea Village | Waterfront Promenade | RSG | SALCO | Award | 2021 | Fixed Price Lump Sum | SITE WORK | Excavation | Excavation And Preparation Of Base As Specified And As Shown On Drawings (Provisional Item);For Succulents | 119 | m³ | SAR | 20
ALYA-05.1 | 1 | 1.0103 |  | Kingdom of Saudi Arabia | Jeddah | Open Spaces | Red Sea Village | Waterfront Promenade | RSG | SALCO | Award | 2021 | Fixed Price Lump Sum | SITE WORK | Disposal | Disposal;Disposal Of Surplus Excavated Material From Site (Provisional Item) | 3524 | m³ | SAR | 20
ALYA-05.1 | 1 | 1.0103 |  | Kingdom of Saudi Arabia | Jeddah | Open Spaces | Red Sea Village | Waterfront Promenade | RSG | SALCO | Award | 2021 | Fixed Price Lump Sum | SITE WORK | Landscaping | Planting Medium Consist Of Soil, Compost And Fertilizers;70Mm Thick Bark Mulsch To Be Removed From All Softscape Areas .;To Palms | 2187 | m³ | SAR | 134
ALYA-05.1 | 1 | 1.0103 |  | Kingdom of Saudi Arabia | Jeddah | Open Spaces | Red Sea Village | Waterfront Promenade | RSG | SALCO | Award | 2021 | Fixed Price Lump Sum | SITE WORK | Landscaping | Planting Medium Consist Of Soil, Compost And Fertilizers;70Mm Thick Bark Mulsch To Be Removed From All Softscape Areas .;For Trees | 32 | m³ | SAR | 134
ALYA-05.1 | 1 | 1.0104 |  | Kingdom of Saudi Arabia | Jeddah | Open Spaces | Red Sea Village | Waterfront Promenade | RSG | SALCO | Award | 2021 | Fixed Price Lump Sum | SITE WORK | Landscaping | Planting Medium Consist Of Soil, Compost And Fertilizers;70Mm Thick Bark Mulsch To Be Removed From All Softscape Areas .;To Ground Covers | 469 | m³ | SAR | 134
ALYA-05.1 | 1 | 1.0104 |  | Kingdom of Saudi Arabia | Jeddah | Open Spaces | Red Sea Village | Waterfront Promenade | RSG | SALCO | Award | 2021 | Fixed Price Lump Sum | SITE WORK | Landscaping | Planting Medium Consist Of Soil, Compost And Fertilizers;70Mm Thick Bark Mulsch To Be Removed From All Softscape Areas .;To Shrubs | 186 | m³ | SAR | 134
ALYA-05.1 | 1 | 1.0104 |  | Kingdom of Saudi Arabia | Jeddah | Open Spaces | Red Sea Village | Waterfront Promenade | RSG | SALCO | Award | 2021 | Fixed Price Lump Sum | SITE WORK | Landscaping | Planting Medium Consist Of Soil, Compost And Fertilizers;70Mm Thick Bark Mulsch To Be Removed From All Softscape Areas .;For Grass | 213 | m³ | SAR | 134
ALYA-05.1 | 1 | 1.0104 |  | Kingdom of Saudi Arabia | Jeddah | Open Spaces | Red Sea Village | Waterfront Promenade | RSG | SALCO | Award | 2021 | Fixed Price Lump Sum | SITE WORK | Landscaping | Planting Medium Consist Of Soil, Compost And Fertilizers;70Mm Thick Bark Mulsch To Be Removed From All Softscape Areas .;For Succulents | 119 | m³ | SAR | 134
ALYA-05.1 | 1 | 1.0104 |  | Kingdom of Saudi Arabia | Jeddah | Open Spaces | Red Sea Village | Waterfront Promenade | RSG | SALCO | Award | 2021 | Fixed Price Lump Sum | SITE WORK | Landscaping | Gravel Wrapped In Geotextile As Capillary Break Layer;Below Planting Medium Of Palms And Trees, 200Mm Thick | 1159 | m² | SAR | 25
ALYA-05.1 | 1 | 1.0104 |  | Kingdom of Saudi Arabia | Jeddah | Open Spaces | Red Sea Village | Waterfront Promenade | RSG | SALCO | Award | 2021 | Fixed Price Lump Sum | SITE WORK | Landscaping | Palms, Trees, Shrubs And The Like With Healthy Fully Developed Root Balls, Undamaged And Free From Pests And Diseases, Planted In Prepared Ground As Detailed, Including All Compost And Fertilizers, Tree Stakes, Tree Ties, Temporary Planting Screens;Palms;Washingtonia Robusta, Ref. Wash.R6* - 6M Brown Trunk Height | 284 | Nr | SAR | 5029
ALYA-05.1 | 1 | 1.0104 |  | Kingdom of Saudi Arabia | Jeddah | Open Spaces | Red Sea Village | Waterfront Promenade | RSG | SALCO | Award | 2021 | Fixed Price Lump Sum | SITE WORK | Landscaping | Palms, Trees, Shrubs And The Like With Healthy Fully Developed Root Balls, Undamaged And Free From Pests And Diseases, Planted In Prepared Ground As Detailed, Including All Compost And Fertilizers, Tree Stakes, Tree Ties, Temporary Planting Screens;Palms;Washingtonia Robusta, Ref. Wash.R5* - 5M Brown Trunk Height | 284 | Nr | SAR | 4583
ALYA-05.1 | 1 | 1.0104 |  | Kingdom of Saudi Arabia | Jeddah | Open Spaces | Red Sea Village | Waterfront Promenade | RSG | SALCO | Award | 2021 | Fixed Price Lump Sum | SITE WORK | Landscaping | Palms, Trees, Shrubs And The Like With Healthy Fully Developed Root Balls, Undamaged And Free From Pests And Diseases, Planted In Prepared Ground As Detailed, Including All Compost And Fertilizers, Tree Stakes, Tree Ties, Temporary Planting Screens;Palms;Washingtonia Robusta, Ref. Wash.R4* - 4M Brown Trunk Height | 284 | Nr | SAR | 3782
ALYA-05.1 | 1 | 1.0104 |  | Kingdom of Saudi Arabia | Jeddah | Open Spaces | Red Sea Village | Waterfront Promenade | RSG | SALCO | Award | 2021 | Fixed Price Lump Sum | SITE WORK | Landscaping | Palms, Trees, Shrubs And The Like With Healthy Fully Developed Root Balls, Undamaged And Free From Pests And Diseases, Planted In Prepared Ground As Detailed, Including All Compost And Fertilizers, Tree Stakes, Tree Ties, Temporary Planting Screens;Palms;Washingtonia Robusta, Ref. Wash.R3* - 3M Brown Trunk Height | 284 | Nr | SAR | 3360
ALYA-05.1 | 1 | 1.0104 |  | Kingdom of Saudi Arabia | Jeddah | Open Spaces | Red Sea Village | Waterfront Promenade | RSG | SALCO | Award | 2021 | Fixed Price Lump Sum | SITE WORK | Landscaping | Palms, Trees, Shrubs And The Like With Healthy Fully Developed Root Balls, Undamaged And Free From Pests And Diseases, Planted In Prepared Ground As Detailed, Including All Compost And Fertilizers, Tree Stakes, Tree Ties, Temporary Planting Screens;Trees;Hibiscus Tiliaceus, Ref. Hibi.T - 1.8M Clear Stem Height, 60 To 70Mm Caliper | 10 | Nr | SAR | 1464
ALYA-05.1 | 1 | 1.0105 |  | Kingdom of Saudi Arabia | Jeddah | Open Spaces | Red Sea Village | Waterfront Promenade | RSG | SALCO | Award | 2021 | Fixed Price Lump Sum | SITE WORK | Landscaping | Palms, Trees, Shrubs And The Like With Healthy Fully Developed Root Balls, Undamaged And Free From Pests And Diseases, Planted In Prepared Ground As Detailed, Including All Compost And Fertilizers, Tree Stakes, Tree Ties, Temporary Planting Screens;Shrubs;Tecoma Smithii, Ref. Teco.Sm - 0.60 To 0.70M Height, Min. 3 Breaks | 2105 | Nr | SAR | 24
ALYA-05.1 | 1 | 1.0105 |  | Kingdom of Saudi Arabia | Jeddah | Open Spaces | Red Sea Village | Waterfront Promenade | RSG | SALCO | Award | 2021 | Fixed Price Lump Sum | SITE WORK | Landscaping | Palms, Trees, Shrubs And The Like With Healthy Fully Developed Root Balls, Undamaged And Free From Pests And Diseases, Planted In Prepared Ground As Detailed, Including All Compost And Fertilizers, Tree Stakes, Tree Ties, Temporary Planting Screens;Shrubs;Leucophyllum Frutescens, Ref. Leuc.F - 0.50-0.60M Height | 130 | Nr | SAR | 23
ALYA-05.1 | 1 | 1.0105 |  | Kingdom of Saudi Arabia | Jeddah | Open Spaces | Red Sea Village | Waterfront Promenade | RSG | SALCO | Award | 2021 | Fixed Price Lump Sum | SITE WORK | Landscaping | Palms, Trees, Shrubs And The Like With Healthy Fully Developed Root Balls, Undamaged And Free From Pests And Diseases, Planted In Prepared Ground As Detailed, Including All Compost And Fertilizers, Tree Stakes, Tree Ties, Temporary Planting Screens ;Ground Covers;Ruellia Ciliosa, Ref. Ruel.C - 0.40M Height | 44 | Nr | SAR | 8
ALYA-05.1 | 1 | 1.0105 |  | Kingdom of Saudi Arabia | Jeddah | Open Spaces | Red Sea Village | Waterfront Promenade | RSG | SALCO | Award | 2021 | Fixed Price Lump Sum | SITE WORK | Landscaping | Palms, Trees, Shrubs And The Like With Healthy Fully Developed Root Balls, Undamaged And Free From Pests And Diseases, Planted In Prepared Ground As Detailed, Including All Compost And Fertilizers, Tree Stakes, Tree Ties, Temporary Planting Screens ;Ground Covers;Sesuvum Green Carpet, Ref. Sesu.Gc - 0.15M Height | 2812 | Nr | SAR | 7
ALYA-05.1 | 1 | 1.0105 |  | Kingdom of Saudi Arabia | Jeddah | Open Spaces | Red Sea Village | Waterfront Promenade | RSG | SALCO | Award | 2021 | Fixed Price Lump Sum | SITE WORK | Landscaping | Palms, Trees, Shrubs And The Like With Healthy Fully Developed Root Balls, Undamaged And Free From Pests And Diseases, Planted In Prepared Ground As Detailed, Including All Compost And Fertilizers, Tree Stakes, Tree Ties, Temporary Planting Screens ;Ground Covers;Asystasia Gangetica Variegata, Ref. Asys.Gv - 0.30M Spread | 3419 | Nr | SAR | 13
ALYA-05.1 | 1 | 1.0105 |  | Kingdom of Saudi Arabia | Jeddah | Open Spaces | Red Sea Village | Waterfront Promenade | RSG | SALCO | Award | 2021 | Fixed Price Lump Sum | SITE WORK | Landscaping | Palms, Trees, Shrubs And The Like With Healthy Fully Developed Root Balls, Undamaged And Free From Pests And Diseases, Planted In Prepared Ground As Detailed, Including All Compost And Fertilizers, Tree Stakes, Tree Ties, Temporary Planting Screens ;Ground Covers;Asystasia Gangetica, Ref. Asys.G - 0.30M Spread | 1999 | Nr | SAR | 19
ALYA-05.1 | 1 | 1.0105 |  | Kingdom of Saudi Arabia | Jeddah | Open Spaces | Red Sea Village | Waterfront Promenade | RSG | SALCO | Award | 2021 | Fixed Price Lump Sum | SITE WORK | Landscaping | Palms, Trees, Shrubs And The Like With Healthy Fully Developed Root Balls, Undamaged And Free From Pests And Diseases, Planted In Prepared Ground As Detailed, Including All Compost And Fertilizers, Tree Stakes, Tree Ties, Temporary Planting Screens ;Ground Covers;Portulaca Grandiflora, Ref. Port.G - 0.30M Spread | 2096 | Nr | SAR | 7
ALYA-05.1 | 1 | 1.0105 |  | Kingdom of Saudi Arabia | Jeddah | Open Spaces | Red Sea Village | Waterfront Promenade | RSG | SALCO | Award | 2021 | Fixed Price Lump Sum | SITE WORK | Landscaping | Palms, Trees, Shrubs And The Like With Healthy Fully Developed Root Balls, Undamaged And Free From Pests And Diseases, Planted In Prepared Ground As Detailed, Including All Compost And Fertilizers, Tree Stakes, Tree Ties, Temporary Planting Screens ;Ground Covers;Vitex Rotundifolia, Ref. Vite.R - 0.30M Spread | 4923 | Nr | SAR | 9
ALYA-05.1 | 1 | 1.0105 |  | Kingdom of Saudi Arabia | Jeddah | Open Spaces | Red Sea Village | Waterfront Promenade | RSG | SALCO | Award | 2021 | Fixed Price Lump Sum | SITE WORK | Landscaping | Palms, Trees, Shrubs And The Like With Healthy Fully Developed Root Balls, Undamaged And Free From Pests And Diseases, Planted In Prepared Ground As Detailed, Including All Compost And Fertilizers, Tree Stakes, Tree Ties, Temporary Planting Screens;Grass;Pennisetum Rubrum, Ref. Penn.R - 0.50 To 0.60M Height | 1248 | Nr | SAR | 11
ALYA-05.1 | 1 | 1.0105 |  | Kingdom of Saudi Arabia | Jeddah | Open Spaces | Red Sea Village | Waterfront Promenade | RSG | SALCO | Award | 2021 | Fixed Price Lump Sum | SITE WORK | Landscaping | Palms, Trees, Shrubs And The Like With Healthy Fully Developed Root Balls, Undamaged And Free From Pests And Diseases, Planted In Prepared Ground As Detailed, Including All Compost And Fertilizers, Tree Stakes, Tree Ties, Temporary Planting Screens;Grass;Pennisetum Setaceum, Ref. Penn.S - 0.50-0.60M Height | 886 | Nr | SAR | 11
ALYA-05.1 | 1 | 1.0106 |  | Kingdom of Saudi Arabia | Jeddah | Open Spaces | Red Sea Village | Waterfront Promenade | RSG | SALCO | Award | 2021 | Fixed Price Lump Sum | SITE WORK | Landscaping | Palms, Trees, Shrubs And The Like With Healthy Fully Developed Root Balls, Undamaged And Free From Pests And Diseases, Planted In Prepared Ground As Detailed, Including All Compost And Fertilizers, Tree Stakes, Tree Ties, Temporary Planting Screens;Succulents;Pandanus Baptistii Variegata, Ref. Pand.Bv - 0.50-0.60M Height | 2383 | Nr | SAR | 83
ALYA-05.1 | 1 | 1.0106 |  | Kingdom of Saudi Arabia | Jeddah | Open Spaces | Red Sea Village | Waterfront Promenade | RSG | SALCO | Award | 2021 | Fixed Price Lump Sum | SITE WORK | Site preparation | Site Preparation;General Site Clearance | 40526 | m² | SAR | 4
ALYA-05.1 | 1 | 1.0106 |  | Kingdom of Saudi Arabia | Jeddah | Open Spaces | Red Sea Village | Waterfront Promenade | RSG | SALCO | Award | 2021 | Fixed Price Lump Sum | SITE WORK | Filling | Filling;Well Compacted Selected Excavated Material (Provisional Item) | 20718 | m³ | SAR | 19
ALYA-05.1 | 1 | 1.0106 |  | Kingdom of Saudi Arabia | Jeddah | Open Spaces | Red Sea Village | Waterfront Promenade | RSG | SALCO | Award | 2021 | Fixed Price Lump Sum | SITE WORK | Paving and surfacing | Precast Concrete Block Paving Laid To Pattern With Required Colour, On And Including 50Mm Thick Sharp Sand Bed On Compacted Sub-Base, Complete As Per Engineer'S Approval ;250/500 X 500/800 X 60Mm In Shot Blasted Finish Ref: Paving Infill Type 1 - To Pedestrian Area | 11104 | m² | SAR | 212
ALYA-05.1 | 1 | 1.0106 |  | Kingdom of Saudi Arabia | Jeddah | Open Spaces | Red Sea Village | Waterfront Promenade | RSG | SALCO | Award | 2021 | Fixed Price Lump Sum | SITE WORK | Paving and surfacing | Precast Concrete Block Paving Laid To Pattern With Required Colour, On And Including 50Mm Thick Sharp Sand Bed On Compacted Sub-Base, Complete As Per Engineer'S Approval ;250/500 X 500/800 X 80Mm In Shot Blasted Finish Ref: Paving Infill Type 1 - To Vehicular / Eva Route | 8447 | m² | SAR | 224
ALYA-05.1 | 1 | 1.0106 |  | Kingdom of Saudi Arabia | Jeddah | Open Spaces | Red Sea Village | Waterfront Promenade | RSG | SALCO | Award | 2021 | Fixed Price Lump Sum | SITE WORK | Paving and surfacing | Precast Concrete Block Paving Laid To Pattern With Required Colour, On And Including 50Mm Thick Sharp Sand Bed On Compacted Sub-Base, Complete As Per Engineer'S Approval ;250/500 X 500/800 X 60Mm In Shot Blasted Finish Ref: Paving Infill Type 2 - To Pedestrian Area | 7152 | m² | SAR | 212
ALYA-05.1 | 1 | 1.0106 |  | Kingdom of Saudi Arabia | Jeddah | Open Spaces | Red Sea Village | Waterfront Promenade | RSG | SALCO | Award | 2021 | Fixed Price Lump Sum | SITE WORK | Paving and surfacing | Precast Concrete Block Paving Laid To Pattern With Required Colour, On And Including 50Mm Thick Sharp Sand Bed On Compacted Sub-Base, Complete As Per Engineer'S Approval ;250/500 X 500/800 X 80Mm In Shot Blasted Finish Ref: Paving Infill Type 2 - To Vehicular / Eva Route | 8384 | m² | SAR | 224
ALYA-05.1 | 1 | 1.0106 |  | Kingdom of Saudi Arabia | Jeddah | Open Spaces | Red Sea Village | Waterfront Promenade | RSG | SALCO | Award | 2021 | Fixed Price Lump Sum | SITE WORK | Paving and surfacing | Safety Surface Consisting Of 8-10Mm Granulated Coloured Polyolefin Plastomer Particles Safety Surface Chemically Bonded With Aliphatic Polyurethane Binder, Glued Over To Varying Impact Course, On And Including Concrete Base And Compacted Sub Base, All Complete;Safety Surface, Colours Various - To Fitness Area Type 1 | 40 | m² | SAR | 734
ALYA-05.1 | 1 | 1.0106 |  | Kingdom of Saudi Arabia | Jeddah | Open Spaces | Red Sea Village | Waterfront Promenade | RSG | SALCO | Award | 2021 | Fixed Price Lump Sum | SITE WORK | Paving and surfacing | Safety Surface Consisting Of 8-10Mm Granulated Coloured Polyolefin Plastomer Particles Safety Surface Chemically Bonded With Aliphatic Polyurethane Binder, Glued Over To Varying Impact Course, On And Including Concrete Base And Compacted Sub Base, All Complete;Safety Surface, Colours Various - To Fitness Area Type 2 | 80 | m² | SAR | 734
ALYA-05.1 | 1 | 1.0106 |  | Kingdom of Saudi Arabia | Jeddah | Open Spaces | Red Sea Village | Waterfront Promenade | RSG | SALCO | Award | 2021 | Fixed Price Lump Sum | SITE WORK | Paving and surfacing | Safety Surface Consisting Of 8-10Mm Granulated Coloured Polyolefin Plastomer Particles Safety Surface Chemically Bonded With Aliphatic Polyurethane Binder, Glued Over To Varying Impact Course, On And Including Concrete Base And Compacted Sub Base, All Complete;Safety Surface, Colours Various - To Fitness Area Type 3 | 78 | m² | SAR | 734
ALYA-05.1 | 1 | 1.0107 |  | Kingdom of Saudi Arabia | Jeddah | Open Spaces | Red Sea Village | Waterfront Promenade | RSG | SALCO | Award | 2021 | Fixed Price Lump Sum | SITE WORK | Paving and surfacing | Safety Surface Consisting Of 8-10Mm Granulated Coloured Polyolefin Plastomer Particles Safety Surface Chemically Bonded With Aliphatic Polyurethane Binder, Glued Over To Varying Impact Course, On And Including Concrete Base And Compacted Sub Base, All Complete;Safety Surface, Colours Various - To Fitness Area Type 4 | 78 | m² | SAR | 734
ALYA-05.1 | 1 | 1.0107 |  | Kingdom of Saudi Arabia | Jeddah | Open Spaces | Red Sea Village | Waterfront Promenade | RSG | SALCO | Award | 2021 | Fixed Price Lump Sum | SITE WORK | Paving and surfacing | Safety Surface Consisting Of 8-10Mm Granulated Coloured Polyolefin Plastomer Particles Safety Surface Chemically Bonded With Aliphatic Polyurethane Binder, Glued Over To Varying Impact Course, On And Including Concrete Base And Compacted Sub Base, All Complete;Safety Surface, Colours Various - To Fitness Area Type 5 | 40 | m² | SAR | 734
ALYA-05.1 | 1 | 1.0107 |  | Kingdom of Saudi Arabia | Jeddah | Open Spaces | Red Sea Village | Waterfront Promenade | RSG | SALCO | Award | 2021 | Fixed Price Lump Sum | SITE WORK | Paving and surfacing | Precast Concrete Paving Band Laid To Pattern With Required Colour On And Including 25Mm Thick Full Mortar Bed, Reinforced Concrete Structure And Compacted Sub-Base, Complete As Per Engineer'S Details;200 X 200 X 60Mm In Shot Blasted Finish - Adjacent To Fitness Area | 163 | m | SAR | 60
ALYA-05.1 | 1 | 1.0107 |  | Kingdom of Saudi Arabia | Jeddah | Open Spaces | Red Sea Village | Waterfront Promenade | RSG | SALCO | Award | 2021 | Fixed Price Lump Sum | SITE WORK | Paving and surfacing | Precast Concrete Paving Band Laid To Pattern With Required Colour On And Including 25Mm Thick Full Mortar Bed, Reinforced Concrete Structure And Compacted Sub-Base, Complete As Per Engineer'S Details;400 X 800 X 60Mm In Shot Blasted Finish (400Mm Wide) - To Plot Boundary | 2290 | m | SAR | 127
ALYA-05.1 | 1 | 1.0107 |  | Kingdom of Saudi Arabia | Jeddah | Open Spaces | Red Sea Village | Waterfront Promenade | RSG | SALCO | Award | 2021 | Fixed Price Lump Sum | SITE WORK | Paving and surfacing | Precast Concrete Paving Band Laid To Pattern With Required Colour On And Including 25Mm Thick Full Mortar Bed, Reinforced Concrete Structure And Compacted Sub-Base, Complete As Per Engineer'S Details;400 X 800 X 60Mm In Shot Blasted Finish (400Mm Wide) - To Raised Planter | 2161 | m | SAR | 127
ALYA-05.1 | 1 | 1.0107 |  | Kingdom of Saudi Arabia | Jeddah | Open Spaces | Red Sea Village | Waterfront Promenade | RSG | SALCO | Award | 2021 | Fixed Price Lump Sum | SITE WORK | Paving and surfacing | Precast Concrete Paving Band Laid To Pattern With Required Colour On And Including 25Mm Thick Full Mortar Bed, Reinforced Concrete Structure And Compacted Sub-Base, Complete As Per Engineer'S Details;300 X 300 X 60Mm In Honed Finish - To Raised Planter At Stepped Edge Plaza | 41 | m | SAR | 91
ALYA-05.1 | 1 | 1.0107 |  | Kingdom of Saudi Arabia | Jeddah | Open Spaces | Red Sea Village | Waterfront Promenade | RSG | SALCO | Award | 2021 | Fixed Price Lump Sum | SITE WORK | Paving and surfacing | Precast Concrete Hazard Warning Tactile Band Laid To Pattern With Required Colour, Max, 5Mm Wide Joint Using Colour Matched Grout, On And Including 25Mm Thick Full Mortar Bed On Concrete Base And Compacted Sub-Base, Complete As Per Engineer'S Approval;300 X 600 X 60Mm In Shot Blasted Finish, Ref. Hazard Warning Tactile Band At Steps And Disappearing Steps (600Mm Wide) | 1240 | m | SAR | 198
ALYA-05.1 | 1 | 1.0107 |  | Kingdom of Saudi Arabia | Jeddah | Open Spaces | Red Sea Village | Waterfront Promenade | RSG | SALCO | Award | 2021 | Fixed Price Lump Sum | SITE WORK | Paving and surfacing | Precast Concrete Hazard Warning Tactile Band Laid To Pattern With Required Colour, Max, 5Mm Wide Joint Using Colour Matched Grout, On And Including 25Mm Thick Full Mortar Bed On Concrete Base And Compacted Sub-Base, Complete As Per Engineer'S Approval;300 X 600 X 60Mm In Shot Blasted Finish, Ref. Hazard Warning Tactile Band At Disappearing Steps And Ramp (900Mm Wide) | 152 | m | SAR | 296
ALYA-05.1 | 1 | 1.0107 |  | Kingdom of Saudi Arabia | Jeddah | Open Spaces | Red Sea Village | Waterfront Promenade | RSG | SALCO | Award | 2021 | Fixed Price Lump Sum | SITE WORK | Paving and surfacing | Precast Concrete Paving Band Laid To Pattern With Required Colour, On And Including 25Mm Thick Full Mortar Bed, Concrete Base And Compacted Sub-Base, Complete As Per Engineer'S Approval ;100 X 100 X 60Mm In Honed Finish, Ref: Square Palm/Tree Pit (200Mm Wide Band) | 173 | m | SAR | 60
ALYA-05.1 | 1 | 1.0107 |  | Kingdom of Saudi Arabia | Jeddah | Open Spaces | Red Sea Village | Waterfront Promenade | RSG | SALCO | Award | 2021 | Fixed Price Lump Sum | SITE WORK | Paving and surfacing | Precast Concrete Paving Band Laid To Staggered Pattern With Required Colour, On And Including 25Mm Thick Full Mortar Bed, Concrete Base And Compacted Sub-Base, Complete As Per Engineer'S Approval;100 X 100 X 60Mm With 10Mm Radius To Outer Edge, In Shot Blasted Finish, Ref: Tree/Palm Pit (200Mm Wide Band) | 50 | m | SAR | 60
ALYA-05.1 | 1 | 1.0108 |  | Kingdom of Saudi Arabia | Jeddah | Open Spaces | Red Sea Village | Waterfront Promenade | RSG | SALCO | Award | 2021 | Fixed Price Lump Sum | MASONRY | Sills, etc | Coping;Precast Concrete Coping With 10Mm Radius To Outer Edge, Laid To Pattern And With Required Colour As Indicated Including Max. 5Mm Wide Joint Using Colour Matched Grout, 25Mm Thick Full Mortar Bed On Concrete Quay Wall, Complete To Engineer'S Details;750 X 550 X 90Mm Thick In Shot Blasted Finish (Along Quay Wall) | 3147 | m | SAR | 360
ALYA-05.1 | 1 | 1.0108 |  | Kingdom of Saudi Arabia | Jeddah | Open Spaces | Red Sea Village | Waterfront Promenade | RSG | SALCO | Award | 2021 | Fixed Price Lump Sum | SITE WORK | Paving and surfacing | Aluminium Edging, Brushed Finish With Required Colour, Fixed As Per Manufacturer'S Recommendations, Complete As Per Engineer'S Approval ;100Mm High Metal Edging | 149 | m | SAR | 40
ALYA-05.1 | 1 | 1.0108 |  | Kingdom of Saudi Arabia | Jeddah | Open Spaces | Red Sea Village | Waterfront Promenade | RSG | SALCO | Award | 2021 | Fixed Price Lump Sum | SITE WORK | Paving and surfacing | 25 - 50Mm Dia. Sieve Size Local Crushed Stone Gravel With Required Colour, Loose Laid In 100Mm Thick Layer Over Geotextile Membrane Wrapped Around To Engineer'S Details And Specifications, On Compacted Sub-Base, Complete As Specified | 8 | m² | SAR | 33
ALYA-05.1 | 1 | 1.0108 |  | Kingdom of Saudi Arabia | Jeddah | Open Spaces | Red Sea Village | Waterfront Promenade | RSG | SALCO | Award | 2021 | Fixed Price Lump Sum | SITE WORK | Paving and surfacing | Precast Concrete Heel Kerb Laid To Pattern With Required Colour, On And Including 25Mm Thick Full Mortar Bed On Concrete Base And Compacted Sub-Base, Complete As Per Engineer'S Approval ;100 X 600 X 200Mm Thick In Shot Blasted Finish Ref: Heel Kerb - To Private Plots | 348 | m | SAR | 127
ALYA-05.1 | 1 | 1.0108 |  | Kingdom of Saudi Arabia | Jeddah | Open Spaces | Red Sea Village | Waterfront Promenade | RSG | SALCO | Award | 2021 | Fixed Price Lump Sum | SITE WORK | Paving and surfacing | Precast Concrete Steps In Shot Blasted Finish With Required Colour And Laid To Pattern, On And Including 25Mm Thick Full Mortar Bed, Reinforced Concrete Structure And Compacted Sub-Base, 10-15Mm Thick Smooth Cement Render To Bottom Of Seat, Necessary Earthwork, Waterproofing, Complete As Per Engineer'S Details ;Step Tread 750 X 460Mm Wide + Top Tread 1500Mm X Width Varies, 60Mm Thick Steps X 150Mm High Risers, Ref: Step Type 1 | 817 | m | SAR | 569
ALYA-05.1 | 1 | 1.0108 |  | Kingdom of Saudi Arabia | Jeddah | Open Spaces | Red Sea Village | Waterfront Promenade | RSG | SALCO | Award | 2021 | Fixed Price Lump Sum | SITE WORK | Paving and surfacing | Precast Concrete Steps In Shot Blasted Finish With Required Colour And Laid To Pattern, On And Including 25Mm Thick Full Mortar Bed, Reinforced Concrete Structure And Compacted Sub-Base, 10-15Mm Thick Smooth Cement Render To Bottom Of Seat, Necessary Earthwork, Waterproofing, Complete As Per Engineer'S Details ;400/480 X 600Mm Wide X 60Mm Thick Steps, 150Mm High Risers, Ref: Step Type 2 | 800 | m | SAR | 569
ALYA-05.1 | 1 | 1.0108 |  | Kingdom of Saudi Arabia | Jeddah | Open Spaces | Red Sea Village | Waterfront Promenade | RSG | SALCO | Award | 2021 | Fixed Price Lump Sum | SITE WORK | Paving and surfacing | Precast Concrete Steps In Shot Blasted Finish With Required Colour And Laid To Pattern, On And Including 25Mm Thick Full Mortar Bed, Reinforced Concrete Structure And Compacted Sub-Base, 10-15Mm Thick Smooth Cement Render To Bottom Of Seat, Necessary Earthwork, Waterproofing, Complete As Per Engineer'S Details ;60Mm Thick Top Landing And Ramp/Disappearing Steps, Ref. Step Type 2 | 263 | m² | SAR | 478
ALYA-05.1 | 1 | 1.0108 |  | Kingdom of Saudi Arabia | Jeddah | Open Spaces | Red Sea Village | Waterfront Promenade | RSG | SALCO | Award | 2021 | Fixed Price Lump Sum | SITE WORK | Paving and surfacing | Precast Concrete Steps In Shot Blasted Finish With Required Colour And Laid To Pattern, On And Including 25Mm Thick Full Mortar Bed, Reinforced Concrete Structure And Compacted Sub-Base, 10-15Mm Thick Smooth Cement Render To Bottom Of Seat, Necessary Earthwork, Waterproofing, Complete As Per Engineer'S Details ;80Mm Thick Top Landing, Ref. Step Type 2 - To Vehicular / Eva Route | 33 | m² | SAR | 505
ALYA-05.1 | 1 | 1.0108 |  | Kingdom of Saudi Arabia | Jeddah | Open Spaces | Red Sea Village | Waterfront Promenade | RSG | SALCO | Award | 2021 | Fixed Price Lump Sum | SITE WORK | Paving and surfacing | Precast Concrete Steps In Shot Blasted Finish With Required Colour And Laid To Pattern, On And Including 25Mm Thick Full Mortar Bed, Reinforced Concrete Structure And Compacted Sub-Base, 10-15Mm Thick Smooth Cement Render To Bottom Of Seat, Necessary Earthwork, Waterproofing, Complete As Per Engineer'S Details ;600 X 600/660Mm Wide X 60Mm Thick Steps, 150Mm High Risers, Ref: Step Type 3 | 16 | m | SAR | 733
ALYA-05.1 | 1 | 1.0108 |  | Kingdom of Saudi Arabia | Jeddah | Open Spaces | Red Sea Village | Waterfront Promenade | RSG | SALCO | Award | 2021 | Fixed Price Lump Sum | SITE WORK | Paving and surfacing | Precast Concrete Steps In Shot Blasted Finish With Required Colour And Laid To Pattern, On And Including 25Mm Thick Full Mortar Bed, Reinforced Concrete Structure And Compacted Sub-Base, 10-15Mm Thick Smooth Cement Render To Bottom Of Seat, Necessary Earthwork, Waterproofing, Complete As Per Engineer'S Details ;400 X 400Mm Wide X 60Mm Thick Steps, 150Mm High Risers, Ref: Step Type 4 | 12 | m | SAR | 615
ALYA-05.1 | 1 | 1.0109 |  | Kingdom of Saudi Arabia | Jeddah | Open Spaces | Red Sea Village | Waterfront Promenade | RSG | SALCO | Award | 2021 | Fixed Price Lump Sum | CONCRETE WORK | Precast concrete | Seat Wall Composed Of Precast Seat Block Unit In Honed Finish, 10-15Mm Thick Smooth Cement Render To Bottom Of Seat, Mortar Bed, Reinforced Concrete Base, Compacted Sub-Base, Necessary Earthwork, Waterproofing, Epoxy Grout, Complete To Engineer'S Details;Overall Size 600Mm Wide X 450Mm High Above Finished Floor Level, Ref. Seat Wall Type 1 | 1937 | m | SAR | 1606
ALYA-05.1 | 1 | 1.0109 |  | Kingdom of Saudi Arabia | Jeddah | Open Spaces | Red Sea Village | Waterfront Promenade | RSG | SALCO | Award | 2021 | Fixed Price Lump Sum | CONCRETE WORK | Precast concrete | Seat Wall Composed Of Precast Seat Block Unit In Honed Finish, 10-15Mm Thick Smooth Cement Render To Bottom Of Seat, Mortar Bed, Reinforced Concrete Base, Compacted Sub-Base, Necessary Earthwork, Waterproofing, Epoxy Grout, Complete To Engineer'S Details;600Mm Wide Coping, Ref. Seat Wall Type 1, Along Step Type 2 Landing | 113 | m | SAR | 1606
ALYA-05.1 | 1 | 1.0109 |  | Kingdom of Saudi Arabia | Jeddah | Open Spaces | Red Sea Village | Waterfront Promenade | RSG | SALCO | Award | 2021 | Fixed Price Lump Sum | CONCRETE WORK | Precast concrete | Seat Wall Composed Of 100 X 1500 X 50Mm Thick Hard Wood Timber Slats In Planed Finish With 200 X 1500 X 50 -100Mm Thick Timber Edge Piece, 50Mm Wide Painted Mild Steel Plate, Precast Concrete Seat Cladding 325 - 1500Mm Thick With 10 - 15Mm Thick Smooth Cement Render To Bottom Of Seat, On And Including Mortar Bed, Reinforced Concrete Base, Compacted Sub-Base, Necessary Earthwork, Waterproofing, Fixing Accessories, Complete To Engineer'S Details;Overall Size 600Mm Wide X 450Mm High Above Finished Floor Level, Ref. Seat Wall Type 2 | 185 | m | SAR | 1727
ALYA-05.1 | 1 | 1.0109 |  | Kingdom of Saudi Arabia | Jeddah | Open Spaces | Red Sea Village | Waterfront Promenade | RSG | SALCO | Award | 2021 | Fixed Price Lump Sum | CONCRETE WORK | Precast concrete | Seat Wall Composed Of 100/150 X 1500 X 50Mm Thick Timber Slats In Planed Finish, Fixed To Reinforced Concrete Structure And Fixed To Metal Back Rest In Steel Flat Member Support Frame, Including 50 -100Mm Thick Timber Edge Piece, Seat Cladding 325 -1500Mm Thick Precast Concrete In Shot Blasted Finish With 10-15Mm Thick Smooth Cement Render To Bottom Of Seat, Mortar Bed. Reinforced Concrete Base, Compacted Sub-Base, Necessary Earthwork, Waterproofing, Complete To Engineer'S Details;Overall Size 600Mm Wide X 450Mm High Above Finished Floor Level, Ref. Seat Wall Type 3 | 102 | m | SAR | 2261
ALYA-05.1 | 1 | 1.0109 |  | Kingdom of Saudi Arabia | Jeddah | Open Spaces | Red Sea Village | Waterfront Promenade | RSG | SALCO | Award | 2021 | Fixed Price Lump Sum | MASONRY | Sills, etc | Coping 300 X 600 X 60Mm Thick In Shot Blasted Finish + Cladding 150 X 400 X 30Mm Thick In Shot Blasted Finish, Overall 450Mm High Above Finished Floor Level, Ref. Planter Wall Type 1 - To Stepped Edge Plaza Adjacent To Step Type 3 | 34 | m | SAR | 598
ALYA-05.1 | 1 | 1.0109 |  | Kingdom of Saudi Arabia | Jeddah | Open Spaces | Red Sea Village | Waterfront Promenade | RSG | SALCO | Award | 2021 | Fixed Price Lump Sum | MASONRY | Sills, etc | Coping 300 X 600 X 60Mm Thick In Shot Blasted Finish + Cladding 150 X 400 X 30Mm Thick In Shot Blasted Finish, Overall 850Mm - 1075Mm Varying Height Above Finished Floor Level, Ref. Planter Wall Type 1 - To Stepped Edge Plaza | 48 | m | SAR | 1189
ALYA-05.1 | 1 | 1.0109 |  | Kingdom of Saudi Arabia | Jeddah | Open Spaces | Red Sea Village | Waterfront Promenade | RSG | SALCO | Award | 2021 | Fixed Price Lump Sum | MASONRY | Sills, etc | Coping 400 X 600 X 60Mm Thick In Honed Finish + Cladding 150 X 400Mm X 30Mm Thick In Shot Blasted Finish, Overall 390Mm High (Max.) Above Finished Floor Level, Ref. Planter Wall Type 2 | 26 | m | SAR | 598
ALYA-05.1 | 1 | 1.0109 |  | Kingdom of Saudi Arabia | Jeddah | Open Spaces | Red Sea Village | Waterfront Promenade | RSG | SALCO | Award | 2021 | Fixed Price Lump Sum | CONCRETE WORK | Precast concrete | Precast Concrete Seat Block In Honed Finish With Required Colour, With 10-15Mm Thick Smooth Cement Render Applied To Bottom Of Seat, On And Including Mortar Bed, Reinforced Concrete Base, Compacted Sub-Base, Necessary Earthwork, Waterproofing, Complete To Engineer'S Details;Overall Size Min. 800Mm Wide - Max. 1650Mm Wide X 450Mm High Above Finished Floor Level | 36 | m | SAR | 2868
ALYA-05.1 | 1 | 1.0109 |  | Kingdom of Saudi Arabia | Jeddah | Open Spaces | Red Sea Village | Waterfront Promenade | RSG | SALCO | Award | 2021 | Fixed Price Lump Sum | CONCRETE WORK | Precast concrete | Precast Concrete Seat Block (Finish: Smooth And Painted, Colour: Off-White) With 50Mm Radius To Outer Edge, Mechanically Fixed To Reinforced Concrete Structure On Compacted Sub-Base Including 10-15Mm Thick Smooth Cement Render Applied To Bottom Of Bench, Necessary Earthwork, Waterproofing, Complete To Engineer'S Approval;Seat Planter Type 1, Min 800Mm Wide To Max 1300Mm Wide X 900Mm High Above Finished Floor Level | 57 | m | SAR | 3547
ALYA-05.1 | 1 | 1.0109 |  | Kingdom of Saudi Arabia | Jeddah | Open Spaces | Red Sea Village | Waterfront Promenade | RSG | SALCO | Award | 2021 | Fixed Price Lump Sum | CONCRETE WORK | Precast concrete | Precast Concrete Seat Block (Finish: Smooth And Painted, Colour: Off-White) With 50Mm Radius To Outer Edge, Mechanically Fixed To Reinforced Concrete Structure On Compacted Sub-Base Including 10-15Mm Thick Smooth Cement Render Applied To Bottom Of Bench, Necessary Earthwork, Waterproofing, Complete To Engineer'S Approval;Seat Planter Type 2, Min 450Mm Wide To Max 1135Mm Wide X 900Mm High Above Finished Floor Level | 36 | m | SAR | 3113
ALYA-05.1 | 1 | 1.011 |  | Kingdom of Saudi Arabia | Jeddah | Open Spaces | Red Sea Village | Waterfront Promenade | RSG | SALCO | Award | 2021 | Fixed Price Lump Sum | METALWORK | Non structural metalwork | Balustrade (Inclined) Comprising 50 X 180Mm Powder Coated Aluminium Top Rail, 10Mm Dia. Aluminium Steel Rod Fixed To Steel Frame, 10Mm Thick X 100Mm Wide Powder Coated Aluminium Frame Welded To Secondary Post, 10Mm Thick 50Mm Wide Secondary Post, 10Mm Thick 100Mm Wide Aluminium Flat Member Post Welded To Steel Base Plate, Necessary Fixing Accessories Etc. Complete As Per Engineer'S Approval;Balustrade (Along Quay Wall), 1200Mm Vertical Height Above Finished Floor Level | 3147 | m | SAR | 1789
ALYA-05.1 | 1 | 1.011 |  | Kingdom of Saudi Arabia | Jeddah | Open Spaces | Red Sea Village | Waterfront Promenade | RSG | SALCO | Award | 2021 | Fixed Price Lump Sum | SITE WORK | Paving and surfacing | Precast Concrete Bollard 250 X 250 X 750Mm (Finish: Exposed Aggregate, Colour: Beige) At 2000Mm Intervals Fixed To Concrete Base And Quay Wall With 2 Nos Powder Coated Mild Steel Chains Approx. 2000Mm Long Each Fixed Between Bollards Details;Concrete Bollard, 250 X 250 X 750Mm With 2Nos Steel Chain | 22 | m | SAR | 2403
ALYA-05.1 | 1 | 1.011 |  | Kingdom of Saudi Arabia | Jeddah | Open Spaces | Red Sea Village | Waterfront Promenade | RSG | SALCO | Award | 2021 | Fixed Price Lump Sum | METALWORK | Non structural metalwork | Handrail Comprising 50Mm Dia. Brushed Stainless Steel Top Rail And Posts Welded To Steel Base Plate, On And Including Concrete Base On Compacted Sub-Base. Complete With Finishes, Accessories And All Necessary Works, To The Approval Of The Engineer;Handrail Type 1, Height 1100Mm Above Finished Floor Level | 132 | m | SAR | 1402
ALYA-05.1 | 1 | 1.011 |  | Kingdom of Saudi Arabia | Jeddah | Open Spaces | Red Sea Village | Waterfront Promenade | RSG | SALCO | Award | 2021 | Fixed Price Lump Sum | METALWORK | Non structural metalwork | Handrail Comprising 50Mm Dia. Brushed Stainless Steel Top Rail And Posts Welded To Steel Base Plate, On And Including Concrete Base On Compacted Sub-Base. Complete With Finishes, Accessories And All Necessary Works, To The Approval Of The Engineer;Handrail Type 2, Height 1100Mm Above Finished Floor Level | 123 | m | SAR | 1402
ALYA-05.1 | 1 | 1.011 |  | Kingdom of Saudi Arabia | Jeddah | Open Spaces | Red Sea Village | Waterfront Promenade | RSG | SALCO | Award | 2021 | Fixed Price Lump Sum | SITE WORK | Fencing | Powder Coated Galvanized Mild Steel Fence Including 50 X 50Mm Vertical Square Hollow Sections, 75 X 75Mm Vertical Square Hollow Columns, 50 X 50Mm Square Hollow Frame With Steel Base Plates On And Including Concrete Foundation On Compacted Sub-Base, Necessary Earthwork, Waterproofing, Fixing Accessories, Complete To Engineer'S Details;Fence, Height 1200Mm Above Finished Floor Level | 46 | m | SAR | 2003
ALYA-05.1 | 1 | 1.011 |  | Kingdom of Saudi Arabia | Jeddah | Open Spaces | Red Sea Village | Waterfront Promenade | RSG | SALCO | Award | 2021 | Fixed Price Lump Sum | SITE WORK | Fencing | Powder Coated Galvanized Mild Steel Fence Including 50 X 50Mm Vertical Square Hollow Sections, 75 X 75Mm Vertical Square Hollow Columns, 50 X 50Mm Square Hollow Frame With Steel Base Plates On And Including Concrete Foundation On Compacted Sub-Base, Necessary Earthwork, Waterproofing, Fixing Accessories, Complete To Engineer'S Details;E/O Double Leaf Gate, Size 1500Mm X 1200Mm High | 4 | Nr | SAR | 5340
ALYA-05.1 | 1 | 1.011 |  | Kingdom of Saudi Arabia | Jeddah | Open Spaces | Red Sea Village | Waterfront Promenade | RSG | SALCO | Award | 2021 | Fixed Price Lump Sum | SITE WORK | Fencing | Powder Coated Aluminium Gate Composed Of 75 X 75Mm Door Frame,100Mm X10Mm Thick Twin Flat Member Post And 10Mm Diameter Metal Rods, Posts Welded To Steel Base Plates Fixed To Concrete Quay Wall, Including Necessary Earthwork, Waterproofing, Fittings, Accessories, And All Other Necessary Works, Complete To Engineer'S Details;Gate (Access To Floating Pontoons), Overall Size 1800Mm X 1200Mm | 4 | Nr | SAR | 5340
ALYA-05.1 | 1 | 1.011 |  | Kingdom of Saudi Arabia | Jeddah | Open Spaces | Red Sea Village | Waterfront Promenade | RSG | SALCO | Award | 2021 | Fixed Price Lump Sum | SITE WORK | Fencing | Powder Coated Galvanized Mild Steel Sliding Gate Including 50 X 30Mm Vertical Rectangular Hollow Section Steel Posts, 80 X 30Mm Horizontal Rectangular Hollow Sections And 50X30Mm Rectangular Hollow Frame With Steel Base Plates Fixed To Concrete Foundation Compacted Sub-Base, Necessary Earthwork, Fixing Accessories, Complete To Engineer'S Details;Sliding Gate, Overall Height 1300Mm | 8 | m | SAR | 2003
ALYA-05.1 | 1 | 1.011 |  | Kingdom of Saudi Arabia | Jeddah | Open Spaces | Red Sea Village | Waterfront Promenade | RSG | SALCO | Award | 2021 | Fixed Price Lump Sum | ACCESSORIES | Generally | Supply And Install Fitness Equipment Including Necessary Concrete Foundations, Compacted Sub Base All To Specialist'S Details, Complete As Per Engineer'S Approval ;Nw103 Sit Up | 2 | Nr | SAR | 13350
ALYA-05.1 | 1 | 1.011 |  | Kingdom of Saudi Arabia | Jeddah | Open Spaces | Red Sea Village | Waterfront Promenade | RSG | SALCO | Award | 2021 | Fixed Price Lump Sum | ACCESSORIES | Generally | Supply And Install Fitness Equipment Including Necessary Concrete Foundations, Compacted Sub Base All To Specialist'S Details, Complete As Per Engineer'S Approval ;Nwc603 Combi Unit | 2 | Nr | SAR | 26700
ALYA-05.1 | 1 | 1.0111 |  | Kingdom of Saudi Arabia | Jeddah | Open Spaces | Red Sea Village | Waterfront Promenade | RSG | SALCO | Award | 2021 | Fixed Price Lump Sum | ACCESSORIES | Generally | Supply And Install Fitness Equipment Including Necessary Concrete Foundations, Compacted Sub Base All To Specialist'S Details, Complete As Per Engineer'S Approval ;Nw104 Pull Up | 2 | Nr | SAR | 16020
ALYA-05.1 | 1 | 1.0111 |  | Kingdom of Saudi Arabia | Jeddah | Open Spaces | Red Sea Village | Waterfront Promenade | RSG | SALCO | Award | 2021 | Fixed Price Lump Sum | ACCESSORIES | Generally | Supply And Install Fitness Equipment Including Necessary Concrete Foundations, Compacted Sub Base All To Specialist'S Details, Complete As Per Engineer'S Approval ;Nw203 Stepper | 1 | Nr | SAR | 13350
ALYA-05.1 | 1 | 1.0111 |  | Kingdom of Saudi Arabia | Jeddah | Open Spaces | Red Sea Village | Waterfront Promenade | RSG | SALCO | Award | 2021 | Fixed Price Lump Sum | ACCESSORIES | Generally | Supply And Install Fitness Equipment Including Necessary Concrete Foundations, Compacted Sub Base All To Specialist'S Details, Complete As Per Engineer'S Approval ;Nw501 Bench | 2 | Nr | SAR | 20025
ALYA-05.1 | 1 | 1.0111 |  | Kingdom of Saudi Arabia | Jeddah | Open Spaces | Red Sea Village | Waterfront Promenade | RSG | SALCO | Award | 2021 | Fixed Price Lump Sum | ACCESSORIES | Generally | Supply And Install Fitness Equipment Including Necessary Concrete Foundations, Compacted Sub Base All To Specialist'S Details, Complete As Per Engineer'S Approval ;Nw302 Springer | 1 | Nr | SAR | 66750
ALYA-05.1 | 1 | 1.0111 |  | Kingdom of Saudi Arabia | Jeddah | Open Spaces | Red Sea Village | Waterfront Promenade | RSG | SALCO | Award | 2021 | Fixed Price Lump Sum | ACCESSORIES | Generally | Supply And Install Fitness Equipment Including Necessary Concrete Foundations, Compacted Sub Base All To Specialist'S Details, Complete As Per Engineer'S Approval ;Nw105 Bar | 4 | Nr | SAR | 22695
ALYA-05.1 | 1 | 1.0111 |  | Kingdom of Saudi Arabia | Jeddah | Open Spaces | Red Sea Village | Waterfront Promenade | RSG | SALCO | Award | 2021 | Fixed Price Lump Sum | ACCESSORIES | Generally | Litter Bin;Supply And Fix Aluminium Litter Bin With Embossed Pattern And Required Colour, On And Including Reinforced Concrete Footing On Compacted Sub-Base, Necessary Fittings And Fixing Accessories, And All Other Necessary Works, Complete To Manufacturer'S / Engineer'S Details;Powder Coated Aluminium Litter Bin, Size 410 X 372 X 912Mm High, Ref. Bin Type 1 (Arts & Culture) | 11 | Nr | SAR | 5741
ALYA-05.1 | 1 | 1.0111 |  | Kingdom of Saudi Arabia | Jeddah | Open Spaces | Red Sea Village | Waterfront Promenade | RSG | SALCO | Award | 2021 | Fixed Price Lump Sum | ACCESSORIES | Generally | Litter Bin;Supply And Fix Aluminium Litter Bin With Embossed Pattern And Required Colour, On And Including Reinforced Concrete Footing On Compacted Sub-Base, Necessary Fittings And Fixing Accessories, And All Other Necessary Works, Complete To Manufacturer'S / Engineer'S Details;Powder Coated Aluminium Litter Bin, Size 410 X 372 X 912Mm High, Ref. Bin Type 2 (Canal Residential) | 9 | Nr | SAR | 5741
ALYA-05.1 | 1 | 1.0111 |  | Kingdom of Saudi Arabia | Jeddah | Open Spaces | Red Sea Village | Waterfront Promenade | RSG | SALCO | Award | 2021 | Fixed Price Lump Sum | ACCESSORIES | Generally | Litter Bin;Supply And Fix Aluminium Litter Bin With Embossed Pattern And Required Colour, On And Including Reinforced Concrete Footing On Compacted Sub-Base, Necessary Fittings And Fixing Accessories, And All Other Necessary Works, Complete To Manufacturer'S / Engineer'S Details;Powder Coated Aluminium Litter Bin, Size 410 X 372 X 912Mm High, Ref. Bin Type 3 (Urban Park) | 2 | Nr | SAR | 5741
ALYA-05.1 | 1 | 1.0111 |  | Kingdom of Saudi Arabia | Jeddah | Open Spaces | Red Sea Village | Waterfront Promenade | RSG | SALCO | Award | 2021 | Fixed Price Lump Sum | ACCESSORIES | Generally | Litter Bin;Supply And Fix Aluminium Litter Bin With Embossed Pattern And Required Colour, On And Including Reinforced Concrete Footing On Compacted Sub-Base, Necessary Fittings And Fixing Accessories, And All Other Necessary Works, Complete To Manufacturer'S / Engineer'S Details;Powder Coated Aluminium Litter Bin, Size 410 X 372 X 912Mm High, Ref. Bin Type 4 (Marina Village) | 15 | Nr | SAR | 5741
ALYA-05.1 | 1 | 1.0111 |  | Kingdom of Saudi Arabia | Jeddah | Open Spaces | Red Sea Village | Waterfront Promenade | RSG | SALCO | Award | 2021 | Fixed Price Lump Sum | ACCESSORIES | Generally | Bench;Bench Comprising Of Hardwood Timber Board Battens In Minimum 8Mm Gaps, Size 50 X 120Mm To Seats And 25 X 100Mm Back Rest Fixed To Galvanised Steel Flat Member Fixed To Concrete Bench, 50Mm Wide Galvanized Steel Flat Member With Paint Finish Fixed To Concrete Seat Block For Fixing Timber Board, Including Fair Faced Finished Pressed Precast Concrete Seat Block With Stamped Pattern, Finishes, Fittings And Fixing Accessories, Rcc Foundation, Necessary Earthwork, Blinding, Polyethylene Sheet, Waterproofing, Compacted Sub-Base, Complete As Per Specialist'S And Engineer'S Approval;Canal Residence District - Overall Size 2000 X 500 X 450Mm High, Ref. Bench Type 1 | 8 | Nr | SAR | 6942
ALYA-05.1 | 1 | 1.0112 |  | Kingdom of Saudi Arabia | Jeddah | Open Spaces | Red Sea Village | Waterfront Promenade | RSG | SALCO | Award | 2021 | Fixed Price Lump Sum | ACCESSORIES | Generally | Bench;Bench Comprising Of Hardwood Timber Board Battens In Minimum 8Mm Gaps, Size 50 X 120Mm To Seats And 25 X 100Mm Back Rest Fixed To Galvanised Steel Flat Member Fixed To Concrete Bench, 50Mm Wide Galvanized Steel Flat Member With Paint Finish Fixed To Concrete Seat Block For Fixing Timber Board, Including Fair Faced Finished Pressed Precast Concrete Seat Block With Stamped Pattern, Finishes, Fittings And Fixing Accessories, Rcc Foundation, Necessary Earthwork, Blinding, Polyethylene Sheet, Waterproofing, Compacted Sub-Base, Complete As Per Specialist'S And Engineer'S Approval;Marina Village District - Overall Size 2000 X 500 X 450Mm High, Ref. Bench Type 2 | 11 | Nr | SAR | 4406
ALYA-05.1 | 1 | 1.0112 |  | Kingdom of Saudi Arabia | Jeddah | Open Spaces | Red Sea Village | Waterfront Promenade | RSG | SALCO | Award | 2021 | Fixed Price Lump Sum | ACCESSORIES | Generally | Bench;Bench Comprising Of Hardwood Timber Board Battens In Minimum 8Mm Gaps, Size 50 X 120Mm To Seats And 25 X 100Mm Back Rest Fixed To Galvanised Steel Flat Member Fixed To Concrete Bench, 50Mm Wide Galvanized Steel Flat Member With Paint Finish Fixed To Concrete Seat Block For Fixing Timber Board, Including Fair Faced Finished Pressed Precast Concrete Seat Block With Stamped Pattern, Finishes, Fittings And Fixing Accessories, Rcc Foundation, Necessary Earthwork, Blinding, Polyethylene Sheet, Waterproofing, Compacted Sub-Base, Complete As Per Specialist'S And Engineer'S Approval;Arts And Culture District - Overall Size 2000 X 500 X 450Mm High, Ref. Bench Type 3 | 13 | Nr | SAR | 4406
ALYA-05.1 | 1 | 1.0112 |  | Kingdom of Saudi Arabia | Jeddah | Open Spaces | Red Sea Village | Waterfront Promenade | RSG | SALCO | Award | 2021 | Fixed Price Lump Sum | ACCESSORIES | Generally | Bench;Bench Comprising Of Hardwood Timber Board Battens In Minimum 8Mm Gaps, Size 50 X 120Mm To Seats And 25 X 100Mm Back Rest Fixed To Galvanised Steel Flat Member Fixed To Concrete Bench, 50Mm Wide Galvanized Steel Flat Member With Paint Finish Fixed To Concrete Seat Block For Fixing Timber Board, Including Fair Faced Finished Pressed Precast Concrete Seat Block With Stamped Pattern, Finishes, Fittings And Fixing Accessories, Rcc Foundation, Necessary Earthwork, Blinding, Polyethylene Sheet, Waterproofing, Compacted Sub-Base, Complete As Per Specialist'S And Engineer'S Approval;Urban Park District - Overall Size 2000 X 500 X 450Mm High, Ref. Bench Type 4 | 5 | Nr | SAR | 4406
ALYA-05.1 | 1 | 1.0112 |  | Kingdom of Saudi Arabia | Jeddah | Open Spaces | Red Sea Village | Waterfront Promenade | RSG | SALCO | Award | 2021 | Fixed Price Lump Sum | ACCESSORIES | Generally | Bench ;Fair Face Finish Precast Concrete Seat Block With Stamped Pattern And Required Colour, On And Including Reinforced Concrete Base On Compacted Sub Base, Necessary Earthwork, Waterproofing, Steel Dowel For Fixing Concrete Bench, Complete To Specialis Details And Engineer'S Approval;Canal Residence District - Overall Size 2000 X 500 X 450Mm High, Ref. Bench Type 1 (Optional) | 8 | Nr | SAR | 2336
ALYA-05.1 | 1 | 1.0112 |  | Kingdom of Saudi Arabia | Jeddah | Open Spaces | Red Sea Village | Waterfront Promenade | RSG | SALCO | Award | 2021 | Fixed Price Lump Sum | ACCESSORIES | Generally | Bench ;Fair Face Finish Precast Concrete Seat Block With Stamped Pattern And Required Colour, On And Including Reinforced Concrete Base On Compacted Sub Base, Necessary Earthwork, Waterproofing, Steel Dowel For Fixing Concrete Bench, Complete To Specialis Details And Engineer'S Approval;Marina Village District - Overall Size 2000 X 500 X 450Mm High, Ref. Bench Type 2 (Optional) | 11 | Nr | SAR | 2336
ALYA-05.1 | 1 | 1.0112 |  | Kingdom of Saudi Arabia | Jeddah | Open Spaces | Red Sea Village | Waterfront Promenade | RSG | SALCO | Award | 2021 | Fixed Price Lump Sum | ACCESSORIES | Generally | Bench ;Fair Face Finish Precast Concrete Seat Block With Stamped Pattern And Required Colour, On And Including Reinforced Concrete Base On Compacted Sub Base, Necessary Earthwork, Waterproofing, Steel Dowel For Fixing Concrete Bench, Complete To Specialis Details And Engineer'S Approval;Arts And Culture District - Overall Size 2000 X 500 X 450Mm High, Ref. Bench Type 3 (Optional) | 13 | Nr | SAR | 2336
ALYA-05.1 | 1 | 1.0112 |  | Kingdom of Saudi Arabia | Jeddah | Open Spaces | Red Sea Village | Waterfront Promenade | RSG | SALCO | Award | 2021 | Fixed Price Lump Sum | ACCESSORIES | Generally | Bench ;Fair Face Finish Precast Concrete Seat Block With Stamped Pattern And Required Colour, On And Including Reinforced Concrete Base On Compacted Sub Base, Necessary Earthwork, Waterproofing, Steel Dowel For Fixing Concrete Bench, Complete To Specialis Details And Engineer'S Approval;Urban Park District - Overall Size 2000 X 500 X 450Mm High, Ref. Bench Type 4 (Optional) | 5 | Nr | SAR | 2336
ALYA-05.1 | 1 | 1.0112 |  | Kingdom of Saudi Arabia | Jeddah | Open Spaces | Red Sea Village | Waterfront Promenade | RSG | SALCO | Award | 2021 | Fixed Price Lump Sum | ACCESSORIES | Generally | Cycle Rack;Powder Coated Cast Aluminium Cycle Rack With Required Colours Including Necessary Reinforced Concrete Footing On Compacted Sub-Base, Necessary Earthworks, Waterproofing, Fittings, Accessories, Complete To Manufacturer / Engineer'S Details ;Overall Size 240 X 60 X 1090Mm Overall Height | 33 | Nr | SAR | 2003
ALYA-05.1 | 1 | 1.0112 |  | Kingdom of Saudi Arabia | Jeddah | Open Spaces | Red Sea Village | Waterfront Promenade | RSG | SALCO | Award | 2021 | Fixed Price Lump Sum | SITE WORK | Underground drainage | Upvc Pipework To Bs 3505, Class-E, Including All Fittings, Excavation, Sand Bedding, Back Filling As Specified, Cart Away Surplus, Warning Tape Markers, Thrust Blocks, All As Specified.;1 Inch Diameter Pipe | 1380 | m | SAR | 33
ALYA-05.1 | 1 | 1.0112 |  | Kingdom of Saudi Arabia | Jeddah | Open Spaces | Red Sea Village | Waterfront Promenade | RSG | SALCO | Award | 2021 | Fixed Price Lump Sum | SITE WORK | Underground drainage | Upvc Pipework To Bs 3505, Class-D, Including All Fittings, Excavation, Sand Bedding, Back Filling As Specified, Cart Away Surplus, Warning Tape Markers, Thrust Blocks, All As Specified.;1.5 Inch Diameter Pipe | 1180 | m | SAR | 47
ALYA-05.1 | 1 | 1.0113 |  | Kingdom of Saudi Arabia | Jeddah | Open Spaces | Red Sea Village | Waterfront Promenade | RSG | SALCO | Award | 2021 | Fixed Price Lump Sum | SITE WORK | Underground drainage | Upvc Pipework To Bs 3505, Class-D, Including All Fittings, Excavation, Sand Bedding, Back Filling As Specified, Cart Away Surplus, Warning Tape Markers, Thrust Blocks, All As Specified.;2 Inch Diameter Pipe | 420 | m | SAR | 67
ALYA-05.1 | 1 | 1.0113 |  | Kingdom of Saudi Arabia | Jeddah | Open Spaces | Red Sea Village | Waterfront Promenade | RSG | SALCO | Award | 2021 | Fixed Price Lump Sum | SITE WORK | Underground drainage | Upvc Pipework To Bs 3505, Class-D, Including All Fittings, Excavation, Sand Bedding, Back Filling As Specified, Cart Away Surplus, Warning Tape Markers, Thrust Blocks, All As Specified.;3 Inch Diameter Pipe | 6 | m | SAR | 167
ALYA-05.1 | 1 | 1.0113 |  | Kingdom of Saudi Arabia | Jeddah | Open Spaces | Red Sea Village | Waterfront Promenade | RSG | SALCO | Award | 2021 | Fixed Price Lump Sum | SITE WORK | Landscaping | Drip Risers;Drip Risers As Specified | 402 | Nr | SAR | 93
ALYA-05.1 | 1 | 1.0113 |  | Kingdom of Saudi Arabia | Jeddah | Open Spaces | Red Sea Village | Waterfront Promenade | RSG | SALCO | Award | 2021 | Fixed Price Lump Sum | SITE WORK | Landscaping | Valves Including Necessary Accessories, Fixed As Specified;Solenoid Valves, 1.0 Inch In Drip System | 1 | Nr | SAR | 1469
ALYA-05.1 | 1 | 1.0113 |  | Kingdom of Saudi Arabia | Jeddah | Open Spaces | Red Sea Village | Waterfront Promenade | RSG | SALCO | Award | 2021 | Fixed Price Lump Sum | SITE WORK | Landscaping | Valves Including Necessary Accessories, Fixed As Specified;Solenoid Valves, 1.5 Inch In Drip System | 6 | Nr | SAR | 1669
ALYA-05.1 | 1 | 1.0113 |  | Kingdom of Saudi Arabia | Jeddah | Open Spaces | Red Sea Village | Waterfront Promenade | RSG | SALCO | Award | 2021 | Fixed Price Lump Sum | SITE WORK | Landscaping | Valves Including Necessary Accessories, Fixed As Specified;Solenoid Valves, 2.0 Inch In Drip System | 1 | Nr | SAR | 2003
ALYA-05.1 | 1 | 1.0113 |  | Kingdom of Saudi Arabia | Jeddah | Open Spaces | Red Sea Village | Waterfront Promenade | RSG | SALCO | Award | 2021 | Fixed Price Lump Sum | SITE WORK | Landscaping | Lockable Valve Boxes As Specified;For Solenoid Valves, 1.0 Inch In Drip System | 1 | Nr | SAR | 668
ALYA-05.1 | 1 | 1.0113 |  | Kingdom of Saudi Arabia | Jeddah | Open Spaces | Red Sea Village | Waterfront Promenade | RSG | SALCO | Award | 2021 | Fixed Price Lump Sum | SITE WORK | Landscaping | Lockable Valve Boxes As Specified;For Solenoid Valves, 1.5 Inch In Drip System | 6 | Nr | SAR | 668
ALYA-05.1 | 1 | 1.0113 |  | Kingdom of Saudi Arabia | Jeddah | Open Spaces | Red Sea Village | Waterfront Promenade | RSG | SALCO | Award | 2021 | Fixed Price Lump Sum | SITE WORK | Landscaping | Lockable Valve Boxes As Specified;For Solenoid Valves, 2.0 Inch In Drip System | 1 | Nr | SAR | 668
ALYA-05.1 | 1 | 1.0113 |  | Kingdom of Saudi Arabia | Jeddah | Open Spaces | Red Sea Village | Waterfront Promenade | RSG | SALCO | Award | 2021 | Fixed Price Lump Sum | ELECTRICAL ENGINEERING INSTALLATIONS | Final sub-circuits and auxiliary installations | Supply And Install Light Fittings, Completeand As Specified (Provisional Sum);Pole Top Luminaire, Ref. Xpt1 | 26 | Nr | SAR | 4472
ALYA-05.1 | 1 | 1.0114 |  | Kingdom of Saudi Arabia | Jeddah | Open Spaces | Red Sea Village | Waterfront Promenade | RSG | SALCO | Award | 2021 | Fixed Price Lump Sum | ELECTRICAL ENGINEERING INSTALLATIONS | Final sub-circuits and auxiliary installations | Supply And Install Light Fittings, Completeand As Specified (Provisional Sum);Pole Light With Double Arm, Ref. Xp1 | 73 | Nr | SAR | 17355
ALYA-05.1 | 1 | 1.0114 |  | Kingdom of Saudi Arabia | Jeddah | Open Spaces | Red Sea Village | Waterfront Promenade | RSG | SALCO | Award | 2021 | Fixed Price Lump Sum | ELECTRICAL ENGINEERING INSTALLATIONS | Final sub-circuits and auxiliary installations | Supply And Install Light Fittings, Completeand As Specified (Provisional Sum);Column Light Type 2, Ref. Xc2 | 18 | Nr | SAR | 11748
ALYA-05.1 | 1 | 1.0114 |  | Kingdom of Saudi Arabia | Jeddah | Open Spaces | Red Sea Village | Waterfront Promenade | RSG | SALCO | Award | 2021 | Fixed Price Lump Sum | ELECTRICAL ENGINEERING INSTALLATIONS | Final sub-circuits and auxiliary installations | Supply And Install Light Fittings, Completeand As Specified (Provisional Sum);Uplight For Palms, Ref. Xu1 | 332 | Nr | SAR | 3004
ALYA-05.1 | 1 | 1.0114 |  | Kingdom of Saudi Arabia | Jeddah | Open Spaces | Red Sea Village | Waterfront Promenade | RSG | SALCO | Award | 2021 | Fixed Price Lump Sum | ELECTRICAL ENGINEERING INSTALLATIONS | Final sub-circuits and auxiliary installations | Supply And Install Light Fittings, Completeand As Specified (Provisional Sum);Recessed Mounted Uplight, Ref. Xru1 | 24 | Nr | SAR | 2003
ALYA-05.1 | 1 | 1.0114 |  | Kingdom of Saudi Arabia | Jeddah | Open Spaces | Red Sea Village | Waterfront Promenade | RSG | SALCO | Award | 2021 | Fixed Price Lump Sum | ELECTRICAL ENGINEERING INSTALLATIONS | Final sub-circuits and auxiliary installations | Supply And Install Light Fittings, Completeand As Specified (Provisional Sum);Flexible Led Strip Light, Ref. Xsl2 | 26 | m | SAR | 2670
ALYA-05.1 | 1 | 1.0114 |  | Kingdom of Saudi Arabia | Jeddah | Open Spaces | Red Sea Village | Waterfront Promenade | RSG | SALCO | Award | 2021 | Fixed Price Lump Sum | ELECTRICAL ENGINEERING INSTALLATIONS | Final sub-circuits and auxiliary installations | Supply And Install Light Fittings, Completeand As Specified (Provisional Sum);Led Light Profile For Handrail, Ref. Xll1 | 139 | m | SAR | 1669
ALYA-05.1 | 1 | 1.0114 |  | Kingdom of Saudi Arabia | Jeddah | Open Spaces | Red Sea Village | Waterfront Promenade | RSG | SALCO | Award | 2021 | Fixed Price Lump Sum | ELECTRICAL ENGINEERING INSTALLATIONS | Final sub-circuits and auxiliary installations | Supply And Install Light Fittings, Completeand As Specified (Provisional Sum);Led Strip Light, Ref. Xsl1 | 94 | m | SAR | 1669
ALYA-05.1 | 1 | 1.0114 |  | Kingdom of Saudi Arabia | Jeddah | Open Spaces | Red Sea Village | Waterfront Promenade | RSG | SALCO | Award | 2021 | Fixed Price Lump Sum | ELECTRICAL ENGINEERING INSTALLATIONS | Accessories | Design, Supply And Installation Of Secondary Network Starting From Primary Network Termination Points And/Or Secondary Power And Electric Circuitry, Including Cable And Conduit, Cable Terminations, Necessary Trench Excavation And Ducts, Backfilling, Disposal, Cable Tiles, Warning Tapes, Accessories, All Necessary Secondary Electrical Works And Mechanical Works Wherever Required, Complete As Specified;Pole Top Luminaire, Ref. Xpt1 | 26 | Nr | SAR | 4673
ALYA-05.1 | 1 | 1.0114 |  | Kingdom of Saudi Arabia | Jeddah | Open Spaces | Red Sea Village | Waterfront Promenade | RSG | SALCO | Award | 2021 | Fixed Price Lump Sum | ELECTRICAL ENGINEERING INSTALLATIONS | Accessories | Design, Supply And Installation Of Secondary Network Starting From Primary Network Termination Points And/Or Secondary Power And Electric Circuitry, Including Cable And Conduit, Cable Terminations, Necessary Trench Excavation And Ducts, Backfilling, Disposal, Cable Tiles, Warning Tapes, Accessories, All Necessary Secondary Electrical Works And Mechanical Works Wherever Required, Complete As Specified;Pole Light With Double Arm, Ref. Xp1 | 73 | Nr | SAR | 6008
ALYA-05.1 | 1 | 1.0114 |  | Kingdom of Saudi Arabia | Jeddah | Open Spaces | Red Sea Village | Waterfront Promenade | RSG | SALCO | Award | 2021 | Fixed Price Lump Sum | ELECTRICAL ENGINEERING INSTALLATIONS | Accessories | Design, Supply And Installation Of Secondary Network Starting From Primary Network Termination Points And/Or Secondary Power And Electric Circuitry, Including Cable And Conduit, Cable Terminations, Necessary Trench Excavation And Ducts, Backfilling, Disposal, Cable Tiles, Warning Tapes, Accessories, All Necessary Secondary Electrical Works And Mechanical Works Wherever Required, Complete As Specified;Column Light Type 2, Ref. Xc2 | 18 | Nr | SAR | 4005
ALYA-05.1 | 1 | 1.0115 |  | Kingdom of Saudi Arabia | Jeddah | Open Spaces | Red Sea Village | Waterfront Promenade | RSG | SALCO | Award | 2021 | Fixed Price Lump Sum | ELECTRICAL ENGINEERING INSTALLATIONS | Accessories | Design, Supply And Installation Of Secondary Network Starting From Primary Network Termination Points And/Or Secondary Power And Electric Circuitry, Including Cable And Conduit, Cable Terminations, Necessary Trench Excavation And Ducts, Backfilling, Disposal, Cable Tiles, Warning Tapes, Accessories, All Necessary Secondary Electrical Works And Mechanical Works Wherever Required, Complete As Specified;Uplight For Palms, Ref. Xu1 | 332 | Nr | SAR | 2670
ALYA-05.1 | 1 | 1.0115 |  | Kingdom of Saudi Arabia | Jeddah | Open Spaces | Red Sea Village | Waterfront Promenade | RSG | SALCO | Award | 2021 | Fixed Price Lump Sum | ELECTRICAL ENGINEERING INSTALLATIONS | Accessories | Design, Supply And Installation Of Secondary Network Starting From Primary Network Termination Points And/Or Secondary Power And Electric Circuitry, Including Cable And Conduit, Cable Terminations, Necessary Trench Excavation And Ducts, Backfilling, Disposal, Cable Tiles, Warning Tapes, Accessories, All Necessary Secondary Electrical Works And Mechanical Works Wherever Required, Complete As Specified;Recessed Mounted Uplight, Ref. Xru1 | 24 | Nr | SAR | 2670
ALYA-05.1 | 1 | 1.0115 |  | Kingdom of Saudi Arabia | Jeddah | Open Spaces | Red Sea Village | Waterfront Promenade | RSG | SALCO | Award | 2021 | Fixed Price Lump Sum | ELECTRICAL ENGINEERING INSTALLATIONS | Final sub-circuits and auxiliary installations | Design, Supply And Installation Of Secondary Network Starting From Primary Network Termination Points And/Or Secondary Power And Electric Circuitry, Including Cable And Conduit, Cable Terminations, Necessary Trench Excavation And Ducts, Backfilling, Disposal, Cable Tiles, Warning Tapes, Accessories, All Necessary Secondary Electrical Works And Mechanical Works Wherever Required, Complete As Specified;Flexible Led Strip Light, Ref. Xsl2 | 26 | m | SAR | 2003
ALYA-05.1 | 1 | 1.0115 |  | Kingdom of Saudi Arabia | Jeddah | Open Spaces | Red Sea Village | Waterfront Promenade | RSG | SALCO | Award | 2021 | Fixed Price Lump Sum | ELECTRICAL ENGINEERING INSTALLATIONS | Final sub-circuits and auxiliary installations | Design, Supply And Installation Of Secondary Network Starting From Primary Network Termination Points And/Or Secondary Power And Electric Circuitry, Including Cable And Conduit, Cable Terminations, Necessary Trench Excavation And Ducts, Backfilling, Disposal, Cable Tiles, Warning Tapes, Accessories, All Necessary Secondary Electrical Works And Mechanical Works Wherever Required, Complete As Specified;Led Light Profile For Handrail, Ref. Xll1 | 139 | m | SAR | 3338
ALYA-05.1 | 1 | 1.0115 |  | Kingdom of Saudi Arabia | Jeddah | Open Spaces | Red Sea Village | Waterfront Promenade | RSG | SALCO | Award | 2021 | Fixed Price Lump Sum | ELECTRICAL ENGINEERING INSTALLATIONS | Final sub-circuits and auxiliary installations | Design, Supply And Installation Of Secondary Network Starting From Primary Network Termination Points And/Or Secondary Power And Electric Circuitry, Including Cable And Conduit, Cable Terminations, Necessary Trench Excavation And Ducts, Backfilling, Disposal, Cable Tiles, Warning Tapes, Accessories, All Necessary Secondary Electrical Works And Mechanical Works Wherever Required, Complete As Specified;Led Strip Light, Ref. Xsl1 | 94 | m | SAR | 2003
ALYA-05.1 | 1 | 1.0115 |  | Kingdom of Saudi Arabia | Jeddah | Open Spaces | Red Sea Village | Waterfront Resort Park | RSG | SALCO | Award | 2021 | Fixed Price Lump Sum | SITE WORK | Site preparation | Site Preparation;General Site Clearance | 5226 | m² | SAR | 4
ALYA-05.1 | 1 | 1.0115 |  | Kingdom of Saudi Arabia | Jeddah | Open Spaces | Red Sea Village | Waterfront Resort Park | RSG | SALCO | Award | 2021 | Fixed Price Lump Sum | SITE WORK | Filling | Filling;Well Compacted Selected Excavated Material (Provisional Item) | 2185 | m³ | SAR | 19
ALYA-05.1 | 1 | 1.0115 |  | Kingdom of Saudi Arabia | Jeddah | Open Spaces | Red Sea Village | Waterfront Resort Park | RSG | SALCO | Award | 2021 | Fixed Price Lump Sum | SITE WORK | Paving and surfacing | Precast Concrete Block Paving Laid To Pattern With Required Colour, On And Including 50Mm Thick Sharp Sand Bed On Compacted Sub-Base, Complete As Per Engineer'S Approval;100 X 100 X 60Mm In Shot Blasted Finish Ref: Paving Infill Type 1 - To Pedestrian Area | 751 | m² | SAR | 182
ALYA-05.1 | 1 | 1.0115 |  | Kingdom of Saudi Arabia | Jeddah | Open Spaces | Red Sea Village | Waterfront Resort Park | RSG | SALCO | Award | 2021 | Fixed Price Lump Sum | SITE WORK | Paving and surfacing | Precast Concrete Block Paving Laid To Pattern With Required Colour, On And Including 50Mm Thick Sharp Sand Bed On Compacted Sub-Base, Complete As Per Engineer'S Approval;100 X 100 X 80Mm In Shot Blasted Finish Ref: Paving Infill Type 1 - To Vehicular / Eva Route | 119 | m² | SAR | 195
ALYA-05.1 | 1 | 1.0115 |  | Kingdom of Saudi Arabia | Jeddah | Open Spaces | Red Sea Village | Waterfront Resort Park | RSG | SALCO | Award | 2021 | Fixed Price Lump Sum | SITE WORK | Paving and surfacing | Precast Concrete Block Paving Laid To Pattern With Required Colour, On And Including 50Mm Thick Sharp Sand Bed On Compacted Sub-Base, Complete As Per Engineer'S Approval;200 X 400 X 60Mm In Shot Blasted Finish, Ref. Paving Type 2 - To Pedestrian Area | 1349 | m² | SAR | 175
ALYA-05.1 | 1 | 1.0116 |  | Kingdom of Saudi Arabia | Jeddah | Open Spaces | Red Sea Village | Waterfront Resort Park | RSG | SALCO | Award | 2021 | Fixed Price Lump Sum | SITE WORK | Paving and surfacing | Precast Concrete Block Paving Laid To Pattern With Required Colour, On And Including 50Mm Thick Sharp Sand Bed On Compacted Sub-Base, Complete As Per Engineer'S Approval;200 X 100 X 80Mm In Shot Blasted Finish Ref: Paving Infill Type 2 - To Vehicular / Eva Route | 1481 | m² | SAR | 188
ALYA-05.1 | 1 | 1.0116 |  | Kingdom of Saudi Arabia | Jeddah | Open Spaces | Red Sea Village | Waterfront Resort Park | RSG | SALCO | Award | 2021 | Fixed Price Lump Sum | SITE WORK | Paving and surfacing | Precast Concrete Block Paving Laid To Pattern With Required Colour, On And Including 50Mm Thick Sharp Sand Bed On Compacted Sub-Base, Complete As Per Engineer'S Approval;900 X 150 X 60Mm In Bespoke Distressed, Ref Paving Type 3 | 687 | m² | SAR | 271
ALYA-05.1 | 1 | 1.0116 |  | Kingdom of Saudi Arabia | Jeddah | Open Spaces | Red Sea Village | Waterfront Resort Park | RSG | SALCO | Award | 2021 | Fixed Price Lump Sum | SITE WORK | Paving and surfacing | 8-10Mm Thick Safety Surface (Granulated, Coloured Polyolefin Plastomer Particles) With Various Colours, Chemically Bonded With Aliphatic Polyurethane Binder, Glued Over Rubber Base, Impact Course Thickness Varies, On And Including Concrete Base On Compacted Sub-Base, Complete To Engineer'S Details;To Play Area | 161 | m² | SAR | 734
ALYA-05.1 | 1 | 1.0116 |  | Kingdom of Saudi Arabia | Jeddah | Open Spaces | Red Sea Village | Waterfront Resort Park | RSG | SALCO | Award | 2021 | Fixed Price Lump Sum | SITE WORK | Paving and surfacing | 8-10Mm Thick Safety Surface (Granulated, Coloured Polyolefin Plastomer Particles) With Various Colours, Chemically Bonded With Aliphatic Polyurethane Binder, Glued Over Rubber Base, Impact Course Thickness Varies, On And Including Concrete Base On Compacted Sub-Base, Complete To Engineer'S Details;To Fitness Area | 85 | m² | SAR | 734
ALYA-05.1 | 1 | 1.0116 |  | Kingdom of Saudi Arabia | Jeddah | Open Spaces | Red Sea Village | Waterfront Resort Park | RSG | SALCO | Award | 2021 | Fixed Price Lump Sum | SITE WORK | Paving and surfacing | Precast Concrete Paving Band, Cut To Radius As Required And Laid To Pattern With Required Colour, Max. 5Mm Wide Joint Using Colour Matched Grout, On And Including 25Mm Thick Full Mortar Bed On Concrete Base And Compacted Sub-Base, Complete As Per Engineer'S Approval;400 X 400 X 60Mm In Shot Blasted Finish, Ref. Paving Type 1 - To Pedestrian Area | 150 | m | SAR | 129
ALYA-05.1 | 1 | 1.0116 |  | Kingdom of Saudi Arabia | Jeddah | Open Spaces | Red Sea Village | Waterfront Resort Park | RSG | SALCO | Award | 2021 | Fixed Price Lump Sum | SITE WORK | Paving and surfacing | Precast Concrete Paving Band, Cut To Radius As Required And Laid To Pattern With Required Colour, Max. 5Mm Wide Joint Using Colour Matched Grout, On And Including 25Mm Thick Full Mortar Bed On Concrete Base And Compacted Sub-Base, Complete As Per Engineer'S Approval;400 X 400 X 80Mm In Shot Blasted Finish, Ref. Paving Type 1 - To Vehicular / Eva Route | 41 | m | SAR | 125
ALYA-05.1 | 1 | 1.0116 |  | Kingdom of Saudi Arabia | Jeddah | Open Spaces | Red Sea Village | Waterfront Resort Park | RSG | SALCO | Award | 2021 | Fixed Price Lump Sum | SITE WORK | Paving and surfacing | Precast Concrete Paving Band Laid To Staggered Pattern As Indicated, With Required Colour, Max. 5Mm Wide Joint Using Colour Matched Grout, On And Including 25Mm Thick Full Mortar Bed On Concrete Base And Compacted Sub-Base, Complete As Per Engineer'S Approval;100 X 100 X 60Mm In Shot Blasted Finish, Ref. Paving Type 2 (200Mm Wide Band) - To Pedestrian Area | 506 | m | SAR | 60
ALYA-05.1 | 1 | 1.0116 |  | Kingdom of Saudi Arabia | Jeddah | Open Spaces | Red Sea Village | Waterfront Resort Park | RSG | SALCO | Award | 2021 | Fixed Price Lump Sum | SITE WORK | Paving and surfacing | Precast Concrete Paving Band Laid To Staggered Pattern As Indicated, With Required Colour, Max. 5Mm Wide Joint Using Colour Matched Grout, On And Including 25Mm Thick Full Mortar Bed On Concrete Base And Compacted Sub-Base, Complete As Per Engineer'S Approval;100 X 100 X 80Mm In Shot Blasted Finish, Ref. Paving Type 2 (200Mm Wide Band) - To Vehicular / Eva Route | 321 | m | SAR | 63
ALYA-05.1 | 1 | 1.0116 |  | Kingdom of Saudi Arabia | Jeddah | Open Spaces | Red Sea Village | Waterfront Resort Park | RSG | SALCO | Award | 2021 | Fixed Price Lump Sum | SITE WORK | Paving and surfacing | Precast Concrete Paving Band Laid To Staggered Pattern As Indicated, With Required Colour, Max. 5Mm Wide Joint Using Colour Matched Grout, On And Including 25Mm Thick Full Mortar Bed On Concrete Base And Compacted Sub-Base, Complete As Per Engineer'S Approval;100 X 100 X 60Mm In Shot Blasted Finish, Ref. Paving Type 3 (200Mm Wide Band) | 101 | m | SAR | 60
ALYA-05.1 | 1 | 1.0116 |  | Kingdom of Saudi Arabia | Jeddah | Open Spaces | Red Sea Village | Waterfront Resort Park | RSG | SALCO | Award | 2021 | Fixed Price Lump Sum | SITE WORK | Paving and surfacing | Precast Concrete Paving Band Laid To Staggered Pattern As Indicated, With Required Colour, Max. 5Mm Wide Joint Using Colour Matched Grout, On And Including 25Mm Thick Full Mortar Bed On Concrete Base And Compacted Sub-Base, Complete As Per Engineer'S Approval;100 X 100 X 60Mm In Shot Blasted Finish, Ref. Rubber Surface (200Mm Wide Band) | 38 | m | SAR | 60
ALYA-05.1 | 1 | 1.0117 |  | Kingdom of Saudi Arabia | Jeddah | Open Spaces | Red Sea Village | Waterfront Resort Park | RSG | SALCO | Award | 2021 | Fixed Price Lump Sum | SITE WORK | Paving and surfacing | Precast Concrete Paving Band Laid To Staggered Pattern As Indicated, With Required Colour, Max. 5Mm Wide Joint Using Colour Matched Grout, On And Including 25Mm Thick Full Mortar Bed On Concrete Base And Compacted Sub-Base, Complete As Per Engineer'S Approval;100 X 100 X 80Mm In Shot Blasted Finish, Ref. Rubber Surface (200Mm Wide Band) - To Play Area Along Vehicular / Eva Route | 32 | m | SAR | 63
ALYA-05.1 | 1 | 1.0117 |  | Kingdom of Saudi Arabia | Jeddah | Open Spaces | Red Sea Village | Waterfront Resort Park | RSG | SALCO | Award | 2021 | Fixed Price Lump Sum | SITE WORK | Paving and surfacing | Precast Concrete Hazard Warning Tactile Band Laid To Pattern With Required Colour, Max, 5Mm Wide Joint Using Colour Matched Grout, On And Including 25Mm Thick Full Mortar Bed On Concrete Base And Compacted Sub-Base, Complete As Per Engineer'S Approval ;300 X 600 X 60Mm In Shot Blasted Finish, Ref. Hazard Warning Tactile Band At Steps And Disappearing Steps (600Mm Wide Band) | 124 | m | SAR | 198
ALYA-05.1 | 1 | 1.0117 |  | Kingdom of Saudi Arabia | Jeddah | Open Spaces | Red Sea Village | Waterfront Resort Park | RSG | SALCO | Award | 2021 | Fixed Price Lump Sum | SITE WORK | Paving and surfacing | Precast Concrete Hazard Warning Tactile Band Laid To Pattern With Required Colour, Max, 5Mm Wide Joint Using Colour Matched Grout, On And Including 25Mm Thick Full Mortar Bed On Concrete Base And Compacted Sub-Base, Complete As Per Engineer'S Approval ;300 X 600 X 60Mm In Shot Blasted Finish, Ref. Hazard Warning Tactile Band At Disappearing Steps (900Mm Wide Band) | 10 | m | SAR | 296
ALYA-05.1 | 1 | 1.0117 |  | Kingdom of Saudi Arabia | Jeddah | Open Spaces | Red Sea Village | Waterfront Resort Park | RSG | SALCO | Award | 2021 | Fixed Price Lump Sum | SITE WORK | Paving and surfacing | Precast Concrete Paving Band Laid To Staggered Pattern With Required Colour, Max. 5Mm Wide Joint Using Colour Matched Grout, On And Including 25Mm Thick Full Mortar Bed On Concrete Base And Compacted Sub-Base, Complete As Per Engineer'S Approval;100 X 100 X 60Mm In Shot Blasted Finish Ref: Tree Pit (200Mm Wide Band) | 213 | m | SAR | 60
ALYA-05.1 | 1 | 1.0117 |  | Kingdom of Saudi Arabia | Jeddah | Open Spaces | Red Sea Village | Waterfront Resort Park | RSG | SALCO | Award | 2021 | Fixed Price Lump Sum | SITE WORK | Paving and surfacing | Precast Concrete Paving Band Laid To Staggered Pattern With Required Colour, Max. 5Mm Wide Joint Using Colour Matched Grout, On And Including 25Mm Thick Full Mortar Bed On Concrete Base And Compacted Sub-Base, Complete As Per Engineer'S Approval;100 X 100 X 60Mm In Shot Blasted Finish Ref: Palm Pit (200Mm Wide Band) | 63 | m | SAR | 60
ALYA-05.1 | 1 | 1.0117 |  | Kingdom of Saudi Arabia | Jeddah | Open Spaces | Red Sea Village | Waterfront Resort Park | RSG | SALCO | Award | 2021 | Fixed Price Lump Sum | SITE WORK | Paving and surfacing | Aluminium Edging, Brushed Finish With Required Colour, Fixed As Per Manufacturer'S Recommendations And As Per Engineer'S Approval;100Mm High Metal Edging | 82 | m | SAR | 40
ALYA-05.1 | 1 | 1.0117 |  | Kingdom of Saudi Arabia | Jeddah | Open Spaces | Red Sea Village | Waterfront Resort Park | RSG | SALCO | Award | 2021 | Fixed Price Lump Sum | SITE WORK | Paving and surfacing | Precast Concrete Block Maintenance Edge Laid To Pattern With Required Colour, Max, 5Mm Wide Joint Using Colour Matched Grout, On And Including 25Mm Thick Full Mortar Bed, Concrete Base On Compacted Sub-Base Complete As Per Engineer'S Details;200 X 200 X 60Mm In Shot Blasted Finish Ref: Maintenance Edge | 93 | m | SAR | 60
ALYA-05.1 | 1 | 1.0117 |  | Kingdom of Saudi Arabia | Jeddah | Open Spaces | Red Sea Village | Waterfront Resort Park | RSG | SALCO | Award | 2021 | Fixed Price Lump Sum | SITE WORK | Paving and surfacing | Precast Concrete Block Mowing Edge Laid To Staggered Pattern With Required Colour, Max. 5Mm Wide Joint Using Colour Matched Grout, On And Including 25Mm Thick Full Mortar Bed, Concrete Base On Compacted Sub-Base Complete As Per Engineer'S Details;100 X 100 X 60Mm Thick In Shot Blasted Finish (200Mm Wide), Ref: Mowing Edge | 64 | m | SAR | 60
ALYA-05.1 | 1 | 1.0117 |  | Kingdom of Saudi Arabia | Jeddah | Open Spaces | Red Sea Village | Waterfront Resort Park | RSG | SALCO | Award | 2021 | Fixed Price Lump Sum | SITE WORK | Paving and surfacing | 25 - 50Mm Dia. Sieve Size Local Crushed Stone Gravel With Required Colour, Loose Laid In 100Mm Thick Layer Over Geotextile Membrane On Compacted Sub-Base, Complete To Engineer'S Details | 92 | m² | SAR | 33
ALYA-05.1 | 1 | 1.0117 |  | Kingdom of Saudi Arabia | Jeddah | Open Spaces | Red Sea Village | Waterfront Resort Park | RSG | SALCO | Award | 2021 | Fixed Price Lump Sum | SITE WORK | Paving and surfacing | Precast Concrete Heel Kerb Laid To Pattern With Required Colour, On And Including 25Mm Thick Full Mortar Bed On Concrete Base And Compacted Sub-Base, Complete As Per Engineer'S Approval;100 X 600 X 200Mm Thick In Shot Blasted Finish Ref: Heel Kerb - To Private Plots | 42 | m | SAR | 127
ALYA-05.1 | 1 | 1.0118 |  | Kingdom of Saudi Arabia | Jeddah | Open Spaces | Red Sea Village | Waterfront Resort Park | RSG | SALCO | Award | 2021 | Fixed Price Lump Sum | CONCRETE WORK | Precast concrete | Seat Type 1;Precast Concrete Seating Blocks (Finish - Honed, Colour - Light Beige), With 10Mm Radius To Outer Edges, 25X25Mm Shadow Groove, 10-15Mm Thick X 50Mm High Smooth Cement Render To Bottom Of Seat, On And Including Mortar Bed, Reinforced Concrete Base On Compacted Sub-Base, Necessary Earthworks, Waterproofing, Blinding, Polythene Sheet, Fittings, Accessories And All Necessary Works, Complete To Engineer'S Details;Overall Size 300-1000 X 1500 X 450Mm High Above Finished Floor Level, Area 8.00M2 | 22 | m | SAR | 2069
ALYA-05.1 | 1 | 1.0118 |  | Kingdom of Saudi Arabia | Jeddah | Open Spaces | Red Sea Village | Waterfront Resort Park | RSG | SALCO | Award | 2021 | Fixed Price Lump Sum | CONCRETE WORK | Precast concrete | Seat Type 1;Precast Concrete Seating Blocks (Finish - Honed, Colour - Light Beige), With 10Mm Radius To Outer Edges, 25X25Mm Shadow Groove, 10-15Mm Thick X 50Mm High Smooth Cement Render To Bottom Of Seat, On And Including Mortar Bed, Reinforced Concrete Base On Compacted Sub-Base, Necessary Earthworks, Waterproofing, Blinding, Polythene Sheet, Fittings, Accessories And All Necessary Works, Complete To Engineer'S Details;Overall Size 300-1000 X 1500 X 450Mm High Above Finished Floor Level, Area 16.00M2 | 103 | m | SAR | 2069
ALYA-05.1 | 1 | 1.0118 |  | Kingdom of Saudi Arabia | Jeddah | Open Spaces | Red Sea Village | Waterfront Resort Park | RSG | SALCO | Award | 2021 | Fixed Price Lump Sum | CONCRETE WORK | Precast concrete | Seat Type 1;Precast Concrete Seating Blocks (Finish - Honed, Colour - Light Beige), With 10Mm Radius To Outer Edges, 25X25Mm Shadow Groove, 10-15Mm Thick X 50Mm High Smooth Cement Render To Bottom Of Seat, On And Including Mortar Bed, Reinforced Concrete Base On Compacted Sub-Base, Necessary Earthworks, Waterproofing, Blinding, Polythene Sheet, Fittings, Accessories And All Necessary Works, Complete To Engineer'S Details;Overall Size 300-1000 X 1500 X 450Mm High Above Finished Floor Level, Area 20.00M2 | 33 | m | SAR | 2069
ALYA-05.1 | 1 | 1.0118 |  | Kingdom of Saudi Arabia | Jeddah | Open Spaces | Red Sea Village | Waterfront Resort Park | RSG | SALCO | Award | 2021 | Fixed Price Lump Sum | CONCRETE WORK | Precast concrete | Seat Type 1;Precast Concrete Seating Blocks (Finish - Honed, Colour - Light Beige), With 10Mm Radius To Outer Edges, 25X25Mm Shadow Groove, 10-15Mm Thick X 50Mm High Smooth Cement Render To Bottom Of Seat, On And Including Mortar Bed, Reinforced Concrete Base On Compacted Sub-Base, Necessary Earthworks, Waterproofing, Blinding, Polythene Sheet, Fittings, Accessories And All Necessary Works, Complete To Engineer'S Details;Overall Size 300-1500 X 1500 X 450Mm High Above Finished Floor Level, Area 21.00M2 | 62 | m | SAR | 2069
ALYA-05.1 | 1 | 1.0118 |  | Kingdom of Saudi Arabia | Jeddah | Open Spaces | Red Sea Village | Waterfront Resort Park | RSG | SALCO | Award | 2021 | Fixed Price Lump Sum | CONCRETE WORK | Precast concrete | Precast Concrete Seat Block Unit (Finish - Honed, Colour - Medium Grey) Comprising 50-100Mm Thick X 400Mm High Seat Cladding (Finish - Honed, Colour - Medium Grey) With 25X25Mm Shadow Groove, 10-15Mm Thick X 50Mm High Smooth Cement Render To Bottom Of Seat, On And Including Mortar Bed, Reinforced Concrete Base On Compacted Sub-Base, Necessary Earthworks, Waterproofing, Blinding, Polythene Sheet, Fittings, Accessories And All Necessary Works, Complete To Engineer'S Details ;Overall Size 8700Mm Long X 600Mm Wide X 450Mm High Above Finished Floor Level | 1 | Nr | SAR | 13937
ALYA-05.1 | 1 | 1.0118 |  | Kingdom of Saudi Arabia | Jeddah | Open Spaces | Red Sea Village | Waterfront Resort Park | RSG | SALCO | Award | 2021 | Fixed Price Lump Sum | CONCRETE WORK | Precast concrete | Precast Concrete Seat Block Unit (Finish - Honed, Colour - Medium Grey) Comprising 50-100Mm Thick X 400Mm High Seat Cladding (Finish - Honed, Colour - Medium Grey) With 25X25Mm Shadow Groove, 10-15Mm Thick X 50Mm High Smooth Cement Render To Bottom Of Seat, On And Including Mortar Bed, Reinforced Concrete Base On Compacted Sub-Base, Necessary Earthworks, Waterproofing, Blinding, Polythene Sheet, Fittings, Accessories And All Necessary Works, Complete To Engineer'S Details ;Overall Size 18120Mm Long X 600Mm Wide X 450Mm High Above Finished Floor Level | 1 | Nr | SAR | 29028
ALYA-05.1 | 1 | 1.0118 |  | Kingdom of Saudi Arabia | Jeddah | Open Spaces | Red Sea Village | Waterfront Resort Park | RSG | SALCO | Award | 2021 | Fixed Price Lump Sum | CONCRETE WORK | Precast concrete | Precast Concrete Seat Block Unit (Finish - Honed, Colour - Medium Grey) Comprising 50-100Mm Thick X 400Mm High Seat Cladding (Finish - Honed, Colour - Medium Grey) With 25X25Mm Shadow Groove, 10-15Mm Thick X 50Mm High Smooth Cement Render To Bottom Of Seat, On And Including Mortar Bed, Reinforced Concrete Base On Compacted Sub-Base, Necessary Earthworks, Waterproofing, Blinding, Polythene Sheet, Fittings, Accessories And All Necessary Works, Complete To Engineer'S Details ;Overall Size 20910Mm Long X 600Mm Wide X 450Mm High Above Finished Floor Level | 1 | Nr | SAR | 33642
ALYA-05.1 | 1 | 1.0118 |  | Kingdom of Saudi Arabia | Jeddah | Open Spaces | Red Sea Village | Waterfront Resort Park | RSG | SALCO | Award | 2021 | Fixed Price Lump Sum | ACCESSORIES | Generally | Composite Construction;Shade Structure;Tensile Hdpe Fabric Shade Structure (Finish - Knitted, Colour - Light Beige) Fixed To Powder Coated Galvanized Steel Posts (Colour - Light Beige) Including Steel Base Plate For Fixing Steel Posts To Concrete Base, Anchor Bolts, Pre-Fitted Post Pad, Eyelet, Brushed Finish Stainless Steel Propriety Turnbuckle, Shackle And D-Ring, Supports, Fittings And Fixing Accessories, Reinforced Concrete Footing, Blinding, Necessary Earthworks, Polyethylene Sheet, Waterproofing And All Necessary Works, Complete To Manufacturer'S Instructions, Engineer'S Details;Shade Structure Type 1 - Overall Area 77M2 - To Fitness Area | 1 | Nr | SAR | 61677
ALYA-05.1 | 1 | 1.0118 |  | Kingdom of Saudi Arabia | Jeddah | Open Spaces | Red Sea Village | Waterfront Resort Park | RSG | SALCO | Award | 2021 | Fixed Price Lump Sum | ACCESSORIES | Generally | Composite Construction;Shade Structure;Tensile Hdpe Fabric Shade Structure (Finish - Knitted, Colour - Light Beige) Fixed To Powder Coated Galvanized Steel Posts (Colour - Light Beige) Including Steel Base Plate For Fixing Steel Posts To Concrete Base, Anchor Bolts, Pre-Fitted Post Pad, Eyelet, Brushed Finish Stainless Steel Propriety Turnbuckle, Shackle And D-Ring, Supports, Fittings And Fixing Accessories, Reinforced Concrete Footing, Blinding, Necessary Earthworks, Polyethylene Sheet, Waterproofing And All Necessary Works, Complete To Manufacturer'S Instructions, Engineer'S Details;Shade Structure Type 3 - Overall Area 174M2 - To Play Area | 1 | Nr | SAR | 139374
ALYA-05.1 | 1 | 1.0118 |  | Kingdom of Saudi Arabia | Jeddah | Open Spaces | Red Sea Village | Waterfront Resort Park | RSG | SALCO | Award | 2021 | Fixed Price Lump Sum | SITE WORK | Paving and surfacing | Precast Concrete Blocks Treads And Risers (Finish - Shot Blasted, Colour - Light Beige), Laid To Pattern As Indicated With Max. 5Mm Wide Joint Using Colour Matched Grout, On And Including 25Mm Thick Mortar Bedding, Reinforced Concrete Base On Compacted Sub-Base, Necessary Earthworks, Waterproofing, Blinding, Polythene Sheet, Fittings, Accessories And All Other Necessary Works, Complete To Engineer'S Details;600/650 X 1200Mm Wide Treads X 150Mm High Risers, Ref. Step | 48 | m | SAR | 952
ALYA-05.1 | 1 | 1.0119 |  | Kingdom of Saudi Arabia | Jeddah | Open Spaces | Red Sea Village | Waterfront Resort Park | RSG | SALCO | Award | 2021 | Fixed Price Lump Sum | SITE WORK | Paving and surfacing | Precast Concrete Block Paving Disappearing Steps (Finish - Shot Blasted, Colour - Light Beige) Laid To Pattern Including Max. 5Mm Wide Joint Using Colour Matched Grout, On And Including 25Mm Thick Mortar Bed, Reinforced Concrete Base On Compacted Sub-Base, Necessary Earthworks, Water Proofing, Blinding, Polythene Sheet, Fittings, Accessories And All Other Required Works, Complete To Engineer'S Details;600/650Mm X 1200Mm Wide Treads X 150Mm High Risers, Ref. Disappearing Step | 13 | m² | SAR | 952
ALYA-05.1 | 1 | 1.0119 |  | Kingdom of Saudi Arabia | Jeddah | Open Spaces | Red Sea Village | Waterfront Resort Park | RSG | SALCO | Award | 2021 | Fixed Price Lump Sum | SITE WORK | Paving and surfacing | Amphitheatre Steps Comprising Of Precast Concrete Blocks Steps (Colour - Light Beige) With Special Cut Concrete Units, Laid To Pattern, Max. 5Mm Wide Joint Using Color Matched Grout, On And Including 25Mm Thick Mortar Bedding, Reinforced Concrete Base On Compacted Sub-Base, Necessary Earthworks, Waterproofing, Blinding, Polythene Sheet, Fittings, Accessories And All Necessary Works, Complete To Specialist/Engineer'S Details;600/650Mm X 1200Mm Wide X 60Mm Thick Steps With 150Mm High Risers In Shot Blasted Finish | 93 | m² | SAR | 760
ALYA-05.1 | 1 | 1.0119 |  | Kingdom of Saudi Arabia | Jeddah | Open Spaces | Red Sea Village | Waterfront Resort Park | RSG | SALCO | Award | 2021 | Fixed Price Lump Sum | SITE WORK | Paving and surfacing | Amphitheatre Steps Comprising Of Precast Concrete Blocks Steps (Colour - Light Beige) With Special Cut Concrete Units, Laid To Pattern, Max. 5Mm Wide Joint Using Color Matched Grout, On And Including 25Mm Thick Mortar Bedding, Reinforced Concrete Base On Compacted Sub-Base, Necessary Earthworks, Waterproofing, Blinding, Polythene Sheet, Fittings, Accessories And All Necessary Works, Complete To Specialist/Engineer'S Details;50Mm Thick Hardwood Timber Planks With Natural Colour Plained Finish, 5Mm Wide Open Joint, Fixed To Concrete Base With Stainless Steel Screws, Complete - Overall Size 2400 X 750 X 50Mm Thick, 150 And 300Mm High On Each Sides | 3 | Nr | SAR | 2003
ALYA-05.1 | 1 | 1.0119 |  | Kingdom of Saudi Arabia | Jeddah | Open Spaces | Red Sea Village | Waterfront Resort Park | RSG | SALCO | Award | 2021 | Fixed Price Lump Sum | SITE WORK | Fencing | Powder Coated Cast Aluminium Cycle Rack With Required Colours Including Necessary Reinforced Concrete Footing On Compacted Sub-Base, Necessary Earthworks, Waterproofing, Fittings, Accessories, Complete To Manufacturer / Engineer'S Details;Overall Size 240 X 60 X 1090Mm Overall Height | 10 | Nr | SAR | 2003
ALYA-05.1 | 1 | 1.0119 |  | Kingdom of Saudi Arabia | Jeddah | Open Spaces | Red Sea Village | Waterfront Resort Park | RSG | SALCO | Award | 2021 | Fixed Price Lump Sum | METALWORK | Non structural metalwork | Floor Mounted Handrail Comprising Of 50Mm Diameter Stainless Steel With Brushed Finish, Natural Colour Including All Necessary Fittings, Fixing Accessories And All Other Required Works, Complete To Specialists / Engineer'S Details;Handrail, 900Mm High Above Finished Floor Level, Ref. Step | 10 | m | SAR | 1402
ALYA-05.1 | 1 | 1.0119 |  | Kingdom of Saudi Arabia | Jeddah | Open Spaces | Red Sea Village | Waterfront Resort Park | RSG | SALCO | Award | 2021 | Fixed Price Lump Sum | METALWORK | Non structural metalwork | Floor Mounted Handrail Comprising Of 50Mm Diameter Stainless Steel With Brushed Finish, Natural Colour Including All Necessary Fittings, Fixing Accessories And All Other Required Works, Complete To Specialists / Engineer'S Details;Handrail, 900Mm High Above Finished Floor Level, Ref. Disappearing Step | 12 | m | SAR | 1402
ALYA-05.1 | 1 | 1.0119 |  | Kingdom of Saudi Arabia | Jeddah | Open Spaces | Red Sea Village | Waterfront Resort Park | RSG | SALCO | Award | 2021 | Fixed Price Lump Sum | METALWORK | Non structural metalwork | Balustrade (Inclined) Comprising 50 X 180Mm Powder Coated Aluminium Top Rail, 10Mm Dia Powder Coated Aluminium Steel Rod Fixed To Steel Frame, 10Mm Thick X 50Mm Wide Powder Coated Aluminium Frame Welded To Aluminium Secondary Post, 10Mm Thick X 50Mm Wide Powder Coated Aluminium Secondary Post Welded To Steel Base Plate And Fixed To Concrete Quay Wall, 10Mm Thick X 100Mm Wide Powder Coated Aluminium Flat Member Post Welded To Steel Base Plate And Fixed To Concrete Quay Wall, Steel Base Plate, Including Necessary Fixing Accessories, Complete As Per Engineer'S Details ;Balustrade, 1200Mm Vertical Height Above Finished Floor Level | 88 | m | SAR | 1789
ALYA-05.1 | 1 | 1.0119 |  | Kingdom of Saudi Arabia | Jeddah | Open Spaces | Red Sea Village | Waterfront Resort Park | RSG | SALCO | Award | 2021 | Fixed Price Lump Sum | SITE WORK | Paving and surfacing | Precast Concrete Coping (Finish: Shot Blasted, Colour: Light Grey) With 10Mm Radius To Outer Edge, Laid To Pattern As Indicated Including Max. 5Mm Wide Joint Using Colour Matched Grout, 25Mm Thick Full Mortar Bed On Concrete Quay Wall, Complete To Engineer'S Details ;750 X 550 X 90Mm Thick Coping, To Base Of Balustrade | 88 | m | SAR | 360
ALYA-05.1 | 1 | 1.0119 |  | Kingdom of Saudi Arabia | Jeddah | Open Spaces | Red Sea Village | Waterfront Resort Park | RSG | SALCO | Award | 2021 | Fixed Price Lump Sum | SITE WORK | Fencing | Powder Coated Aluminium Gate Composed Of 75 X 75Mm Door Frame,100Mm X10Mm Thick Twin Flat Member Post And 10Mm Diameter Metal Rods, Posts Welded To Steel Base Plates Fixed To Concrete Quay Wall, Including Necessary Earthwork, Waterproofing, Fittings, Accessories, And All Other Necessary Works, Complete To Engineer'S Details;Gate, Overall Size 1800Mm X 1200Mm High | 1 | Nr | SAR | 5340
ALYA-05.1 | 1 | 1.0119 |  | Kingdom of Saudi Arabia | Jeddah | Open Spaces | Red Sea Village | Waterfront Resort Park | RSG | SALCO | Award | 2021 | Fixed Price Lump Sum | ACCESSORIES | Generally | Supply And Install Play Equipment Including Reinforced Concrete Foundations On Compacted Sub Base, Necessary Fittings And Fixing Accessories, And All Other Necessary Works, Complete To Specialist / Engineer'S Details;Whale (010505) | 1 | Nr | SAR | 6675
ALYA-05.1 | 1 | 1.012 |  | Kingdom of Saudi Arabia | Jeddah | Open Spaces | Red Sea Village | Waterfront Resort Park | RSG | SALCO | Award | 2021 | Fixed Price Lump Sum | ACCESSORIES | Generally | Supply And Install Play Equipment Including Reinforced Concrete Foundations On Compacted Sub Base, Necessary Fittings And Fixing Accessories, And All Other Necessary Works, Complete To Specialist / Engineer'S Details;Seahorse (010511) | 1 | Nr | SAR | 13350
ALYA-05.1 | 1 | 1.012 |  | Kingdom of Saudi Arabia | Jeddah | Open Spaces | Red Sea Village | Waterfront Resort Park | RSG | SALCO | Award | 2021 | Fixed Price Lump Sum | ACCESSORIES | Generally | Supply And Install Play Equipment Including Reinforced Concrete Foundations On Compacted Sub Base, Necessary Fittings And Fixing Accessories, And All Other Necessary Works, Complete To Specialist / Engineer'S Details;Fish (010514) | 1 | Nr | SAR | 8010
ALYA-05.1 | 1 | 1.012 |  | Kingdom of Saudi Arabia | Jeddah | Open Spaces | Red Sea Village | Waterfront Resort Park | RSG | SALCO | Award | 2021 | Fixed Price Lump Sum | ACCESSORIES | Generally | Supply And Install Play Equipment Including Reinforced Concrete Foundations On Compacted Sub Base, Necessary Fittings And Fixing Accessories, And All Other Necessary Works, Complete To Specialist / Engineer'S Details;Ocean Arch (Cor82500) | 1 | Nr | SAR | 144180
ALYA-05.1 | 1 | 1.012 |  | Kingdom of Saudi Arabia | Jeddah | Open Spaces | Red Sea Village | Waterfront Resort Park | RSG | SALCO | Award | 2021 | Fixed Price Lump Sum | ACCESSORIES | Generally | Supply And Install Play Equipment Including Reinforced Concrete Foundations On Compacted Sub Base, Necessary Fittings And Fixing Accessories, And All Other Necessary Works, Complete To Specialist / Engineer'S Details;Omnispin Spinner (173591) | 1 | Nr | SAR | 58740
ALYA-05.1 | 1 | 1.012 |  | Kingdom of Saudi Arabia | Jeddah | Open Spaces | Red Sea Village | Waterfront Resort Park | RSG | SALCO | Award | 2021 | Fixed Price Lump Sum | ACCESSORIES | Generally | Supply And Install Play Equipment Including Reinforced Concrete Foundations On Compacted Sub Base, Necessary Fittings And Fixing Accessories, And All Other Necessary Works, Complete To Specialist / Engineer'S Details;Octopus Seesaw (M181) | 1 | Nr | SAR | 21360
ALYA-05.1 | 1 | 1.012 |  | Kingdom of Saudi Arabia | Jeddah | Open Spaces | Red Sea Village | Waterfront Resort Park | RSG | SALCO | Award | 2021 | Fixed Price Lump Sum | ACCESSORIES | Generally | Supply And Install Play Equipment Including Reinforced Concrete Foundations On Compacted Sub Base, Necessary Fittings And Fixing Accessories, And All Other Necessary Works, Complete To Specialist / Engineer'S Details;Floor Trampoline Jump Round | 1 | Nr | SAR | 26700
ALYA-05.1 | 1 | 1.012 |  | Kingdom of Saudi Arabia | Jeddah | Open Spaces | Red Sea Village | Waterfront Resort Park | RSG | SALCO | Award | 2021 | Fixed Price Lump Sum | ACCESSORIES | Generally | Supply And Install Fitness Equipment Including Reinforced Concrete Foundations On Compacted Sub Base, Necessary Fittings And Fixing Accessories, And All Other Necessary Works, Complete To Manufacturer / Engineer'S Details;Parallel Bars (Faz10400) | 1 | Nr | SAR | 114810
ALYA-05.1 | 1 | 1.012 |  | Kingdom of Saudi Arabia | Jeddah | Open Spaces | Red Sea Village | Waterfront Resort Park | RSG | SALCO | Award | 2021 | Fixed Price Lump Sum | ACCESSORIES | Generally | Supply And Install Fitness Equipment Including Reinforced Concrete Foundations On Compacted Sub Base, Necessary Fittings And Fixing Accessories, And All Other Necessary Works, Complete To Manufacturer / Engineer'S Details;Sit Up (Nw 103) (Faz10400) | 1 | Nr | SAR | 13350
ALYA-05.1 | 1 | 1.012 |  | Kingdom of Saudi Arabia | Jeddah | Open Spaces | Red Sea Village | Waterfront Resort Park | RSG | SALCO | Award | 2021 | Fixed Price Lump Sum | ACCESSORIES | Generally | Supply And Install Fitness Equipment Including Reinforced Concrete Foundations On Compacted Sub Base, Necessary Fittings And Fixing Accessories, And All Other Necessary Works, Complete To Manufacturer / Engineer'S Details;Combi Unit (Nwc 603) (Faz10400) | 1 | Nr | SAR | 26700
ALYA-05.1 | 1 | 1.012 |  | Kingdom of Saudi Arabia | Jeddah | Open Spaces | Red Sea Village | Waterfront Resort Park | RSG | SALCO | Award | 2021 | Fixed Price Lump Sum | ACCESSORIES | Generally | Supply And Fix Aluminium Litter Bin, On And Including Reinforced Concrete Footing On Compacted Sub-Base, Necessary Fittings And Fixing Accessories, And All Other Necessary Works, Complete To Manufacturer'S / Engineer'S Details ;Powder Coated Aluminium Litter Bin With Embossed Pattern And Required Colour, Size 410 X 372 X 912Mm High Above Finished Floor Level | 8 | Nr | SAR | 5741
ALYA-05.1 | 1 | 1.0121 |  | Kingdom of Saudi Arabia | Jeddah | Open Spaces | Red Sea Village | Waterfront Resort Park | RSG | SALCO | Award | 2021 | Fixed Price Lump Sum | SITE WORK | Excavation | Excavation And Preparation Of Base As Specified And As Shown On Drawings;For Palms | 343 | m³ | SAR | 27
ALYA-05.1 | 1 | 1.0121 |  | Kingdom of Saudi Arabia | Jeddah | Open Spaces | Red Sea Village | Waterfront Resort Park | RSG | SALCO | Award | 2021 | Fixed Price Lump Sum | SITE WORK | Excavation | Excavation And Preparation Of Base As Specified And As Shown On Drawings;For Trees | 306 | m³ | SAR | 27
ALYA-05.1 | 1 | 1.0121 |  | Kingdom of Saudi Arabia | Jeddah | Open Spaces | Red Sea Village | Waterfront Resort Park | RSG | SALCO | Award | 2021 | Fixed Price Lump Sum | SITE WORK | Excavation | Excavation And Preparation Of Base As Specified And As Shown On Drawings;For Ground Covers | 137 | m³ | SAR | 20
ALYA-05.1 | 1 | 1.0121 |  | Kingdom of Saudi Arabia | Jeddah | Open Spaces | Red Sea Village | Waterfront Resort Park | RSG | SALCO | Award | 2021 | Fixed Price Lump Sum | SITE WORK | Excavation | Excavation And Preparation Of Base As Specified And As Shown On Drawings;For Shrubs | 164 | m³ | SAR | 20
ALYA-05.1 | 1 | 1.0121 |  | Kingdom of Saudi Arabia | Jeddah | Open Spaces | Red Sea Village | Waterfront Resort Park | RSG | SALCO | Award | 2021 | Fixed Price Lump Sum | SITE WORK | Excavation | Excavation And Preparation Of Base As Specified And As Shown On Drawings;To Succulents | 20 | m³ | SAR | 20
ALYA-05.1 | 1 | 1.0121 |  | Kingdom of Saudi Arabia | Jeddah | Open Spaces | Red Sea Village | Waterfront Resort Park | RSG | SALCO | Award | 2021 | Fixed Price Lump Sum | SITE WORK | Excavation | Excavation And Preparation Of Base As Specified And As Shown On Drawings;In Lawn Area | 506 | m³ | SAR | 20
ALYA-05.1 | 1 | 1.0121 |  | Kingdom of Saudi Arabia | Jeddah | Open Spaces | Red Sea Village | Waterfront Resort Park | RSG | SALCO | Award | 2021 | Fixed Price Lump Sum | SITE WORK | Disposal | Disposal;Disposal Of Surplus Excavated Material From Site (Provisional Item) | 1516 | m³ | SAR | 20
ALYA-05.1 | 1 | 1.0121 |  | Kingdom of Saudi Arabia | Jeddah | Open Spaces | Red Sea Village | Waterfront Resort Park | RSG | SALCO | Award | 2021 | Fixed Price Lump Sum | SITE WORK | Landscaping | Planting Medium Consist Of Soil, Compost And Fertilizers;70Mm Thick Bark Mulsch To Be Removed From All Softscape Areas ;To Palms | 300 | m³ | SAR | 134
ALYA-05.1 | 1 | 1.0121 |  | Kingdom of Saudi Arabia | Jeddah | Open Spaces | Red Sea Village | Waterfront Resort Park | RSG | SALCO | Award | 2021 | Fixed Price Lump Sum | SITE WORK | Landscaping | Planting Medium Consist Of Soil, Compost And Fertilizers;70Mm Thick Bark Mulsch To Be Removed From All Softscape Areas ;To Trees | 254 | m³ | SAR | 134
ALYA-05.1 | 1 | 1.0121 |  | Kingdom of Saudi Arabia | Jeddah | Open Spaces | Red Sea Village | Waterfront Resort Park | RSG | SALCO | Award | 2021 | Fixed Price Lump Sum | SITE WORK | Landscaping | Planting Medium Consist Of Soil, Compost And Fertilizers;70Mm Thick Bark Mulsch To Be Removed From All Softscape Areas ;To Ground Covers | 137 | m³ | SAR | 134
ALYA-05.1 | 1 | 1.0122 |  | Kingdom of Saudi Arabia | Jeddah | Open Spaces | Red Sea Village | Waterfront Resort Park | RSG | SALCO | Award | 2021 | Fixed Price Lump Sum | SITE WORK | Landscaping | Planting Medium Consist Of Soil, Compost And Fertilizers;70Mm Thick Bark Mulsch To Be Removed From All Softscape Areas ;To Shrubs | 164 | m³ | SAR | 134
ALYA-05.1 | 1 | 1.0122 |  | Kingdom of Saudi Arabia | Jeddah | Open Spaces | Red Sea Village | Waterfront Resort Park | RSG | SALCO | Award | 2021 | Fixed Price Lump Sum | SITE WORK | Landscaping | Planting Medium Consist Of Soil, Compost And Fertilizers;70Mm Thick Bark Mulsch To Be Removed From All Softscape Areas ;To Succulents | 20 | m³ | SAR | 134
ALYA-05.1 | 1 | 1.0122 |  | Kingdom of Saudi Arabia | Jeddah | Open Spaces | Red Sea Village | Waterfront Resort Park | RSG | SALCO | Award | 2021 | Fixed Price Lump Sum | SITE WORK | Landscaping | Planting Medium Consist Of Soil, Compost And Fertilizers;70Mm Thick Bark Mulsch To Be Removed From All Softscape Areas ;To Grass | 40 | m³ | SAR | 134
ALYA-05.1 | 1 | 1.0122 |  | Kingdom of Saudi Arabia | Jeddah | Open Spaces | Red Sea Village | Waterfront Resort Park | RSG | SALCO | Award | 2021 | Fixed Price Lump Sum | SITE WORK | Landscaping | Planting Medium Consist Of Soil, Compost And Fertilizers;70Mm Thick Bark Mulsch To Be Removed From All Softscape Areas ;In Lawn Area | 506 | m³ | SAR | 134
ALYA-05.1 | 1 | 1.0122 |  | Kingdom of Saudi Arabia | Jeddah | Open Spaces | Red Sea Village | Waterfront Resort Park | RSG | SALCO | Award | 2021 | Fixed Price Lump Sum | SITE WORK | Landscaping | Gravel Wrapped In Geotextile As Capillary Break Layer;Below Planting Medium Of Palms And Trees, 200Mm Thick | 336 | m² | SAR | 25
ALYA-05.1 | 1 | 1.0122 |  | Kingdom of Saudi Arabia | Jeddah | Open Spaces | Red Sea Village | Waterfront Resort Park | RSG | SALCO | Award | 2021 | Fixed Price Lump Sum | SITE WORK | Landscaping | Palms, Trees, Shrubs And The Like With Healthy Fully Developed Root Balls, Undamaged And Free From Pests And Diseases, Planted In Prepared Ground As Detailed, Including All Compost And Fertilizers, Tree Stakes, Tree Ties, Temporary Planting Screens;Palms;Washingtonia Robusta, Ref. Wash.R6* - 6M Brown Trunk Height | 30 | Nr | SAR | 5029
ALYA-05.1 | 1 | 1.0122 |  | Kingdom of Saudi Arabia | Jeddah | Open Spaces | Red Sea Village | Waterfront Resort Park | RSG | SALCO | Award | 2021 | Fixed Price Lump Sum | SITE WORK | Landscaping | Palms, Trees, Shrubs And The Like With Healthy Fully Developed Root Balls, Undamaged And Free From Pests And Diseases, Planted In Prepared Ground As Detailed, Including All Compost And Fertilizers, Tree Stakes, Tree Ties, Temporary Planting Screens;Palms;Washingtonia Robusta, Ref. Wash.R5* - 5M Brown Trunk Height | 30 | Nr | SAR | 4583
ALYA-05.1 | 1 | 1.0122 |  | Kingdom of Saudi Arabia | Jeddah | Open Spaces | Red Sea Village | Waterfront Resort Park | RSG | SALCO | Award | 2021 | Fixed Price Lump Sum | SITE WORK | Landscaping | Palms, Trees, Shrubs And The Like With Healthy Fully Developed Root Balls, Undamaged And Free From Pests And Diseases, Planted In Prepared Ground As Detailed, Including All Compost And Fertilizers, Tree Stakes, Tree Ties, Temporary Planting Screens;Palms;Washingtonia Robusta, Ref. Wash.R4* - 4M Brown Trunk Height | 30 | Nr | SAR | 3782
ALYA-05.1 | 1 | 1.0122 |  | Kingdom of Saudi Arabia | Jeddah | Open Spaces | Red Sea Village | Waterfront Resort Park | RSG | SALCO | Award | 2021 | Fixed Price Lump Sum | SITE WORK | Landscaping | Palms, Trees, Shrubs And The Like With Healthy Fully Developed Root Balls, Undamaged And Free From Pests And Diseases, Planted In Prepared Ground As Detailed, Including All Compost And Fertilizers, Tree Stakes, Tree Ties, Temporary Planting Screens;Palms;Washingtonia Robusta, Ref. Wash.R3* - 3M Brown Trunk Height | 30 | Nr | SAR | 3360
ALYA-05.1 | 1 | 1.0122 |  | Kingdom of Saudi Arabia | Jeddah | Open Spaces | Red Sea Village | Waterfront Resort Park | RSG | SALCO | Award | 2021 | Fixed Price Lump Sum | SITE WORK | Landscaping | Palms, Trees, Shrubs And The Like With Healthy Fully Developed Root Balls, Undamaged And Free From Pests And Diseases, Planted In Prepared Ground As Detailed, Including All Compost And Fertilizers, Tree Stakes, Tree Ties, Temporary Planting Screens;Palms;Roystonea Regia, Ref. Roys.R4* - 4M Brown Trunk Height | 9 | Nr | SAR | 6898
ALYA-05.1 | 1 | 1.0123 |  | Kingdom of Saudi Arabia | Jeddah | Open Spaces | Red Sea Village | Waterfront Resort Park | RSG | SALCO | Award | 2021 | Fixed Price Lump Sum | SITE WORK | Landscaping | Palms, Trees, Shrubs And The Like With Healthy Fully Developed Root Balls, Undamaged And Free From Pests And Diseases, Planted In Prepared Ground As Detailed, Including All Compost And Fertilizers, Tree Stakes, Tree Ties, Temporary Planting Screens;Cassia Javanica, Ref. Cass.J - 1.8M Clear Stem Height, 60 To 70Mm Caliper | 19 | Nr | SAR | 1619
ALYA-05.1 | 1 | 1.0123 |  | Kingdom of Saudi Arabia | Jeddah | Open Spaces | Red Sea Village | Waterfront Resort Park | RSG | SALCO | Award | 2021 | Fixed Price Lump Sum | SITE WORK | Landscaping | Palms, Trees, Shrubs And The Like With Healthy Fully Developed Root Balls, Undamaged And Free From Pests And Diseases, Planted In Prepared Ground As Detailed, Including All Compost And Fertilizers, Tree Stakes, Tree Ties, Temporary Planting Screens;Terminalia Catappa, Ref. Term.C - 1.8M Clear Stem Height, 60 To 70Mm Caliper | 34 | Nr | SAR | 1298
ALYA-05.1 | 1 | 1.0123 |  | Kingdom of Saudi Arabia | Jeddah | Open Spaces | Red Sea Village | Waterfront Resort Park | RSG | SALCO | Award | 2021 | Fixed Price Lump Sum | SITE WORK | Landscaping | Palms, Trees, Shrubs And The Like With Healthy Fully Developed Root Balls, Undamaged And Free From Pests And Diseases, Planted In Prepared Ground As Detailed, Including All Compost And Fertilizers, Tree Stakes, Tree Ties, Temporary Planting Screens;Hibiscus Tiliaceus, Ref. Hibi.T - 1.8M Clear Stem Height, 60 To 70Mm Caliper | 27 | Nr | SAR | 1464
ALYA-05.1 | 1 | 1.0123 |  | Kingdom of Saudi Arabia | Jeddah | Open Spaces | Red Sea Village | Waterfront Resort Park | RSG | SALCO | Award | 2021 | Fixed Price Lump Sum | SITE WORK | Landscaping | Palms, Trees, Shrubs And The Like With Healthy Fully Developed Root Balls, Undamaged And Free From Pests And Diseases, Planted In Prepared Ground As Detailed, Including All Compost And Fertilizers, Tree Stakes, Tree Ties, Temporary Planting Screens;Shrubs;Canna Indica, Ref. Cann.I - 0.60-0.70M Height | 650 | Nr | SAR | 20
ALYA-05.1 | 1 | 1.0123 |  | Kingdom of Saudi Arabia | Jeddah | Open Spaces | Red Sea Village | Waterfront Resort Park | RSG | SALCO | Award | 2021 | Fixed Price Lump Sum | SITE WORK | Landscaping | Palms, Trees, Shrubs And The Like With Healthy Fully Developed Root Balls, Undamaged And Free From Pests And Diseases, Planted In Prepared Ground As Detailed, Including All Compost And Fertilizers, Tree Stakes, Tree Ties, Temporary Planting Screens;Shrubs;Jatropha Pandurifolia, Ref. Jatr.P - 0.60 To 0.70M Height, Min. 3 Breaks | 466 | Nr | SAR | 24
ALYA-05.1 | 1 | 1.0123 |  | Kingdom of Saudi Arabia | Jeddah | Open Spaces | Red Sea Village | Waterfront Resort Park | RSG | SALCO | Award | 2021 | Fixed Price Lump Sum | SITE WORK | Landscaping | Palms, Trees, Shrubs And The Like With Healthy Fully Developed Root Balls, Undamaged And Free From Pests And Diseases, Planted In Prepared Ground As Detailed, Including All Compost And Fertilizers, Tree Stakes, Tree Ties, Temporary Planting Screens;Shrubs;Clerodendrum Inerme, Ref. Cler.I - 0.50 To 0.60M Height, Min. 3 Breaks | 613 | Nr | SAR | 21
ALYA-05.1 | 1 | 1.0123 |  | Kingdom of Saudi Arabia | Jeddah | Open Spaces | Red Sea Village | Waterfront Resort Park | RSG | SALCO | Award | 2021 | Fixed Price Lump Sum | SITE WORK | Landscaping | Palms, Trees, Shrubs And The Like With Healthy Fully Developed Root Balls, Undamaged And Free From Pests And Diseases, Planted In Prepared Ground As Detailed, Including All Compost And Fertilizers, Tree Stakes, Tree Ties, Temporary Planting Screens;Ground Covers;Asystasia Gangetica Variegata, Ref. Asys.Gv - 0.30M Spread | 1726 | Nr | SAR | 13
ALYA-05.1 | 1 | 1.0123 |  | Kingdom of Saudi Arabia | Jeddah | Open Spaces | Red Sea Village | Waterfront Resort Park | RSG | SALCO | Award | 2021 | Fixed Price Lump Sum | SITE WORK | Landscaping | Palms, Trees, Shrubs And The Like With Healthy Fully Developed Root Balls, Undamaged And Free From Pests And Diseases, Planted In Prepared Ground As Detailed, Including All Compost And Fertilizers, Tree Stakes, Tree Ties, Temporary Planting Screens;Ground Covers;Rhoeo Discolor, Ref. Rhoe.D - 0.20M Spread | 190 | Nr | SAR | 8
ALYA-05.1 | 1 | 1.0123 |  | Kingdom of Saudi Arabia | Jeddah | Open Spaces | Red Sea Village | Waterfront Resort Park | RSG | SALCO | Award | 2021 | Fixed Price Lump Sum | SITE WORK | Landscaping | Palms, Trees, Shrubs And The Like With Healthy Fully Developed Root Balls, Undamaged And Free From Pests And Diseases, Planted In Prepared Ground As Detailed, Including All Compost And Fertilizers, Tree Stakes, Tree Ties, Temporary Planting Screens;Ground Covers;Ruellia Ciliosa, Ref. Ruel.C - 0.40M Height | 2995 | Nr | SAR | 8
ALYA-05.1 | 1 | 1.0123 |  | Kingdom of Saudi Arabia | Jeddah | Open Spaces | Red Sea Village | Waterfront Resort Park | RSG | SALCO | Award | 2021 | Fixed Price Lump Sum | SITE WORK | Landscaping | Palms, Trees, Shrubs And The Like With Healthy Fully Developed Root Balls, Undamaged And Free From Pests And Diseases, Planted In Prepared Ground As Detailed, Including All Compost And Fertilizers, Tree Stakes, Tree Ties, Temporary Planting Screens;Succulents;Pandanus Baptistii Variegata, Ref. Pand.Bv - 0.50-0.60M Height | 308 | Nr | SAR | 83
ALYA-05.1 | 1 | 1.0124 |  | Kingdom of Saudi Arabia | Jeddah | Open Spaces | Red Sea Village | Waterfront Resort Park | RSG | SALCO | Award | 2021 | Fixed Price Lump Sum | SITE WORK | Landscaping | Palms, Trees, Shrubs And The Like With Healthy Fully Developed Root Balls, Undamaged And Free From Pests And Diseases, Planted In Prepared Ground As Detailed, Including All Compost And Fertilizers, Tree Stakes, Tree Ties, Temporary Planting Screens;Succulents;Zamia Furfuracea, Ref. Zami.F - 0.50-0.60M Height And Spread | 47 | Nr | SAR | 387
ALYA-05.1 | 1 | 1.0124 |  | Kingdom of Saudi Arabia | Jeddah | Open Spaces | Red Sea Village | Waterfront Resort Park | RSG | SALCO | Award | 2021 | Fixed Price Lump Sum | SITE WORK | Landscaping | Palms, Trees, Shrubs And The Like With Healthy Fully Developed Root Balls, Undamaged And Free From Pests And Diseases, Planted In Prepared Ground As Detailed, Including All Compost And Fertilizers, Tree Stakes, Tree Ties, Temporary Planting Screens;Grass;Pennisetum Setaceum, Ref. Penn.S - 0.50-0.60M Height | 402 | Nr | SAR | 11
ALYA-05.1 | 1 | 1.0124 |  | Kingdom of Saudi Arabia | Jeddah | Open Spaces | Red Sea Village | Waterfront Resort Park | RSG | SALCO | Award | 2021 | Fixed Price Lump Sum | SITE WORK | Landscaping | Palms, Trees, Shrubs And The Like With Healthy Fully Developed Root Balls, Undamaged And Free From Pests And Diseases, Planted In Prepared Ground As Detailed, Including All Compost And Fertilizers, Tree Stakes, Tree Ties, Temporary Planting Screens;Lawn;Paspalum Vaginatum - Stolons | 1686 | m² | SAR | 29
ALYA-05.1 | 1 | 1.0124 |  | Kingdom of Saudi Arabia | Jeddah | Open Spaces | Red Sea Village | Waterfront Resort Park | RSG | SALCO | Award | 2021 | Fixed Price Lump Sum | SITE WORK | Underground drainage | Upvc Pipework To Bs 3505, Class-E, Including All Fittings, Excavation, Sand Bedding, Back Filling As Specified, Cart Away Surplus, Warning Tape Markers, Thrust Blocks, All As Specified.;1 Inch Diameter Pipe | 240 | m | SAR | 33
ALYA-05.1 | 1 | 1.0124 |  | Kingdom of Saudi Arabia | Jeddah | Open Spaces | Red Sea Village | Waterfront Resort Park | RSG | SALCO | Award | 2021 | Fixed Price Lump Sum | SITE WORK | Underground drainage | Upvc Pipework To Bs 3505, Class-D, Including All Fittings, Excavation, Sand Bedding, Back Filling As Specified, Cart Away Surplus, Warning Tape Markers, Thrust Blocks, All As Specified.;1.5 Inch Diameter Pipe | 72 | m | SAR | 47
ALYA-05.1 | 1 | 1.0124 |  | Kingdom of Saudi Arabia | Jeddah | Open Spaces | Red Sea Village | Waterfront Resort Park | RSG | SALCO | Award | 2021 | Fixed Price Lump Sum | SITE WORK | Underground drainage | Upvc Pipework To Bs 3505, Class-D, Including All Fittings, Excavation, Sand Bedding, Back Filling As Specified, Cart Away Surplus, Warning Tape Markers, Thrust Blocks, All As Specified.;2 Inch Diameter Pipe | 8 | m | SAR | 67
ALYA-05.1 | 1 | 1.0124 |  | Kingdom of Saudi Arabia | Jeddah | Open Spaces | Red Sea Village | Waterfront Resort Park | RSG | SALCO | Award | 2021 | Fixed Price Lump Sum | SITE WORK | Underground drainage | Upvc Pipework To Bs 3505, Class-D, Including All Fittings, Excavation, Sand Bedding, Back Filling As Specified, Cart Away Surplus, Warning Tape Markers, Thrust Blocks, All As Specified.;3 Inch Diameter Pipe | 18 | m | SAR | 167
ALYA-05.1 | 1 | 1.0124 |  | Kingdom of Saudi Arabia | Jeddah | Open Spaces | Red Sea Village | Waterfront Resort Park | RSG | SALCO | Award | 2021 | Fixed Price Lump Sum | SITE WORK | Landscaping | Valves Including Necessary Accessories, Fixed As Specified;Solenoid Valve In Sprinkler System,2 Inch Diameter | 1 | Nr | SAR | 2003
ALYA-05.1 | 1 | 1.0124 |  | Kingdom of Saudi Arabia | Jeddah | Open Spaces | Red Sea Village | Waterfront Resort Park | RSG | SALCO | Award | 2021 | Fixed Price Lump Sum | SITE WORK | Landscaping | Lockable Valve Boxes As Specified;For Solenoid Valves 2 Inch In Sprinkler System | 1 | Nr | SAR | 668
ALYA-05.1 | 1 | 1.0124 |  | Kingdom of Saudi Arabia | Jeddah | Open Spaces | Red Sea Village | Waterfront Resort Park | RSG | SALCO | Award | 2021 | Fixed Price Lump Sum | SITE WORK | Underground drainage | Upvc Pipework To Bs 3505, Class-E, Including All Fittings, Excavation, Sand Bedding, Back Filling As Specified, Cart Away Surplus, Warning Tape Markers, Thrust Blocks, All As Specified.;1 Inch Diameter Pipe | 402 | m | SAR | 33
ALYA-05.1 | 1 | 1.0125 |  | Kingdom of Saudi Arabia | Jeddah | Open Spaces | Red Sea Village | Waterfront Resort Park | RSG | SALCO | Award | 2021 | Fixed Price Lump Sum | SITE WORK | Underground drainage | Upvc Pipework To Bs 3505, Class-D, Including All Fittings, Excavation, Sand Bedding, Back Filling As Specified, Cart Away Surplus, Warning Tape Markers, Thrust Blocks, All As Specified.;1.5 Inch Diameter Pipe | 168 | m | SAR | 47
ALYA-05.1 | 1 | 1.0125 |  | Kingdom of Saudi Arabia | Jeddah | Open Spaces | Red Sea Village | Waterfront Resort Park | RSG | SALCO | Award | 2021 | Fixed Price Lump Sum | SITE WORK | Underground drainage | Upvc Pipework To Bs 3505, Class-D, Including All Fittings, Excavation, Sand Bedding, Back Filling As Specified, Cart Away Surplus, Warning Tape Markers, Thrust Blocks, All As Specified.;2 Inch Diameter Pipe | 114 | m | SAR | 67
ALYA-05.1 | 1 | 1.0125 |  | Kingdom of Saudi Arabia | Jeddah | Open Spaces | Red Sea Village | Waterfront Resort Park | RSG | SALCO | Award | 2021 | Fixed Price Lump Sum | SITE WORK | Underground drainage | Upvc Pipework To Bs 3505, Class-D, Including All Fittings, Excavation, Sand Bedding, Back Filling As Specified, Cart Away Surplus, Warning Tape Markers, Thrust Blocks, All As Specified.;3 Inch Diameter Pipe | 30 | m | SAR | 167
ALYA-05.1 | 1 | 1.0125 |  | Kingdom of Saudi Arabia | Jeddah | Open Spaces | Red Sea Village | Waterfront Resort Park | RSG | SALCO | Award | 2021 | Fixed Price Lump Sum | SITE WORK | Landscaping | Drip Risers;Drip Risers As Specified | 116 | Nr | SAR | 93
ALYA-05.1 | 1 | 1.0125 |  | Kingdom of Saudi Arabia | Jeddah | Open Spaces | Red Sea Village | Waterfront Resort Park | RSG | SALCO | Award | 2021 | Fixed Price Lump Sum | SITE WORK | Landscaping | Valves Including Necessary Accessories, Fixed As Specified;Solenoid Valves, 2.0 Inch In Drip System | 1 | Nr | SAR | 2003
ALYA-05.1 | 1 | 1.0125 |  | Kingdom of Saudi Arabia | Jeddah | Open Spaces | Red Sea Village | Waterfront Resort Park | RSG | SALCO | Award | 2021 | Fixed Price Lump Sum | SITE WORK | Landscaping | Lockable Valve Boxes As Specified;For Solenoid Valves, 2.0 Inch In Drip System | 1 | Nr | SAR | 668
ALYA-05.1 | 1 | 1.0125 |  | Kingdom of Saudi Arabia | Jeddah | Open Spaces | Red Sea Village | Waterfront Resort Park | RSG | SALCO | Award | 2021 | Fixed Price Lump Sum | ELECTRICAL ENGINEERING INSTALLATIONS | Final sub-circuits and auxiliary installations | Supply And Install Light Fittings, Complete As Required As Shown On Drawings Rsv-Cll-Sw-Wr-Dr-Lan-10301 And 10302 And As Specified (Provisional Sum);Column Light Type 2, Ref. Xc2 | 14 | Nr | SAR | 11748
ALYA-05.1 | 1 | 1.0125 |  | Kingdom of Saudi Arabia | Jeddah | Open Spaces | Red Sea Village | Waterfront Resort Park | RSG | SALCO | Award | 2021 | Fixed Price Lump Sum | ELECTRICAL ENGINEERING INSTALLATIONS | Final sub-circuits and auxiliary installations | Supply And Install Light Fittings, Complete As Required As Shown On Drawings Rsv-Cll-Sw-Wr-Dr-Lan-10301 And 10302 And As Specified (Provisional Sum);Column Light Type 3, Ref. Xc3 | 10 | Nr | SAR | 12883
ALYA-05.1 | 1 | 1.0125 |  | Kingdom of Saudi Arabia | Jeddah | Open Spaces | Red Sea Village | Waterfront Resort Park | RSG | SALCO | Award | 2021 | Fixed Price Lump Sum | ELECTRICAL ENGINEERING INSTALLATIONS | Final sub-circuits and auxiliary installations | Supply And Install Light Fittings, Complete As Required As Shown On Drawings Rsv-Cll-Sw-Wr-Dr-Lan-10301 And 10302 And As Specified (Provisional Sum);Uplight For Palms, Ref. Xu1 | 54 | Nr | SAR | 3004
ALYA-05.1 | 1 | 1.0125 |  | Kingdom of Saudi Arabia | Jeddah | Open Spaces | Red Sea Village | Waterfront Resort Park | RSG | SALCO | Award | 2021 | Fixed Price Lump Sum | ELECTRICAL ENGINEERING INSTALLATIONS | Final sub-circuits and auxiliary installations | Supply And Install Light Fittings, Complete As Required As Shown On Drawings Rsv-Cll-Sw-Wr-Dr-Lan-10301 And 10302 And As Specified (Provisional Sum);Uplight For Trees, Ref. Xu2 | 35 | Nr | SAR | 3004
ALYA-05.1 | 1 | 1.0126 |  | Kingdom of Saudi Arabia | Jeddah | Open Spaces | Red Sea Village | Waterfront Resort Park | RSG | SALCO | Award | 2021 | Fixed Price Lump Sum | ELECTRICAL ENGINEERING INSTALLATIONS | Final sub-circuits and auxiliary installations | Supply And Install Light Fittings, Complete As Required As Shown On Drawings Rsv-Cll-Sw-Wr-Dr-Lan-10301 And 10302 And As Specified (Provisional Sum);Floodlight To Tensile Shade Structure, Ref. Xf1 | 12 | Nr | SAR | 5340
ALYA-05.1 | 1 | 1.0126 |  | Kingdom of Saudi Arabia | Jeddah | Open Spaces | Red Sea Village | Waterfront Resort Park | RSG | SALCO | Award | 2021 | Fixed Price Lump Sum | ELECTRICAL ENGINEERING INSTALLATIONS | Final sub-circuits and auxiliary installations | Supply And Install Light Fittings, Complete As Required As Shown On Drawings Rsv-Cll-Sw-Wr-Dr-Lan-10301 And 10302 And As Specified (Provisional Sum);Pole With Multiple Floodlights, Ref. Xpm1 | 4 | Nr | SAR | 41385
ALYA-05.1 | 1 | 1.0126 |  | Kingdom of Saudi Arabia | Jeddah | Open Spaces | Red Sea Village | Waterfront Resort Park | RSG | SALCO | Award | 2021 | Fixed Price Lump Sum | ELECTRICAL ENGINEERING INSTALLATIONS | Final sub-circuits and auxiliary installations | Supply And Install Light Fittings, Complete As Required As Shown On Drawings Rsv-Cll-Sw-Wr-Dr-Lan-10301 And 10302 And As Specified (Provisional Sum);Recessed Downlight, Ref. Xrd1 | 10 | Nr | SAR | 3137
ALYA-05.1 | 1 | 1.0126 |  | Kingdom of Saudi Arabia | Jeddah | Open Spaces | Red Sea Village | Waterfront Resort Park | RSG | SALCO | Award | 2021 | Fixed Price Lump Sum | ELECTRICAL ENGINEERING INSTALLATIONS | Final sub-circuits and auxiliary installations | Supply And Install Light Fittings, Complete As Required As Shown On Drawings Rsv-Cll-Sw-Wr-Dr-Lan-10301 And 10302 And As Specified (Provisional Sum);Led Light Profile For Handrail, Ref. Xll1 | 18 | m | SAR | 1669
ALYA-05.1 | 1 | 1.0126 |  | Kingdom of Saudi Arabia | Jeddah | Open Spaces | Red Sea Village | Waterfront Resort Park | RSG | SALCO | Award | 2021 | Fixed Price Lump Sum | ELECTRICAL ENGINEERING INSTALLATIONS | Accessories | Design, Supply And Installation Of Secondary Network Starting From Primary Network Termination Points And/Or Secondary Power And Electric Circuitry, Including Cable And Conduit, Cable Terminations, Necessary Trench Excavation And Ducts, Backfilling, Disposal, Cable Tiles, Warning Tapes, Accessories, All Necessary Secondary Electrical Works And Mechanical ;Column Light Type 2, Ref. Xc2 | 14 | Nr | SAR | 4005
ALYA-05.1 | 1 | 1.0126 |  | Kingdom of Saudi Arabia | Jeddah | Open Spaces | Red Sea Village | Waterfront Resort Park | RSG | SALCO | Award | 2021 | Fixed Price Lump Sum | ELECTRICAL ENGINEERING INSTALLATIONS | Accessories | Design, Supply And Installation Of Secondary Network Starting From Primary Network Termination Points And/Or Secondary Power And Electric Circuitry, Including Cable And Conduit, Cable Terminations, Necessary Trench Excavation And Ducts, Backfilling, Disposal, Cable Tiles, Warning Tapes, Accessories, All Necessary Secondary Electrical Works And Mechanical ;Column Light Type 3, Ref. Xc3 | 10 | Nr | SAR | 4005
ALYA-05.1 | 1 | 1.0126 |  | Kingdom of Saudi Arabia | Jeddah | Open Spaces | Red Sea Village | Waterfront Resort Park | RSG | SALCO | Award | 2021 | Fixed Price Lump Sum | ELECTRICAL ENGINEERING INSTALLATIONS | Accessories | Design, Supply And Installation Of Secondary Network Starting From Primary Network Termination Points And/Or Secondary Power And Electric Circuitry, Including Cable And Conduit, Cable Terminations, Necessary Trench Excavation And Ducts, Backfilling, Disposal, Cable Tiles, Warning Tapes, Accessories, All Necessary Secondary Electrical Works And Mechanical ;Uplight For Palms, Ref. Xu1 | 54 | Nr | SAR | 2670
ALYA-05.1 | 1 | 1.0126 |  | Kingdom of Saudi Arabia | Jeddah | Open Spaces | Red Sea Village | Waterfront Resort Park | RSG | SALCO | Award | 2021 | Fixed Price Lump Sum | ELECTRICAL ENGINEERING INSTALLATIONS | Accessories | Design, Supply And Installation Of Secondary Network Starting From Primary Network Termination Points And/Or Secondary Power And Electric Circuitry, Including Cable And Conduit, Cable Terminations, Necessary Trench Excavation And Ducts, Backfilling, Disposal, Cable Tiles, Warning Tapes, Accessories, All Necessary Secondary Electrical Works And Mechanical ;Uplight For Trees, Ref. Xu2 | 35 | Nr | SAR | 2670
ALYA-05.1 | 1 | 1.0126 |  | Kingdom of Saudi Arabia | Jeddah | Open Spaces | Red Sea Village | Waterfront Resort Park | RSG | SALCO | Award | 2021 | Fixed Price Lump Sum | ELECTRICAL ENGINEERING INSTALLATIONS | Accessories | Design, Supply And Installation Of Secondary Network Starting From Primary Network Termination Points And/Or Secondary Power And Electric Circuitry, Including Cable And Conduit, Cable Terminations, Necessary Trench Excavation And Ducts, Backfilling, Disposal, Cable Tiles, Warning Tapes, Accessories, All Necessary Secondary Electrical Works And Mechanical ;Floodlight To Tensile Shade Structure, Ref. Xf1 | 12 | Nr | SAR | 2670
ALYA-05.1 | 1 | 1.0126 |  | Kingdom of Saudi Arabia | Jeddah | Open Spaces | Red Sea Village | Waterfront Resort Park | RSG | SALCO | Award | 2021 | Fixed Price Lump Sum | ELECTRICAL ENGINEERING INSTALLATIONS | Accessories | Design, Supply And Installation Of Secondary Network Starting From Primary Network Termination Points And/Or Secondary Power And Electric Circuitry, Including Cable And Conduit, Cable Terminations, Necessary Trench Excavation And Ducts, Backfilling, Disposal, Cable Tiles, Warning Tapes, Accessories, All Necessary Secondary Electrical Works And Mechanical ;Pole With Multiple Floodlights, Ref. Xpm1 | 4 | Nr | SAR | 4673
ALYA-05.1 | 1 | 1.0127 |  | Kingdom of Saudi Arabia | Jeddah | Open Spaces | Red Sea Village | Waterfront Resort Park | RSG | SALCO | Award | 2021 | Fixed Price Lump Sum | ELECTRICAL ENGINEERING INSTALLATIONS | Accessories | Design, Supply And Installation Of Secondary Network Starting From Primary Network Termination Points And/Or Secondary Power And Electric Circuitry, Including Cable And Conduit, Cable Terminations, Necessary Trench Excavation And Ducts, Backfilling, Disposal, Cable Tiles, Warning Tapes, Accessories, All Necessary Secondary Electrical Works And Mechanical ;Recessed Downlight, Ref. Xrd1 | 10 | Nr | SAR | 2003
ALYA-05.1 | 1 | 1.0127 |  | Kingdom of Saudi Arabia | Jeddah | Open Spaces | Red Sea Village | Waterfront Resort Park | RSG | SALCO | Award | 2021 | Fixed Price Lump Sum | ELECTRICAL ENGINEERING INSTALLATIONS | Final sub-circuits and auxiliary installations | Design, Supply And Installation Of Secondary Network Starting From Primary Network Termination Points And/Or Secondary Power And Electric Circuitry, Including Cable And Conduit, Cable Terminations, Necessary Trench Excavation And Ducts, Backfilling, Disposal, Cable Tiles, Warning Tapes, Accessories, All Necessary Secondary Electrical Works And Mechanical ;Led Light Profile For Handrail, Ref. Xll1 | 18 | m | SAR | 3338
ALYA-05.1 | 1 | 1.0127 |  | Kingdom of Saudi Arabia | Jeddah | Open Spaces | Red Sea Village | West Side Art Park | RSG | SALCO | Award | 2021 | Fixed Price Lump Sum | SITE WORK | Site preparation | Site Preparation;General Site Clearance | 2598 | m² | SAR | 4
ALYA-05.1 | 1 | 1.0127 |  | Kingdom of Saudi Arabia | Jeddah | Open Spaces | Red Sea Village | West Side Art Park | RSG | SALCO | Award | 2021 | Fixed Price Lump Sum | SITE WORK | Filling | Filling;Well Compacted Selected Excavated Material (Provisional Item) | 1614 | m³ | SAR | 19
ALYA-05.1 | 1 | 1.0127 |  | Kingdom of Saudi Arabia | Jeddah | Open Spaces | Red Sea Village | West Side Art Park | RSG | SALCO | Award | 2021 | Fixed Price Lump Sum | SITE WORK | Paving and surfacing | Precast Concrete Block Paving Laid To Pattern With Required Colour, On And Including 50Mm Thick Sharp Sand Bed On Compacted Sub-Base, Complete As Per Engineer'S Approval;400 X 345 X 60Mm Hexagonal Pavers In Shot Blasted Finish Ref: Paving Type 1 | 918 | m² | SAR | 206
ALYA-05.1 | 1 | 1.0127 |  | Kingdom of Saudi Arabia | Jeddah | Open Spaces | Red Sea Village | West Side Art Park | RSG | SALCO | Award | 2021 | Fixed Price Lump Sum | SITE WORK | Paving and surfacing | Precast Concrete Block Paving Laid To Pattern With Required Colour, On And Including 50Mm Thick Sharp Sand Bed On Compacted Sub-Base, Complete As Per Engineer'S Approval;400 X 345 X 60Mm Hexagonal Pavers In Shot Blasted Finish Ref: Paving Type 2 | 945 | m² | SAR | 206
ALYA-05.1 | 1 | 1.0127 |  | Kingdom of Saudi Arabia | Jeddah | Open Spaces | Red Sea Village | West Side Art Park | RSG | SALCO | Award | 2021 | Fixed Price Lump Sum | SITE WORK | Paving and surfacing | Precast Concrete Block Paving Laid To Pattern With Required Colour, On And Including 50Mm Thick Sharp Sand Bed On Compacted Sub-Base, Complete As Per Engineer'S Approval;200 X 200 X 60Mm In Shot Blasted Finish Ref: Paving Type 3 | 201 | m² | SAR | 174
ALYA-05.1 | 1 | 1.0127 |  | Kingdom of Saudi Arabia | Jeddah | Open Spaces | Red Sea Village | West Side Art Park | RSG | SALCO | Award | 2021 | Fixed Price Lump Sum | SITE WORK | Paving and surfacing | Rubber Surface Consisting Of 8-10Mm Granulated Coloured Polyolefin Plastomer Particles Safety Surface Chemically Bonded With Aliphatic Polyurethane Binder, Glued Over To Varying Impact Course, On And Including Concrete Base And Compacted ;Safety Surface, Colours Various | 282 | m² | SAR | 734
ALYA-05.1 | 1 | 1.0127 |  | Kingdom of Saudi Arabia | Jeddah | Open Spaces | Red Sea Village | West Side Art Park | RSG | SALCO | Award | 2021 | Fixed Price Lump Sum | SITE WORK | Paving and surfacing | Precast Concrete Paving Band, Cut To Radius As Required And Laid To Pattern With Required Colour, Max. 5Mm Wide Joint Using Colour Matched Grout, On And Including 25Mm Thick Full Mortar Bed On Concrete Base And Compacted Sub-Base, Complete As Per Engineer'S Approval;100 X 100 X 60Mm (200Mm Wide Band) In Shot Blasted Finish | 714 | m | SAR | 60
ALYA-05.1 | 1 | 1.0127 |  | Kingdom of Saudi Arabia | Jeddah | Open Spaces | Red Sea Village | West Side Art Park | RSG | SALCO | Award | 2021 | Fixed Price Lump Sum | SITE WORK | Paving and surfacing | Precast Concrete Paving Band, Cut To Radius As Required And Laid To Pattern With Required Colour, Max. 5Mm Wide Joint Using Colour Matched Grout, On And Including 25Mm Thick Full Mortar Bed On Concrete Base And Compacted Sub-Base, Complete As Per Engineer'S Approval;300 X 600 X 60Mm In Shot Blasted Finish Ref.. Hazard Warning Tactile Band At Steps And Disappearing Steps (600Mm Wide Band) | 34 | m | SAR | 198
ALYA-05.1 | 1 | 1.0128 |  | Kingdom of Saudi Arabia | Jeddah | Open Spaces | Red Sea Village | West Side Art Park | RSG | SALCO | Award | 2021 | Fixed Price Lump Sum | SITE WORK | Paving and surfacing | Precast Concrete Paving Band, Cut To Radius As Required And Laid To Pattern With Required Colour, Max. 5Mm Wide Joint Using Colour Matched Grout, On And Including 25Mm Thick Full Mortar Bed On Concrete Base And Compacted Sub-Base, Complete As Per Engineer'S Approval;300 X 600 X 60Mm In Shot Blasted Finish Ref.. Hazard Warning Tactile Band At Disappearing Steps And Ramp (900Mm Wide Band) | 18 | m | SAR | 296
ALYA-05.1 | 1 | 1.0128 |  | Kingdom of Saudi Arabia | Jeddah | Open Spaces | Red Sea Village | West Side Art Park | RSG | SALCO | Award | 2021 | Fixed Price Lump Sum | SITE WORK | Paving and surfacing | Precast Concrete Paving Band Laid To Staggered Pattern With Required Colour, Max. 5Mm Wide Joint Using Colour Matched Grout, On And Including 25Mm Thick Full Mortar Bed On Concrete Base And Compacted Sub-Base, Complete As Per Engineer'S Approval;100 X 100 X 60Mm In Shot Blasted Finish (200Mm Wide Band) | 49 | m | SAR | 60
ALYA-05.1 | 1 | 1.0128 |  | Kingdom of Saudi Arabia | Jeddah | Open Spaces | Red Sea Village | West Side Art Park | RSG | SALCO | Award | 2021 | Fixed Price Lump Sum | SITE WORK | Paving and surfacing | Precast Concrete Maintenance Edge Laid To Pattern With Required Colour, On And Including 25Mm Thick Full Mortar Bed On Concrete Base And Compacted Sub-Base, Complete As Per Engineer'S Approval;200 X 200 X 60Mm In Shot Blasted Finish | 144 | m | SAR | 60
ALYA-05.1 | 1 | 1.0128 |  | Kingdom of Saudi Arabia | Jeddah | Open Spaces | Red Sea Village | West Side Art Park | RSG | SALCO | Award | 2021 | Fixed Price Lump Sum | SITE WORK | Paving and surfacing | Precast Concrete Mowing Edge Laid To Pattern With Required Colour, On And Including 25Mm Thick Full Mortar Bed On Concrete Base And Compacted Sub-Base, Complete As Per Engineer'S Approval;100 X 100 X 60Mm In Shot Blasted Finish | 55 | m | SAR | 32
ALYA-05.1 | 1 | 1.0128 |  | Kingdom of Saudi Arabia | Jeddah | Open Spaces | Red Sea Village | West Side Art Park | RSG | SALCO | Award | 2021 | Fixed Price Lump Sum | SITE WORK | Paving and surfacing | Aluminium Edging, Brushed Finish, Fixed As Per Manufacturer'S Recommendations, Complete As Per Engineer'S Approval;100Mm High Metal Edging | 30 | m | SAR | 40
ALYA-05.1 | 1 | 1.0128 |  | Kingdom of Saudi Arabia | Jeddah | Open Spaces | Red Sea Village | West Side Art Park | RSG | SALCO | Award | 2021 | Fixed Price Lump Sum | SITE WORK | Paving and surfacing | 25 - 50Mm Dia. Sieve Size Local Crushed Stone Gravel With Required Colour, Loose Laid In 100Mm Thick Layer Over Geotextile Membrane Wrapped Around To Engineer'S Details And Specifications, On Compacted Sub-Base, Complete | 28 | m² | SAR | 33
ALYA-05.1 | 1 | 1.0128 |  | Kingdom of Saudi Arabia | Jeddah | Open Spaces | Red Sea Village | West Side Art Park | RSG | SALCO | Award | 2021 | Fixed Price Lump Sum | SITE WORK | Paving and surfacing | Precast Concrete Step Laid To Pattern On And Including 25Mm Thick Mortar Bedding, Reinforced Concrete Structure And Compacted Sub-Base, Complete As Per Engineers Approval;1200Mm Long X 680Mm Wide X 60Mm Thick Steps And 150Mm Riser, Size Varies, Shot Blasted Finish | 33 | m | SAR | 1019
ALYA-05.1 | 1 | 1.0128 |  | Kingdom of Saudi Arabia | Jeddah | Open Spaces | Red Sea Village | West Side Art Park | RSG | SALCO | Award | 2021 | Fixed Price Lump Sum | SITE WORK | Paving and surfacing | Steps;Precast Concrete Step Laid To Pattern On And Including 25Mm Thick Mortar Bedding, 50Mm Thick Compacted Sharp Sand Bed (Wherever Required), Reinforced Concrete Structure And Compacted Sub-Base, Complete As Per Engineers Approval;600/655 X 1200Mm X 60Mm Thick Steps And 150Mm Riser, Shot Blasted Finish | 17 | m | SAR | 965
ALYA-05.1 | 1 | 1.0128 |  | Kingdom of Saudi Arabia | Jeddah | Open Spaces | Red Sea Village | West Side Art Park | RSG | SALCO | Award | 2021 | Fixed Price Lump Sum | CONCRETE WORK | Precast concrete | Precast Concrete Seat Block Unit (Finish - Honed, Colour - Medium Grey) Comprising 50-100Mm Thick X 400Mm High Seat Cladding (Finish - Honed, Colour - Medium Grey) With 25X25Mm Shadow Groove, 10-15Mm Thick X 50Mm High Smooth Cement Render To Bottom Of Seat, On And Including 25Mm Thick Mortar Bed, Reinforced Concrete Base On Compacted Sub-Base, Necessary Earthworks, Waterproofing, Blinding, Polythene Sheet, Fittings, Accessories And All Necessary Works, Complete To Engineer'S Details ;Overall Size 600Mm Wide X 450Mm High Above Finished Floor Level | 103 | m | SAR | 1602
ALYA-05.1 | 1 | 1.0128 |  | Kingdom of Saudi Arabia | Jeddah | Open Spaces | Red Sea Village | West Side Art Park | RSG | SALCO | Award | 2021 | Fixed Price Lump Sum | METALWORK | Non structural metalwork | Shade Structure Complete As Shown On Drawing No. Rsv-Cll-Sw-Wa-Dr-Lan-40401 Detail 1 Including Powder Coated Galvanised Steel Rectangular Hollow Section Frame And Beams And 3600Mm High Steel Posts Fixed To Concrete Base Using Stainless Steel Anchor Bolts, Perforated Aluminium Sheet Canopy Fixed To Steel Beam And Frame Using Steel Stud, Necessary Earthwork, Waterproofing, Fittings, Accessories And All Necessary Works;To Paving Area (55M2 Each) | 2 | Nr | SAR | 73425
ALYA-05.1 | 1 | 1.0129 |  | Kingdom of Saudi Arabia | Jeddah | Open Spaces | Red Sea Village | West Side Art Park | RSG | SALCO | Award | 2021 | Fixed Price Lump Sum | METALWORK | Non structural metalwork | Handrail Comprising 50Mm Dia. Brushed Stainless Steel Top Rail Fixed To Steel Base Frame Etc. ;Handrail Type 1, Height 1100Mm, To Steps And Disappearing Steps | 4 | m | SAR | 1402
ALYA-05.1 | 1 | 1.0129 |  | Kingdom of Saudi Arabia | Jeddah | Open Spaces | Red Sea Village | West Side Art Park | RSG | SALCO | Award | 2021 | Fixed Price Lump Sum | METALWORK | Non structural metalwork | Handrail Comprising 50Mm Dia. Brushed Stainless Steel Top Rail Fixed To Steel Base Frame Etc. ;Handrail Type 2, Height Min. 1100Mm, To Seat Wall | 19 | m | SAR | 1402
ALYA-05.1 | 1 | 1.0129 |  | Kingdom of Saudi Arabia | Jeddah | Open Spaces | Red Sea Village | West Side Art Park | RSG | SALCO | Award | 2021 | Fixed Price Lump Sum | ACCESSORIES | Generally | Supply And Install Play Equipment Including Necessary Concrete Foundations, Compacted Sub Base All To Specialist'S Details, Complete As Per Engineer'S Approval;Play Equipment;Pyramid Climber (220505) | 1 | Nr | SAR | 85440
ALYA-05.1 | 1 | 1.0129 |  | Kingdom of Saudi Arabia | Jeddah | Open Spaces | Red Sea Village | West Side Art Park | RSG | SALCO | Award | 2021 | Fixed Price Lump Sum | ACCESSORIES | Generally | Supply And Install Play Equipment Including Necessary Concrete Foundations, Compacted Sub Base All To Specialist'S Details, Complete As Per Engineer'S Approval;Play Equipment;Nico (J31934M) | 2 | Nr | SAR | 16020
ALYA-05.1 | 1 | 1.0129 |  | Kingdom of Saudi Arabia | Jeddah | Open Spaces | Red Sea Village | West Side Art Park | RSG | SALCO | Award | 2021 | Fixed Price Lump Sum | ACCESSORIES | Generally | Supply And Install Play Equipment Including Necessary Concrete Foundations, Compacted Sub Base All To Specialist'S Details, Complete As Per Engineer'S Approval;Play Equipment;Nico (J31934M) | 1 | Nr | SAR | 304380
ALYA-05.1 | 1 | 1.0129 |  | Kingdom of Saudi Arabia | Jeddah | Open Spaces | Red Sea Village | West Side Art Park | RSG | SALCO | Award | 2021 | Fixed Price Lump Sum | ACCESSORIES | Generally | Supply And Install Play Equipment Including Necessary Concrete Foundations, Compacted Sub Base All To Specialist'S Details, Complete As Per Engineer'S Approval;Fitness Equipment;Extreme Rope Climber (243910) | 1 | Nr | SAR | 22028
ALYA-05.1 | 1 | 1.0129 |  | Kingdom of Saudi Arabia | Jeddah | Open Spaces | Red Sea Village | West Side Art Park | RSG | SALCO | Award | 2021 | Fixed Price Lump Sum | ACCESSORIES | Generally | Supply And Install Play Equipment Including Necessary Concrete Foundations, Compacted Sub Base All To Specialist'S Details, Complete As Per Engineer'S Approval;Fitness Equipment;Dual Pull Up (Nw107) | 1 | Nr | SAR | 25365
ALYA-05.1 | 1 | 1.0129 |  | Kingdom of Saudi Arabia | Jeddah | Open Spaces | Red Sea Village | West Side Art Park | RSG | SALCO | Award | 2021 | Fixed Price Lump Sum | ACCESSORIES | Generally | Supply And Install Play Equipment Including Necessary Concrete Foundations, Compacted Sub Base All To Specialist'S Details, Complete As Per Engineer'S Approval;Fitness Equipment;Combi Unit 1 (Nwc603) | 1 | Nr | SAR | 27368
ALYA-05.1 | 1 | 1.0129 |  | Kingdom of Saudi Arabia | Jeddah | Open Spaces | Red Sea Village | West Side Art Park | RSG | SALCO | Award | 2021 | Fixed Price Lump Sum | ACCESSORIES | Generally | Litter Bin;Supply And Fix Aluminium Litter Bin, On And Including Reinforced Concrete Base On Compacted Sub-Base, Complete To Engineer'S Details;Powder Coated Aluminium Litter Bin With Embossed Pattern And Required Colour, Size 410 X 372 X 912Mm High Above Finished Floor Level | 7 | Nr | SAR | 5741
ALYA-05.1 | 1 | 1.0129 |  | Kingdom of Saudi Arabia | Jeddah | Open Spaces | Red Sea Village | West Side Art Park | RSG | SALCO | Award | 2021 | Fixed Price Lump Sum | ACCESSORIES | Generally | Bench ;Bench Comprising Of Hardwood Timber Board Battens In Minimum 8Mm Gaps, Size 50 X 120Mm To Seats And 25 X 100Mm Back Rest Fixed To Galvanised Steel Flat Member Fixed To Concrete Bench, 50Mm Wide Galvanized Steel Flat Member With Paint Finish Fixed To Concrete Seat Block For Fixing Timber Board, Including Fair Faced Finished Pressed Precast Concrete Seat Block With Stamped Pattern, Finishes, Fittings And Fixing Accessories, Rcc Foundation, Necessary Earthwork, Blinding, Polyethylene Sheet, Waterproofing, Compacted Sub-Base, Complete As Per Specialist'S And Engineer'S Approval;Overall Size 2000 X 500 X 450Mm High | 6 | Nr | SAR | 6942
ALYA-05.1 | 1 | 1.013 |  | Kingdom of Saudi Arabia | Jeddah | Open Spaces | Red Sea Village | West Side Art Park | RSG | SALCO | Award | 2021 | Fixed Price Lump Sum | ACCESSORIES | Generally | Bench;Fair Face Finish Precast Concrete Seat Block With Stamped Pattern And Required Colour, On And Including Reinforced Concrete Base On Compacted Sub Base, Necessary Earthwork, Waterproofing, Steel Dowel For Fixing Concrete Bench, Complete To Specialist Details And Engineer'S Approval;Overall Size 2000 X 500 X 450Mm High (Optional) | 6 | Nr | SAR | 2336
ALYA-05.1 | 1 | 1.013 |  | Kingdom of Saudi Arabia | Jeddah | Open Spaces | Red Sea Village | West Side Art Park | RSG | SALCO | Award | 2021 | Fixed Price Lump Sum | ACCESSORIES | Generally | Cycle Rack;Powder Coated Cast Aluminium Cycle Rack With Required Colours Including Necessary Reinforced Concrete Footing On Compacted Sub-Base, Necessary Earthworks, Waterproofing, Fittings, Accessories, Complete To Manufacturer / Engineer'S Details;Overall Size 240 X 60 X 1090Mm Overall Height | 10 | Nr | SAR | 2003
ALYA-05.1 | 1 | 1.013 |  | Kingdom of Saudi Arabia | Jeddah | Open Spaces | Red Sea Village | West Side Art Park | RSG | SALCO | Award | 2021 | Fixed Price Lump Sum | SITE WORK | Excavation | Excavation And Preparation Of Base As Specified And As Shown On Drawings;For Palms | 238 | m³ | SAR | 27
ALYA-05.1 | 1 | 1.013 |  | Kingdom of Saudi Arabia | Jeddah | Open Spaces | Red Sea Village | West Side Art Park | RSG | SALCO | Award | 2021 | Fixed Price Lump Sum | SITE WORK | Excavation | Excavation And Preparation Of Base As Specified And As Shown On Drawings;For Trees | 142 | m³ | SAR | 27
ALYA-05.1 | 1 | 1.013 |  | Kingdom of Saudi Arabia | Jeddah | Open Spaces | Red Sea Village | West Side Art Park | RSG | SALCO | Award | 2021 | Fixed Price Lump Sum | SITE WORK | Excavation | Excavation And Preparation Of Base As Specified And As Shown On Drawings;For Ground Covers | 120 | m³ | SAR | 20
ALYA-05.1 | 1 | 1.013 |  | Kingdom of Saudi Arabia | Jeddah | Open Spaces | Red Sea Village | West Side Art Park | RSG | SALCO | Award | 2021 | Fixed Price Lump Sum | SITE WORK | Excavation | Excavation And Preparation Of Base As Specified And As Shown On Drawings;For Shrubs | 120 | m³ | SAR | 20
ALYA-05.1 | 1 | 1.013 |  | Kingdom of Saudi Arabia | Jeddah | Open Spaces | Red Sea Village | West Side Art Park | RSG | SALCO | Award | 2021 | Fixed Price Lump Sum | SITE WORK | Excavation | Excavation And Preparation Of Base As Specified And As Shown On Drawings;To Grass | 29 | m³ | SAR | 20
ALYA-05.1 | 1 | 1.013 |  | Kingdom of Saudi Arabia | Jeddah | Open Spaces | Red Sea Village | West Side Art Park | RSG | SALCO | Award | 2021 | Fixed Price Lump Sum | SITE WORK | Excavation | Excavation And Preparation Of Base As Specified And As Shown On Drawings;In Lawn Area | 305 | m³ | SAR | 20
ALYA-05.1 | 1 | 1.013 |  | Kingdom of Saudi Arabia | Jeddah | Open Spaces | Red Sea Village | West Side Art Park | RSG | SALCO | Award | 2021 | Fixed Price Lump Sum | SITE WORK | Disposal | Disposal;Disposal Of Surplus Excavated Material From Site (Provisional Item) | 954 | m³ | SAR | 20
ALYA-05.1 | 1 | 1.013 |  | Kingdom of Saudi Arabia | Jeddah | Open Spaces | Red Sea Village | West Side Art Park | RSG | SALCO | Award | 2021 | Fixed Price Lump Sum | SITE WORK | Landscaping | Planting Medium Consist Of Soil, Compost And Fertilizers;70Mm Thick Bark Mulsch To Be Removed From All Softscape Areas ;To Palms | 208 | m³ | SAR | 134
ALYA-05.1 | 1 | 1.0131 |  | Kingdom of Saudi Arabia | Jeddah | Open Spaces | Red Sea Village | West Side Art Park | RSG | SALCO | Award | 2021 | Fixed Price Lump Sum | SITE WORK | Landscaping | Planting Medium Consist Of Soil, Compost And Fertilizers;70Mm Thick Bark Mulsch To Be Removed From All Softscape Areas ;To Palms (To Pots) | 40 | m³ | SAR | 134
ALYA-05.1 | 1 | 1.0131 |  | Kingdom of Saudi Arabia | Jeddah | Open Spaces | Red Sea Village | West Side Art Park | RSG | SALCO | Award | 2021 | Fixed Price Lump Sum | SITE WORK | Landscaping | Planting Medium Consist Of Soil, Compost And Fertilizers;70Mm Thick Bark Mulsch To Be Removed From All Softscape Areas ;To Trees | 117 | m³ | SAR | 134
ALYA-05.1 | 1 | 1.0131 |  | Kingdom of Saudi Arabia | Jeddah | Open Spaces | Red Sea Village | West Side Art Park | RSG | SALCO | Award | 2021 | Fixed Price Lump Sum | SITE WORK | Landscaping | Planting Medium Consist Of Soil, Compost And Fertilizers;70Mm Thick Bark Mulsch To Be Removed From All Softscape Areas ;To Ground Covers | 120 | m³ | SAR | 134
ALYA-05.1 | 1 | 1.0131 |  | Kingdom of Saudi Arabia | Jeddah | Open Spaces | Red Sea Village | West Side Art Park | RSG | SALCO | Award | 2021 | Fixed Price Lump Sum | SITE WORK | Landscaping | Planting Medium Consist Of Soil, Compost And Fertilizers;70Mm Thick Bark Mulsch To Be Removed From All Softscape Areas ;To Shrubs | 120 | m³ | SAR | 134
ALYA-05.1 | 1 | 1.0131 |  | Kingdom of Saudi Arabia | Jeddah | Open Spaces | Red Sea Village | West Side Art Park | RSG | SALCO | Award | 2021 | Fixed Price Lump Sum | SITE WORK | Landscaping | Gravel Wrapped In Geotextile As Capillary Break Layer;Below Planting Medium Of Palms And Trees, 200Mm Thick | 191 | m² | SAR | 25
ALYA-05.1 | 1 | 1.0131 |  | Kingdom of Saudi Arabia | Jeddah | Open Spaces | Red Sea Village | West Side Art Park | RSG | SALCO | Award | 2021 | Fixed Price Lump Sum | SITE WORK | Landscaping | Palms, Trees, Shrubs And The Like With Healthy Fully Developed Root Balls, Undamaged And Free From Pests And Diseases, Planted In Prepared Ground As Detailed, Including All Compost And Fertilizers, Tree Stakes, Tree Ties, Temporary Planting Screens;Palms;Washingtonia Robusta, Ref. Wash.R6* - 6M Brown Trunk Height | 27 | Nr | SAR | 5029
ALYA-05.1 | 1 | 1.0131 |  | Kingdom of Saudi Arabia | Jeddah | Open Spaces | Red Sea Village | West Side Art Park | RSG | SALCO | Award | 2021 | Fixed Price Lump Sum | SITE WORK | Landscaping | Palms, Trees, Shrubs And The Like With Healthy Fully Developed Root Balls, Undamaged And Free From Pests And Diseases, Planted In Prepared Ground As Detailed, Including All Compost And Fertilizers, Tree Stakes, Tree Ties, Temporary Planting Screens;Palms;Washingtonia Robusta, Ref. Wash.R6* - 6M Brown Trunk Height ( To Pots) | 5 | Nr | SAR | 5029
ALYA-05.1 | 1 | 1.0131 |  | Kingdom of Saudi Arabia | Jeddah | Open Spaces | Red Sea Village | West Side Art Park | RSG | SALCO | Award | 2021 | Fixed Price Lump Sum | SITE WORK | Landscaping | Palms, Trees, Shrubs And The Like With Healthy Fully Developed Root Balls, Undamaged And Free From Pests And Diseases, Planted In Prepared Ground As Detailed, Including All Compost And Fertilizers, Tree Stakes, Tree Ties, Temporary Planting Screens;Palms;Washingtonia Robusta, Ref. Wash.R5* - 5M Brown Trunk Height | 32 | Nr | SAR | 4583
ALYA-05.1 | 1 | 1.0131 |  | Kingdom of Saudi Arabia | Jeddah | Open Spaces | Red Sea Village | West Side Art Park | RSG | SALCO | Award | 2021 | Fixed Price Lump Sum | SITE WORK | Landscaping | Palms, Trees, Shrubs And The Like With Healthy Fully Developed Root Balls, Undamaged And Free From Pests And Diseases, Planted In Prepared Ground As Detailed, Including All Compost And Fertilizers, Tree Stakes, Tree Ties, Temporary Planting Screens;Palms;Washingtonia Robusta, Ref. Wash.R4* - 4M Brown Trunk Height | 32 | Nr | SAR | 3782
ALYA-05.1 | 1 | 1.0131 |  | Kingdom of Saudi Arabia | Jeddah | Open Spaces | Red Sea Village | West Side Art Park | RSG | SALCO | Award | 2021 | Fixed Price Lump Sum | SITE WORK | Landscaping | Palms, Trees, Shrubs And The Like With Healthy Fully Developed Root Balls, Undamaged And Free From Pests And Diseases, Planted In Prepared Ground As Detailed, Including All Compost And Fertilizers, Tree Stakes, Tree Ties, Temporary Planting Screens;Palms;Washingtonia Robusta, Ref. Wash.R3* - 3M Brown Trunk Height | 32 | Nr | SAR | 3360
ALYA-05.1 | 1 | 1.0132 |  | Kingdom of Saudi Arabia | Jeddah | Open Spaces | Red Sea Village | West Side Art Park | RSG | SALCO | Award | 2021 | Fixed Price Lump Sum | SITE WORK | Landscaping | Palms, Trees, Shrubs And The Like With Healthy Fully Developed Root Balls, Undamaged And Free From Pests And Diseases, Planted In Prepared Ground As Detailed, Including All Compost And Fertilizers, Tree Stakes, Tree Ties, Temporary Planting Screens;Trees;Ficus Religiosa, Ref. Ficu.R - 1.8M Clear Stem Height, 60 To 70Mm Caliper | 16 | Nr | SAR | 1718
ALYA-05.1 | 1 | 1.0132 |  | Kingdom of Saudi Arabia | Jeddah | Open Spaces | Red Sea Village | West Side Art Park | RSG | SALCO | Award | 2021 | Fixed Price Lump Sum | SITE WORK | Landscaping | Palms, Trees, Shrubs And The Like With Healthy Fully Developed Root Balls, Undamaged And Free From Pests And Diseases, Planted In Prepared Ground As Detailed, Including All Compost And Fertilizers, Tree Stakes, Tree Ties, Temporary Planting Screens;Trees;Terminalia Catappa, Ref. Term.C - 1.8M Clear Stem Height, 60 To 70Mm Caliper | 21 | Nr | SAR | 1298
ALYA-05.1 | 1 | 1.0132 |  | Kingdom of Saudi Arabia | Jeddah | Open Spaces | Red Sea Village | West Side Art Park | RSG | SALCO | Award | 2021 | Fixed Price Lump Sum | SITE WORK | Landscaping | Palms, Trees, Shrubs And The Like With Healthy Fully Developed Root Balls, Undamaged And Free From Pests And Diseases, Planted In Prepared Ground As Detailed, Including All Compost And Fertilizers, Tree Stakes, Tree Ties, Temporary Planting Screens;Shrubs;Bougainvillea Pink Pixie, Ref. Boug.Pp - 0.40-0.50M Spread | 190 | Nr | SAR | 23
ALYA-05.1 | 1 | 1.0132 |  | Kingdom of Saudi Arabia | Jeddah | Open Spaces | Red Sea Village | West Side Art Park | RSG | SALCO | Award | 2021 | Fixed Price Lump Sum | SITE WORK | Landscaping | Palms, Trees, Shrubs And The Like With Healthy Fully Developed Root Balls, Undamaged And Free From Pests And Diseases, Planted In Prepared Ground As Detailed, Including All Compost And Fertilizers, Tree Stakes, Tree Ties, Temporary Planting Screens;Shrubs;Canna Indica Purpurea, Ref. Cann.Ip - 0.60-0.70M Height | 455 | Nr | SAR | 20
ALYA-05.1 | 1 | 1.0132 |  | Kingdom of Saudi Arabia | Jeddah | Open Spaces | Red Sea Village | West Side Art Park | RSG | SALCO | Award | 2021 | Fixed Price Lump Sum | SITE WORK | Landscaping | Palms, Trees, Shrubs And The Like With Healthy Fully Developed Root Balls, Undamaged And Free From Pests And Diseases, Planted In Prepared Ground As Detailed, Including All Compost And Fertilizers, Tree Stakes, Tree Ties, Temporary Planting Screens;Shrubs;Leucophyllum Frutescens, Ref. Leuc.F - 0.50-0.60M Height | 799 | Nr | SAR | 23
ALYA-05.1 | 1 | 1.0132 |  | Kingdom of Saudi Arabia | Jeddah | Open Spaces | Red Sea Village | West Side Art Park | RSG | SALCO | Award | 2021 | Fixed Price Lump Sum | SITE WORK | Landscaping | Palms, Trees, Shrubs And The Like With Healthy Fully Developed Root Balls, Undamaged And Free From Pests And Diseases, Planted In Prepared Ground As Detailed, Including All Compost And Fertilizers, Tree Stakes, Tree Ties, Temporary Planting Screens;Ground Covers;Asystasia Gangetica Variegata, Ref. Asys.Gv - 0.30M Spread | 2024 | Nr | SAR | 13
ALYA-05.1 | 1 | 1.0132 |  | Kingdom of Saudi Arabia | Jeddah | Open Spaces | Red Sea Village | West Side Art Park | RSG | SALCO | Award | 2021 | Fixed Price Lump Sum | SITE WORK | Landscaping | Palms, Trees, Shrubs And The Like With Healthy Fully Developed Root Balls, Undamaged And Free From Pests And Diseases, Planted In Prepared Ground As Detailed, Including All Compost And Fertilizers, Tree Stakes, Tree Ties, Temporary Planting Screens;Ground Covers;Wedelia Trilobata, Ref. Wede.T - 0.30M Spread | 171 | Nr | SAR | 7
ALYA-05.1 | 1 | 1.0132 |  | Kingdom of Saudi Arabia | Jeddah | Open Spaces | Red Sea Village | West Side Art Park | RSG | SALCO | Award | 2021 | Fixed Price Lump Sum | SITE WORK | Landscaping | Palms, Trees, Shrubs And The Like With Healthy Fully Developed Root Balls, Undamaged And Free From Pests And Diseases, Planted In Prepared Ground As Detailed, Including All Compost And Fertilizers, Tree Stakes, Tree Ties, Temporary Planting Screens;Grass;Pennisetum Rubrum, Ref. Penn.R - 0.50 To 0.60M Height | 291 | Nr | SAR | 11
ALYA-05.1 | 1 | 1.0132 |  | Kingdom of Saudi Arabia | Jeddah | Open Spaces | Red Sea Village | West Side Art Park | RSG | SALCO | Award | 2021 | Fixed Price Lump Sum | SITE WORK | Landscaping | Palms, Trees, Shrubs And The Like With Healthy Fully Developed Root Balls, Undamaged And Free From Pests And Diseases, Planted In Prepared Ground As Detailed, Including All Compost And Fertilizers, Tree Stakes, Tree Ties, Temporary Planting Screens;Lawn;Paspalum Vaginatum - Stolons | 1018 | m² | SAR | 29
ALYA-05.1 | 1 | 1.0132 |  | Kingdom of Saudi Arabia | Jeddah | Open Spaces | Red Sea Village | West Side Art Park | RSG | SALCO | Award | 2021 | Fixed Price Lump Sum | SITE WORK | Underground drainage | Upvc Pipework To Bs 3505, Class-E, Including All Fittings, Excavation, Sand Bedding, Back Filling As Specified, Cart Away Surplus, Warning Tape Markers, Thrust Blocks, All As Specified.;1 Inch Diameter Pipe | 180 | m | SAR | 33
ALYA-05.1 | 1 | 1.0133 |  | Kingdom of Saudi Arabia | Jeddah | Open Spaces | Red Sea Village | West Side Art Park | RSG | SALCO | Award | 2021 | Fixed Price Lump Sum | SITE WORK | Underground drainage | Upvc Pipework To Bs 3505, Class-D, Including All Fittings, Excavation, Sand Bedding, Back Filling As Specified, Cart Away Surplus, Warning Tape Markers, Thrust Blocks, All As Specified.;1.5 Inch Diameter Pipe | 120 | m | SAR | 47
ALYA-05.1 | 1 | 1.0133 |  | Kingdom of Saudi Arabia | Jeddah | Open Spaces | Red Sea Village | West Side Art Park | RSG | SALCO | Award | 2021 | Fixed Price Lump Sum | SITE WORK | Underground drainage | Upvc Pipework To Bs 3505, Class-D, Including All Fittings, Excavation, Sand Bedding, Back Filling As Specified, Cart Away Surplus, Warning Tape Markers, Thrust Blocks, All As Specified.;2 Inch Diameter Pipe | 12 | m | SAR | 67
ALYA-05.1 | 1 | 1.0133 |  | Kingdom of Saudi Arabia | Jeddah | Open Spaces | Red Sea Village | West Side Art Park | RSG | SALCO | Award | 2021 | Fixed Price Lump Sum | SITE WORK | Underground drainage | Upvc Pipework To Bs 3505, Class-D, Including All Fittings, Excavation, Sand Bedding, Back Filling As Specified, Cart Away Surplus, Warning Tape Markers, Thrust Blocks, All As Specified.;3 Inch Diameter Pipe | 14 | m | SAR | 167
ALYA-05.1 | 1 | 1.0133 |  | Kingdom of Saudi Arabia | Jeddah | Open Spaces | Red Sea Village | West Side Art Park | RSG | SALCO | Award | 2021 | Fixed Price Lump Sum | SITE WORK | Landscaping | Valves Including Necessary Accessories, Fixed As Specified;Solenoid Valve In Sprinkler System,2.0 Inch Diameter | 2 | Nr | SAR | 2003
ALYA-05.1 | 1 | 1.0133 |  | Kingdom of Saudi Arabia | Jeddah | Open Spaces | Red Sea Village | West Side Art Park | RSG | SALCO | Award | 2021 | Fixed Price Lump Sum | SITE WORK | Landscaping | Lockable Valve Boxes As Specified;For Solenoid Valves 2.0 Inch In Sprinkler System | 2 | Nr | SAR | 668
ALYA-05.1 | 1 | 1.0133 |  | Kingdom of Saudi Arabia | Jeddah | Open Spaces | Red Sea Village | West Side Art Park | RSG | SALCO | Award | 2021 | Fixed Price Lump Sum | SITE WORK | Landscaping | Pop-Up-Spray Including Necessary Accessories, Fixed As Specified;Pop Up Spray 4.00M - 4.50M Radius | 77 | Nr | SAR | 87
ALYA-05.1 | 1 | 1.0133 |  | Kingdom of Saudi Arabia | Jeddah | Open Spaces | Red Sea Village | West Side Art Park | RSG | SALCO | Award | 2021 | Fixed Price Lump Sum | SITE WORK | Landscaping | Pop-Up-Spray Including Necessary Accessories, Fixed As Specified;Pop Up Spray 3.00M - 4.00M Radius | 2 | Nr | SAR | 80
ALYA-05.1 | 1 | 1.0133 |  | Kingdom of Saudi Arabia | Jeddah | Open Spaces | Red Sea Village | West Side Art Park | RSG | SALCO | Award | 2021 | Fixed Price Lump Sum | SITE WORK | Underground drainage | Upvc Pipework To Bs 3505, Class-E, Including All Fittings, Excavation, Sand Bedding, Back Filling As Specified, Cart Away Surplus, Warning Tape Markers, Thrust Blocks, All As Specified.;1 Inch Diameter Pipe | 282 | m | SAR | 33
ALYA-05.1 | 1 | 1.0133 |  | Kingdom of Saudi Arabia | Jeddah | Open Spaces | Red Sea Village | West Side Art Park | RSG | SALCO | Award | 2021 | Fixed Price Lump Sum | SITE WORK | Underground drainage | Upvc Pipework To Bs 3505, Class-D, Including All Fittings, Excavation, Sand Bedding, Back Filling As Specified, Cart Away Surplus, Warning Tape Markers, Thrust Blocks, All As Specified.;1.5 Inch Diameter Pipe | 132 | m | SAR | 47
ALYA-05.1 | 1 | 1.0133 |  | Kingdom of Saudi Arabia | Jeddah | Open Spaces | Red Sea Village | West Side Art Park | RSG | SALCO | Award | 2021 | Fixed Price Lump Sum | SITE WORK | Underground drainage | Upvc Pipework To Bs 3505, Class-D, Including All Fittings, Excavation, Sand Bedding, Back Filling As Specified, Cart Away Surplus, Warning Tape Markers, Thrust Blocks, All As Specified.;2 Inch Diameter Pipe | 42 | m | SAR | 67
ALYA-05.1 | 1 | 1.0134 |  | Kingdom of Saudi Arabia | Jeddah | Open Spaces | Red Sea Village | West Side Art Park | RSG | SALCO | Award | 2021 | Fixed Price Lump Sum | SITE WORK | Underground drainage | Upvc Pipework To Bs 3505, Class-D, Including All Fittings, Excavation, Sand Bedding, Back Filling As Specified, Cart Away Surplus, Warning Tape Markers, Thrust Blocks, All As Specified.;3 Inch Diameter Pipe | 12 | m | SAR | 167
ALYA-05.1 | 1 | 1.0134 |  | Kingdom of Saudi Arabia | Jeddah | Open Spaces | Red Sea Village | West Side Art Park | RSG | SALCO | Award | 2021 | Fixed Price Lump Sum | SITE WORK | Landscaping | Drip Risers;Drip Risers As Specified | 65 | Nr | SAR | 93
ALYA-05.1 | 1 | 1.0134 |  | Kingdom of Saudi Arabia | Jeddah | Open Spaces | Red Sea Village | West Side Art Park | RSG | SALCO | Award | 2021 | Fixed Price Lump Sum | SITE WORK | Landscaping | Valves Including Necessary Accessories, Fixed As Specified;Solenoid Valves, 2.0 Inch In Drip System | 1 | Nr | SAR | 2003
ALYA-05.1 | 1 | 1.0134 |  | Kingdom of Saudi Arabia | Jeddah | Open Spaces | Red Sea Village | West Side Art Park | RSG | SALCO | Award | 2021 | Fixed Price Lump Sum | SITE WORK | Landscaping | Lockable Valve Boxes As Specified;For Solenoid Valves, 2.0 Inch In Drip System | 1 | Nr | SAR | 668
ALYA-05.1 | 1 | 1.0134 |  | Kingdom of Saudi Arabia | Jeddah | Open Spaces | Red Sea Village | West Side Art Park | RSG | SALCO | Award | 2021 | Fixed Price Lump Sum | ELECTRICAL ENGINEERING INSTALLATIONS | Final sub-circuits and auxiliary installations | Supply And Install Light Fittings, As Specified (Provisional Sum);Bollard Light, Ref Xb1 | 10 | Nr | SAR | 4139
ALYA-05.1 | 1 | 1.0134 |  | Kingdom of Saudi Arabia | Jeddah | Open Spaces | Red Sea Village | West Side Art Park | RSG | SALCO | Award | 2021 | Fixed Price Lump Sum | ELECTRICAL ENGINEERING INSTALLATIONS | Final sub-circuits and auxiliary installations | Supply And Install Light Fittings, As Specified (Provisional Sum);Column Light Type 3, Ref. Xc3 | 6 | Nr | SAR | 12883
ALYA-05.1 | 1 | 1.0134 |  | Kingdom of Saudi Arabia | Jeddah | Open Spaces | Red Sea Village | West Side Art Park | RSG | SALCO | Award | 2021 | Fixed Price Lump Sum | ELECTRICAL ENGINEERING INSTALLATIONS | Final sub-circuits and auxiliary installations | Supply And Install Light Fittings, As Specified (Provisional Sum);Floodlight To Tensile Shade Structure, Ref. Xf1 | 9 | Nr | SAR | 5340
ALYA-05.1 | 1 | 1.0134 |  | Kingdom of Saudi Arabia | Jeddah | Open Spaces | Red Sea Village | West Side Art Park | RSG | SALCO | Award | 2021 | Fixed Price Lump Sum | ELECTRICAL ENGINEERING INSTALLATIONS | Final sub-circuits and auxiliary installations | Supply And Install Light Fittings, As Specified (Provisional Sum);Pole With Multiple Floodlights, Ref. Xpm1 | 2 | Nr | SAR | 41385
ALYA-05.1 | 1 | 1.0134 |  | Kingdom of Saudi Arabia | Jeddah | Open Spaces | Red Sea Village | West Side Art Park | RSG | SALCO | Award | 2021 | Fixed Price Lump Sum | ELECTRICAL ENGINEERING INSTALLATIONS | Final sub-circuits and auxiliary installations | Supply And Install Light Fittings, As Specified (Provisional Sum);Recessed Downlight, Ref. Xrd1 | 16 | Nr | SAR | 3137
ALYA-05.1 | 1 | 1.0134 |  | Kingdom of Saudi Arabia | Jeddah | Open Spaces | Red Sea Village | West Side Art Park | RSG | SALCO | Award | 2021 | Fixed Price Lump Sum | ELECTRICAL ENGINEERING INSTALLATIONS | Final sub-circuits and auxiliary installations | Supply And Install Light Fittings, As Specified (Provisional Sum);Uplight For Palms, Ref. Xu1 | 50 | Nr | SAR | 3004
ALYA-05.1 | 1 | 1.0135 |  | Kingdom of Saudi Arabia | Jeddah | Open Spaces | Red Sea Village | West Side Art Park | RSG | SALCO | Award | 2021 | Fixed Price Lump Sum | ELECTRICAL ENGINEERING INSTALLATIONS | Final sub-circuits and auxiliary installations | Supply And Install Light Fittings, As Specified (Provisional Sum);Uplight For Trees, Ref. Xu2 | 12 | Nr | SAR | 3004
ALYA-05.1 | 1 | 1.0135 |  | Kingdom of Saudi Arabia | Jeddah | Open Spaces | Red Sea Village | West Side Art Park | RSG | SALCO | Award | 2021 | Fixed Price Lump Sum | ELECTRICAL ENGINEERING INSTALLATIONS | Final sub-circuits and auxiliary installations | Supply And Install Light Fittings, As Specified (Provisional Sum);Led Light Profile For Handrail, Ref. Xll1 | 20 | m | SAR | 1669
ALYA-05.1 | 1 | 1.0135 |  | Kingdom of Saudi Arabia | Jeddah | Open Spaces | Red Sea Village | West Side Art Park | RSG | SALCO | Award | 2021 | Fixed Price Lump Sum | ELECTRICAL ENGINEERING INSTALLATIONS | Accessories | Design, Supply And Installation Of Secondary Network Starting From Primary Network Termination Points And/Or Secondary Power And Electric Circuitry, Including Cable And Conduit, Cable Terminations, Necessary Trench Excavation And Ducts, Backfilling, Disposal, Cable Tiles, Warning Tapes, Accessories, All Necessary Secondary Electrical Works And Mechanical Works Wherever Requiredt Administrator (Provisional Sum);Bollard Light, Ref Xb1 | 10 | Nr | SAR | 2670
ALYA-05.1 | 1 | 1.0135 |  | Kingdom of Saudi Arabia | Jeddah | Open Spaces | Red Sea Village | West Side Art Park | RSG | SALCO | Award | 2021 | Fixed Price Lump Sum | ELECTRICAL ENGINEERING INSTALLATIONS | Accessories | Design, Supply And Installation Of Secondary Network Starting From Primary Network Termination Points And/Or Secondary Power And Electric Circuitry, Including Cable And Conduit, Cable Terminations, Necessary Trench Excavation And Ducts, Backfilling, Disposal, Cable Tiles, Warning Tapes, Accessories, All Necessary Secondary Electrical Works And Mechanical Works Wherever Requiredt Administrator (Provisional Sum);Column Light Type 3, Ref. Xc3 | 6 | Nr | SAR | 4005
ALYA-05.1 | 1 | 1.0135 |  | Kingdom of Saudi Arabia | Jeddah | Open Spaces | Red Sea Village | West Side Art Park | RSG | SALCO | Award | 2021 | Fixed Price Lump Sum | ELECTRICAL ENGINEERING INSTALLATIONS | Accessories | Design, Supply And Installation Of Secondary Network Starting From Primary Network Termination Points And/Or Secondary Power And Electric Circuitry, Including Cable And Conduit, Cable Terminations, Necessary Trench Excavation And Ducts, Backfilling, Disposal, Cable Tiles, Warning Tapes, Accessories, All Necessary Secondary Electrical Works And Mechanical Works Wherever Requiredt Administrator (Provisional Sum);Floodlight To Tensile Shade Structure, Ref. Xf1 | 9 | Nr | SAR | 2670
ALYA-05.1 | 1 | 1.0135 |  | Kingdom of Saudi Arabia | Jeddah | Open Spaces | Red Sea Village | West Side Art Park | RSG | SALCO | Award | 2021 | Fixed Price Lump Sum | ELECTRICAL ENGINEERING INSTALLATIONS | Accessories | Design, Supply And Installation Of Secondary Network Starting From Primary Network Termination Points And/Or Secondary Power And Electric Circuitry, Including Cable And Conduit, Cable Terminations, Necessary Trench Excavation And Ducts, Backfilling, Disposal, Cable Tiles, Warning Tapes, Accessories, All Necessary Secondary Electrical Works And Mechanical Works Wherever Requiredt Administrator (Provisional Sum);Pole With Multiple Floodlights, Ref. Xpm1 | 2 | Nr | SAR | 4673
ALYA-05.1 | 1 | 1.0135 |  | Kingdom of Saudi Arabia | Jeddah | Open Spaces | Red Sea Village | West Side Art Park | RSG | SALCO | Award | 2021 | Fixed Price Lump Sum | ELECTRICAL ENGINEERING INSTALLATIONS | Accessories | Design, Supply And Installation Of Secondary Network Starting From Primary Network Termination Points And/Or Secondary Power And Electric Circuitry, Including Cable And Conduit, Cable Terminations, Necessary Trench Excavation And Ducts, Backfilling, Disposal, Cable Tiles, Warning Tapes, Accessories, All Necessary Secondary Electrical Works And Mechanical Works Wherever Requiredt Administrator (Provisional Sum);Recessed Downlight, Ref. Xrd1 | 16 | Nr | SAR | 2003
ALYA-05.1 | 1 | 1.0135 |  | Kingdom of Saudi Arabia | Jeddah | Open Spaces | Red Sea Village | West Side Art Park | RSG | SALCO | Award | 2021 | Fixed Price Lump Sum | ELECTRICAL ENGINEERING INSTALLATIONS | Accessories | Design, Supply And Installation Of Secondary Network Starting From Primary Network Termination Points And/Or Secondary Power And Electric Circuitry, Including Cable And Conduit, Cable Terminations, Necessary Trench Excavation And Ducts, Backfilling, Disposal, Cable Tiles, Warning Tapes, Accessories, All Necessary Secondary Electrical Works And Mechanical Works Wherever Requiredt Administrator (Provisional Sum);Uplight For Palms, Ref. Xu1 | 50 | Nr | SAR | 2670
ALYA-05.1 | 1 | 1.0135 |  | Kingdom of Saudi Arabia | Jeddah | Open Spaces | Red Sea Village | West Side Art Park | RSG | SALCO | Award | 2021 | Fixed Price Lump Sum | ELECTRICAL ENGINEERING INSTALLATIONS | Accessories | Design, Supply And Installation Of Secondary Network Starting From Primary Network Termination Points And/Or Secondary Power And Electric Circuitry, Including Cable And Conduit, Cable Terminations, Necessary Trench Excavation And Ducts, Backfilling, Disposal, Cable Tiles, Warning Tapes, Accessories, All Necessary Secondary Electrical Works And Mechanical Works Wherever Requiredt Administrator (Provisional Sum);Uplight For Trees, Ref. Xu2 | 12 | Nr | SAR | 2670
ALYA-05.1 | 1 | 1.0135 |  | Kingdom of Saudi Arabia | Jeddah | Open Spaces | Red Sea Village | West Side Art Park | RSG | SALCO | Award | 2021 | Fixed Price Lump Sum | ELECTRICAL ENGINEERING INSTALLATIONS | Final sub-circuits and auxiliary installations | Design, Supply And Installation Of Secondary Network Starting From Primary Network Termination Points And/Or Secondary Power And Electric Circuitry, Including Cable And Conduit, Cable Terminations, Necessary Trench Excavation And Ducts, Backfilling, Disposal, Cable Tiles, Warning Tapes, Accessories, All Necessary Secondary Electrical Works And Mechanical Works Wherever Requiredt Administrator (Provisional Sum);Led Light Profile For Handrail, Ref. Xll1 | 20 | m | SAR | 3338
ALYA-05.1 | 1 | 1.0136 |  | Kingdom of Saudi Arabia | Jeddah | Open Spaces | Red Sea Village | Marina Promenade | RSG | SALCO | Award | 2021 | Fixed Price Lump Sum | SITE WORK | Site preparation | Site Preparation;General Site Clearance | 52224 | m² | SAR | 4
ALYA-05.1 | 1 | 1.0136 |  | Kingdom of Saudi Arabia | Jeddah | Open Spaces | Red Sea Village | Marina Promenade | RSG | SALCO | Award | 2021 | Fixed Price Lump Sum | SITE WORK | Filling | Filling;Well Compacted Selected Excavated Material (Provisional Item) | 20716 | m³ | SAR | 19
ALYA-05.1 | 1 | 1.0136 |  | Kingdom of Saudi Arabia | Jeddah | Open Spaces | Red Sea Village | Marina Promenade | RSG | SALCO | Award | 2021 | Fixed Price Lump Sum | SITE WORK | Paving and surfacing | Precast Concrete Block Paving Laid To Pattern With Required Colour, On And Including 50Mm Thick Sharp Sand Bed On Compacted Sub-Base, Complete As Per Engineer'S Approval;200 X 400 X 60Mm In Shot Blasted Finish, Pattern Ref: Dwg 40101 Paving Type 1 | 58 | m² | SAR | 175
ALYA-05.1 | 1 | 1.0136 |  | Kingdom of Saudi Arabia | Jeddah | Open Spaces | Red Sea Village | Marina Promenade | RSG | SALCO | Award | 2021 | Fixed Price Lump Sum | SITE WORK | Paving and surfacing | Precast Concrete Block Paving Laid To Pattern With Required Colour, On And Including 50Mm Thick Sharp Sand Bed On Compacted Sub-Base, Complete As Per Engineer'S Approval;200 X 400 X 80Mm In Shot Blasted Finish, Pattern Ref: Dwg 40101 Paving Type 1 | 105 | m² | SAR | 188
ALYA-05.1 | 1 | 1.0136 |  | Kingdom of Saudi Arabia | Jeddah | Open Spaces | Red Sea Village | Marina Promenade | RSG | SALCO | Award | 2021 | Fixed Price Lump Sum | SITE WORK | Paving and surfacing | Precast Concrete Block Paving Laid To Pattern With Required Colour, On And Including 50Mm Thick Sharp Sand Bed On Compacted Sub-Base, Complete As Per Engineer'S Approval;200 X 400 X 60Mm In Shot Blasted Finish, Pattern Ref: Dwg 40101 Paving Type 2 | 9250 | m² | SAR | 175
ALYA-05.1 | 1 | 1.0136 |  | Kingdom of Saudi Arabia | Jeddah | Open Spaces | Red Sea Village | Marina Promenade | RSG | SALCO | Award | 2021 | Fixed Price Lump Sum | SITE WORK | Paving and surfacing | Precast Concrete Block Paving Laid To Pattern With Required Colour, On And Including 50Mm Thick Sharp Sand Bed On Compacted Sub-Base, Complete As Per Engineer'S Approval;200 X 400 X 80Mm In Shot Blasted Finish, Pattern Ref: Dwg 40101 Paving Type 2 | 2062 | m² | SAR | 188
ALYA-05.1 | 1 | 1.0136 |  | Kingdom of Saudi Arabia | Jeddah | Open Spaces | Red Sea Village | Marina Promenade | RSG | SALCO | Award | 2021 | Fixed Price Lump Sum | SITE WORK | Paving and surfacing | Precast Concrete Block Paving Laid To Pattern With Required Colour, On And Including 50Mm Thick Sharp Sand Bed On Compacted Sub-Base, Complete As Per Engineer'S Approval;250/500 X 500/800 X 60Mm In Shot Blasted Finish, Pattern Ref: Dwg 40101 Paving Type 3 | 3167 | m² | SAR | 212
ALYA-05.1 | 1 | 1.0136 |  | Kingdom of Saudi Arabia | Jeddah | Open Spaces | Red Sea Village | Marina Promenade | RSG | SALCO | Award | 2021 | Fixed Price Lump Sum | SITE WORK | Paving and surfacing | Precast Concrete Block Paving Laid To Pattern With Required Colour, On And Including 50Mm Thick Sharp Sand Bed On Compacted Sub-Base, Complete As Per Engineer'S Approval;250/500 X 500/800 X 80Mm In Shot Blasted Finish, Pattern Ref: Dwg 40101 Paving Type 3 | 4131 | m² | SAR | 224
ALYA-05.1 | 1 | 1.0136 |  | Kingdom of Saudi Arabia | Jeddah | Open Spaces | Red Sea Village | Marina Promenade | RSG | SALCO | Award | 2021 | Fixed Price Lump Sum | SITE WORK | Paving and surfacing | Precast Concrete Block Paving Laid To Pattern With Required Colour, On And Including 50Mm Thick Sharp Sand Bed On Compacted Sub-Base, Complete As Per Engineer'S Approval;250/500 X 500/800 X 60Mm In Shot Blasted Finish, Pattern Ref: Dwg 40102 Paving Type 4 | 4596 | m² | SAR | 212
ALYA-05.1 | 1 | 1.0136 |  | Kingdom of Saudi Arabia | Jeddah | Open Spaces | Red Sea Village | Marina Promenade | RSG | SALCO | Award | 2021 | Fixed Price Lump Sum | SITE WORK | Paving and surfacing | Precast Concrete Block Paving Laid To Pattern With Required Colour, On And Including 50Mm Thick Sharp Sand Bed On Compacted Sub-Base, Complete As Per Engineer'S Approval;200 X 400 X 60Mm In Shot Blasted Finish, Pattern Ref: Dwg 40102 Paving Type 5 | 7862 | m² | SAR | 175
ALYA-05.1 | 1 | 1.0137 |  | Kingdom of Saudi Arabia | Jeddah | Open Spaces | Red Sea Village | Marina Promenade | RSG | SALCO | Award | 2021 | Fixed Price Lump Sum | SITE WORK | Paving and surfacing | Precast Concrete Block Paving Laid To Pattern With Required Colour, On And Including 50Mm Thick Sharp Sand Bed On Compacted Sub-Base, Complete As Per Engineer'S Approval;200 X 400 X 80Mm In Shot Blasted Finish, Pattern Ref: Dwg 40102 Paving Type 5 | 4362 | m² | SAR | 188
ALYA-05.1 | 1 | 1.0137 |  | Kingdom of Saudi Arabia | Jeddah | Open Spaces | Red Sea Village | Marina Promenade | RSG | SALCO | Award | 2021 | Fixed Price Lump Sum | SITE WORK | Paving and surfacing | Precast Concrete Block Paving Laid To Pattern With Required Colour, On And Including 50Mm Thick Sharp Sand Bed On Compacted Sub-Base, Complete As Per Engineer'S Approval;200 X 400 X 60Mm In Shot Blasted Finish, Pattern Ref: Dwg 40102 Paving Type 6 | 2324 | m² | SAR | 175
ALYA-05.1 | 1 | 1.0137 |  | Kingdom of Saudi Arabia | Jeddah | Open Spaces | Red Sea Village | Marina Promenade | RSG | SALCO | Award | 2021 | Fixed Price Lump Sum | SITE WORK | Paving and surfacing | Precast Concrete Block Paving Laid To Pattern With Required Colour, On And Including 50Mm Thick Sharp Sand Bed On Compacted Sub-Base, Complete As Per Engineer'S Approval;200 X 400 X 80Mm In Shot Blasted Finish, Pattern Ref: Dwg 40102 Paving Type 6 | 1953 | m² | SAR | 188
ALYA-05.1 | 1 | 1.0137 |  | Kingdom of Saudi Arabia | Jeddah | Open Spaces | Red Sea Village | Marina Promenade | RSG | SALCO | Award | 2021 | Fixed Price Lump Sum | SITE WORK | Paving and surfacing | Precast Concrete Block Paving Laid To Pattern With Required Colour, On And Including 50Mm Thick Sharp Sand Bed On Compacted Sub-Base, Complete As Per Engineer'S Approval;200 X 600 X 80Mm In Leathered/Curled Finish, Pattern Ref: Dwg 40103 Paving Type 7 | 197 | m² | SAR | 204
ALYA-05.1 | 1 | 1.0137 |  | Kingdom of Saudi Arabia | Jeddah | Open Spaces | Red Sea Village | Marina Promenade | RSG | SALCO | Award | 2021 | Fixed Price Lump Sum | SITE WORK | Paving and surfacing | Precast Concrete Block Paving Laid To Pattern With Required Colour, On And Including 50Mm Thick Sharp Sand Bed On Compacted Sub-Base, Complete As Per Engineer'S Approval;200/400 X 200/400 X 60Mm In Shot Blasted Finish, Colour Light Beige, Ref: Dwg 40103 Feature Paving Type 1 | 3154 | m² | SAR | 175
ALYA-05.1 | 1 | 1.0137 |  | Kingdom of Saudi Arabia | Jeddah | Open Spaces | Red Sea Village | Marina Promenade | RSG | SALCO | Award | 2021 | Fixed Price Lump Sum | SITE WORK | Paving and surfacing | Precast Concrete Block Paving Laid To Pattern With Required Colour, On And Including 50Mm Thick Sharp Sand Bed On Compacted Sub-Base, Complete As Per Engineer'S Approval;200/400 X 200/400 X 60Mm In Shot Blasted Finish, Colour Medium Beige, Ref: Dwg 40103 Feature Paving Type 1 | 667 | m² | SAR | 175
ALYA-05.1 | 1 | 1.0137 |  | Kingdom of Saudi Arabia | Jeddah | Open Spaces | Red Sea Village | Marina Promenade | RSG | SALCO | Award | 2021 | Fixed Price Lump Sum | SITE WORK | Paving and surfacing | Precast Concrete Block Paving Laid To Pattern With Required Colour, On And Including 50Mm Thick Sharp Sand Bed On Compacted Sub-Base, Complete As Per Engineer'S Approval;200 X 600 X 60Mm In Shot Blasted Finish, Pattern Ref: Dwg 40104 Feature Paving Type 2 | 336 | m² | SAR | 206
ALYA-05.1 | 1 | 1.0137 |  | Kingdom of Saudi Arabia | Jeddah | Open Spaces | Red Sea Village | Marina Promenade | RSG | SALCO | Award | 2021 | Fixed Price Lump Sum | SITE WORK | Paving and surfacing | Precast Concrete Block Paving Laid To Pattern With Required Colour, On And Including 50Mm Thick Sharp Sand Bed On Compacted Sub-Base, Complete As Per Engineer'S Approval;200 X 600 X 60Mm In Shot Blasted Finish, Pattern Ref: Dwg 40104 Detail 1.3 | 238 | m² | SAR | 206
ALYA-05.1 | 1 | 1.0137 |  | Kingdom of Saudi Arabia | Jeddah | Open Spaces | Red Sea Village | Marina Promenade | RSG | SALCO | Award | 2021 | Fixed Price Lump Sum | SITE WORK | Landscaping | Play Surface Consisting Of 8-10Mm Thick Polysoft Granulated, Coloured Polyolefin Plastomer Particles Chemically Bonded With Aliphatic Polyurethane Binder Glued Over Rubber Base, With Varying Impact Course, On And Including Concrete Base On Compacted Sub Base, Necessary Earthworks, Waterproofing, Fittings And All Required Accessories;Polysoft Safety Surface, Colours Various | 631 | m² | SAR | 734
ALYA-05.1 | 1 | 1.0137 |  | Kingdom of Saudi Arabia | Jeddah | Open Spaces | Red Sea Village | Marina Promenade | RSG | SALCO | Award | 2021 | Fixed Price Lump Sum | SITE WORK | Paving and surfacing | Precast Concrete Paving Band Laid To Pattern With Required Colour, On And Including 25Mm Thick Full Mortar Bed On Concrete Base And Compacted Sub-Base, Complete As Per Engineer'S Approval;400 X 600 X 60Mm (1200Mm Wide Band) In Honed Finish, Pattern Ref: Dwg 40101 Paving Type 1 | 74 | m | SAR | 396
ALYA-05.1 | 1 | 1.0138 |  | Kingdom of Saudi Arabia | Jeddah | Open Spaces | Red Sea Village | Marina Promenade | RSG | SALCO | Award | 2021 | Fixed Price Lump Sum | SITE WORK | Paving and surfacing | Precast Concrete Paving Band Laid To Pattern With Required Colour, On And Including 25Mm Thick Full Mortar Bed On Concrete Base And Compacted Sub-Base, Complete As Per Engineer'S Approval;400 X 600 X 60Mm (600Mm Wide Band) In Honed Finish, Pattern Ref: Dwg 40101 Paving Type 2 | 2637 | m | SAR | 199
ALYA-05.1 | 1 | 1.0138 |  | Kingdom of Saudi Arabia | Jeddah | Open Spaces | Red Sea Village | Marina Promenade | RSG | SALCO | Award | 2021 | Fixed Price Lump Sum | SITE WORK | Paving and surfacing | Precast Concrete Paving Band Laid To Pattern With Required Colour, On And Including 25Mm Thick Full Mortar Bed On Concrete Base And Compacted Sub-Base, Complete As Per Engineer'S Approval;200 X 200 X 60Mm (200Mm Wide Band) In Shot Blasted Finish, Pattern Ref: Dwg 40101, Detail 3, Paving Type 3 | 445 | m | SAR | 60
ALYA-05.1 | 1 | 1.0138 |  | Kingdom of Saudi Arabia | Jeddah | Open Spaces | Red Sea Village | Marina Promenade | RSG | SALCO | Award | 2021 | Fixed Price Lump Sum | SITE WORK | Paving and surfacing | Precast Concrete Paving Band Laid To Pattern With Required Colour, On And Including 25Mm Thick Full Mortar Bed On Concrete Base And Compacted Sub-Base, Complete As Per Engineer'S Approval;400 X 600 X 60Mm (600Mm Wide Band) In Honed Finish, Pattern Ref: Dwg 40102 Paving Type 5 | 1765 | m | SAR | 199
ALYA-05.1 | 1 | 1.0138 |  | Kingdom of Saudi Arabia | Jeddah | Open Spaces | Red Sea Village | Marina Promenade | RSG | SALCO | Award | 2021 | Fixed Price Lump Sum | SITE WORK | Paving and surfacing | Precast Concrete Paving Band Laid To Pattern With Required Colour, On And Including 25Mm Thick Full Mortar Bed On Concrete Base And Compacted Sub-Base, Complete As Per Engineer'S Approval;400 X 600 X 60Mm (600Mm Wide Band) In Honed Finish, Pattern Ref: Dwg 40102 Paving Type 6 | 492 | m | SAR | 199
ALYA-05.1 | 1 | 1.0138 |  | Kingdom of Saudi Arabia | Jeddah | Open Spaces | Red Sea Village | Marina Promenade | RSG | SALCO | Award | 2021 | Fixed Price Lump Sum | SITE WORK | Paving and surfacing | Precast Concrete Paving Band Laid To Pattern With Required Colour, On And Including 25Mm Thick Full Mortar Bed On Concrete Base And Compacted Sub-Base, Complete As Per Engineer'S Approval;400 X 600 X 60Mm (600Mm Wide Band) In Honed Finish Ref: Dwg 40103 Feature Paving Type 1 | 671 | m | SAR | 199
ALYA-05.1 | 1 | 1.0138 |  | Kingdom of Saudi Arabia | Jeddah | Open Spaces | Red Sea Village | Marina Promenade | RSG | SALCO | Award | 2021 | Fixed Price Lump Sum | SITE WORK | Paving and surfacing | Precast Concrete Paving Band Laid To Pattern With Required Colour, On And Including 25Mm Thick Full Mortar Bed On Concrete Base And Compacted Sub-Base, Complete As Per Engineer'S Approval ;100 X 100 X 60Mm (200Mm Wide Band) In Shot Blasted Finish Ref: Dwg 40104 Feature Paving Type 2 | 444 | m | SAR | 60
ALYA-05.1 | 1 | 1.0138 |  | Kingdom of Saudi Arabia | Jeddah | Open Spaces | Red Sea Village | Marina Promenade | RSG | SALCO | Award | 2021 | Fixed Price Lump Sum | SITE WORK | Paving and surfacing | Precast Concrete Paving Band Laid To Pattern With Required Colour, On And Including 25Mm Thick Full Mortar Bed On Concrete Base And Compacted Sub-Base, Complete As Per Engineer'S Approval ;400 X 600 X 60Mm (600Mm Wide Band) In Honed Finish Ref: Dwg 40104 Feature Paving Type 2 | 107 | m | SAR | 199
ALYA-05.1 | 1 | 1.0138 |  | Kingdom of Saudi Arabia | Jeddah | Open Spaces | Red Sea Village | Marina Promenade | RSG | SALCO | Award | 2021 | Fixed Price Lump Sum | SITE WORK | Paving and surfacing | Precast Concrete Paving Band Laid To Pattern With Required Colour, On And Including 25Mm Thick Full Mortar Bed On Concrete Base And Compacted Sub-Base, Complete As Per Engineer'S Approval ;400 X 400 X 60Mm (400Mm Wide Band) In Shot Blasted Finish Ref: Dwg 40301 Detail 1.1 | 646 | m | SAR | 131
ALYA-05.1 | 1 | 1.0138 |  | Kingdom of Saudi Arabia | Jeddah | Open Spaces | Red Sea Village | Marina Promenade | RSG | SALCO | Award | 2021 | Fixed Price Lump Sum | SITE WORK | Paving and surfacing | Precast Concrete Paving Band Laid To Pattern With Required Colour, On And Including 25Mm Thick Full Mortar Bed On Concrete Base And Compacted Sub-Base, Complete As Per Engineer'S Approval ;200 X 200 X 60Mm (600Mm Min. - 3000Mm Max Wide Band) In Shot Blasted Finish With Stainless Steel Angle Strip Fixed To Concrete Base, Ref: Dwg 40106 Detail 1 | 1704 | m | SAR | 386
ALYA-05.1 | 1 | 1.0138 |  | Kingdom of Saudi Arabia | Jeddah | Open Spaces | Red Sea Village | Marina Promenade | RSG | SALCO | Award | 2021 | Fixed Price Lump Sum | SITE WORK | Paving and surfacing | Precast Concrete Hazard Warning Tactile Band Laid To Pattern With Required Colour, Max, 5Mm Wide Joint Using Colour Matched Grout, On And Including 25Mm Thick Full Mortar Bed On Concrete Base And Compacted Sub-Base, Complete As Per Engineer'S Approval;300 X 600 X 60Mm In Shot Blasted Finish Ref.. Hazard Warning Tactile Band At Steps And Disappearing Steps (600Mm Wide Band) | 1036 | m | SAR | 198
ALYA-05.1 | 1 | 1.0139 |  | Kingdom of Saudi Arabia | Jeddah | Open Spaces | Red Sea Village | Marina Promenade | RSG | SALCO | Award | 2021 | Fixed Price Lump Sum | SITE WORK | Paving and surfacing | Precast Concrete Hazard Warning Tactile Band Laid To Pattern With Required Colour, Max, 5Mm Wide Joint Using Colour Matched Grout, On And Including 25Mm Thick Full Mortar Bed On Concrete Base And Compacted Sub-Base, Complete As Per Engineer'S Approval;300 X 600 X 60Mm In Shot Blasted Finish Ref.. Hazard Warning Tactile Band At Disappearing Steps And Ramp (900Mm Wide Band) | 139 | m | SAR | 296
ALYA-05.1 | 1 | 1.0139 |  | Kingdom of Saudi Arabia | Jeddah | Open Spaces | Red Sea Village | Marina Promenade | RSG | SALCO | Award | 2021 | Fixed Price Lump Sum | MASONRY | Sills, etc | Coping;Precast Concrete Coping Laid To Pattern With Required Colour, On And Including 25Mm Thick Full Mortar Bed On Concrete Base And Compacted Sub-Base, Necessary Earthworks, Waterproofing, Fittings And All Fixing Accessories, Complete As Per Engineer'S Approva;1500 X 550 X 90Mm With 10Mm Chamfer To Outer Edge, In Shot Blasted Finish Ref: Paving Type 4 | 894 | m | SAR | 362
ALYA-05.1 | 1 | 1.0139 |  | Kingdom of Saudi Arabia | Jeddah | Open Spaces | Red Sea Village | Marina Promenade | RSG | SALCO | Award | 2021 | Fixed Price Lump Sum | SITE WORK | Paving and surfacing | Precast Concrete Paving Band Laid To Pattern With Required Colour, On And Including 25Mm Thick Full Mortar Bed On Concrete Base And Compacted Sub-Base, Complete As Per Engineer'S Approval ;100 X 100 X 60Mm (200Mm Wide Band) In Shot Blasted Finish | 476 | m | SAR | 60
ALYA-05.1 | 1 | 1.0139 |  | Kingdom of Saudi Arabia | Jeddah | Open Spaces | Red Sea Village | Marina Promenade | RSG | SALCO | Award | 2021 | Fixed Price Lump Sum | SITE WORK | Paving and surfacing | Precast Concrete Maintenance Edge Laid To Pattern With Required Colour, On And Including 25Mm Thick Full Mortar Bed On Concrete Base And Compacted Sub-Base, Complete As Per Engineer'S Approval ;200 X 200 X 60Mm In Shot Blasted Finish | 185 | m | SAR | 60
ALYA-05.1 | 1 | 1.0139 |  | Kingdom of Saudi Arabia | Jeddah | Open Spaces | Red Sea Village | Marina Promenade | RSG | SALCO | Award | 2021 | Fixed Price Lump Sum | SITE WORK | Paving and surfacing | Aluminium Edging, Brushed Finish, Fixed As Per Manufacturer'S Recommendations, Complete As Per Engineer'S Approval ;100Mm High Metal Edging | 115 | m | SAR | 40
ALYA-05.1 | 1 | 1.0139 |  | Kingdom of Saudi Arabia | Jeddah | Open Spaces | Red Sea Village | Marina Promenade | RSG | SALCO | Award | 2021 | Fixed Price Lump Sum | SITE WORK | Paving and surfacing | 25 - 50Mm Dia. Sieve Size Local Crushed Stone Gravel With Required Colour, Loose Laid In 100Mm Thick Layer Over Wrapped Around Geotextile Membrane On Compacted Sub-Base, Complete As Per Engineer'S Approval | 95 | m² | SAR | 33
ALYA-05.1 | 1 | 1.0139 |  | Kingdom of Saudi Arabia | Jeddah | Open Spaces | Red Sea Village | Marina Promenade | RSG | SALCO | Award | 2021 | Fixed Price Lump Sum | SITE WORK | Paving and surfacing | Precast Concrete Heel Kerb Laid To Pattern With Required Colour, On And Including 25Mm Thick Full Mortar Bed On Concrete Base And Compacted Sub-Base, Complete As Per Engineer'S Approval ;100 X 600 X 200Mm Thick In Shot Blasted Finish Ref: Heel Kerb - To Private Plots | 451 | m | SAR | 127
ALYA-05.1 | 1 | 1.0139 |  | Kingdom of Saudi Arabia | Jeddah | Open Spaces | Red Sea Village | Marina Promenade | RSG | SALCO | Award | 2021 | Fixed Price Lump Sum | SITE WORK | Paving and surfacing | Precast Concrete Step Laid To Pattern With 10-15Mm Thick Smooth Cement Render Applied To Bottom Of Steps, On And Including 25Mm Thick Mortar Bedding, Reinforced Concrete Structure On Compacted Sub-Base, Complete As Per Engineers Approval;400/460 X 600 X 60Mm Thick Steps And 150Mm Riser, Shot Blasted Finish, Ref. Disappearing Steps/Ramp Type 1 | 60 | m | SAR | 439
ALYA-05.1 | 1 | 1.0139 |  | Kingdom of Saudi Arabia | Jeddah | Open Spaces | Red Sea Village | Marina Promenade | RSG | SALCO | Award | 2021 | Fixed Price Lump Sum | SITE WORK | Paving and surfacing | Precast Concrete Step Laid To Pattern With 10-15Mm Thick Smooth Cement Render Applied To Bottom Of Steps, On And Including 25Mm Thick Mortar Bedding, Reinforced Concrete Structure On Compacted Sub-Base, Complete As Per Engineers Approval;400/460 X 600 X 60Mm Thick Steps And 150Mm Riser, Shot Blasted Finish, Ref. Disappearing Steps/Ramp Type 1 | 30 | m² | SAR | 439
ALYA-05.1 | 1 | 1.0139 |  | Kingdom of Saudi Arabia | Jeddah | Open Spaces | Red Sea Village | Marina Promenade | RSG | SALCO | Award | 2021 | Fixed Price Lump Sum | SITE WORK | Paving and surfacing | Precast Concrete Step Laid To Pattern With 10-15Mm Thick Smooth Cement Render Applied To Bottom Of Steps, On And Including 25Mm Thick Mortar Bedding, Reinforced Concrete Structure On Compacted Sub-Base, Complete As Per Engineers Approval;400/460 X 600 X 60Mm Thick Steps And 150Mm Riser, Shot Blasted Finish, Ref. Disappearing Steps/Ramp Type 2 | 46 | m² | SAR | 482
ALYA-05.1 | 1 | 1.014 |  | Kingdom of Saudi Arabia | Jeddah | Open Spaces | Red Sea Village | Marina Promenade | RSG | SALCO | Award | 2021 | Fixed Price Lump Sum | SITE WORK | Paving and surfacing | Precast Concrete Step Laid To Pattern With 10-15Mm Thick Smooth Cement Render Applied To Bottom Of Step, On And Including 25Mm Thick Mortar Bedding, Reinforced Concrete Structure And Compacted Sub-Base, Complete As Per Engineer'S Approva;300Mm To 1000Mm Wide With 10Mm Radius To Outer Edge X 60Mm Thick Steps And 100Mm High X 45-55Mm Thick Riser, Shot Blasted Finish, Ref: Step Type 1, Detail 1 | 217 | m | SAR | 1036
ALYA-05.1 | 1 | 1.014 |  | Kingdom of Saudi Arabia | Jeddah | Open Spaces | Red Sea Village | Marina Promenade | RSG | SALCO | Award | 2021 | Fixed Price Lump Sum | SITE WORK | Paving and surfacing | Precast Concrete Step Laid To Pattern With 10-15Mm Thick Smooth Cement Render Applied To Bottom Of Step, On And Including 25Mm Thick Mortar Bedding, Reinforced Concrete Structure And Compacted Sub-Base, Complete As Per Engineer'S Approva;400-500/460-560Mm X 600Mm With 10Mm Radius To Outer Edge X 60Mm Thick Steps And 100Mm High X 45-55Mm Thick Riser, Shot Blasted Finish, Ref: Step Type 2, Detail 2 | 675 | m | SAR | 571
ALYA-05.1 | 1 | 1.014 |  | Kingdom of Saudi Arabia | Jeddah | Open Spaces | Red Sea Village | Marina Promenade | RSG | SALCO | Award | 2021 | Fixed Price Lump Sum | SITE WORK | Paving and surfacing | Precast Concrete Step Laid To Pattern With 10-15Mm Thick Smooth Cement Render Applied To Bottom Of Step, On And Including 25Mm Thick Mortar Bedding, Reinforced Concrete Structure And Compacted Sub-Base, Complete As Per Engineer'S Approva;500Mm Wide (Varies) With 10Mm Radius To Outer Edge X 60Mm Thick Steps And 100Mm High X 30Mm Thick Riser, Honed Finish, Ref: Step Type 3, Detail 3 | 591 | m | SAR | 402
ALYA-05.1 | 1 | 1.014 |  | Kingdom of Saudi Arabia | Jeddah | Open Spaces | Red Sea Village | Marina Promenade | RSG | SALCO | Award | 2021 | Fixed Price Lump Sum | SITE WORK | Paving and surfacing | Precast Concrete Step Laid To Pattern With 10-15Mm Thick Smooth Cement Render Applied To Bottom Of Step, On And Including 25Mm Thick Mortar Bedding, Reinforced Concrete Structure And Compacted Sub-Base, Complete As Per Engineer'S Approva;500 Wide (Varies) With 10Mm Radius To Outer Edge X 60Mm Thick Steps And 100Mm High X 30Mm Thick Riser, Honed Finish, Ref: Step Type 4, Dwg 40204 | 240 | m | SAR | 661
ALYA-05.1 | 1 | 1.014 |  | Kingdom of Saudi Arabia | Jeddah | Open Spaces | Red Sea Village | Marina Promenade | RSG | SALCO | Award | 2021 | Fixed Price Lump Sum | SITE WORK | Paving and surfacing | Precast Concrete Step Laid To Pattern With Required Colour, On And Including 25Mm Thick Mortar Bedding, Reinforced Concrete Structure And Compacted Sub-Base, Complete As Per Engineer'S Approval;500/530 X 500Mm X 60Mm Thick Steps And 190 X 500 X 30Mm Thick X 250Mm High Risers, Honed Finish, Ref. Amphitheatre | 63 | m | SAR | 661
ALYA-05.1 | 1 | 1.014 |  | Kingdom of Saudi Arabia | Jeddah | Open Spaces | Red Sea Village | Marina Promenade | RSG | SALCO | Award | 2021 | Fixed Price Lump Sum | SITE WORK | Paving and surfacing | Reinforced Concrete Structure Comprising 300X600X60Mm Thick Coping Unit With 400X800X30Mm Thick Precast Concrete Cladding On Compacted Sub-Base, Necessary Earthwork Complete To Engineers Approval;Overall Size 300Mm Wide X 390Mm High Above Finished Floor Level, Ref. Landscape Wall | 106 | m | SAR | 661
ALYA-05.1 | 1 | 1.014 |  | Kingdom of Saudi Arabia | Jeddah | Open Spaces | Red Sea Village | Marina Promenade | RSG | SALCO | Award | 2021 | Fixed Price Lump Sum | SITE WORK | Landscaping | Reinforced Concrete Structure With 150X400X30Mm Thick Precast Concrete Cladding And 300X600X60Mm Thick Coping, Cladding And Coping In Honed Finish With Required Colour, On And Including 25Mm Thick Full Mortar Bed, Concrete On Compacted Sub-Base, Including Necessary Earthwork, Waterproofing And All Necessary Works, Complete To Engineer'S Approval;Overall Size 300Mm Wide X 450Mm High Above Finished Floor Level | 75 | m | SAR | 661
ALYA-05.1 | 1 | 1.014 |  | Kingdom of Saudi Arabia | Jeddah | Open Spaces | Red Sea Village | Marina Promenade | RSG | SALCO | Award | 2021 | Fixed Price Lump Sum | CONCRETE WORK | Precast concrete | Precast Concrete Seat Block Unit (Finish - Honed, Colour - Medium Grey) Comprising 50-100Mm Thick X 400Mm High Seat Cladding (Finish - Honed, Colour - Medium Grey) With 25X25Mm Shadow Groove, 10-15Mm Thick X 50Mm High Smooth Cement Render To Bottom Of Seat, On And Including 25Mm Thick Mortar Bed, Reinforced Concrete Base On Compacted Sub-Base, Necessary Earthworks, Waterproofing, Blinding, Polythene Sheet, Fittings, Accessories And All Necessary Works;Overall Size 600Mm Wide X 450Mm High Above Finished Floor Level, Ref. Seat Wall Type 1 | 461 | m | SAR | 1673
ALYA-05.1 | 1 | 1.014 |  | Kingdom of Saudi Arabia | Jeddah | Open Spaces | Red Sea Village | Marina Promenade | RSG | SALCO | Award | 2021 | Fixed Price Lump Sum | CONCRETE WORK | Precast concrete | Precast Concrete Seat Block Unit (Finish - Honed, Colour - Medium Grey) Comprising 50-100Mm Thick X 400Mm High Seat Cladding (Finish - Honed, Colour - Medium Grey) With 25X25Mm Shadow Groove, 10-15Mm Thick X 50Mm High Smooth Cement Render To Bottom Of Seat, On And Including 25Mm Thick Mortar Bed, Reinforced Concrete Base On Compacted Sub-Base, Necessary Earthworks, Waterproofing, Blinding, Polythene Sheet, Fittings, Accessories And All Necessary Works;Overall Size 400-1500Mm Wide X 450Mm High Above Finished Floor Level, Ref. Seat Wall Type 2 | 64 | m | SAR | 2079
ALYA-05.1 | 1 | 1.014 |  | Kingdom of Saudi Arabia | Jeddah | Open Spaces | Red Sea Village | Marina Promenade | RSG | SALCO | Award | 2021 | Fixed Price Lump Sum | SITE WORK | Paving and surfacing | Reinforced Concrete Structure Comprising 400X800X60Mm Thick Coping Unit With 400X800X30Mm Thick Precast Concrete Cladding, Coping And Cladding In Honed Finish With Required Colour, On And Including 25Mm Thick Full Mortar Bed, Concrete On Compacted Sub-Base, Necessary Earthwork, Waterproofing And All Necessary Works, Complete To Engineers Approval; Overall Size 400Mm Wide X 450Mm High Above Finished Floor Level | 479 | m | SAR | 1001
ALYA-05.1 | 1 | 1.0141 |  | Kingdom of Saudi Arabia | Jeddah | Open Spaces | Red Sea Village | Marina Promenade | RSG | SALCO | Award | 2021 | Fixed Price Lump Sum | CONCRETE WORK | Precast concrete | Precast Concrete Seat Block Unit (Finish - Honed, Colour - Light Beige) Comprising 50-100Mm Thick X 400Mm High Seat Cladding (Finish - Honed, Colour - Light Beige) With 25X25Mm Shadow Groove, On And Including Mortar Bed, Reinforced Concrete Base On Compacted Sub-Base, Necessary Earthworks, Waterproofing, Blinding, Polythene Sheet, Fittings, Accessories And All Necessary Works, Complete To Engineer'S Details;Overall Size 600-1000Mm Wide X 550Mm High | 20 | m | SAR | 3590
ALYA-05.1 | 1 | 1.0141 |  | Kingdom of Saudi Arabia | Jeddah | Open Spaces | Red Sea Village | Marina Promenade | RSG | SALCO | Award | 2021 | Fixed Price Lump Sum | CONCRETE WORK | Precast concrete | Precast Concrete Seat Block Unit (Finish - Honed, Colour - Light Beige) Comprising 50-100Mm Thick X 400Mm High Seat Cladding (Finish - Honed, Colour - Light Beige), 10-15Mm Thick X 50Mm High Smooth Cement Render To Bottom Of Seat, On And Including Mortar Bed, Reinforced Concrete Base On Compacted Sub-Base, Necessary Earthworks, Waterproofing, Blinding, Polythene Sheet, Fittings, Accessories And All Necessary Works, Complete To Engineer'S Details;Overall Size 500Mm Wide X 450Mm High Above Finished Floor Level | 141 | m | SAR | 1486
ALYA-05.1 | 1 | 1.0141 |  | Kingdom of Saudi Arabia | Jeddah | Open Spaces | Red Sea Village | Marina Promenade | RSG | SALCO | Award | 2021 | Fixed Price Lump Sum | SITE WORK | Paving and surfacing | Reinforced Concrete Structure Comprising 500X500X60Mm Thick Coping Unit With 150X500X30Mm Thick Precast Concrete Cladding, Coping And Cladding In Honed Finish With Required Colour, On And Including 25Mm Thick Mortar Bed, Concrete On Compacted-Sub Base, Necessary Earthwork, Waterproofing And All Necessary Works, Complete To Engineers Approval;Overall Size 500Mm Wide X 750Mm High Above Finished Floor Level | 26 | m | SAR | 1228
ALYA-05.1 | 1 | 1.0141 |  | Kingdom of Saudi Arabia | Jeddah | Open Spaces | Red Sea Village | Marina Promenade | RSG | SALCO | Award | 2021 | Fixed Price Lump Sum | SPECIAL CONSTRUCTION | Installations | Water Feature;Water Feature Comprising Of All Necessary Earthworks, Waterproofing, Structural And Architectural Works, Complete As Specified And As Shown On Details;Water Feature (Approx. Area 590 M2, 20 Nozzles) With 500X500X50Mm Thick Weir Edge, Complete | 1 | Nr | SAR | 1496535
ALYA-05.1 | 1 | 1.0141 |  | Kingdom of Saudi Arabia | Jeddah | Open Spaces | Red Sea Village | Marina Promenade | RSG | SALCO | Award | 2021 | Fixed Price Lump Sum | SPECIAL CONSTRUCTION | Installations | Water Feature;Water Feature Comprising Of All Necessary Mechanical Works Including Pump Rooms, Water Tanks, Complete As Specified(Provisional Sum);Water Feature (Approx. Area 590 M2, 20 Nozzles) With 500X500X50Mm Thick Weir Edge, Complete | 1 | Nr | SAR | 866415
ALYA-05.1 | 1 | 1.0141 |  | Kingdom of Saudi Arabia | Jeddah | Open Spaces | Red Sea Village | Marina Promenade | RSG | SALCO | Award | 2021 | Fixed Price Lump Sum | SPECIAL CONSTRUCTION | Installations | Water Feature;Design, Supply And Installation Of Secondary Power And Electric Circuitry And/Or Secondary Network For Water Feature, Starting From Primary Network Termination Points, Including All Necessary Accessories, Complete To The Approval Of The Engineer And/Or Contractor Administrator, And As Specified (Provisional Sum);Water Feature (Approx. Area 590 M2, 20 Nozzles) With 500X500X50Mm Thick Weir Edge, Complete | 1 | Nr | SAR | 472590
ALYA-05.1 | 1 | 1.0141 |  | Kingdom of Saudi Arabia | Jeddah | Open Spaces | Red Sea Village | Marina Promenade | RSG | SALCO | Award | 2021 | Fixed Price Lump Sum | METALWORK | Non structural metalwork | Tensile Pvc Shade Structure Including Powder Coated Galvanised Steel Ring Beam, Bracing And Posts Fixed To Reinforced Concrete Base On Compacted Sub Base, Using Stainless Steel Anchor Bolts, With Pvc Tensile Fabric Canopy (Knitted Finish With Required Colour), Fixed To Steel Post And Frame Using Stainless Steel Tightened Cable, Necessary Earthwork, Waterproofing, Fittings, Accessories And All Necessary Works, Complete To Engineer'S Details Detail 1 (Light Fittings Measured Separately);Overall Area 10M2 | 5 | Nr | SAR | 13350
ALYA-05.1 | 1 | 1.0141 |  | Kingdom of Saudi Arabia | Jeddah | Open Spaces | Red Sea Village | Marina Promenade | RSG | SALCO | Award | 2021 | Fixed Price Lump Sum | METALWORK | Non structural metalwork | Tensile Hdpe Shade Structure Including Powder Coated Galvanised Steel Ring Beam, Bracing And Posts Fixed To Concrete Base Using Stainless Steel Anchor Bolts, With Hdpe Tensile Fabric Canopy (Knitted Finish With Required Colour) Fixed To Steel Post And Frame Using Stainless Steel Tightened Cable, Necessary Earthwork, Waterproofing, Fittings, Accessories And All Necessary Works, Complete To Engineer'S Details;Overall Area 28M2, Ref. Shade Structure Type 1 - To Paving Area | 5 | Nr | SAR | 22428
ALYA-05.1 | 1 | 1.0141 |  | Kingdom of Saudi Arabia | Jeddah | Open Spaces | Red Sea Village | Marina Promenade | RSG | SALCO | Award | 2021 | Fixed Price Lump Sum | METALWORK | Non structural metalwork | Tensile Hdpe Shade Structure Including Powder Coated Galvanised Steel Ring Beam, Bracing And Posts Fixed To Concrete Base Using Stainless Steel Anchor Bolts, With Hdpe Tensile Fabric Canopy (Knitted Finish With Required Colour) Fixed To Steel Post And Frame Using Stainless Steel Tightened Cable, Necessary Earthwork, Waterproofing, Fittings, Accessories And All Necessary Works, Complete To Engineer'S Details;Overall Area 62M2, Ref. Shade Structure Type 3 - To Paving Area | 6 | Nr | SAR | 49662
ALYA-05.1 | 1 | 1.0141 |  | Kingdom of Saudi Arabia | Jeddah | Open Spaces | Red Sea Village | Marina Promenade | RSG | SALCO | Award | 2021 | Fixed Price Lump Sum | METALWORK | Non structural metalwork | Tensile Pvc Shade Structure Complete As Shown On Drawing Nos. Rsv-Cll-Sw-Md-Dr-Lan-40404, 40405 And 40406 Including Powder Coated Galvanised Steel Ring Beam, Steel Supports And 6500Mm High Posts Fixed To Reinforced Concrete Base Using Stainless Steel Anchor Bolts, With Pvc Tensile Fabric Canopy (Knitted Finish With Required Colour) Fixed To Steel Post And Frame Using Stainless Steel Tightened Cable, Necessary Earthwork, Complete As Specified. (Light Fittings Measured Separately);Pattern Type 1, Overall Area 97M2 - To Play Area | 5 | Nr | SAR | 103596
ALYA-05.1 | 1 | 1.0142 |  | Kingdom of Saudi Arabia | Jeddah | Open Spaces | Red Sea Village | Marina Promenade | RSG | SALCO | Award | 2021 | Fixed Price Lump Sum | METALWORK | Non structural metalwork | Tensile Pvc Shade Structure Complete As Shown On Drawing Nos. Rsv-Cll-Sw-Md-Dr-Lan-40404, 40405 And 40406 Including Powder Coated Galvanised Steel Ring Beam, Steel Supports And 6500Mm High Posts Fixed To Reinforced Concrete Base Using Stainless Steel Anchor Bolts, With Pvc Tensile Fabric Canopy (Knitted Finish With Required Colour) Fixed To Steel Post And Frame Using Stainless Steel Tightened Cable, Necessary Earthwork, Complete As Specified. (Light Fittings Measured Separately);Pattern Type 2, Overall Area 10M2 - To Play Area | 6 | Nr | SAR | 10680
ALYA-05.1 | 1 | 1.0142 |  | Kingdom of Saudi Arabia | Jeddah | Open Spaces | Red Sea Village | Marina Promenade | RSG | SALCO | Award | 2021 | Fixed Price Lump Sum | METALWORK | Non structural metalwork | Tensile Pvc Shade Structure Complete As Shown On Drawing Nos. Rsv-Cll-Sw-Md-Dr-Lan-40404, 40405 And 40406 Including Powder Coated Galvanised Steel Ring Beam, Steel Supports And 6500Mm High Posts Fixed To Reinforced Concrete Base Using Stainless Steel Anchor Bolts, With Pvc Tensile Fabric Canopy (Knitted Finish With Required Colour) Fixed To Steel Post And Frame Using Stainless Steel Tightened Cable, Necessary Earthwork, Complete As Specified. (Light Fittings Measured Separately);Pattern Type 3, Overall Area 7M2 - To Play Area | 4 | Nr | SAR | 7476
ALYA-05.1 | 1 | 1.0142 |  | Kingdom of Saudi Arabia | Jeddah | Open Spaces | Red Sea Village | Marina Promenade | RSG | SALCO | Award | 2021 | Fixed Price Lump Sum | METALWORK | Non structural metalwork | Tensile Pvc Shade Structure Complete As Shown On Drawing Nos. Rsv-Cll-Sw-Md-Dr-Lan-40404, 40405 And 40406 Including Powder Coated Galvanised Steel Ring Beam, Steel Supports And 6500Mm High Posts Fixed To Reinforced Concrete Base Using Stainless Steel Anchor Bolts, With Pvc Tensile Fabric Canopy (Knitted Finish With Required Colour) Fixed To Steel Post And Frame Using Stainless Steel Tightened Cable, Necessary Earthwork, Complete As Specified. (Light Fittings Measured Separately);Lower Layer Shade Patterns Type 1 And Type 2, Overall Area 136M2 - To Play Area | 1 | Nr | SAR | 145248
ALYA-05.1 | 1 | 1.0142 |  | Kingdom of Saudi Arabia | Jeddah | Open Spaces | Red Sea Village | Marina Promenade | RSG | SALCO | Award | 2021 | Fixed Price Lump Sum | METALWORK | Non structural metalwork | Tensile Hdpe Shade Structure Complete Including Powder Coated Galvanised Steel Ring Beam, Bracing And 3000-4500Mm High Posts Fixed To Concrete Base Using Stainless Steel Anchor Bolts, With Hdpe Tensile Fabric Canopy Fixed To Steel Post And Frame Using Stainless Steel Tightened Cable, Necessary Earthwork, Complete As Specified. (Light Fittings Measured Separately);Pattern Type 1, Overall Area 10M2 - To Paving Area | 7 | Nr | SAR | 10680
ALYA-05.1 | 1 | 1.0142 |  | Kingdom of Saudi Arabia | Jeddah | Open Spaces | Red Sea Village | Marina Promenade | RSG | SALCO | Award | 2021 | Fixed Price Lump Sum | METALWORK | Non structural metalwork | Tensile Hdpe Shade Structure Complete Including Powder Coated Galvanised Steel Ring Beam, Bracing And 3000-4500Mm High Posts Fixed To Concrete Base Using Stainless Steel Anchor Bolts, With Hdpe Tensile Fabric Canopy Fixed To Steel Post And Frame Using Stainless Steel Tightened Cable, Necessary Earthwork, Complete As Specified. (Light Fittings Measured Separately);Pattern Type 2, Overall Area 28M2 - To Paving Area | 4 | Nr | SAR | 29904
ALYA-05.1 | 1 | 1.0142 |  | Kingdom of Saudi Arabia | Jeddah | Open Spaces | Red Sea Village | Marina Promenade | RSG | SALCO | Award | 2021 | Fixed Price Lump Sum | METALWORK | Non structural metalwork | Tensile Hdpe Shade Structure Complete Including Powder Coated Galvanised Steel Ring Beam, Bracing And 3000-4500Mm High Posts Fixed To Concrete Base Using Stainless Steel Anchor Bolts, With Hdpe Tensile Fabric Canopy Fixed To Steel Post And Frame Using Stainless Steel Tightened Cable, Necessary Earthwork, Complete As Specified. (Light Fittings Measured Separately);Pattern Type 3, Overall Area 62M2 - To Paving Area | 1 | Nr | SAR | 66216
ALYA-05.1 | 1 | 1.0142 |  | Kingdom of Saudi Arabia | Jeddah | Open Spaces | Red Sea Village | Marina Promenade | RSG | SALCO | Award | 2021 | Fixed Price Lump Sum | ACCESSORIES | Generally | Catenary Light Hardwood Posts With Metal Cap, Fixed With Metal Shoe And Anchor Bolts To Reinforced Concrete Base On Compacted Sub-Base And Necessary Earthwork, Finishes, Complete To Engineers Approval;8000Mm X 250-114Mm Dia Post, Ref. Catenary Light Structure Type 1A | 17 | Nr | SAR | 42720
ALYA-05.1 | 1 | 1.0142 |  | Kingdom of Saudi Arabia | Jeddah | Open Spaces | Red Sea Village | Marina Promenade | RSG | SALCO | Award | 2021 | Fixed Price Lump Sum | ACCESSORIES | Generally | Catenary Light Hardwood Posts With Metal Cap, Fixed With Metal Shoe And Anchor Bolts To Reinforced Concrete Base On Compacted Sub-Base And Necessary Earthwork, Finishes, Complete To Engineers Approval;8000Mm X 250-114Mm Dia Post, Ref. Post Fixing Detail, Ref. Catenary Light Structure Type 1B | 17 | Nr | SAR | 42720
ALYA-05.1 | 1 | 1.0142 |  | Kingdom of Saudi Arabia | Jeddah | Open Spaces | Red Sea Village | Marina Promenade | RSG | SALCO | Award | 2021 | Fixed Price Lump Sum | ACCESSORIES | Generally | Catenary Light Hardwood Posts With Metal Cap, Fixed With Metal Shoe And Anchor Bolts To Reinforced Concrete Base On Compacted Sub-Base And Necessary Earthwork, Finishes, Complete To Engineers Approval;8000Mm X 250-114Mm Dia Post, Ref. Post Fixing Detail, Ref. Catenary Light Structure Type 2A | 68 | Nr | SAR | 42720
ALYA-05.1 | 1 | 1.0142 |  | Kingdom of Saudi Arabia | Jeddah | Open Spaces | Red Sea Village | Marina Promenade | RSG | SALCO | Award | 2021 | Fixed Price Lump Sum | ACCESSORIES | Generally | Catenary Light Hardwood Posts With Metal Cap, Fixed With Metal Shoe And Anchor Bolts To Reinforced Concrete Base On Compacted Sub-Base And Necessary Earthwork, Finishes, Complete To Engineers Approval;8000Mm X 250-114Mm Dia Post, Ref. Post Fixing Detail, Ref. Catenary Light Structure Type 2B | 6 | Nr | SAR | 42720
ALYA-05.1 | 1 | 1.0143 |  | Kingdom of Saudi Arabia | Jeddah | Open Spaces | Red Sea Village | Marina Promenade | RSG | SALCO | Award | 2021 | Fixed Price Lump Sum | ACCESSORIES | Generally | Catenary Light Hardwood Posts With Metal Cap, Fixed With Metal Shoe And Anchor Bolts To Reinforced Concrete Base On Compacted Sub-Base And Necessary Earthwork, Finishes, Complete To Engineers Approval;8000Mm X 250-114Mm Dia Post, Ref. Post Fixing Detail, Ref. Catenary Light Structure Type 3 | 8 | Nr | SAR | 42720
ALYA-05.1 | 1 | 1.0143 |  | Kingdom of Saudi Arabia | Jeddah | Open Spaces | Red Sea Village | Marina Promenade | RSG | SALCO | Award | 2021 | Fixed Price Lump Sum | METALWORK | Non structural metalwork | Balustrade (Inclined) Comprising 50 X 180Mm Powder Coated Aluminium Top Rail, Powder Coated Aluminium Rod Fixed To Steel Frame, 50Mm Wide Powder Coated Aluminium Frame Welded To Secondary Post, 50Mm Wide Secondary Post, 100Mm Wide Aluminium Flat Member Post Welded To Steel Base Plate, Necessary Fixing Accessories Etc;Balustrade, 1200Mm Vertical Height Above Finished Floor Level | 894 | m | SAR | 1789
ALYA-05.1 | 1 | 1.0143 |  | Kingdom of Saudi Arabia | Jeddah | Open Spaces | Red Sea Village | Marina Promenade | RSG | SALCO | Award | 2021 | Fixed Price Lump Sum | METALWORK | Non structural metalwork | Handrail Comprising 50Mm Dia. Brushed Stainless Steel Top Rail Fixed To Frame Etc.;Handrail Type 1, Height 1100Mm, Detail 1 | 61 | m | SAR | 1402
ALYA-05.1 | 1 | 1.0143 |  | Kingdom of Saudi Arabia | Jeddah | Open Spaces | Red Sea Village | Marina Promenade | RSG | SALCO | Award | 2021 | Fixed Price Lump Sum | METALWORK | Non structural metalwork | Handrail Comprising 50Mm Dia. Brushed Stainless Steel Top Rail Fixed To Frame Etc.;Handrail Type 2, Height 1100Mm, Detail 2 | 130 | m | SAR | 1402
ALYA-05.1 | 1 | 1.0143 |  | Kingdom of Saudi Arabia | Jeddah | Open Spaces | Red Sea Village | Marina Promenade | RSG | SALCO | Award | 2021 | Fixed Price Lump Sum | ACCESSORIES | Generally | Supply And Install Play Equipment Including Necessary Concrete Foundations, Compacted Sub Base All To Specialists Details, Complete As Per Engineer'S Approval ;Fish Trap (Cor28200) | 1 | Nr | SAR | 153525
ALYA-05.1 | 1 | 1.0143 |  | Kingdom of Saudi Arabia | Jeddah | Open Spaces | Red Sea Village | Marina Promenade | RSG | SALCO | Award | 2021 | Fixed Price Lump Sum | ACCESSORIES | Generally | Supply And Install Play Equipment Including Necessary Concrete Foundations, Compacted Sub Base All To Specialists Details, Complete As Per Engineer'S Approval ;Crawling Tunnel Straight (54020210126) | 1 | Nr | SAR | 25365
ALYA-05.1 | 1 | 1.0143 |  | Kingdom of Saudi Arabia | Jeddah | Open Spaces | Red Sea Village | Marina Promenade | RSG | SALCO | Award | 2021 | Fixed Price Lump Sum | ACCESSORIES | Generally | Supply And Install Play Equipment Including Necessary Concrete Foundations, Compacted Sub Base All To Specialists Details, Complete As Per Engineer'S Approval ;Floor Trampoline Jump Round | 2 | Nr | SAR | 26700
ALYA-05.1 | 1 | 1.0143 |  | Kingdom of Saudi Arabia | Jeddah | Open Spaces | Red Sea Village | Marina Promenade | RSG | SALCO | Award | 2021 | Fixed Price Lump Sum | SITE WORK | Landscaping | Play Mounds Consisting Of 8-10Mm Thick Polysoft Granulated Safety Surface Chemically Bonded With Aliphatic Polyurethane Binder Glues Over Rubber Base, Impact Course Min 60-80Mm Thick, Concrete Base And Compacted;Mound Type 1, Size 5000Mm Dia X 1200Mm High | 1 | Nr | SAR | 14378
ALYA-05.1 | 1 | 1.0143 |  | Kingdom of Saudi Arabia | Jeddah | Open Spaces | Red Sea Village | Marina Promenade | RSG | SALCO | Award | 2021 | Fixed Price Lump Sum | SITE WORK | Landscaping | Play Mounds Consisting Of 8-10Mm Thick Polysoft Granulated Safety Surface Chemically Bonded With Aliphatic Polyurethane Binder Glues Over Rubber Base, Impact Course Min 60-80Mm Thick, Concrete Base And Compacted;Mound Type 2, Size 2800Mm Dia X 600Mm High | 3 | Nr | SAR | 10065
ALYA-05.1 | 1 | 1.0143 |  | Kingdom of Saudi Arabia | Jeddah | Open Spaces | Red Sea Village | Marina Promenade | RSG | SALCO | Award | 2021 | Fixed Price Lump Sum | SITE WORK | Landscaping | Play Mounds Consisting Of 8-10Mm Thick Polysoft Granulated Safety Surface Chemically Bonded With Aliphatic Polyurethane Binder Glues Over Rubber Base, Impact Course Min 60-80Mm Thick, Concrete Base And Compacted;Mound Type 3, Size 2200Mm Dia X 400Mm High | 2 | Nr | SAR | 5822
ALYA-05.1 | 1 | 1.0144 |  | Kingdom of Saudi Arabia | Jeddah | Open Spaces | Red Sea Village | Marina Promenade | RSG | SALCO | Award | 2021 | Fixed Price Lump Sum | SITE WORK | Landscaping | Play Mounds Consisting Of 8-10Mm Thick Polysoft Granulated Safety Surface Chemically Bonded With Aliphatic Polyurethane Binder Glues Over Rubber Base, Impact Course Min 60-80Mm Thick, Concrete Base And Compacted;Mound Type 4, Size 1800Mm Dia X 400Mm High | 5 | Nr | SAR | 5240
ALYA-05.1 | 1 | 1.0144 |  | Kingdom of Saudi Arabia | Jeddah | Open Spaces | Red Sea Village | Marina Promenade | RSG | SALCO | Award | 2021 | Fixed Price Lump Sum | SITE WORK | Landscaping | Play Mounds Consisting Of 8-10Mm Thick Polysoft Granulated Safety Surface Chemically Bonded With Aliphatic Polyurethane Binder Glues Over Rubber Base, Impact Course Min 60-80Mm Thick, Concrete Base And Compacted;Mound Type 5, Size 1300Mm Dia X 200Mm High | 14 | Nr | SAR | 4406
ALYA-05.1 | 1 | 1.0144 |  | Kingdom of Saudi Arabia | Jeddah | Open Spaces | Red Sea Village | Marina Promenade | RSG | SALCO | Award | 2021 | Fixed Price Lump Sum | ACCESSORIES | Generally | Feature Pot;Supply And Fix Feature Pot, Complete As Specified;1400 Dia X 1200Mm High Grc Pot With Terrazzo Finish | 28 | Nr | SAR | 6675
ALYA-05.1 | 1 | 1.0144 |  | Kingdom of Saudi Arabia | Jeddah | Open Spaces | Red Sea Village | Marina Promenade | RSG | SALCO | Award | 2021 | Fixed Price Lump Sum | ACCESSORIES | Generally | Litter Bin;Supply And Fix Aluminium Litter Bin On And Including Reinforced Concrete Base On Compacted Sub-Base, Complete To Engineer'S Details;Powder Coated Aluminium Litter Bin With Embossed Pattern And Required Colour, Size 410 X 372 X 912Mm High Above Finished Floor Level | 38 | Nr | SAR | 5741
ALYA-05.1 | 1 | 1.0144 |  | Kingdom of Saudi Arabia | Jeddah | Open Spaces | Red Sea Village | Marina Promenade | RSG | SALCO | Award | 2021 | Fixed Price Lump Sum | ACCESSORIES | Generally | Bench Type 1;Bench Comprising Of Hardwood Timber Board Battens In Minimum 8Mm Gaps, Size 50 X 120Mm To Seats And 25 X 100Mm Back Rest Fixed To Galvanised Steel Flat Member Fixed To Concrete Bench, 50Mm Wide Galvanized Steel Flat Member With Paint Finish Fixed To Concrete Seat Block For Fixing Timber Board, Including Fair Faced Finished Pressed Precast Concrete Seat Block With Stamped Pattern, Finishes, Fittings And Fixing Accessories, Rcc Foundation, Necessary Earthwork, Blinding, Polyethylene Sheet, Waterproofing, Compacted Sub-Base, Complete As Per Specialist'S And Engineer'S Approval;Overall Size 2000 X 500 X 450Mm High | 56 | Nr | SAR | 6942
ALYA-05.1 | 1 | 1.0144 |  | Kingdom of Saudi Arabia | Jeddah | Open Spaces | Red Sea Village | Marina Promenade | RSG | SALCO | Award | 2021 | Fixed Price Lump Sum | ACCESSORIES | Generally | Fair Face Finish Precast Concrete Seat Block With Stamped Pattern And Required Colour, On And Including Reinforced Concrete Base On Compacted Sub Base, Necessary Earthwork, Waterproofing, Steel Dowel For Fixing Concrete Bench, Complete To Specialist Details And Engineer'S Approval;Overall Size 2000 X 500 X 450Mm High (Optional) | 56 | Nr | SAR | 2336
ALYA-05.1 | 1 | 1.0144 |  | Kingdom of Saudi Arabia | Jeddah | Open Spaces | Red Sea Village | Marina Promenade | RSG | SALCO | Award | 2021 | Fixed Price Lump Sum | ACCESSORIES | Generally | Bench Type 2;Precast Concrete Bench/Bollard Block In Fair Faced Finished Including Rcc Foundation, Necessary Blinding, Polyethylene Sheet, Waterproofing, Compacted Sub-Base, Necessary Earthwork As Per Engineer'S Approval;Bench Type 2/ Bollard Block, Overall Size 400 X 400 X 450Mm | 6 | Nr | SAR | 801
ALYA-05.1 | 1 | 1.0144 |  | Kingdom of Saudi Arabia | Jeddah | Open Spaces | Red Sea Village | Marina Promenade | RSG | SALCO | Award | 2021 | Fixed Price Lump Sum | ACCESSORIES | Generally | Cycle Rack;Powder Coated Cast Aluminium Cycle Rack With Required Colours Including Necessary Reinforced Concrete Footing On Compacted Sub-Base, Necessary Earthworks, Waterproofing, Fittings, Accessories, Complete To Manufacturer / Engineer'S Details;Overall Size 240 X 60 X 1090Mm Overall Height | 37 | Nr | SAR | 2003
ALYA-05.1 | 1 | 1.0144 |  | Kingdom of Saudi Arabia | Jeddah | Open Spaces | Red Sea Village | Marina Promenade | RSG | SALCO | Award | 2021 | Fixed Price Lump Sum | ACCESSORIES | Generally | Bollard;Stainless Steel Fixed Bollard Including Necessary Base Complete, As Specified And As Shown On Detail 2 And 3;Bollard Type 1 - 120Mm X 900Mm High Above Finished Floor Level, Fixed Bollard With Reflective Tape | 284 | Nr | SAR | 2603
ALYA-05.1 | 1 | 1.0144 |  | Kingdom of Saudi Arabia | Jeddah | Open Spaces | Red Sea Village | Marina Promenade | RSG | SALCO | Award | 2021 | Fixed Price Lump Sum | ACCESSORIES | Generally | Bollard;Stainless Steel Fixed Bollard Including Necessary Base Complete, As Specified And As Shown On Detail 2 And 3;Bollard Type 2 - 600Mm X 65Mm Diameter, Fold Down Bollard | 30 | Nr | SAR | 734
ALYA-05.1 | 1 | 1.0145 |  | Kingdom of Saudi Arabia | Jeddah | Open Spaces | Red Sea Village | Marina Promenade | RSG | SALCO | Award | 2021 | Fixed Price Lump Sum | SITE WORK | Paving and surfacing | Vehicular Studs;Supply And Fix Vehicular Studs Complete As Specified And Shown On Drawing ;90Mm Dia, Brushed Stainless Steel Road Stud | 182 | Nr | SAR | 100
ALYA-05.1 | 1 | 1.0145 |  | Kingdom of Saudi Arabia | Jeddah | Open Spaces | Red Sea Village | Marina Promenade | RSG | SALCO | Award | 2021 | Fixed Price Lump Sum | SITE WORK | Paving and surfacing | Wheel Stopper;Supply And Fix Precast Concrete Wheel Stopper Complete As Specified And Shown On Detail 1.2;Overall Size 1800 X 200 X 300Mm | 12 | Nr | SAR | 334
ALYA-05.1 | 1 | 1.0145 |  | Kingdom of Saudi Arabia | Jeddah | Open Spaces | Red Sea Village | Marina Promenade | RSG | SALCO | Award | 2021 | Fixed Price Lump Sum | SITE WORK | Excavation | Excavation And Preparation Of Base As Specified And As Shown On Drawings;For Palms | 2534 | m³ | SAR | 27
ALYA-05.1 | 1 | 1.0145 |  | Kingdom of Saudi Arabia | Jeddah | Open Spaces | Red Sea Village | Marina Promenade | RSG | SALCO | Award | 2021 | Fixed Price Lump Sum | SITE WORK | Excavation | Excavation And Preparation Of Base As Specified And As Shown On Drawings;For Trees | 558 | m³ | SAR | 27
ALYA-05.1 | 1 | 1.0145 |  | Kingdom of Saudi Arabia | Jeddah | Open Spaces | Red Sea Village | Marina Promenade | RSG | SALCO | Award | 2021 | Fixed Price Lump Sum | SITE WORK | Excavation | Excavation And Preparation Of Base As Specified And As Shown On Drawings;For Ground Covers | 645 | m³ | SAR | 20
ALYA-05.1 | 1 | 1.0145 |  | Kingdom of Saudi Arabia | Jeddah | Open Spaces | Red Sea Village | Marina Promenade | RSG | SALCO | Award | 2021 | Fixed Price Lump Sum | SITE WORK | Excavation | Excavation And Preparation Of Base As Specified And As Shown On Drawings;For Shrubs | 102 | m³ | SAR | 20
ALYA-05.1 | 1 | 1.0145 |  | Kingdom of Saudi Arabia | Jeddah | Open Spaces | Red Sea Village | Marina Promenade | RSG | SALCO | Award | 2021 | Fixed Price Lump Sum | SITE WORK | Excavation | Excavation And Preparation Of Base As Specified And As Shown On Drawings;To Grass | 125 | m³ | SAR | 20
ALYA-05.1 | 1 | 1.0145 |  | Kingdom of Saudi Arabia | Jeddah | Open Spaces | Red Sea Village | Marina Promenade | RSG | SALCO | Award | 2021 | Fixed Price Lump Sum | SITE WORK | Excavation | Excavation And Preparation Of Base As Specified And As Shown On Drawings;In Lawn Area | 462 | m³ | SAR | 20
ALYA-05.1 | 1 | 1.0145 |  | Kingdom of Saudi Arabia | Jeddah | Open Spaces | Red Sea Village | Marina Promenade | RSG | SALCO | Award | 2021 | Fixed Price Lump Sum | SITE WORK | Excavation | Excavation And Preparation Of Base As Specified And As Shown On Drawings;In Reinforced Grass | 278 | m³ | SAR | 20
ALYA-05.1 | 1 | 1.0145 |  | Kingdom of Saudi Arabia | Jeddah | Open Spaces | Red Sea Village | Marina Promenade | RSG | SALCO | Award | 2021 | Fixed Price Lump Sum | SITE WORK | Disposal | Disposal;Disposal Of Surplus Excavated Material From Site (Provisional Item) | 4704 | m³ | SAR | 20
ALYA-05.1 | 1 | 1.0146 |  | Kingdom of Saudi Arabia | Jeddah | Open Spaces | Red Sea Village | Marina Promenade | RSG | SALCO | Award | 2021 | Fixed Price Lump Sum | SITE WORK | Landscaping | Planting Medium Consist Of Soil, Compost And Fertilizers;70Mm Thick Bark Mulsch To Be Removed From All Softscape Areas ;To Palms | 2218 | m³ | SAR | 134
ALYA-05.1 | 1 | 1.0146 |  | Kingdom of Saudi Arabia | Jeddah | Open Spaces | Red Sea Village | Marina Promenade | RSG | SALCO | Award | 2021 | Fixed Price Lump Sum | SITE WORK | Landscaping | Planting Medium Consist Of Soil, Compost And Fertilizers;70Mm Thick Bark Mulsch To Be Removed From All Softscape Areas ;To Trees | 464 | m³ | SAR | 134
ALYA-05.1 | 1 | 1.0146 |  | Kingdom of Saudi Arabia | Jeddah | Open Spaces | Red Sea Village | Marina Promenade | RSG | SALCO | Award | 2021 | Fixed Price Lump Sum | SITE WORK | Landscaping | Planting Medium Consist Of Soil, Compost And Fertilizers;70Mm Thick Bark Mulsch To Be Removed From All Softscape Areas ;To Ground Covers | 645 | m³ | SAR | 134
ALYA-05.1 | 1 | 1.0146 |  | Kingdom of Saudi Arabia | Jeddah | Open Spaces | Red Sea Village | Marina Promenade | RSG | SALCO | Award | 2021 | Fixed Price Lump Sum | SITE WORK | Landscaping | Planting Medium Consist Of Soil, Compost And Fertilizers;70Mm Thick Bark Mulsch To Be Removed From All Softscape Areas ;To Ground Covers (Pots) | 8 | m³ | SAR | 134
ALYA-05.1 | 1 | 1.0146 |  | Kingdom of Saudi Arabia | Jeddah | Open Spaces | Red Sea Village | Marina Promenade | RSG | SALCO | Award | 2021 | Fixed Price Lump Sum | SITE WORK | Landscaping | Planting Medium Consist Of Soil, Compost And Fertilizers;70Mm Thick Bark Mulsch To Be Removed From All Softscape Areas ;To Shrubs | 102 | m³ | SAR | 134
ALYA-05.1 | 1 | 1.0146 |  | Kingdom of Saudi Arabia | Jeddah | Open Spaces | Red Sea Village | Marina Promenade | RSG | SALCO | Award | 2021 | Fixed Price Lump Sum | SITE WORK | Landscaping | Planting Medium Consist Of Soil, Compost And Fertilizers;70Mm Thick Bark Mulsch To Be Removed From All Softscape Areas ;In Grass | 125 | m³ | SAR | 134
ALYA-05.1 | 1 | 1.0146 |  | Kingdom of Saudi Arabia | Jeddah | Open Spaces | Red Sea Village | Marina Promenade | RSG | SALCO | Award | 2021 | Fixed Price Lump Sum | SITE WORK | Landscaping | Planting Medium Consist Of Soil, Compost And Fertilizers;70Mm Thick Bark Mulsch To Be Removed From All Softscape Areas ;In Lawn Area | 462 | m³ | SAR | 134
ALYA-05.1 | 1 | 1.0146 |  | Kingdom of Saudi Arabia | Jeddah | Open Spaces | Red Sea Village | Marina Promenade | RSG | SALCO | Award | 2021 | Fixed Price Lump Sum | SITE WORK | Paving and surfacing | 300Mm Thick Planting Medium In Reinforced Grass Area Including 100Mm Root Zone With Flexible Polypropylene Fibers | 196 | m² | SAR | 334
ALYA-05.1 | 1 | 1.0146 |  | Kingdom of Saudi Arabia | Jeddah | Open Spaces | Red Sea Village | Marina Promenade | RSG | SALCO | Award | 2021 | Fixed Price Lump Sum | SITE WORK | Landscaping | Gravel Wrapped In Geotextile As Capillary Break Layer, Complete As Specified;Below Planting Medium Of Palms And Trees, 200Mm Thick | 1481 | m² | SAR | 25
ALYA-05.1 | 1 | 1.0146 |  | Kingdom of Saudi Arabia | Jeddah | Open Spaces | Red Sea Village | Marina Promenade | RSG | SALCO | Award | 2021 | Fixed Price Lump Sum | SITE WORK | Landscaping | Gravel Wrapped In Geotextile As Capillary Break Layer, Complete As Specified;Below Planting Medium In Reinforced Grass Area, 125Mm Thick | 654 | m² | SAR | 20
ALYA-05.1 | 1 | 1.0147 |  | Kingdom of Saudi Arabia | Jeddah | Open Spaces | Red Sea Village | Marina Promenade | RSG | SALCO | Award | 2021 | Fixed Price Lump Sum | SITE WORK | Landscaping | Palms, Trees, Shrubs And The Like With Healthy Fully Developed Root Balls, Undamaged And Free From Pests And Diseases, Planted In Prepared Ground As Detailed, Including All Compost And Fertilizers, Tree Stakes, Tree Ties, Temporary Planting Screens;Palms;Washingtonia Robusta, Ref. Wash.R6* - 6M Brown Trunk Height | 288 | Nr | SAR | 5029
ALYA-05.1 | 1 | 1.0147 |  | Kingdom of Saudi Arabia | Jeddah | Open Spaces | Red Sea Village | Marina Promenade | RSG | SALCO | Award | 2021 | Fixed Price Lump Sum | SITE WORK | Landscaping | Palms, Trees, Shrubs And The Like With Healthy Fully Developed Root Balls, Undamaged And Free From Pests And Diseases, Planted In Prepared Ground As Detailed, Including All Compost And Fertilizers, Tree Stakes, Tree Ties, Temporary Planting Screens;Palms;Washingtonia Robusta, Ref. Wash.R5* - 5M Brown Trunk Height | 288 | Nr | SAR | 4583
ALYA-05.1 | 1 | 1.0147 |  | Kingdom of Saudi Arabia | Jeddah | Open Spaces | Red Sea Village | Marina Promenade | RSG | SALCO | Award | 2021 | Fixed Price Lump Sum | SITE WORK | Landscaping | Palms, Trees, Shrubs And The Like With Healthy Fully Developed Root Balls, Undamaged And Free From Pests And Diseases, Planted In Prepared Ground As Detailed, Including All Compost And Fertilizers, Tree Stakes, Tree Ties, Temporary Planting Screens;Palms;Washingtonia Robusta, Ref. Wash.R4* - 4M Brown Trunk Height | 288 | Nr | SAR | 3782
ALYA-05.1 | 1 | 1.0147 |  | Kingdom of Saudi Arabia | Jeddah | Open Spaces | Red Sea Village | Marina Promenade | RSG | SALCO | Award | 2021 | Fixed Price Lump Sum | SITE WORK | Landscaping | Palms, Trees, Shrubs And The Like With Healthy Fully Developed Root Balls, Undamaged And Free From Pests And Diseases, Planted In Prepared Ground As Detailed, Including All Compost And Fertilizers, Tree Stakes, Tree Ties, Temporary Planting Screens;Palms;Washingtonia Robusta, Ref. Wash.R3* - 3M Brown Trunk Height | 288 | Nr | SAR | 3360
ALYA-05.1 | 1 | 1.0147 |  | Kingdom of Saudi Arabia | Jeddah | Open Spaces | Red Sea Village | Marina Promenade | RSG | SALCO | Award | 2021 | Fixed Price Lump Sum | SITE WORK | Landscaping | Palms, Trees, Shrubs And The Like With Healthy Fully Developed Root Balls, Undamaged And Free From Pests And Diseases, Planted In Prepared Ground As Detailed, Including All Compost And Fertilizers, Tree Stakes, Tree Ties, Temporary Planting Screens;Trees;Ficus Religiosa, Ref. Ficu.R - 1.8M Clear Stem Height, 60 To 70Mm Caliper | 22 | Nr | SAR | 1398
ALYA-05.1 | 1 | 1.0147 |  | Kingdom of Saudi Arabia | Jeddah | Open Spaces | Red Sea Village | Marina Promenade | RSG | SALCO | Award | 2021 | Fixed Price Lump Sum | SITE WORK | Landscaping | Palms, Trees, Shrubs And The Like With Healthy Fully Developed Root Balls, Undamaged And Free From Pests And Diseases, Planted In Prepared Ground As Detailed, Including All Compost And Fertilizers, Tree Stakes, Tree Ties, Temporary Planting Screens;Trees;Terminalia Catappa, Ref. Term.C - 1.8M Clear Stem Height, 60 To 70Mm Caliper | 80 | Nr | SAR | 1464
ALYA-05.1 | 1 | 1.0147 |  | Kingdom of Saudi Arabia | Jeddah | Open Spaces | Red Sea Village | Marina Promenade | RSG | SALCO | Award | 2021 | Fixed Price Lump Sum | SITE WORK | Landscaping | Palms, Trees, Shrubs And The Like With Healthy Fully Developed Root Balls, Undamaged And Free From Pests And Diseases, Planted In Prepared Ground As Detailed, Including All Compost And Fertilizers, Tree Stakes, Tree Ties, Temporary Planting Screens;Trees;Hibiscus Tiliaceus Rubra, Ref. Hibi.Tr - 1.8M Clear Stem Height, 60 To 70Mm Caliper | 18 | Nr | SAR | 1509
ALYA-05.1 | 1 | 1.0147 |  | Kingdom of Saudi Arabia | Jeddah | Open Spaces | Red Sea Village | Marina Promenade | RSG | SALCO | Award | 2021 | Fixed Price Lump Sum | SITE WORK | Landscaping | Palms, Trees, Shrubs And The Like With Healthy Fully Developed Root Balls, Undamaged And Free From Pests And Diseases, Planted In Prepared Ground As Detailed, Including All Compost And Fertilizers, Tree Stakes, Tree Ties, Temporary Planting Screens;Trees;Canna Indica Purpurea, Ref. Cann.Ip - 0.60-0.70M Height | 2 | Nr | SAR | 1298
ALYA-05.1 | 1 | 1.0147 |  | Kingdom of Saudi Arabia | Jeddah | Open Spaces | Red Sea Village | Marina Promenade | RSG | SALCO | Award | 2021 | Fixed Price Lump Sum | SITE WORK | Landscaping | Palms, Trees, Shrubs And The Like With Healthy Fully Developed Root Balls, Undamaged And Free From Pests And Diseases, Planted In Prepared Ground As Detailed, Including All Compost And Fertilizers, Tree Stakes, Tree Ties, Temporary Planting Screens;Trees;Terminalia Mantaly, Ref. Term.M - 1M Clear Stem Height, 90 To 100Mm Caliper | 21 | Nr | SAR | 1602
ALYA-05.1 | 1 | 1.0147 |  | Kingdom of Saudi Arabia | Jeddah | Open Spaces | Red Sea Village | Marina Promenade | RSG | SALCO | Award | 2021 | Fixed Price Lump Sum | SITE WORK | Landscaping | Palms, Trees, Shrubs And The Like With Healthy Fully Developed Root Balls, Undamaged And Free From Pests And Diseases, Planted In Prepared Ground As Detailed, Including All Compost And Fertilizers, Tree Stakes, Tree Ties, Temporary Planting Screens;Trees;Olea Europaea Specimen, Ref. Olea.Es - 1.5M Clear Stem Height | 3 | Nr | SAR | 40050
ALYA-05.1 | 1 | 1.0148 |  | Kingdom of Saudi Arabia | Jeddah | Open Spaces | Red Sea Village | Marina Promenade | RSG | SALCO | Award | 2021 | Fixed Price Lump Sum | SITE WORK | Landscaping | Palms, Trees, Shrubs And The Like With Healthy Fully Developed Root Balls, Undamaged And Free From Pests And Diseases, Planted In Prepared Ground As Detailed, Including All Compost And Fertilizers, Tree Stakes, Tree Ties, Temporary Planting Screens;Shrubs;Clerodendrum Inerme, Ref. Cler.I - 0.50 To 0.60M Height, Min. 3 Breaks | 1228 | Nr | SAR | 21
ALYA-05.1 | 1 | 1.0148 |  | Kingdom of Saudi Arabia | Jeddah | Open Spaces | Red Sea Village | Marina Promenade | RSG | SALCO | Award | 2021 | Fixed Price Lump Sum | SITE WORK | Landscaping | Palms, Trees, Shrubs And The Like With Healthy Fully Developed Root Balls, Undamaged And Free From Pests And Diseases, Planted In Prepared Ground As Detailed, Including All Compost And Fertilizers, Tree Stakes, Tree Ties, Temporary Planting Screens;Ground Covers;Asystasia Gangetica Variegata, Ref. Asys.Gv - 0.30M Spread | 1397 | Nr | SAR | 13
ALYA-05.1 | 1 | 1.0148 |  | Kingdom of Saudi Arabia | Jeddah | Open Spaces | Red Sea Village | Marina Promenade | RSG | SALCO | Award | 2021 | Fixed Price Lump Sum | SITE WORK | Landscaping | Palms, Trees, Shrubs And The Like With Healthy Fully Developed Root Balls, Undamaged And Free From Pests And Diseases, Planted In Prepared Ground As Detailed, Including All Compost And Fertilizers, Tree Stakes, Tree Ties, Temporary Planting Screens;Ground Covers;Asystasia Gangetica, Ref. Asys.G - 0.30M Spread | 1914 | Nr | SAR | 11
ALYA-05.1 | 1 | 1.0148 |  | Kingdom of Saudi Arabia | Jeddah | Open Spaces | Red Sea Village | Marina Promenade | RSG | SALCO | Award | 2021 | Fixed Price Lump Sum | SITE WORK | Landscaping | Palms, Trees, Shrubs And The Like With Healthy Fully Developed Root Balls, Undamaged And Free From Pests And Diseases, Planted In Prepared Ground As Detailed, Including All Compost And Fertilizers, Tree Stakes, Tree Ties, Temporary Planting Screens;Ground Covers;Catharanthus Alba, Ref. Cath.A - 0.30M Spread | 1235 | Nr | SAR | 7
ALYA-05.1 | 1 | 1.0148 |  | Kingdom of Saudi Arabia | Jeddah | Open Spaces | Red Sea Village | Marina Promenade | RSG | SALCO | Award | 2021 | Fixed Price Lump Sum | SITE WORK | Landscaping | Palms, Trees, Shrubs And The Like With Healthy Fully Developed Root Balls, Undamaged And Free From Pests And Diseases, Planted In Prepared Ground As Detailed, Including All Compost And Fertilizers, Tree Stakes, Tree Ties, Temporary Planting Screens;Ground Covers;Catharanthus Alba, Ref. Cath.A1 - 0.30M Spread In Pots | 432 | Nr | SAR | 7
ALYA-05.1 | 1 | 1.0148 |  | Kingdom of Saudi Arabia | Jeddah | Open Spaces | Red Sea Village | Marina Promenade | RSG | SALCO | Award | 2021 | Fixed Price Lump Sum | SITE WORK | Landscaping | Palms, Trees, Shrubs And The Like With Healthy Fully Developed Root Balls, Undamaged And Free From Pests And Diseases, Planted In Prepared Ground As Detailed, Including All Compost And Fertilizers, Tree Stakes, Tree Ties, Temporary Planting Screens;Ground Covers;Sesuvum Green Carpet, Ref. Sesu.Gc - 0.15M Height | 3677 | Nr | SAR | 7
ALYA-05.1 | 1 | 1.0148 |  | Kingdom of Saudi Arabia | Jeddah | Open Spaces | Red Sea Village | Marina Promenade | RSG | SALCO | Award | 2021 | Fixed Price Lump Sum | SITE WORK | Landscaping | Palms, Trees, Shrubs And The Like With Healthy Fully Developed Root Balls, Undamaged And Free From Pests And Diseases, Planted In Prepared Ground As Detailed, Including All Compost And Fertilizers, Tree Stakes, Tree Ties, Temporary Planting Screens;Ground Covers;Vitex Rotundifolia, Ref. Vite.R - 0.30M Spread | 4482 | Nr | SAR | 8
ALYA-05.1 | 1 | 1.0148 |  | Kingdom of Saudi Arabia | Jeddah | Open Spaces | Red Sea Village | Marina Promenade | RSG | SALCO | Award | 2021 | Fixed Price Lump Sum | SITE WORK | Landscaping | Palms, Trees, Shrubs And The Like With Healthy Fully Developed Root Balls, Undamaged And Free From Pests And Diseases, Planted In Prepared Ground As Detailed, Including All Compost And Fertilizers, Tree Stakes, Tree Ties, Temporary Planting Screens;Ground Covers;Portulaca Grandiflora, Ref. Port.G - 0.30M Spread | 447 | Nr | SAR | 7
ALYA-05.1 | 1 | 1.0148 |  | Kingdom of Saudi Arabia | Jeddah | Open Spaces | Red Sea Village | Marina Promenade | RSG | SALCO | Award | 2021 | Fixed Price Lump Sum | SITE WORK | Landscaping | Palms, Trees, Shrubs And The Like With Healthy Fully Developed Root Balls, Undamaged And Free From Pests And Diseases, Planted In Prepared Ground As Detailed, Including All Compost And Fertilizers, Tree Stakes, Tree Ties, Temporary Planting Screens;Ground Covers;Wedelia Trilobata, Ref. Wede.T - 0.30M Spread | 1773 | Nr | SAR | 7
ALYA-05.1 | 1 | 1.0148 |  | Kingdom of Saudi Arabia | Jeddah | Open Spaces | Red Sea Village | Marina Promenade | RSG | SALCO | Award | 2021 | Fixed Price Lump Sum | SITE WORK | Landscaping | Palms, Trees, Shrubs And The Like With Healthy Fully Developed Root Balls, Undamaged And Free From Pests And Diseases, Planted In Prepared Ground As Detailed, Including All Compost And Fertilizers, Tree Stakes, Tree Ties, Temporary Planting Screens;Ground Covers;Ruellia Ciliosa, Ref. Ruel.C - 0.40M Height | 4011 | Nr | SAR | 19
ALYA-05.1 | 1 | 1.0149 |  | Kingdom of Saudi Arabia | Jeddah | Open Spaces | Red Sea Village | Marina Promenade | RSG | SALCO | Award | 2021 | Fixed Price Lump Sum | SITE WORK | Landscaping | Palms, Trees, Shrubs And The Like With Healthy Fully Developed Root Balls, Undamaged And Free From Pests And Diseases, Planted In Prepared Ground As Detailed, Including All Compost And Fertilizers, Tree Stakes, Tree Ties, Temporary Planting Screens;Ground Covers;Hymenocallis Littoralis, Ref. Hyme.L - 0.40 To 0.50M Height | 1042 | Nr | SAR | 19
ALYA-05.1 | 1 | 1.0149 |  | Kingdom of Saudi Arabia | Jeddah | Open Spaces | Red Sea Village | Marina Promenade | RSG | SALCO | Award | 2021 | Fixed Price Lump Sum | SITE WORK | Landscaping | Palms, Trees, Shrubs And The Like With Healthy Fully Developed Root Balls, Undamaged And Free From Pests And Diseases, Planted In Prepared Ground As Detailed, Including All Compost And Fertilizers, Tree Stakes, Tree Ties, Temporary Planting Screens And The Like, As Specified ;Ground Covers;Catharanthus Roseus, Ref. Cath.R - 0.30M Spread | 432 | Nr | SAR | 7
ALYA-05.1 | 1 | 1.0149 |  | Kingdom of Saudi Arabia | Jeddah | Open Spaces | Red Sea Village | Marina Promenade | RSG | SALCO | Award | 2021 | Fixed Price Lump Sum | SITE WORK | Landscaping | Palms, Trees, Shrubs And The Like With Healthy Fully Developed Root Balls, Undamaged And Free From Pests And Diseases, Planted In Prepared Ground As Detailed, Including All Compost And Fertilizers, Tree Stakes, Tree Ties, Temporary Planting Screens And The Like, As Specified ;Ground Covers;Sesuvum Red Carpet, Ref. Sesu.Rc - 0.15M Height | 1009 | Nr | SAR | 7
ALYA-05.1 | 1 | 1.0149 |  | Kingdom of Saudi Arabia | Jeddah | Open Spaces | Red Sea Village | Marina Promenade | RSG | SALCO | Award | 2021 | Fixed Price Lump Sum | SITE WORK | Landscaping | Palms, Trees, Shrubs And The Like With Healthy Fully Developed Root Balls, Undamaged And Free From Pests And Diseases, Planted In Prepared Ground As Detailed, Including All Compost And Fertilizers, Tree Stakes, Tree Ties, Temporary Planting Screens And The Like, As Specified ;Grass;Pennisetum Setaceum, Ref. Penn.S - 0.50-0.60M Height | 1248 | Nr | SAR | 11
ALYA-05.1 | 1 | 1.0149 |  | Kingdom of Saudi Arabia | Jeddah | Open Spaces | Red Sea Village | Marina Promenade | RSG | SALCO | Award | 2021 | Fixed Price Lump Sum | SITE WORK | Landscaping | Palms, Trees, Shrubs And The Like With Healthy Fully Developed Root Balls, Undamaged And Free From Pests And Diseases, Planted In Prepared Ground As Detailed, Including All Compost And Fertilizers, Tree Stakes, Tree Ties, Temporary Planting Screens And The Like, As Specified ;Lawn;Paspalum Vaginatum - Stolons | 1541 | m² | SAR | 29
ALYA-05.1 | 1 | 1.0149 |  | Kingdom of Saudi Arabia | Jeddah | Open Spaces | Red Sea Village | Marina Promenade | RSG | SALCO | Award | 2021 | Fixed Price Lump Sum | SITE WORK | Landscaping | Reinforced Grass;Reinforced Grass Comprising Grass/Turfing, Turf Pave Or Equal Approved, Undamaged And Free From Pests And Diseases, Planted In Compacted Planting Medium 300Mm Thick Including Gravel Layer At Required Depth (Planting Medium And Gravel Layer Measured Elsewhere), All Compost And Fertilizers, Complete To Engineer'S Details;Reinforced Grass | 654 | m² | SAR | 101
ALYA-05.1 | 1 | 1.0149 |  | Kingdom of Saudi Arabia | Jeddah | Open Spaces | Red Sea Village | Marina Promenade | RSG | SALCO | Award | 2021 | Fixed Price Lump Sum | SITE WORK | Underground drainage | Upvc Pipework To Bs 3505, Class-E, Including All Fittings, Excavation, Sand Bedding, Back Filling As Specified, Cart Away Surplus, Warning Tape Markers, Thrust Blocks, All As Specified.;1 Inch Diameter Pipe | 620 | m | SAR | 33
ALYA-05.1 | 1 | 1.0149 |  | Kingdom of Saudi Arabia | Jeddah | Open Spaces | Red Sea Village | Marina Promenade | RSG | SALCO | Award | 2021 | Fixed Price Lump Sum | SITE WORK | Underground drainage | Upvc Pipework To Bs 3505, Class-D, Including All Fittings, Excavation, Sand Bedding, Back Filling As Specified, Cart Away Surplus, Warning Tape Markers, Thrust Blocks, All As Specified.;1.5 Inch Diameter Pipe | 300 | m | SAR | 47
ALYA-05.1 | 1 | 1.0149 |  | Kingdom of Saudi Arabia | Jeddah | Open Spaces | Red Sea Village | Marina Promenade | RSG | SALCO | Award | 2021 | Fixed Price Lump Sum | SITE WORK | Underground drainage | Upvc Pipework To Bs 3505, Class-D, Including All Fittings, Excavation, Sand Bedding, Back Filling As Specified, Cart Away Surplus, Warning Tape Markers, Thrust Blocks, All As Specified.;2 Inch Diameter Pipe | 172 | m | SAR | 67
ALYA-05.1 | 1 | 1.0149 |  | Kingdom of Saudi Arabia | Jeddah | Open Spaces | Red Sea Village | Marina Promenade | RSG | SALCO | Award | 2021 | Fixed Price Lump Sum | SITE WORK | Underground drainage | Upvc Pipework To Bs 3505, Class-D, Including All Fittings, Excavation, Sand Bedding, Back Filling As Specified, Cart Away Surplus, Warning Tape Markers, Thrust Blocks, All As Specified.;3 Inch Diameter Pipe | 24 | m | SAR | 167
ALYA-05.1 | 1 | 1.015 |  | Kingdom of Saudi Arabia | Jeddah | Open Spaces | Red Sea Village | Marina Promenade | RSG | SALCO | Award | 2021 | Fixed Price Lump Sum | SITE WORK | Underground drainage | Upvc Pipework To Bs 3505, Class-D, Including All Fittings, Excavation, Sand Bedding, Back Filling As Specified, Cart Away Surplus, Warning Tape Markers, Thrust Blocks, All As Specified.;4 Inch Diameter Pipe | 18 | m | SAR | 187
ALYA-05.1 | 1 | 1.015 |  | Kingdom of Saudi Arabia | Jeddah | Open Spaces | Red Sea Village | Marina Promenade | RSG | SALCO | Award | 2021 | Fixed Price Lump Sum | SITE WORK | Landscaping | Valves Including Necessary Accessories, Fixed As Specified;Solenoid Valve In Sprinkler System,1.5 Inch Diameter | 1 | Nr | SAR | 1669
ALYA-05.1 | 1 | 1.015 |  | Kingdom of Saudi Arabia | Jeddah | Open Spaces | Red Sea Village | Marina Promenade | RSG | SALCO | Award | 2021 | Fixed Price Lump Sum | SITE WORK | Landscaping | Lockable Valve Boxes As Specified;For Solenoid Valves 2 Inch In Sprinkler System | 3 | Nr | SAR | 2003
ALYA-05.1 | 1 | 1.015 |  | Kingdom of Saudi Arabia | Jeddah | Open Spaces | Red Sea Village | Marina Promenade | RSG | SALCO | Award | 2021 | Fixed Price Lump Sum | SITE WORK | Landscaping | Pop-Up-Sprinklers Including Necessary Accessories, Fixed As Specified;Solenoid Valve In Sprinkler System,3.0 Inch Diameter | 1 | Nr | SAR | 4339
ALYA-05.1 | 1 | 1.015 |  | Kingdom of Saudi Arabia | Jeddah | Open Spaces | Red Sea Village | Marina Promenade | RSG | SALCO | Award | 2021 | Fixed Price Lump Sum | SITE WORK | Landscaping | Lockable Valve Boxes As Specified;For Solenoid Valves 1.5 Inch In Sprinkler System | 1 | Nr | SAR | 668
ALYA-05.1 | 1 | 1.015 |  | Kingdom of Saudi Arabia | Jeddah | Open Spaces | Red Sea Village | Marina Promenade | RSG | SALCO | Award | 2021 | Fixed Price Lump Sum | SITE WORK | Landscaping | Lockable Valve Boxes As Specified;For Solenoid Valves 2.0 Inch In Sprinkler System | 3 | Nr | SAR | 668
ALYA-05.1 | 1 | 1.015 |  | Kingdom of Saudi Arabia | Jeddah | Open Spaces | Red Sea Village | Marina Promenade | RSG | SALCO | Award | 2021 | Fixed Price Lump Sum | SITE WORK | Landscaping | Lockable Valve Boxes As Specified;For Solenoid Valves 3.0 Inch In Sprinkler System | 1 | Nr | SAR | 1001
ALYA-05.1 | 1 | 1.015 |  | Kingdom of Saudi Arabia | Jeddah | Open Spaces | Red Sea Village | Marina Promenade | RSG | SALCO | Award | 2021 | Fixed Price Lump Sum | SITE WORK | Landscaping | Pop-Up-Spray Including Necessary Accessories, Fixed As Specified;Pop Up Spray 4.00M - 4.50M Radius | 142 | Nr | SAR | 87
ALYA-05.1 | 1 | 1.015 |  | Kingdom of Saudi Arabia | Jeddah | Open Spaces | Red Sea Village | Marina Promenade | RSG | SALCO | Award | 2021 | Fixed Price Lump Sum | SITE WORK | Landscaping | Pop-Up-Spray Including Necessary Accessories, Fixed As Specified;Pop Up Spray 3.00M - 4.00M Radius | 13 | Nr | SAR | 80
ALYA-05.1 | 1 | 1.015 |  | Kingdom of Saudi Arabia | Jeddah | Open Spaces | Red Sea Village | Marina Promenade | RSG | SALCO | Award | 2021 | Fixed Price Lump Sum | SITE WORK | Landscaping | Pop-Up-Spray Including Necessary Accessories, Fixed As Specified;Pop Up Spray 2.00M - 2.50M Radius | 168 | Nr | SAR | 67
ALYA-05.1 | 1 | 1.0151 |  | Kingdom of Saudi Arabia | Jeddah | Open Spaces | Red Sea Village | Marina Promenade | RSG | SALCO | Award | 2021 | Fixed Price Lump Sum | SITE WORK | Underground drainage | Upvc Pipework To Bs 3505, Class-E, Including All Fittings, Excavation, Sand Bedding, Back Filling As Specified, Cart Away Surplus, Warning Tape Markers, Thrust Blocks, All As Specified.;1 Inch Diameter Pipe | 2660 | m | SAR | 33
ALYA-05.1 | 1 | 1.0151 |  | Kingdom of Saudi Arabia | Jeddah | Open Spaces | Red Sea Village | Marina Promenade | RSG | SALCO | Award | 2021 | Fixed Price Lump Sum | SITE WORK | Underground drainage | Upvc Pipework To Bs 3505, Class-D, Including All Fittings, Excavation, Sand Bedding, Back Filling As Specified, Cart Away Surplus, Warning Tape Markers, Thrust Blocks, All As Specified.;1.5 Inch Diameter Pipe | 1050 | m | SAR | 47
ALYA-05.1 | 1 | 1.0151 |  | Kingdom of Saudi Arabia | Jeddah | Open Spaces | Red Sea Village | Marina Promenade | RSG | SALCO | Award | 2021 | Fixed Price Lump Sum | SITE WORK | Underground drainage | Upvc Pipework To Bs 3505, Class-D, Including All Fittings, Excavation, Sand Bedding, Back Filling As Specified, Cart Away Surplus, Warning Tape Markers, Thrust Blocks, All As Specified.;2 Inch Diameter Pipe | 24 | m | SAR | 67
ALYA-05.1 | 1 | 1.0151 |  | Kingdom of Saudi Arabia | Jeddah | Open Spaces | Red Sea Village | Marina Promenade | RSG | SALCO | Award | 2021 | Fixed Price Lump Sum | SITE WORK | Landscaping | Drip Risers;Drip Risers As Specified | 472 | Nr | SAR | 93
ALYA-05.1 | 1 | 1.0151 |  | Kingdom of Saudi Arabia | Jeddah | Open Spaces | Red Sea Village | Marina Promenade | RSG | SALCO | Award | 2021 | Fixed Price Lump Sum | SITE WORK | Landscaping | Valves Including Necessary Accessories, Fixed As Specified;Solenoid Valves, 2.0 Inch In Drip System | 1 | Nr | SAR | 2003
ALYA-05.1 | 1 | 1.0151 |  | Kingdom of Saudi Arabia | Jeddah | Open Spaces | Red Sea Village | Marina Promenade | RSG | SALCO | Award | 2021 | Fixed Price Lump Sum | SITE WORK | Landscaping | Valves Including Necessary Accessories, Fixed As Specified;Solenoid Valves, 1.5 Inch In Drip System | 7 | Nr | SAR | 1669
ALYA-05.1 | 1 | 1.0151 |  | Kingdom of Saudi Arabia | Jeddah | Open Spaces | Red Sea Village | Marina Promenade | RSG | SALCO | Award | 2021 | Fixed Price Lump Sum | SITE WORK | Landscaping | Lockable Valve Boxes As Specified;For Solenoid Valves, 2.0 Inch In Drip System | 1 | Nr | SAR | 668
ALYA-05.1 | 1 | 1.0151 |  | Kingdom of Saudi Arabia | Jeddah | Open Spaces | Red Sea Village | Marina Promenade | RSG | SALCO | Award | 2021 | Fixed Price Lump Sum | SITE WORK | Landscaping | Lockable Valve Boxes As Specified;For Solenoid Valves,1.5Inch In Drip System | 7 | Nr | SAR | 668
ALYA-05.1 | 1 | 1.0151 |  | Kingdom of Saudi Arabia | Jeddah | Open Spaces | Red Sea Village | Marina Promenade | RSG | SALCO | Award | 2021 | Fixed Price Lump Sum | ELECTRICAL ENGINEERING INSTALLATIONS | Final sub-circuits and auxiliary installations | Supply And Install Light Fittings, Complete As Required And As Specified (Provisional Sum);Bollard Light, Ref Xb1 | 44 | Nr | SAR | 4139
ALYA-05.1 | 1 | 1.0151 |  | Kingdom of Saudi Arabia | Jeddah | Open Spaces | Red Sea Village | Marina Promenade | RSG | SALCO | Award | 2021 | Fixed Price Lump Sum | ELECTRICAL ENGINEERING INSTALLATIONS | Final sub-circuits and auxiliary installations | Supply And Install Light Fittings, Complete As Required And As Specified (Provisional Sum);Column Light Type 1, Ref. Xc1 | 120 | Nr | SAR | 16688
ALYA-05.1 | 1 | 1.0152 |  | Kingdom of Saudi Arabia | Jeddah | Open Spaces | Red Sea Village | Marina Promenade | RSG | SALCO | Award | 2021 | Fixed Price Lump Sum | ELECTRICAL ENGINEERING INSTALLATIONS | Final sub-circuits and auxiliary installations | Supply And Install Light Fittings, Complete As Required And As Specified (Provisional Sum);Column Light Type 2, Ref. Xc2 | 32 | Nr | SAR | 11748
ALYA-05.1 | 1 | 1.0152 |  | Kingdom of Saudi Arabia | Jeddah | Open Spaces | Red Sea Village | Marina Promenade | RSG | SALCO | Award | 2021 | Fixed Price Lump Sum | ELECTRICAL ENGINEERING INSTALLATIONS | Final sub-circuits and auxiliary installations | Supply And Install Light Fittings, Complete As Required And As Specified (Provisional Sum);Column Light Type 3, Ref. Xc3 | 8 | Nr | SAR | 12883
ALYA-05.1 | 1 | 1.0152 |  | Kingdom of Saudi Arabia | Jeddah | Open Spaces | Red Sea Village | Marina Promenade | RSG | SALCO | Award | 2021 | Fixed Price Lump Sum | ELECTRICAL ENGINEERING INSTALLATIONS | Final sub-circuits and auxiliary installations | Supply And Install Light Fittings, Complete As Required And As Specified (Provisional Sum);Uplight For Palms, Ref. Xu1 | 364 | Nr | SAR | 3004
ALYA-05.1 | 1 | 1.0152 |  | Kingdom of Saudi Arabia | Jeddah | Open Spaces | Red Sea Village | Marina Promenade | RSG | SALCO | Award | 2021 | Fixed Price Lump Sum | ELECTRICAL ENGINEERING INSTALLATIONS | Final sub-circuits and auxiliary installations | Supply And Install Light Fittings, Complete As Required And As Specified (Provisional Sum);Uplight For Trees, Ref. Xu2 | 105 | Nr | SAR | 3004
ALYA-05.1 | 1 | 1.0152 |  | Kingdom of Saudi Arabia | Jeddah | Open Spaces | Red Sea Village | Marina Promenade | RSG | SALCO | Award | 2021 | Fixed Price Lump Sum | ELECTRICAL ENGINEERING INSTALLATIONS | Final sub-circuits and auxiliary installations | Supply And Install Light Fittings, Complete As Required And As Specified (Provisional Sum);Underwater Led Star Points, Ref. Uw1 | 65 | Nr | SAR | 1669
ALYA-05.1 | 1 | 1.0152 |  | Kingdom of Saudi Arabia | Jeddah | Open Spaces | Red Sea Village | Marina Promenade | RSG | SALCO | Award | 2021 | Fixed Price Lump Sum | ELECTRICAL ENGINEERING INSTALLATIONS | Final sub-circuits and auxiliary installations | Supply And Install Light Fittings, Complete As Required And As Specified (Provisional Sum);Floodlight To Tensile Shade Structure, Ref. Xf1 | 30 | Nr | SAR | 5340
ALYA-05.1 | 1 | 1.0152 |  | Kingdom of Saudi Arabia | Jeddah | Open Spaces | Red Sea Village | Marina Promenade | RSG | SALCO | Award | 2021 | Fixed Price Lump Sum | ELECTRICAL ENGINEERING INSTALLATIONS | Final sub-circuits and auxiliary installations | Supply And Install Light Fittings, Complete As Required And As Specified (Provisional Sum);Mini Floodlight To Tensile Shade Structure, Ref. Xf2 | 58 | Nr | SAR | 6341
ALYA-05.1 | 1 | 1.0152 |  | Kingdom of Saudi Arabia | Jeddah | Open Spaces | Red Sea Village | Marina Promenade | RSG | SALCO | Award | 2021 | Fixed Price Lump Sum | ELECTRICAL ENGINEERING INSTALLATIONS | Final sub-circuits and auxiliary installations | Supply And Install Light Fittings, Complete As Required And As Specified (Provisional Sum);Pole Top Luminaire - Indirect, Ref. Xpt1 | 21 | Nr | SAR | 4739
ALYA-05.1 | 1 | 1.0152 |  | Kingdom of Saudi Arabia | Jeddah | Open Spaces | Red Sea Village | Marina Promenade | RSG | SALCO | Award | 2021 | Fixed Price Lump Sum | ELECTRICAL ENGINEERING INSTALLATIONS | Final sub-circuits and auxiliary installations | Supply And Install Light Fittings, Complete As Required And As Specified (Provisional Sum);Recessed Downlight, Ref. Xrd1 | 16 | Nr | SAR | 3137
ALYA-05.1 | 1 | 1.0152 |  | Kingdom of Saudi Arabia | Jeddah | Open Spaces | Red Sea Village | Marina Promenade | RSG | SALCO | Award | 2021 | Fixed Price Lump Sum | ELECTRICAL ENGINEERING INSTALLATIONS | Final sub-circuits and auxiliary installations | Supply And Install Light Fittings, Complete As Required And As Specified (Provisional Sum);Surface Column Mounted Up-Downlight, Ref. Xcm1 | 12 | Nr | SAR | 1669
ALYA-05.1 | 1 | 1.0153 |  | Kingdom of Saudi Arabia | Jeddah | Open Spaces | Red Sea Village | Marina Promenade | RSG | SALCO | Award | 2021 | Fixed Price Lump Sum | ELECTRICAL ENGINEERING INSTALLATIONS | Final sub-circuits and auxiliary installations | Supply And Install Light Fittings, Complete As Required And As Specified (Provisional Sum);Decorative Suspended Luminaire Type 1, Ref. Xds1 | 92 | Nr | SAR | 10680
ALYA-05.1 | 1 | 1.0153 |  | Kingdom of Saudi Arabia | Jeddah | Open Spaces | Red Sea Village | Marina Promenade | RSG | SALCO | Award | 2021 | Fixed Price Lump Sum | ELECTRICAL ENGINEERING INSTALLATIONS | Final sub-circuits and auxiliary installations | Supply And Install Light Fittings, Complete As Required As Shown (Provisional Sum);Led Light Profile For Handrail, Ref. Xll1 | 132 | m | SAR | 1669
ALYA-05.1 | 1 | 1.0153 |  | Kingdom of Saudi Arabia | Jeddah | Open Spaces | Red Sea Village | Marina Promenade | RSG | SALCO | Award | 2021 | Fixed Price Lump Sum | ELECTRICAL ENGINEERING INSTALLATIONS | Final sub-circuits and auxiliary installations | Supply And Install Light Fittings, Complete As Required As Shown (Provisional Sum);Festoon Light, Ref. Xfs1 | 876 | m | SAR | 801
ALYA-05.1 | 1 | 1.0153 |  | Kingdom of Saudi Arabia | Jeddah | Open Spaces | Red Sea Village | Marina Promenade | RSG | SALCO | Award | 2021 | Fixed Price Lump Sum | ELECTRICAL ENGINEERING INSTALLATIONS | Final sub-circuits and auxiliary installations | Supply And Install Light Fittings, Complete As Required As Shown (Provisional Sum);Flexible Led Strip Light, Ref. Xsl2 | 27 | m | SAR | 2670
ALYA-05.1 | 1 | 1.0153 |  | Kingdom of Saudi Arabia | Jeddah | Open Spaces | Red Sea Village | Marina Promenade | RSG | SALCO | Award | 2021 | Fixed Price Lump Sum | ELECTRICAL ENGINEERING INSTALLATIONS | Accessories | Design, Supply And Installation Of Secondary Network Starting From Primary Network Termination Points And/Or Secondary Power And Electric Circuitry, Including Cable And Conduit, Cable Terminations, Necessary Trench Excavation And Ducts, Backfilling, Disposal, Cable Tiles, Warning Tapes, Accessories, All Necessary Secondary Electrical Works And Mechanical Works Wherever Required, Complete As Specified;Bollard Light, Ref Xb1 | 44 | Nr | SAR | 2670
ALYA-05.1 | 1 | 1.0153 |  | Kingdom of Saudi Arabia | Jeddah | Open Spaces | Red Sea Village | Marina Promenade | RSG | SALCO | Award | 2021 | Fixed Price Lump Sum | ELECTRICAL ENGINEERING INSTALLATIONS | Accessories | Design, Supply And Installation Of Secondary Network Starting From Primary Network Termination Points And/Or Secondary Power And Electric Circuitry, Including Cable And Conduit, Cable Terminations, Necessary Trench Excavation And Ducts, Backfilling, Disposal, Cable Tiles, Warning Tapes, Accessories, All Necessary Secondary Electrical Works And Mechanical Works Wherever Required, Complete As Specified;Column Light Type 1, Ref. Xc1 | 120 | Nr | SAR | 4005
ALYA-05.1 | 1 | 1.0153 |  | Kingdom of Saudi Arabia | Jeddah | Open Spaces | Red Sea Village | Marina Promenade | RSG | SALCO | Award | 2021 | Fixed Price Lump Sum | ELECTRICAL ENGINEERING INSTALLATIONS | Accessories | Design, Supply And Installation Of Secondary Network Starting From Primary Network Termination Points And/Or Secondary Power And Electric Circuitry, Including Cable And Conduit, Cable Terminations, Necessary Trench Excavation And Ducts, Backfilling, Disposal, Cable Tiles, Warning Tapes, Accessories, All Necessary Secondary Electrical Works And Mechanical Works Wherever Required, Complete As Specified;Column Light Type 2, Ref. Xc2 | 32 | Nr | SAR | 4005
ALYA-05.1 | 1 | 1.0153 |  | Kingdom of Saudi Arabia | Jeddah | Open Spaces | Red Sea Village | Marina Promenade | RSG | SALCO | Award | 2021 | Fixed Price Lump Sum | ELECTRICAL ENGINEERING INSTALLATIONS | Accessories | Design, Supply And Installation Of Secondary Network Starting From Primary Network Termination Points And/Or Secondary Power And Electric Circuitry, Including Cable And Conduit, Cable Terminations, Necessary Trench Excavation And Ducts, Backfilling, Disposal, Cable Tiles, Warning Tapes, Accessories, All Necessary Secondary Electrical Works And Mechanical Works Wherever Required, Complete As Specified;Column Light Type 3, Ref. Xc3 | 8 | Nr | SAR | 4005
ALYA-05.1 | 1 | 1.0153 |  | Kingdom of Saudi Arabia | Jeddah | Open Spaces | Red Sea Village | Marina Promenade | RSG | SALCO | Award | 2021 | Fixed Price Lump Sum | ELECTRICAL ENGINEERING INSTALLATIONS | Accessories | Design, Supply And Installation Of Secondary Network Starting From Primary Network Termination Points And/Or Secondary Power And Electric Circuitry, Including Cable And Conduit, Cable Terminations, Necessary Trench Excavation And Ducts, Backfilling, Disposal, Cable Tiles, Warning Tapes, Accessories, All Necessary Secondary Electrical Works And Mechanical Works Wherever Required, Complete As Specified;Uplight For Palms, Ref. Xu1 | 364 | Nr | SAR | 2670
ALYA-05.1 | 1 | 1.0153 |  | Kingdom of Saudi Arabia | Jeddah | Open Spaces | Red Sea Village | Marina Promenade | RSG | SALCO | Award | 2021 | Fixed Price Lump Sum | ELECTRICAL ENGINEERING INSTALLATIONS | Accessories | Design, Supply And Installation Of Secondary Network Starting From Primary Network Termination Points And/Or Secondary Power And Electric Circuitry, Including Cable And Conduit, Cable Terminations, Necessary Trench Excavation And Ducts, Backfilling, Disposal, Cable Tiles, Warning Tapes, Accessories, All Necessary Secondary Electrical Works And Mechanical Works Wherever Required, Complete As Specified;Uplight For Trees, Ref. Xu2 | 105 | Nr | SAR | 2670
ALYA-05.1 | 1 | 1.0154 |  | Kingdom of Saudi Arabia | Jeddah | Open Spaces | Red Sea Village | Marina Promenade | RSG | SALCO | Award | 2021 | Fixed Price Lump Sum | ELECTRICAL ENGINEERING INSTALLATIONS | Accessories | Design, Supply And Installation Of Secondary Network Starting From Primary Network Termination Points And/Or Secondary Power And Electric Circuitry, Including Cable And Conduit, Cable Terminations, Necessary Trench Excavation And Ducts, Backfilling, Disposal, Cable Tiles, Warning Tapes, Accessories, All Necessary Secondary Electrical Works And Mechanical Works Wherever Required, Complete As Specified;Underwater Led Star Points, Ref. Uw1 | 65 | Nr | SAR | 2003
ALYA-05.1 | 1 | 1.0154 |  | Kingdom of Saudi Arabia | Jeddah | Open Spaces | Red Sea Village | Marina Promenade | RSG | SALCO | Award | 2021 | Fixed Price Lump Sum | ELECTRICAL ENGINEERING INSTALLATIONS | Accessories | Design, Supply And Installation Of Secondary Network Starting From Primary Network Termination Points And/Or Secondary Power And Electric Circuitry, Including Cable And Conduit, Cable Terminations, Necessary Trench Excavation And Ducts, Backfilling, Disposal, Cable Tiles, Warning Tapes, Accessories, All Necessary Secondary Electrical Works And Mechanical Works Wherever Required, Complete As Specified;Floodlight To Tensile Shade Structure, Ref. Xf1 | 30 | Nr | SAR | 2670
ALYA-05.1 | 1 | 1.0154 |  | Kingdom of Saudi Arabia | Jeddah | Open Spaces | Red Sea Village | Marina Promenade | RSG | SALCO | Award | 2021 | Fixed Price Lump Sum | ELECTRICAL ENGINEERING INSTALLATIONS | Accessories | Design, Supply And Installation Of Secondary Network Starting From Primary Network Termination Points And/Or Secondary Power And Electric Circuitry, Including Cable And Conduit, Cable Terminations, Necessary Trench Excavation And Ducts, Backfilling, Disposal, Cable Tiles, Warning Tapes, Accessories, All Necessary Secondary Electrical Works And Mechanical Works Wherever Required, Complete As Specified;Mini Floodlight To Tensile Shade Structure, Ref. Xf2 | 58 | Nr | SAR | 2670
ALYA-05.1 | 1 | 1.0154 |  | Kingdom of Saudi Arabia | Jeddah | Open Spaces | Red Sea Village | Marina Promenade | RSG | SALCO | Award | 2021 | Fixed Price Lump Sum | ELECTRICAL ENGINEERING INSTALLATIONS | Final sub-circuits and auxiliary installations | Cable And Conduit Including Cable Terminations, Necessary Trench Excavation And Ducts, Backfilling, Disposal, Cable Tiles, Warning Tapes, Necessary Base, Poles, Fittings, Earthworks, Concrete Works, Builder'S Works, All Complete As Specified;Pole Top Luminaire - Indirect, Ref. Xpt1 | 21 | Nr | SAR | 4673
ALYA-05.1 | 1 | 1.0154 |  | Kingdom of Saudi Arabia | Jeddah | Open Spaces | Red Sea Village | Marina Promenade | RSG | SALCO | Award | 2021 | Fixed Price Lump Sum | ELECTRICAL ENGINEERING INSTALLATIONS | Final sub-circuits and auxiliary installations | Cable And Conduit Including Cable Terminations, Necessary Trench Excavation And Ducts, Backfilling, Disposal, Cable Tiles, Warning Tapes, Necessary Base, Poles, Fittings, Earthworks, Concrete Works, Builder'S Works, All Complete As Specified;Recessed Downlight, Ref. Xrd1 | 16 | Nr | SAR | 2003
ALYA-05.1 | 1 | 1.0154 |  | Kingdom of Saudi Arabia | Jeddah | Open Spaces | Red Sea Village | Marina Promenade | RSG | SALCO | Award | 2021 | Fixed Price Lump Sum | ELECTRICAL ENGINEERING INSTALLATIONS | Final sub-circuits and auxiliary installations | Cable And Conduit Including Cable Terminations, Necessary Trench Excavation And Ducts, Backfilling, Disposal, Cable Tiles, Warning Tapes, Necessary Base, Poles, Fittings, Earthworks, Concrete Works, Builder'S Works, All Complete As Specified;Surface Column Mounted Up-Downlight, Ref. Xcm1 | 12 | Nr | SAR | 2670
ALYA-05.1 | 1 | 1.0154 |  | Kingdom of Saudi Arabia | Jeddah | Open Spaces | Red Sea Village | Marina Promenade | RSG | SALCO | Award | 2021 | Fixed Price Lump Sum | ELECTRICAL ENGINEERING INSTALLATIONS | Final sub-circuits and auxiliary installations | Cable And Conduit Including Cable Terminations, Necessary Trench Excavation And Ducts, Backfilling, Disposal, Cable Tiles, Warning Tapes, Necessary Base, Poles, Fittings, Earthworks, Concrete Works, Builder'S Works, All Complete As Specified;Decorative Suspended Luminaire Type 1, Ref. Xds1 | 92 | Nr | SAR | 2003
ALYA-05.1 | 1 | 1.0154 |  | Kingdom of Saudi Arabia | Jeddah | Open Spaces | Red Sea Village | Marina Promenade | RSG | SALCO | Award | 2021 | Fixed Price Lump Sum | ELECTRICAL ENGINEERING INSTALLATIONS | Final sub-circuits and auxiliary installations | Cable And Conduit Including Cable Terminations, Necessary Trench Excavation And Ducts, Backfilling, Disposal, Cable Tiles, Warning Tapes, Necessary Base, Poles, Fittings, Earthworks, Concrete Works, Builder'S Works, All Complete As Specified;Led Light Profile For Handrail, Ref. Xll1 | 132 | m | SAR | 3338
ALYA-05.1 | 1 | 1.0154 |  | Kingdom of Saudi Arabia | Jeddah | Open Spaces | Red Sea Village | Marina Promenade | RSG | SALCO | Award | 2021 | Fixed Price Lump Sum | ELECTRICAL ENGINEERING INSTALLATIONS | Final sub-circuits and auxiliary installations | Cable And Conduit Including Cable Terminations, Necessary Trench Excavation And Ducts, Backfilling, Disposal, Cable Tiles, Warning Tapes, Necessary Base, Poles, Fittings, Earthworks, Concrete Works, Builder'S Works, All Complete As Specified;Festoon Light, Ref. Xfs1 | 876 | m | SAR | 2003
ALYA-05.1 | 1 | 1.0154 |  | Kingdom of Saudi Arabia | Jeddah | Open Spaces | Red Sea Village | Marina Promenade | RSG | SALCO | Award | 2021 | Fixed Price Lump Sum | ELECTRICAL ENGINEERING INSTALLATIONS | Final sub-circuits and auxiliary installations | Cable And Conduit Including Cable Terminations, Necessary Trench Excavation And Ducts, Backfilling, Disposal, Cable Tiles, Warning Tapes, Necessary Base, Poles, Fittings, Earthworks, Concrete Works, Builder'S Works, All Complete As Specified;Flexible Led Strip Light, Ref. Xsl2 | 27 | m | SAR | 2003
ALYA-05.1 | 1 | 1.0155 |  | Kingdom of Saudi Arabia | Jeddah | Open Spaces | Red Sea Village | Alleyways | RSG | SALCO | Award | 2021 | Fixed Price Lump Sum | SITE WORK | Site preparation | Site Preparation;General Site Clearance | 3944 | m² | SAR | 4
ALYA-05.1 | 1 | 1.0155 |  | Kingdom of Saudi Arabia | Jeddah | Open Spaces | Red Sea Village | Alleyways | RSG | SALCO | Award | 2021 | Fixed Price Lump Sum | SITE WORK | Filling | Filling;Well Compacted Selected Excavated Material (Provisional Item) | 1500 | m³ | SAR | 19
ALYA-05.1 | 1 | 1.0155 |  | Kingdom of Saudi Arabia | Jeddah | Open Spaces | Red Sea Village | Alleyways | RSG | SALCO | Award | 2021 | Fixed Price Lump Sum | SITE WORK | Paving and surfacing | Precast Concrete Block Paving Laid To Pattern With Required Colour, On And Including 50Mm Thick Sharp Sand Bed On Compacted Sub-Base, Complete As Per Engineer'S Approval;Combination Of 400 X 600 X 60Mm In Shot Blasted Finish And 200 X 400 X 60Mm In Honed Finish, Ref: Paving | 2426 | m² | SAR | 199
ALYA-05.1 | 1 | 1.0155 |  | Kingdom of Saudi Arabia | Jeddah | Open Spaces | Red Sea Village | Alleyways | RSG | SALCO | Award | 2021 | Fixed Price Lump Sum | SITE WORK | Paving and surfacing | Precast Concrete Paving Band, Cut To Radius As Required And Laid To Pattern With Required Colour, Max. 5Mm Wide Joint Using Colour Matched Grout, On And Including 25Mm Thick Full Mortar Bed On Concrete Base And Compacted Sub-Base, Complete As Per Engineer'S Approval;200 X 400 X 60Mm In Shot Blasted Finish (200Mm Wide Band), Ref: Paving | 1466 | m | SAR | 60
ALYA-05.1 | 1 | 1.0155 |  | Kingdom of Saudi Arabia | Jeddah | Open Spaces | Red Sea Village | Alleyways | RSG | SALCO | Award | 2021 | Fixed Price Lump Sum | SITE WORK | Paving and surfacing | Precast Concrete Paving Band, Cut To Radius As Required And Laid To Pattern With Required Colour, Max. 5Mm Wide Joint Using Colour Matched Grout, On And Including 25Mm Thick Full Mortar Bed On Concrete Base And Compacted Sub-Base, Complete As Per Engineer'S Approval;200 X 200 X 60Mm In Shot Blasted Finish (400Mm Wide Band), Ref: Paving | 2081 | m | SAR | 120
ALYA-05.1 | 1 | 1.0155 |  | Kingdom of Saudi Arabia | Jeddah | Open Spaces | Red Sea Village | Alleyways | RSG | SALCO | Award | 2021 | Fixed Price Lump Sum | SITE WORK | Paving and surfacing | Precast Concrete Paving Band, Cut To Radius As Required And Laid To Pattern With Required Colour, Max. 5Mm Wide Joint Using Colour Matched Grout, On And Including 25Mm Thick Full Mortar Bed On Concrete Base And Compacted Sub-Base, Complete As Per Engineer'S Approval;200 X 200 X 60Mm In Shot Blasted Finish, Ref. Edge Band (200Mm Wide Band), Ref: Paving | 1960 | m | SAR | 60
ALYA-05.1 | 1 | 1.0155 |  | Kingdom of Saudi Arabia | Jeddah | Open Spaces | Red Sea Village | Alleyways | RSG | SALCO | Award | 2021 | Fixed Price Lump Sum | ACCESSORIES | Generally | Supply And Fix Aluminium Litter Bin, On And Including Reinforced Concrete Footing On Compacted Sub-Base, Necessary Fittings And Fixing Accessories, And All Other Necessary Works, Complete To Manufacturer'S / Engineer'S Details ;Powder Coated Aluminium Litter Bin With Embossed Pattern And Required Colour, Size 410 X 372 X 912Mm High Above Finished Floor Level | 39 | Nr | SAR | 5741
ALYA-05.1 | 1 | 1.0155 |  | Kingdom of Saudi Arabia | Jeddah | Open Spaces | Red Sea Village | Alleyways | RSG | SALCO | Award | 2021 | Fixed Price Lump Sum | ACCESSORIES | Generally | Bench;Bench Comprising Of Hardwood Timber Board Battens In Minimum 8Mm Gaps, Size 50 X 120Mm To Seats And 25 X 100Mm Back Rest Fixed To Galvanised Steel Flat Member Fixed To Concrete Bench, 50Mm Wide Galvanized Steel Flat Member With Paint Finish Fixed To Concrete Seat Block For Fixing Timber Board, Including Fair Faced Finished Pressed Precast Concrete Seat Block With Stamped Pattern, Finishes, Fittings And Fixing Accessories, Rcc Foundation, Necessary Earthwork, Blinding, Polyethylene Sheet, Waterproofing, Compacted Sub-Base, Complete As Per Specialist'S And Engineer'S Approval;Bench Type 1 (Canal District) - Overall Size 2000 X 500 X 450Mm High | 23 | Nr | SAR | 6942
ALYA-05.1 | 1 | 1.0155 |  | Kingdom of Saudi Arabia | Jeddah | Open Spaces | Red Sea Village | Alleyways | RSG | SALCO | Award | 2021 | Fixed Price Lump Sum | ACCESSORIES | Generally | Bench;Bench Comprising Of Hardwood Timber Board Battens In Minimum 8Mm Gaps, Size 50 X 120Mm To Seats And 25 X 100Mm Back Rest Fixed To Galvanised Steel Flat Member Fixed To Concrete Bench, 50Mm Wide Galvanized Steel Flat Member With Paint Finish Fixed To Concrete Seat Block For Fixing Timber Board, Including Fair Faced Finished Pressed Precast Concrete Seat Block With Stamped Pattern, Finishes, Fittings And Fixing Accessories, Rcc Foundation, Necessary Earthwork, Blinding, Polyethylene Sheet, Waterproofing, Compacted Sub-Base, Complete As Per Specialist'S And Engineer'S Approval;Bench Type 1 (Urban Park) - Overall Size 2000 X 500 X 450Mm High | 4 | Nr | SAR | 6942
ALYA-05.1 | 1 | 1.0155 |  | Kingdom of Saudi Arabia | Jeddah | Open Spaces | Red Sea Village | Alleyways | RSG | SALCO | Award | 2021 | Fixed Price Lump Sum | ACCESSORIES | Generally | Bench;Bench Comprising Of Hardwood Timber Board Battens In Minimum 8Mm Gaps, Size 50 X 120Mm To Seats And 25 X 100Mm Back Rest Fixed To Galvanised Steel Flat Member Fixed To Concrete Bench, 50Mm Wide Galvanized Steel Flat Member With Paint Finish Fixed To Concrete Seat Block For Fixing Timber Board, Including Fair Faced Finished Pressed Precast Concrete Seat Block With Stamped Pattern, Finishes, Fittings And Fixing Accessories, Rcc Foundation, Necessary Earthwork, Blinding, Polyethylene Sheet, Waterproofing, Compacted Sub-Base, Complete As Per Specialist'S And Engineer'S Approval;Bench Type 2 (Marina District) - Overall Size 2000 X 500 X 450Mm High | 10 | Nr | SAR | 6942
ALYA-05.1 | 1 | 1.0156 |  | Kingdom of Saudi Arabia | Jeddah | Open Spaces | Red Sea Village | Alleyways | RSG | SALCO | Award | 2021 | Fixed Price Lump Sum | ACCESSORIES | Generally | Bench;Bench Comprising Of Hardwood Timber Board Battens In Minimum 8Mm Gaps, Size 50 X 120Mm To Seats And 25 X 100Mm Back Rest Fixed To Galvanised Steel Flat Member Fixed To Concrete Bench, 50Mm Wide Galvanized Steel Flat Member With Paint Finish Fixed To Concrete Seat Block For Fixing Timber Board, Including Fair Faced Finished Pressed Precast Concrete Seat Block With Stamped Pattern, Finishes, Fittings And Fixing Accessories, Rcc Foundation, Necessary Earthwork, Blinding, Polyethylene Sheet, Waterproofing, Compacted Sub-Base, Complete As Per Specialist'S And Engineer'S Approval;Bench Type 3 (Arts & Culture) - Overall Size 2000 X 500 X 450Mm High | 6 | Nr | SAR | 6942
ALYA-05.1 | 1 | 1.0156 |  | Kingdom of Saudi Arabia | Jeddah | Open Spaces | Red Sea Village | Alleyways | RSG | SALCO | Award | 2021 | Fixed Price Lump Sum | ACCESSORIES | Generally | Bench;Fair Face Finish Precast Concrete Seat Block With Stamped Pattern And Required Colour, On And Including Reinforced Concrete Base On Compacted Sub Base, Necessary Earthwork, Waterproofing, Steel Dowel For Fixing Concrete Bench, Complete To Specialist Details And Engineer'S Approval;Bench Type 1 (Canal District) - Overall Size 2000 X 500 X 450Mm High (Optional) | 23 | Nr | SAR | 2336
ALYA-05.1 | 1 | 1.0156 |  | Kingdom of Saudi Arabia | Jeddah | Open Spaces | Red Sea Village | Alleyways | RSG | SALCO | Award | 2021 | Fixed Price Lump Sum | ACCESSORIES | Generally | Bench;Fair Face Finish Precast Concrete Seat Block With Stamped Pattern And Required Colour, On And Including Reinforced Concrete Base On Compacted Sub Base, Necessary Earthwork, Waterproofing, Steel Dowel For Fixing Concrete Bench, Complete To Specialist Details And Engineer'S Approval;Bench Type 1 (Urban Park) - Overall Size 2000 X 500 X 450Mm High (Optional) | 4 | Nr | SAR | 2336
ALYA-05.1 | 1 | 1.0156 |  | Kingdom of Saudi Arabia | Jeddah | Open Spaces | Red Sea Village | Alleyways | RSG | SALCO | Award | 2021 | Fixed Price Lump Sum | ACCESSORIES | Generally | Bench;Fair Face Finish Precast Concrete Seat Block With Stamped Pattern And Required Colour, On And Including Reinforced Concrete Base On Compacted Sub Base, Necessary Earthwork, Waterproofing, Steel Dowel For Fixing Concrete Bench, Complete To Specialist Details And Engineer'S Approval;Bench Type 2 (Marina District) - Overall Size 2000 X 500 X 450Mm High (Optional) | 10 | Nr | SAR | 2336
ALYA-05.1 | 1 | 1.0156 |  | Kingdom of Saudi Arabia | Jeddah | Open Spaces | Red Sea Village | Alleyways | RSG | SALCO | Award | 2021 | Fixed Price Lump Sum | ACCESSORIES | Generally | Bench;Fair Face Finish Precast Concrete Seat Block With Stamped Pattern And Required Colour, On And Including Reinforced Concrete Base On Compacted Sub Base, Necessary Earthwork, Waterproofing, Steel Dowel For Fixing Concrete Bench, Complete To Specialist Details And Engineer'S Approval;Bench Type 3 (Arts & Culture) - Overall Size 2000 X 500 X 450Mm High (Optional) | 6 | Nr | SAR | 2336
ALYA-05.1 | 1 | 1.0156 |  | Kingdom of Saudi Arabia | Jeddah | Open Spaces | Red Sea Village | Alleyways | RSG | SALCO | Award | 2021 | Fixed Price Lump Sum | SITE WORK | Underground drainage | Upvc Pipework To Bs 3505, Class-E, Including All Fittings, Excavation, Sand Bedding, Back Filling As Specified, Cart Away Surplus, Warning Tape Markers, Thrust Blocks, All As Specified.;1 Inch Diameter Pipe | 1740 | m | SAR | 33
ALYA-05.1 | 1 | 1.0156 |  | Kingdom of Saudi Arabia | Jeddah | Open Spaces | Red Sea Village | Alleyways | RSG | SALCO | Award | 2021 | Fixed Price Lump Sum | SITE WORK | Underground drainage | Upvc Pipework To Bs 3505, Class-E, Including All Fittings, Excavation, Sand Bedding, Back Filling As Specified, Cart Away Surplus, Warning Tape Markers, Thrust Blocks, All As Specified.;Drip Risers;Drip Risers As Specified | 557 | Nr | SAR | 935
ALYA-05.1 | 1 | 1.0156 |  | Kingdom of Saudi Arabia | Jeddah | Open Spaces | Red Sea Village | Alleyways | RSG | SALCO | Award | 2021 | Fixed Price Lump Sum | SITE WORK | Landscaping | Valves Including Necessary Accessories, Fixed As Specified;Solenoid Valves, 1.0 Inch In Drip System | 15 | Nr | SAR | 1469
ALYA-05.1 | 1 | 1.0156 |  | Kingdom of Saudi Arabia | Jeddah | Open Spaces | Red Sea Village | Alleyways | RSG | SALCO | Award | 2021 | Fixed Price Lump Sum | SITE WORK | Landscaping | Lockable Valve Boxes As Specified.;For Solenoid Valves, 1.0 Inch In Drip System | 15 | Nr | SAR | 668
ALYA-05.1 | 1 | 1.0156 |  | Kingdom of Saudi Arabia | Jeddah | Open Spaces | Red Sea Village | Alleyways | RSG | SALCO | Award | 2021 | Fixed Price Lump Sum | SITE WORK | Excavation | Excavation And Preparation Of Base As Specified And As Shown On Drawings;For Trees | 601 | m³ | SAR | 27
ALYA-05.1 | 1 | 1.0157 |  | Kingdom of Saudi Arabia | Jeddah | Open Spaces | Red Sea Village | Alleyways | RSG | SALCO | Award | 2021 | Fixed Price Lump Sum | SITE WORK | Excavation | Excavation And Preparation Of Base As Specified And As Shown On Drawings;For Ground Covers | 178 | m³ | SAR | 27
ALYA-05.1 | 1 | 1.0157 |  | Kingdom of Saudi Arabia | Jeddah | Open Spaces | Red Sea Village | Alleyways | RSG | SALCO | Award | 2021 | Fixed Price Lump Sum | SITE WORK | Excavation | Excavation And Preparation Of Base As Specified And As Shown On Drawings;For Shrubs | 490 | m³ | SAR | 20
ALYA-05.1 | 1 | 1.0157 |  | Kingdom of Saudi Arabia | Jeddah | Open Spaces | Red Sea Village | Alleyways | RSG | SALCO | Award | 2021 | Fixed Price Lump Sum | SITE WORK | Excavation | Excavation And Preparation Of Base As Specified And As Shown On Drawings;In Grass | 82 | m³ | SAR | 20
ALYA-05.1 | 1 | 1.0157 |  | Kingdom of Saudi Arabia | Jeddah | Open Spaces | Red Sea Village | Alleyways | RSG | SALCO | Award | 2021 | Fixed Price Lump Sum | SITE WORK | Disposal | Disposal;Disposal Of Surplus Excavated Material From Site (Provisional Item) | 1351 | m³ | SAR | 20
ALYA-05.1 | 1 | 1.0157 |  | Kingdom of Saudi Arabia | Jeddah | Open Spaces | Red Sea Village | Alleyways | RSG | SALCO | Award | 2021 | Fixed Price Lump Sum | SITE WORK | Landscaping | Planting Medium Consist Of Soil, Compost And Fertilizers;70Mm Thick Bark Mulsch To Be Removed From All Softscape Areas ;To Trees | 498 | m³ | SAR | 134
ALYA-05.1 | 1 | 1.0157 |  | Kingdom of Saudi Arabia | Jeddah | Open Spaces | Red Sea Village | Alleyways | RSG | SALCO | Award | 2021 | Fixed Price Lump Sum | SITE WORK | Landscaping | Planting Medium Consist Of Soil, Compost And Fertilizers;70Mm Thick Bark Mulsch To Be Removed From All Softscape Areas ;To Ground Covers | 178 | m³ | SAR | 134
ALYA-05.1 | 1 | 1.0157 |  | Kingdom of Saudi Arabia | Jeddah | Open Spaces | Red Sea Village | Alleyways | RSG | SALCO | Award | 2021 | Fixed Price Lump Sum | SITE WORK | Landscaping | Planting Medium Consist Of Soil, Compost And Fertilizers;70Mm Thick Bark Mulsch To Be Removed From All Softscape Areas ;To Shrubs | 490 | m³ | SAR | 134
ALYA-05.1 | 1 | 1.0157 |  | Kingdom of Saudi Arabia | Jeddah | Open Spaces | Red Sea Village | Alleyways | RSG | SALCO | Award | 2021 | Fixed Price Lump Sum | SITE WORK | Landscaping | Planting Medium Consist Of Soil, Compost And Fertilizers;70Mm Thick Bark Mulsch To Be Removed From All Softscape Areas ;In Grass | 82 | m³ | SAR | 134
ALYA-05.1 | 1 | 1.0157 |  | Kingdom of Saudi Arabia | Jeddah | Open Spaces | Red Sea Village | Alleyways | RSG | SALCO | Award | 2021 | Fixed Price Lump Sum | SITE WORK | Landscaping | Gravel Wrapped In Geotextile As Capillary Break Layer, Complete As Specified;Below Planting Medium Of Palms And Trees, 200Mm Thick | 353 | m² | SAR | 25
ALYA-05.1 | 1 | 1.0157 |  | Kingdom of Saudi Arabia | Jeddah | Open Spaces | Red Sea Village | Alleyways | RSG | SALCO | Award | 2021 | Fixed Price Lump Sum | SITE WORK | Landscaping | Palms, Trees, Shrubs And The Like With Healthy Fully Developed Root Balls, Undamaged And Free From Pests And Diseases, Planted In Prepared Ground As Detailed, Including All Compost And Fertilizers, Tree Stakes, Tree Ties, Temporary Planting Screens;Trees;Cassia Javanica, Ref. Cass.J - 1.8M Clear Stem Height, 60 To 70Mm Caliper | 79 | Nr | SAR | 1619
ALYA-05.1 | 1 | 1.0158 |  | Kingdom of Saudi Arabia | Jeddah | Open Spaces | Red Sea Village | Alleyways | RSG | SALCO | Award | 2021 | Fixed Price Lump Sum | SITE WORK | Landscaping | Palms, Trees, Shrubs And The Like With Healthy Fully Developed Root Balls, Undamaged And Free From Pests And Diseases, Planted In Prepared Ground As Detailed, Including All Compost And Fertilizers, Tree Stakes, Tree Ties, Temporary Planting Screens;Trees;Peltophorum Inerme, Ref. Pelt.I - 1.8M Clear Stem Height, 60 To 70Mm Caliper | 9 | Nr | SAR | 1464
ALYA-05.1 | 1 | 1.0158 |  | Kingdom of Saudi Arabia | Jeddah | Open Spaces | Red Sea Village | Alleyways | RSG | SALCO | Award | 2021 | Fixed Price Lump Sum | SITE WORK | Landscaping | Palms, Trees, Shrubs And The Like With Healthy Fully Developed Root Balls, Undamaged And Free From Pests And Diseases, Planted In Prepared Ground As Detailed, Including All Compost And Fertilizers, Tree Stakes, Tree Ties, Temporary Planting Screens;Tabebuia Rosea, Ref. Tabe.R - 1.8M Clear Stem Height, 60 To 70Mm Caliperr | 36 | Nr | SAR | 1464
ALYA-05.1 | 1 | 1.0158 |  | Kingdom of Saudi Arabia | Jeddah | Open Spaces | Red Sea Village | Alleyways | RSG | SALCO | Award | 2021 | Fixed Price Lump Sum | SITE WORK | Landscaping | Palms, Trees, Shrubs And The Like With Healthy Fully Developed Root Balls, Undamaged And Free From Pests And Diseases, Planted In Prepared Ground As Detailed, Including All Compost And Fertilizers, Tree Stakes, Tree Ties, Temporary Planting Screens;Terminalia Catappa, Ref. Term.C 1.8M Clear Stem Height, 60-70Mm Caliper | 19 | Nr | SAR | 1298
ALYA-05.1 | 1 | 1.0158 |  | Kingdom of Saudi Arabia | Jeddah | Open Spaces | Red Sea Village | Alleyways | RSG | SALCO | Award | 2021 | Fixed Price Lump Sum | SITE WORK | Landscaping | Palms, Trees, Shrubs And The Like With Healthy Fully Developed Root Balls, Undamaged And Free From Pests And Diseases, Planted In Prepared Ground As Detailed, Including All Compost And Fertilizers, Tree Stakes, Tree Ties, Temporary Planting Screens;Cassia Fistula, Ref. Cass.F 1.8M Clear Stem Height, 60-70Mm Claiperr | 14 | Nr | SAR | 1619
ALYA-05.1 | 1 | 1.0158 |  | Kingdom of Saudi Arabia | Jeddah | Open Spaces | Red Sea Village | Alleyways | RSG | SALCO | Award | 2021 | Fixed Price Lump Sum | SITE WORK | Landscaping | Palms, Trees, Shrubs And The Like With Healthy Fully Developed Root Balls, Undamaged And Free From Pests And Diseases, Planted In Prepared Ground As Detailed, Including All Compost And Fertilizers, Tree Stakes, Tree Ties, Temporary Planting Screens;Clerodendrum Inerme, Ref. Cler.I - 0.50 To 0.60M Height, Min. 3 Breaks | 579 | Nr | SAR | 21
ALYA-05.1 | 1 | 1.0158 |  | Kingdom of Saudi Arabia | Jeddah | Open Spaces | Red Sea Village | Alleyways | RSG | SALCO | Award | 2021 | Fixed Price Lump Sum | SITE WORK | Landscaping | Palms, Trees, Shrubs And The Like With Healthy Fully Developed Root Balls, Undamaged And Free From Pests And Diseases, Planted In Prepared Ground As Detailed, Including All Compost And Fertilizers, Tree Stakes, Tree Ties, Temporary Planting Screens;Shrubs;Tecomaria Capensis Orange, Ref. Teco.C - 0.60 To 0.70M Height | 4373 | Nr | SAR | 23
ALYA-05.1 | 1 | 1.0158 |  | Kingdom of Saudi Arabia | Jeddah | Open Spaces | Red Sea Village | Alleyways | RSG | SALCO | Award | 2021 | Fixed Price Lump Sum | SITE WORK | Landscaping | Palms, Trees, Shrubs And The Like With Healthy Fully Developed Root Balls, Undamaged And Free From Pests And Diseases, Planted In Prepared Ground As Detailed, Including All Compost And Fertilizers, Tree Stakes, Tree Ties, Temporary Planting Screens;Shrubs;Leucophyllum Frutescens, Ref. Leuc.F 0.50-0.60M Height, Min.3 Breaks | 924 | Nr | SAR | 23
ALYA-05.1 | 1 | 1.0158 |  | Kingdom of Saudi Arabia | Jeddah | Open Spaces | Red Sea Village | Alleyways | RSG | SALCO | Award | 2021 | Fixed Price Lump Sum | SITE WORK | Landscaping | Palms, Trees, Shrubs And The Like With Healthy Fully Developed Root Balls, Undamaged And Free From Pests And Diseases, Planted In Prepared Ground As Detailed, Including All Compost And Fertilizers, Tree Stakes, Tree Ties, Temporary Planting Screens;Ground Covers;Ruellia Ciliosa, Ref. Ruel.C - 0.4M Height | 4978 | Nr | SAR | 8
ALYA-05.1 | 1 | 1.0158 |  | Kingdom of Saudi Arabia | Jeddah | Open Spaces | Red Sea Village | Alleyways | RSG | SALCO | Award | 2021 | Fixed Price Lump Sum | SITE WORK | Landscaping | Palms, Trees, Shrubs And The Like With Healthy Fully Developed Root Balls, Undamaged And Free From Pests And Diseases, Planted In Prepared Ground As Detailed, Including All Compost And Fertilizers, Tree Stakes, Tree Ties, Temporary Planting Screens;Ground Covers;Vitex Rotundifolia, Ref. Vite.R - 0.30M Spread | 1595 | Nr | SAR | 9
ALYA-05.1 | 1 | 1.0158 |  | Kingdom of Saudi Arabia | Jeddah | Open Spaces | Red Sea Village | Alleyways | RSG | SALCO | Award | 2021 | Fixed Price Lump Sum | SITE WORK | Landscaping | Palms, Trees, Shrubs And The Like With Healthy Fully Developed Root Balls, Undamaged And Free From Pests And Diseases, Planted In Prepared Ground As Detailed, Including All Compost And Fertilizers, Tree Stakes, Tree Ties, Temporary Planting Screens;Grass;Pennisetum Rubrum, Ref. Penn.R - 0.50 To 0.60M Height | 333 | Nr | SAR | 11
ALYA-05.1 | 1 | 1.0159 |  | Kingdom of Saudi Arabia | Jeddah | Open Spaces | Red Sea Village | Alleyways | RSG | SALCO | Award | 2021 | Fixed Price Lump Sum | SITE WORK | Landscaping | Palms, Trees, Shrubs And The Like With Healthy Fully Developed Root Balls, Undamaged And Free From Pests And Diseases, Planted In Prepared Ground As Detailed, Including All Compost And Fertilizers, Tree Stakes, Tree Ties, Temporary Planting Screens;Grass;Pennisetum Setaceum, Ref. Penn.S - 0.50-0.60M Height | 487 | Nr | SAR | 11
ALYA-05.1 | 1 | 1.0159 |  | Kingdom of Saudi Arabia | Jeddah | Open Spaces | Red Sea Village | Alleyways | RSG | SALCO | Award | 2021 | Fixed Price Lump Sum | ELECTRICAL ENGINEERING INSTALLATIONS | Final sub-circuits and auxiliary installations | Supply And Install Light Fittings, Complete As Required As Shown On Drawings (Provisional Sum);Bollard Light, Ref. Xb1 | 79 | Nr | SAR | 4139
ALYA-05.1 | 1 | 1.0159 |  | Kingdom of Saudi Arabia | Jeddah | Open Spaces | Red Sea Village | Alleyways | RSG | SALCO | Award | 2021 | Fixed Price Lump Sum | ELECTRICAL ENGINEERING INSTALLATIONS | Final sub-circuits and auxiliary installations | Supply And Install Light Fittings, Complete As Required As Shown On Drawings (Provisional Sum);Uplight For Trees, Ref. Xu2 | 61 | Nr | SAR | 3004
ALYA-05.1 | 1 | 1.0159 |  | Kingdom of Saudi Arabia | Jeddah | Open Spaces | Red Sea Village | Alleyways | RSG | SALCO | Award | 2021 | Fixed Price Lump Sum | ELECTRICAL ENGINEERING INSTALLATIONS | Final sub-circuits and auxiliary installations | Supply And Install Light Fittings, Complete As Required As Shown On Drawings (Provisional Sum);Bollard Light, Ref. Xb1 | 79 | Nr | SAR | 2670
ALYA-05.1 | 1 | 1.0159 |  | Kingdom of Saudi Arabia | Jeddah | Open Spaces | Red Sea Village | Alleyways | RSG | SALCO | Award | 2021 | Fixed Price Lump Sum | ELECTRICAL ENGINEERING INSTALLATIONS | Final sub-circuits and auxiliary installations | Supply And Install Light Fittings, Complete As Required As Shown On Drawings (Provisional Sum);Uplight For Trees, Ref. Xu2 | 61 | Nr | SAR | 2670
ALYA-05.1 | 1 | 1.0159 |  | Kingdom of Saudi Arabia | Jeddah | Open Spaces | Red Sea Village | Apogee Park | RSG | SALCO | Award | 2021 | Fixed Price Lump Sum | SITE WORK | Site preparation | Site Preparation;General Site Clearance | 4644 | m² | SAR | 4
ALYA-05.1 | 1 | 1.0159 |  | Kingdom of Saudi Arabia | Jeddah | Open Spaces | Red Sea Village | Apogee Park | RSG | SALCO | Award | 2021 | Fixed Price Lump Sum | SITE WORK | Filling | Filling;Well Compacted Selected Excavated Material (Provisional Item) | 3068 | m³ | SAR | 19
ALYA-05.1 | 1 | 1.0159 |  | Kingdom of Saudi Arabia | Jeddah | Open Spaces | Red Sea Village | Apogee Park | RSG | SALCO | Award | 2021 | Fixed Price Lump Sum | SITE WORK | Paving and surfacing | Precast Concrete Block Paving Laid To Pattern With Required Colour, On And Including 50Mm Thick Sharp Sand Bed On Compacted Sub-Base, Complete As Per Engineer'S Approval ;100 X 200 X 60Mm In Shot Blasted Finish Ref: Paving Type 1 | 2121 | m² | SAR | 174
ALYA-05.1 | 1 | 1.0159 |  | Kingdom of Saudi Arabia | Jeddah | Open Spaces | Red Sea Village | Apogee Park | RSG | SALCO | Award | 2021 | Fixed Price Lump Sum | SITE WORK | Paving and surfacing | Precast Concrete Block Paving Laid To Pattern With Required Colour, On And Including 50Mm Thick Sharp Sand Bed On Compacted Sub-Base, Complete As Per Engineer'S Approval ;100 X 200 X 60Mm In Shot Blasted Finish Ref: Paving Type 2 | 559 | m² | SAR | 174
ALYA-05.1 | 1 | 1.0159 |  | Kingdom of Saudi Arabia | Jeddah | Open Spaces | Red Sea Village | Apogee Park | RSG | SALCO | Award | 2021 | Fixed Price Lump Sum | SITE WORK | Paving and surfacing | Rubber Surface Consisting Of 8-10Mm Granulated Coloured Polyolefin Plastomer Particles Safety Surface Chemically Bonded With Aliphatic Polyurethane Binder, Glued Over Rubber Base With Varying Impact Course, Concrete Base And Compacted Sub Base, All Complete;Safety Surface, Colours Various - To Play Area | 288 | m² | SAR | 734
ALYA-05.1 | 1 | 1.016 |  | Kingdom of Saudi Arabia | Jeddah | Open Spaces | Red Sea Village | Apogee Park | RSG | SALCO | Award | 2021 | Fixed Price Lump Sum | SITE WORK | Paving and surfacing | Precast Concrete Paving Band Laid To Pattern With Required Colour, On And Including 25Mm Thick Full Mortar Bed On Concrete Base And Compacted Sub-Base, Complete As Per Engineer'S Approval;200 X 200 X 60Mm In Shot Blasted Finish | 1971 | m | SAR | 60
ALYA-05.1 | 1 | 1.016 |  | Kingdom of Saudi Arabia | Jeddah | Open Spaces | Red Sea Village | Apogee Park | RSG | SALCO | Award | 2021 | Fixed Price Lump Sum | SITE WORK | Paving and surfacing | Precast Concrete Paving Band Laid To Pattern With Required Colour, On And Including 25Mm Thick Full Mortar Bed On Concrete Base And Compacted Sub-Base, Complete As Per Engineer'S Approval;100 X 100 X 60Mm In Shot Blasted Finish, Ref. Rubber Surface (200Mm Wide Band) | 71 | m | SAR | 60
ALYA-05.1 | 1 | 1.016 |  | Kingdom of Saudi Arabia | Jeddah | Open Spaces | Red Sea Village | Apogee Park | RSG | SALCO | Award | 2021 | Fixed Price Lump Sum | SITE WORK | Paving and surfacing | Precast Concrete Paving Band Laid To Pattern With Required Colour, On And Including 25Mm Thick Full Mortar Bed On Concrete Base And Compacted Sub-Base, Complete As Per Engineer'S Approval;200 X 100 X 60Mm In Shot Blasted Finish | 280 | m | SAR | 60
ALYA-05.1 | 1 | 1.016 |  | Kingdom of Saudi Arabia | Jeddah | Open Spaces | Red Sea Village | Apogee Park | RSG | SALCO | Award | 2021 | Fixed Price Lump Sum | SITE WORK | Paving and surfacing | Precast Concrete Paving Band Laid To Pattern With Required Colour, On And Including 25Mm Thick Full Mortar Bed On Concrete Base And Compacted Sub-Base, Complete As Per Engineer'S Approval;200 X 200 X 60Mm In Shot Blasted Finish | 278 | m | SAR | 60
ALYA-05.1 | 1 | 1.016 |  | Kingdom of Saudi Arabia | Jeddah | Open Spaces | Red Sea Village | Apogee Park | RSG | SALCO | Award | 2021 | Fixed Price Lump Sum | SITE WORK | Paving and surfacing | Aluminium Edging, Brushed Finish With Required Colour, Fixed As Per Manufacturer'S Recommendations, Complete As Per Engineer'S Approval ;100Mm High Metal Edging | 149 | m | SAR | 40
ALYA-05.1 | 1 | 1.016 |  | Kingdom of Saudi Arabia | Jeddah | Open Spaces | Red Sea Village | Apogee Park | RSG | SALCO | Award | 2021 | Fixed Price Lump Sum | SITE WORK | Paving and surfacing | 20 - 30Mm Dia. Sieve Size Local Crushed Stone Gravel With Required Colour, Loose Laid In 150Mm Thick Layer Over Geotextile Membrane On Compacted Sub-Base, Complete As Per Engineer'S Approval | 652 | m² | SAR | 33
ALYA-05.1 | 1 | 1.016 |  | Kingdom of Saudi Arabia | Jeddah | Open Spaces | Red Sea Village | Apogee Park | RSG | SALCO | Award | 2021 | Fixed Price Lump Sum | METALWORK | Non structural metalwork | Tensile Hdpe Fabric Shade Fabric Shade Structure (Finish: Knitted, Colour: Light Beige), Complete As Shown On Drawing No. Rsv-Cll-Sw-Ap-Dr-Lan-40401 Detail 1 Including 4500Mm High Powder Coated Galvanised Steel Posts Fixed To Concrete Base Using Steel Base Plates And Anchor Bolts, Necessary Earthwork, Complete As Specified. (Light Fittings Measured Separately);Overall Area 214M2, To Play Area | 1 | Nr | SAR | 171414
ALYA-05.1 | 1 | 1.016 |  | Kingdom of Saudi Arabia | Jeddah | Open Spaces | Red Sea Village | Apogee Park | RSG | SALCO | Award | 2021 | Fixed Price Lump Sum | ACCESSORIES | Generally | Supply And Install Play Equipment Including Necessary Concrete Foundations, Compacted Sub Base, Necessary Earthworks, Waterproofing, All To Specialist'S Details, Complete As Per Engineer'S Approval;Cozy Dome (168099)_Dwg Ap-40903 Det. 1 | 2 | Nr | SAR | 142845
ALYA-05.1 | 1 | 1.016 |  | Kingdom of Saudi Arabia | Jeddah | Open Spaces | Red Sea Village | Apogee Park | RSG | SALCO | Award | 2021 | Fixed Price Lump Sum | ACCESSORIES | Generally | Supply And Install Play Equipment Including Necessary Concrete Foundations, Compacted Sub Base, Necessary Earthworks, Waterproofing, All To Specialist'S Details, Complete As Per Engineer'S Approval;Seahorse (010511)_Dwg Ap-40901 Det. 3 | 1 | Nr | SAR | 13350
ALYA-05.1 | 1 | 1.016 |  | Kingdom of Saudi Arabia | Jeddah | Open Spaces | Red Sea Village | Apogee Park | RSG | SALCO | Award | 2021 | Fixed Price Lump Sum | ACCESSORIES | Generally | Supply And Install Play Equipment Including Necessary Concrete Foundations, Compacted Sub Base, Necessary Earthworks, Waterproofing, All To Specialist'S Details, Complete As Per Engineer'S Approval;Spinner Bowl (Ele400024 - 3017F)_Dwg Ap-40901 Det. 4 | 2 | Nr | SAR | 60075
ALYA-05.1 | 1 | 1.0161 |  | Kingdom of Saudi Arabia | Jeddah | Open Spaces | Red Sea Village | Apogee Park | RSG | SALCO | Award | 2021 | Fixed Price Lump Sum | ACCESSORIES | Generally | Supply And Install Play Equipment Including Necessary Concrete Foundations, Compacted Sub Base, Necessary Earthworks, Waterproofing, All To Specialist'S Details, Complete As Per Engineer'S Approval;Whale (010505)_Dwg Ap-40901 Det. 2 | 1 | Nr | SAR | 6675
ALYA-05.1 | 1 | 1.0161 |  | Kingdom of Saudi Arabia | Jeddah | Open Spaces | Red Sea Village | Apogee Park | RSG | SALCO | Award | 2021 | Fixed Price Lump Sum | ACCESSORIES | Generally | Supply And Install Play Equipment Including Necessary Concrete Foundations, Compacted Sub Base, Necessary Earthworks, Waterproofing, All To Specialist'S Details, Complete As Per Engineer'S Approval;Global Motion (218915)_Dwg Ap-40903 Det. 2 | 1 | Nr | SAR | 74760
ALYA-05.1 | 1 | 1.0161 |  | Kingdom of Saudi Arabia | Jeddah | Open Spaces | Red Sea Village | Apogee Park | RSG | SALCO | Award | 2021 | Fixed Price Lump Sum | SITE WORK | Landscaping | Play Mounds Consisting Of 8-10Mm Thick Granulated Polysoft Safety Surface, Coloured Polyolefin Plastomer Particles, Chemically Bonded With Aliphatic Polyurethane Binder Glued Over Rubber Base Including Impact Course With Varying Thickness, Reinforced Concrete Base, Compacted Sub Base, Necessary Earthworks, Waterproofing, Complete As Per Engineer'S Details;Mound Type 1, 2200Mm Diameter X 1000Mm High | 1 | Nr | SAR | 5822
ALYA-05.1 | 1 | 1.0161 |  | Kingdom of Saudi Arabia | Jeddah | Open Spaces | Red Sea Village | Apogee Park | RSG | SALCO | Award | 2021 | Fixed Price Lump Sum | SITE WORK | Landscaping | Play Mounds Consisting Of 8-10Mm Thick Granulated Polysoft Safety Surface, Coloured Polyolefin Plastomer Particles, Chemically Bonded With Aliphatic Polyurethane Binder Glued Over Rubber Base Including Impact Course With Varying Thickness, Reinforced Concrete Base, Compacted Sub Base, Necessary Earthworks, Waterproofing, Complete As Per Engineer'S Details;Mound Type 2, 1800Mm Diameter X 800Mm High | 1 | Nr | SAR | 5240
ALYA-05.1 | 1 | 1.0161 |  | Kingdom of Saudi Arabia | Jeddah | Open Spaces | Red Sea Village | Apogee Park | RSG | SALCO | Award | 2021 | Fixed Price Lump Sum | SITE WORK | Landscaping | Play Mounds Consisting Of 8-10Mm Thick Granulated Polysoft Safety Surface, Coloured Polyolefin Plastomer Particles, Chemically Bonded With Aliphatic Polyurethane Binder Glued Over Rubber Base Including Impact Course With Varying Thickness, Reinforced Concrete Base, Compacted Sub Base, Necessary Earthworks, Waterproofing, Complete As Per Engineer'S Details;Mound Type 3, 1500Mm Diameter X 400Mm High | 3 | Nr | SAR | 5340
ALYA-05.1 | 1 | 1.0161 |  | Kingdom of Saudi Arabia | Jeddah | Open Spaces | Red Sea Village | Apogee Park | RSG | SALCO | Award | 2021 | Fixed Price Lump Sum | ACCESSORIES | Generally | Bollard;Stainless Steel Fixed Bollard Including Necessary Base, Complete As Specified;Bollard - 905Mm High Above Finished Floor Level X 114.30Mm Dia, Fixed Bollard | 4 | Nr | SAR | 2603
ALYA-05.1 | 1 | 1.0161 |  | Kingdom of Saudi Arabia | Jeddah | Open Spaces | Red Sea Village | Apogee Park | RSG | SALCO | Award | 2021 | Fixed Price Lump Sum | ACCESSORIES | Generally | Bench ;Bench Comprising Of Hardwood Timber Board Battens In Minimum 8Mm Gaps, Size 50 X 120Mm To Seats And 25 X 100Mm Back Rest Fixed To Galvanised Steel Flat Member Fixed To Concrete Bench, 50Mm Wide Galvanized Steel Flat Member With Paint Finish Fixed To Concrete Seat Block For Fixing Timber Board, Including Fair Faced Finished Pressed Precast Concrete Seat Block With Stamped Pattern, Finishes, Fittings And Fixing Accessories, Rcc Foundation, Necessary Earthwork, Blinding, Polyethylene Sheet, Waterproofing, Compacted Sub-Base, Complete As Per Specialist'S And Engineer'S Approval;Overall Size 2000 X 500 X 450Mm High | 8 | Nr | SAR | 6942
ALYA-05.1 | 1 | 1.0161 |  | Kingdom of Saudi Arabia | Jeddah | Open Spaces | Red Sea Village | Apogee Park | RSG | SALCO | Award | 2021 | Fixed Price Lump Sum | ACCESSORIES | Generally | Bench;Fair Face Finish Precast Concrete Seat Block With Stamped Pattern And Required Colour, On And Including Reinforced Concrete Base On Compacted Sub Base, Necessary Earthwork, Waterproofing, Steel Dowel For Fixing Concrete Bench, Complete To Specialist Details And Engineer'S Approval:Overall Size 2000 X 500 X 450Mm High (Optional) | 8 | Nr | SAR | 2336
ALYA-05.1 | 1 | 1.0161 |  | Kingdom of Saudi Arabia | Jeddah | Open Spaces | Red Sea Village | Apogee Park | RSG | SALCO | Award | 2021 | Fixed Price Lump Sum | ACCESSORIES | Generally | Cycle Rack;Powder Coated Cast Aluminium Cycle Rack With Required Colours Including Necessary Reinforced Concrete Footing On Compacted Sub-Base, Necessary Earthworks, Waterproofing, Fittings, Accessories, Complete To Manufacturer / Engineer'S Details;Overall Size 240 X 60 X 1090Mm Overall Height | 5 | Nr | SAR | 2003
ALYA-05.1 | 1 | 1.0161 |  | Kingdom of Saudi Arabia | Jeddah | Open Spaces | Red Sea Village | Apogee Park | RSG | SALCO | Award | 2021 | Fixed Price Lump Sum | SITE WORK | Excavation | Excavation And Preparation Of Base As Specified And As Shown On Drawings;For Trees | 428 | m³ | SAR | 27
ALYA-05.1 | 1 | 1.0162 |  | Kingdom of Saudi Arabia | Jeddah | Open Spaces | Red Sea Village | Apogee Park | RSG | SALCO | Award | 2021 | Fixed Price Lump Sum | SITE WORK | Excavation | Excavation And Preparation Of Base As Specified And As Shown On Drawings;For Ground Covers | 175 | m³ | SAR | 27
ALYA-05.1 | 1 | 1.0162 |  | Kingdom of Saudi Arabia | Jeddah | Open Spaces | Red Sea Village | Apogee Park | RSG | SALCO | Award | 2021 | Fixed Price Lump Sum | SITE WORK | Excavation | Excavation And Preparation Of Base As Specified And As Shown On Drawings;For Shrubs | 457 | m³ | SAR | 20
ALYA-05.1 | 1 | 1.0162 |  | Kingdom of Saudi Arabia | Jeddah | Open Spaces | Red Sea Village | Apogee Park | RSG | SALCO | Award | 2021 | Fixed Price Lump Sum | SITE WORK | Excavation | Excavation And Preparation Of Base As Specified And As Shown On Drawings;In Lawn Area | 1427 | m³ | SAR | 20
ALYA-05.1 | 1 | 1.0162 |  | Kingdom of Saudi Arabia | Jeddah | Open Spaces | Red Sea Village | Apogee Park | RSG | SALCO | Award | 2021 | Fixed Price Lump Sum | SITE WORK | Disposal | Disposal;Disposal Of Surplus Excavated Material From Site (Provisional Item) | 2487 | m³ | SAR | 20
ALYA-05.1 | 1 | 1.0162 |  | Kingdom of Saudi Arabia | Jeddah | Open Spaces | Red Sea Village | Apogee Park | RSG | SALCO | Award | 2021 | Fixed Price Lump Sum | SITE WORK | Landscaping | Planting Medium Consist Of Soil, Compost And Fertilizers;70Mm Thick Bark Mulsch To Be Removed From All Softscape Areas ;To Trees | 356 | m³ | SAR | 134
ALYA-05.1 | 1 | 1.0162 |  | Kingdom of Saudi Arabia | Jeddah | Open Spaces | Red Sea Village | Apogee Park | RSG | SALCO | Award | 2021 | Fixed Price Lump Sum | SITE WORK | Landscaping | Planting Medium Consist Of Soil, Compost And Fertilizers;70Mm Thick Bark Mulsch To Be Removed From All Softscape Areas ;To Ground Covers | 175 | m³ | SAR | 134
ALYA-05.1 | 1 | 1.0162 |  | Kingdom of Saudi Arabia | Jeddah | Open Spaces | Red Sea Village | Apogee Park | RSG | SALCO | Award | 2021 | Fixed Price Lump Sum | SITE WORK | Landscaping | Planting Medium Consist Of Soil, Compost And Fertilizers;70Mm Thick Bark Mulsch To Be Removed From All Softscape Areas ;To Shrubs | 457 | m³ | SAR | 134
ALYA-05.1 | 1 | 1.0162 |  | Kingdom of Saudi Arabia | Jeddah | Open Spaces | Red Sea Village | Apogee Park | RSG | SALCO | Award | 2021 | Fixed Price Lump Sum | SITE WORK | Landscaping | Planting Medium Consist Of Soil, Compost And Fertilizers;70Mm Thick Bark Mulsch To Be Removed From All Softscape Areas ;In Lawn Area | 1427 | m³ | SAR | 134
ALYA-05.1 | 1 | 1.0162 |  | Kingdom of Saudi Arabia | Jeddah | Open Spaces | Red Sea Village | Apogee Park | RSG | SALCO | Award | 2021 | Fixed Price Lump Sum | SITE WORK | Landscaping | Gravel Wrapped In Geotextile As Capillary Break Layer;Below Planting Medium Of Palms And Trees, 200Mm Thick | 252 | m² | SAR | 25
ALYA-05.1 | 1 | 1.0162 |  | Kingdom of Saudi Arabia | Jeddah | Open Spaces | Red Sea Village | Apogee Park | RSG | SALCO | Award | 2021 | Fixed Price Lump Sum | SITE WORK | Landscaping | Palms, Trees, Shrubs And The Like With Healthy Fully Developed Root Balls, Undamaged And Free From Pests And Diseases, Planted In Prepared Ground As Detailed, Including All Compost And Fertilizers, Tree Stakes, Tree Ties, Temporary Planting Screens;Trees;Olea Europaea Specimen, Ref. Olea.Es - 1.5M Clear Stem Height | 2 | Nr | SAR | 40050
ALYA-05.1 | 1 | 1.0163 |  | Kingdom of Saudi Arabia | Jeddah | Open Spaces | Red Sea Village | Apogee Park | RSG | SALCO | Award | 2021 | Fixed Price Lump Sum | SITE WORK | Landscaping | Palms, Trees, Shrubs And The Like With Healthy Fully Developed Root Balls, Undamaged And Free From Pests And Diseases, Planted In Prepared Ground As Detailed, Including All Compost And Fertilizers, Tree Stakes, Tree Ties, Temporary Planting Screens;Trees;Peltophorum Inerme, Ref. Pelt.I - 1.8M Clear Stem Height, 60 To 70Mm Caliper | 36 | Nr | SAR | 1464
ALYA-05.1 | 1 | 1.0163 |  | Kingdom of Saudi Arabia | Jeddah | Open Spaces | Red Sea Village | Apogee Park | RSG | SALCO | Award | 2021 | Fixed Price Lump Sum | SITE WORK | Landscaping | Palms, Trees, Shrubs And The Like With Healthy Fully Developed Root Balls, Undamaged And Free From Pests And Diseases, Planted In Prepared Ground As Detailed, Including All Compost And Fertilizers, Tree Stakes, Tree Ties, Temporary Planting Screens;Trees;Terminalia Catappa, Ref. Term.C - 1.8M Clear Stem Height, 60 To 70Mm Caliper | 49 | Nr | SAR | 1298
ALYA-05.1 | 1 | 1.0163 |  | Kingdom of Saudi Arabia | Jeddah | Open Spaces | Red Sea Village | Apogee Park | RSG | SALCO | Award | 2021 | Fixed Price Lump Sum | SITE WORK | Landscaping | Palms, Trees, Shrubs And The Like With Healthy Fully Developed Root Balls, Undamaged And Free From Pests And Diseases, Planted In Prepared Ground As Detailed, Including All Compost And Fertilizers, Tree Stakes, Tree Ties, Temporary Planting Screens;Trees;Albizia Lebbeck, Ref. Albi.L - 1.8M Clear Stem Height, 60 To 70Mm Caliper | 25 | Nr | SAR | 1398
ALYA-05.1 | 1 | 1.0163 |  | Kingdom of Saudi Arabia | Jeddah | Open Spaces | Red Sea Village | Apogee Park | RSG | SALCO | Award | 2021 | Fixed Price Lump Sum | SITE WORK | Landscaping | Palms, Trees, Shrubs And The Like With Healthy Fully Developed Root Balls, Undamaged And Free From Pests And Diseases, Planted In Prepared Ground As Detailed, Including All Compost And Fertilizers, Tree Stakes, Tree Ties, Temporary Planting Screens;Shrubs;Bougainvillea Glabra Red, Ref. Boug.Gr - 0.40-0.50M Spread | 106 | Nr | SAR | 21
ALYA-05.1 | 1 | 1.0163 |  | Kingdom of Saudi Arabia | Jeddah | Open Spaces | Red Sea Village | Apogee Park | RSG | SALCO | Award | 2021 | Fixed Price Lump Sum | SITE WORK | Landscaping | Palms, Trees, Shrubs And The Like With Healthy Fully Developed Root Balls, Undamaged And Free From Pests And Diseases, Planted In Prepared Ground As Detailed, Including All Compost And Fertilizers, Tree Stakes, Tree Ties, Temporary Planting Screens;Shrubs;Bougainvillea Pink Pixie, Ref. Boug.Pp - 0.40-0.50M Spread | 925 | Nr | SAR | 23
ALYA-05.1 | 1 | 1.0163 |  | Kingdom of Saudi Arabia | Jeddah | Open Spaces | Red Sea Village | Apogee Park | RSG | SALCO | Award | 2021 | Fixed Price Lump Sum | SITE WORK | Landscaping | Palms, Trees, Shrubs And The Like With Healthy Fully Developed Root Balls, Undamaged And Free From Pests And Diseases, Planted In Prepared Ground As Detailed, Including All Compost And Fertilizers, Tree Stakes, Tree Ties, Temporary Planting Screens;Shrubs;Jatropha Pandurifolia, Ref. Jatr.P - 0.60 To 0.70M Height | 761 | Nr | SAR | 24
ALYA-05.1 | 1 | 1.0163 |  | Kingdom of Saudi Arabia | Jeddah | Open Spaces | Red Sea Village | Apogee Park | RSG | SALCO | Award | 2021 | Fixed Price Lump Sum | SITE WORK | Landscaping | Palms, Trees, Shrubs And The Like With Healthy Fully Developed Root Balls, Undamaged And Free From Pests And Diseases, Planted In Prepared Ground As Detailed, Including All Compost And Fertilizers, Tree Stakes, Tree Ties, Temporary Planting Screens;Shrubs;Leucophyllum Frutescens, Ref. Leuc.F - 0.50-0.60M Height | 1309 | Nr | SAR | 23
ALYA-05.1 | 1 | 1.0163 |  | Kingdom of Saudi Arabia | Jeddah | Open Spaces | Red Sea Village | Apogee Park | RSG | SALCO | Award | 2021 | Fixed Price Lump Sum | SITE WORK | Landscaping | Palms, Trees, Shrubs And The Like With Healthy Fully Developed Root Balls, Undamaged And Free From Pests And Diseases, Planted In Prepared Ground As Detailed, Including All Compost And Fertilizers, Tree Stakes, Tree Ties, Temporary Planting Screens;Shrubs;Tabernaemontana Divaricata, Ref. Tabe.D - 0.60 To 0.70M Height | 289 | Nr | SAR | 27
ALYA-05.1 | 1 | 1.0163 |  | Kingdom of Saudi Arabia | Jeddah | Open Spaces | Red Sea Village | Apogee Park | RSG | SALCO | Award | 2021 | Fixed Price Lump Sum | SITE WORK | Landscaping | Palms, Trees, Shrubs And The Like With Healthy Fully Developed Root Balls, Undamaged And Free From Pests And Diseases, Planted In Prepared Ground As Detailed, Including All Compost And Fertilizers, Tree Stakes, Tree Ties, Temporary Planting Screens;Shrubs;Tecomaria Capensis Orange, Ref. Teco.C - 0.60 To 0.70M Height | 1709 | Nr | SAR | 23
ALYA-05.1 | 1 | 1.0163 |  | Kingdom of Saudi Arabia | Jeddah | Open Spaces | Red Sea Village | Apogee Park | RSG | SALCO | Award | 2021 | Fixed Price Lump Sum | SITE WORK | Landscaping | Palms, Trees, Shrubs And The Like With Healthy Fully Developed Root Balls, Undamaged And Free From Pests And Diseases, Planted In Prepared Ground As Detailed, Including All Compost And Fertilizers, Tree Stakes, Tree Ties, Temporary Planting Screens;Ground Covers;Asystasia Gangetica Variegata, Ref. Asys.Gv - 0.30M Spread | 1275 | Nr | SAR | 13
ALYA-05.1 | 1 | 1.0164 |  | Kingdom of Saudi Arabia | Jeddah | Open Spaces | Red Sea Village | Apogee Park | RSG | SALCO | Award | 2021 | Fixed Price Lump Sum | SITE WORK | Landscaping | Palms, Trees, Shrubs And The Like With Healthy Fully Developed Root Balls, Undamaged And Free From Pests And Diseases, Planted In Prepared Ground As Detailed, Including All Compost And Fertilizers, Tree Stakes, Tree Ties, Temporary Planting Screens;Ground Covers;Ruellia Brittoniana Pink, Ref. Ruel.Bp - 0.40M Height | 5313 | Nr | SAR | 8
ALYA-05.1 | 1 | 1.0164 |  | Kingdom of Saudi Arabia | Jeddah | Open Spaces | Red Sea Village | Apogee Park | RSG | SALCO | Award | 2021 | Fixed Price Lump Sum | SITE WORK | Landscaping | Palms, Trees, Shrubs And The Like With Healthy Fully Developed Root Balls, Undamaged And Free From Pests And Diseases, Planted In Prepared Ground As Detailed, Including All Compost And Fertilizers, Tree Stakes, Tree Ties, Temporary Planting Screens;Lawn;Paspalum Vaginatum - Stolons | 4758 | m² | SAR | 29
ALYA-05.1 | 1 | 1.0164 |  | Kingdom of Saudi Arabia | Jeddah | Open Spaces | Red Sea Village | Apogee Park | RSG | SALCO | Award | 2021 | Fixed Price Lump Sum | SITE WORK | Underground drainage | Upvc Pipework To Bs 3505, Class-E, Including All Fittings, Excavation, Sand Bedding, Back Filling As Specified, Cart Away Surplus, Warning Tape Markers, Thrust Blocks, All As Specified.;1 Inch Diameter Pipe | 220 | m | SAR | 33
ALYA-05.1 | 1 | 1.0164 |  | Kingdom of Saudi Arabia | Jeddah | Open Spaces | Red Sea Village | Apogee Park | RSG | SALCO | Award | 2021 | Fixed Price Lump Sum | SITE WORK | Underground drainage | Upvc Pipework To Bs 3505, Class-D, Including All Fittings, Excavation, Sand Bedding, Back Filling As Specified, Cart Away Surplus, Warning Tape Markers, Thrust Blocks, All As Specified.;1.5 Inch Diameter Pipe | 90 | m | SAR | 47
ALYA-05.1 | 1 | 1.0164 |  | Kingdom of Saudi Arabia | Jeddah | Open Spaces | Red Sea Village | Apogee Park | RSG | SALCO | Award | 2021 | Fixed Price Lump Sum | SITE WORK | Underground drainage | Upvc Pipework To Bs 3505, Class-D, Including All Fittings, Excavation, Sand Bedding, Back Filling As Specified, Cart Away Surplus, Warning Tape Markers, Thrust Blocks, All As Specified.;2 Inch Diameter Pipe | 20 | m | SAR | 67
ALYA-05.1 | 1 | 1.0164 |  | Kingdom of Saudi Arabia | Jeddah | Open Spaces | Red Sea Village | Apogee Park | RSG | SALCO | Award | 2021 | Fixed Price Lump Sum | SITE WORK | Underground drainage | Upvc Pipework To Bs 3505, Class-D, Including All Fittings, Excavation, Sand Bedding, Back Filling As Specified, Cart Away Surplus, Warning Tape Markers, Thrust Blocks, All As Specified.;3 Inch Diameter Pipe | 6 | m | SAR | 167
ALYA-05.1 | 1 | 1.0164 |  | Kingdom of Saudi Arabia | Jeddah | Open Spaces | Red Sea Village | Apogee Park | RSG | SALCO | Award | 2021 | Fixed Price Lump Sum | SITE WORK | Landscaping | Valves Including Necessary Accessories, Fixed As Specified;Solenoid Valve In Sprinkler System,2.0 Inch Diameter | 2 | Nr | SAR | 2003
ALYA-05.1 | 1 | 1.0164 |  | Kingdom of Saudi Arabia | Jeddah | Open Spaces | Red Sea Village | Apogee Park | RSG | SALCO | Award | 2021 | Fixed Price Lump Sum | SITE WORK | Landscaping | Lockable Valve Boxes As Specified;For Solenoid Valves 2.0 Inch In Sprinkler System | 2 | Nr | SAR | 668
ALYA-05.1 | 1 | 1.0164 |  | Kingdom of Saudi Arabia | Jeddah | Open Spaces | Red Sea Village | Apogee Park | RSG | SALCO | Award | 2021 | Fixed Price Lump Sum | SITE WORK | Landscaping | Pop-Up-Sprinklers Including Necessary Accessories;Pop Up Spray 4.00M - 4.50M Radius | 43 | Nr | SAR | 87
ALYA-05.1 | 1 | 1.0164 |  | Kingdom of Saudi Arabia | Jeddah | Open Spaces | Red Sea Village | Apogee Park | RSG | SALCO | Award | 2021 | Fixed Price Lump Sum | SITE WORK | Landscaping | Pop-Up-Sprinklers Including Necessary Accessories;Pop Up Rotor 6.00M – 8.00M Radius | 24 | Nr | SAR | 100
ALYA-05.1 | 1 | 1.0165 |  | Kingdom of Saudi Arabia | Jeddah | Open Spaces | Red Sea Village | Apogee Park | RSG | SALCO | Award | 2021 | Fixed Price Lump Sum | SITE WORK | Landscaping | Lockable Valve Boxes As Specified;For Solenoid Valves 1 Inch In Sprinkler System | 440 | m | SAR | 33
ALYA-05.1 | 1 | 1.0165 |  | Kingdom of Saudi Arabia | Jeddah | Open Spaces | Red Sea Village | Apogee Park | RSG | SALCO | Award | 2021 | Fixed Price Lump Sum | SITE WORK | Landscaping | Lockable Valve Boxes As Specified;For Solenoid Valves 1.5 Inch In Sprinkler System | 240 | m | SAR | 47
ALYA-05.1 | 1 | 1.0165 |  | Kingdom of Saudi Arabia | Jeddah | Open Spaces | Red Sea Village | Apogee Park | RSG | SALCO | Award | 2021 | Fixed Price Lump Sum | SITE WORK | Landscaping | Lockable Valve Boxes As Specified;For Solenoid Valves 2.0 Inch In Sprinkler System | 130 | m | SAR | 67
ALYA-05.1 | 1 | 1.0165 |  | Kingdom of Saudi Arabia | Jeddah | Open Spaces | Red Sea Village | Apogee Park | RSG | SALCO | Award | 2021 | Fixed Price Lump Sum | SITE WORK | Landscaping | Lockable Valve Boxes As Specified;For Solenoid Valves 3.0 Inch In Sprinkler System | 12 | m | SAR | 167
ALYA-05.1 | 1 | 1.0165 |  | Kingdom of Saudi Arabia | Jeddah | Open Spaces | Red Sea Village | Apogee Park | RSG | SALCO | Award | 2021 | Fixed Price Lump Sum | SITE WORK | Landscaping | Drip Risers;Drip Risers As Specified | 157 | Nr | SAR | 93
ALYA-05.1 | 1 | 1.0165 |  | Kingdom of Saudi Arabia | Jeddah | Open Spaces | Red Sea Village | Apogee Park | RSG | SALCO | Award | 2021 | Fixed Price Lump Sum | SITE WORK | Landscaping | Valves Including Necessary Accessories, Fixed As Specified;Solenoid Valves, 2.0 Inch In Drip System | 1 | Nr | SAR | 2003
ALYA-05.1 | 1 | 1.0165 |  | Kingdom of Saudi Arabia | Jeddah | Open Spaces | Red Sea Village | Apogee Park | RSG | SALCO | Award | 2021 | Fixed Price Lump Sum | SITE WORK | Landscaping | Lockable Valve Boxes As Specified;For Solenoid Valves, 2.0 Inch In Drip System | 1 | Nr | SAR | 668
ALYA-05.1 | 1 | 1.0165 |  | Kingdom of Saudi Arabia | Jeddah | Open Spaces | Red Sea Village | Apogee Park | RSG | SALCO | Award | 2021 | Fixed Price Lump Sum | ELECTRICAL ENGINEERING INSTALLATIONS | Final sub-circuits and auxiliary installations | Supply And Install Light Fittings, Complete As Required As Shown On Drawings Rsv-Cll-Sw-Ap-Dr-Lan-10301 And 10302 And As Specified (Provisional Sum);Pole With Multiple Floodlights, Ref. Xpm1 | 2 | Nr | SAR | 41385
ALYA-05.1 | 1 | 1.0165 |  | Kingdom of Saudi Arabia | Jeddah | Open Spaces | Red Sea Village | Apogee Park | RSG | SALCO | Award | 2021 | Fixed Price Lump Sum | ELECTRICAL ENGINEERING INSTALLATIONS | Final sub-circuits and auxiliary installations | Supply And Install Light Fittings, Complete As Required As Shown On Drawings Rsv-Cll-Sw-Ap-Dr-Lan-10301 And 10302 And As Specified (Provisional Sum);Column Light Type 1, Ref. Xc1 | 4 | Nr | SAR | 16688
ALYA-05.1 | 1 | 1.0165 |  | Kingdom of Saudi Arabia | Jeddah | Open Spaces | Red Sea Village | Apogee Park | RSG | SALCO | Award | 2021 | Fixed Price Lump Sum | ELECTRICAL ENGINEERING INSTALLATIONS | Final sub-circuits and auxiliary installations | Supply And Install Light Fittings, Complete As Required As Shown On Drawings Rsv-Cll-Sw-Ap-Dr-Lan-10301 And 10302 And As Specified (Provisional Sum);Uplight For Trees, Ref. Xu2 | 69 | Nr | SAR | 3004
ALYA-05.1 | 1 | 1.0166 |  | Kingdom of Saudi Arabia | Jeddah | Open Spaces | Red Sea Village | Apogee Park | RSG | SALCO | Award | 2021 | Fixed Price Lump Sum | ELECTRICAL ENGINEERING INSTALLATIONS | Final sub-circuits and auxiliary installations | Supply And Install Light Fittings, Complete As Required As Shown On Drawings Rsv-Cll-Sw-Ap-Dr-Lan-10301 And 10302 And As Specified (Provisional Sum);Floodlight To Tensile Shade Structure, Ref. Xf1 | 6 | Nr | SAR | 5340
ALYA-05.1 | 1 | 1.0166 |  | Kingdom of Saudi Arabia | Jeddah | Open Spaces | Red Sea Village | Apogee Park | RSG | SALCO | Award | 2021 | Fixed Price Lump Sum | ELECTRICAL ENGINEERING INSTALLATIONS | Accessories | Design, Supply And Installation Of Secondary Network Starting From Primary Network Termination Points And/Or Secondary Power And Electric Circuitry, Including Cable And Conduit, Cable Terminations, Necessary Trench Excavation And Ducts, Backfilling, Disposal, Cable Tiles, Warning Tapes, Accessories, All Necessary Secondary Electrical Works And Mechanical Works Wherever Required, Complete As Specified And Shown On Drawings Rsv-Cll-Sw-Ap-Dr-Lan-10301 And 10302 And To The Approval Of The Engineer And/Or Contract Administrator (Provisional Sum);Pole With Multiple Floodlights, Ref. Xpm1 | 2 | Nr | SAR | 4673
ALYA-05.1 | 1 | 1.0166 |  | Kingdom of Saudi Arabia | Jeddah | Open Spaces | Red Sea Village | Apogee Park | RSG | SALCO | Award | 2021 | Fixed Price Lump Sum | ELECTRICAL ENGINEERING INSTALLATIONS | Accessories | Design, Supply And Installation Of Secondary Network Starting From Primary Network Termination Points And/Or Secondary Power And Electric Circuitry, Including Cable And Conduit, Cable Terminations, Necessary Trench Excavation And Ducts, Backfilling, Disposal, Cable Tiles, Warning Tapes, Accessories, All Necessary Secondary Electrical Works And Mechanical Works Wherever Required, Complete As Specified And Shown On Drawings Rsv-Cll-Sw-Ap-Dr-Lan-10301 And 10302 And To The Approval Of The Engineer And/Or Contract Administrator (Provisional Sum);Column Light Type 1, Ref. Xc1 | 4 | Nr | SAR | 4005
ALYA-05.1 | 1 | 1.0166 |  | Kingdom of Saudi Arabia | Jeddah | Open Spaces | Red Sea Village | Apogee Park | RSG | SALCO | Award | 2021 | Fixed Price Lump Sum | ELECTRICAL ENGINEERING INSTALLATIONS | Accessories | Design, Supply And Installation Of Secondary Network Starting From Primary Network Termination Points And/Or Secondary Power And Electric Circuitry, Including Cable And Conduit, Cable Terminations, Necessary Trench Excavation And Ducts, Backfilling, Disposal, Cable Tiles, Warning Tapes, Accessories, All Necessary Secondary Electrical Works And Mechanical Works Wherever Required, Complete As Specified And Shown On Drawings Rsv-Cll-Sw-Ap-Dr-Lan-10301 And 10302 And To The Approval Of The Engineer And/Or Contract Administrator (Provisional Sum);Uplight For Trees, Ref. Xu2 | 69 | Nr | SAR | 2670
ALYA-05.1 | 1 | 1.0166 |  | Kingdom of Saudi Arabia | Jeddah | Open Spaces | Red Sea Village | Apogee Park | RSG | SALCO | Award | 2021 | Fixed Price Lump Sum | ELECTRICAL ENGINEERING INSTALLATIONS | Accessories | Design, Supply And Installation Of Secondary Network Starting From Primary Network Termination Points And/Or Secondary Power And Electric Circuitry, Including Cable And Conduit, Cable Terminations, Necessary Trench Excavation And Ducts, Backfilling, Disposal, Cable Tiles, Warning Tapes, Accessories, All Necessary Secondary Electrical Works And Mechanical Works Wherever Required, Complete As Specified And Shown On Drawings Rsv-Cll-Sw-Ap-Dr-Lan-10301 And 10302 And To The Approval Of The Engineer And/Or Contract Administrator (Provisional Sum);Floodlight To Tensile Shade Structure, Ref. Xf1 | 6 | Nr | SAR | 2670
2020-01 | 2 | 2 |  | United Arab Emirates | Dubai | Hard & Soft Landscaping | MBR - Dubai Hills Estate | PA-05 Maintenance Facility | EMAAR | Zaid Alhussain | Award | 2020 | Fixed Price Lump Sum | SITE WORK | Site preparation | Site Clearance; As Section 312000 Of Specification 19-6187-Keo-Lan-Spc-001 | 16501 | m² | AED | 0.1
2020-01 | 2 | 2 |  | United Arab Emirates | Dubai | Hard & Soft Landscaping | MBR - Dubai Hills Estate | PA-05 Maintenance Facility | EMAAR | Zaid Alhussain | Award | 2020 | Fixed Price Lump Sum | SITE WORK | Excavation | Excavation; As Section 312000 Of Specification 19-6187-Keo-Lan-Spc-001; Excavation To Reduce Levels | 4615 | m³ | AED | 8
2020-01 | 2 | 2 |  | United Arab Emirates | Dubai | Hard & Soft Landscaping | MBR - Dubai Hills Estate | PA-05 Maintenance Facility | EMAAR | Zaid Alhussain | Award | 2020 | Fixed Price Lump Sum | SITE WORK | Excavation | Excavation; As Section 312000 Of Specification 19-6187-Keo-Lan-Spc-001; Trench Excavation | 76 | m³ | AED | 8
2020-01 | 2 | 2 |  | United Arab Emirates | Dubai | Hard & Soft Landscaping | MBR - Dubai Hills Estate | PA-05 Maintenance Facility | EMAAR | Zaid Alhussain | Award | 2020 | Fixed Price Lump Sum | SITE WORK | Excavation | Excavation; As Section 312000 Of Specification 19-6187-Keo-Lan-Spc-001; Pit Excavation For Planter And The Like Areas ( 103 No.) | 119 | m³ | AED | 8
2020-01 | 2 | 2.0001 |  | United Arab Emirates | Dubai | Hard & Soft Landscaping | MBR - Dubai Hills Estate | PA-05 Maintenance Facility | EMAAR | Zaid Alhussain | Award | 2020 | Fixed Price Lump Sum | SITE WORK | Disposal | Disposal Of Material Arising From Excavations; As Section 312000 Of Specification 19-6187-Keo-Lan-Spc-001; Disposal Of Material Arising From Excavation; Removed Off Site Including A Suitable Tip | 4809 | m³ | AED | 8
2020-01 | 2 | 2.0001 |  | United Arab Emirates | Dubai | Hard & Soft Landscaping | MBR - Dubai Hills Estate | PA-05 Maintenance Facility | EMAAR | Zaid Alhussain | Award | 2020 | Fixed Price Lump Sum | SITE WORK | Filling | Compacted Sub-Base Material; Naturally Or Artificially Graded Mixture Of Natural Or Crushed Gravel, Crushed Stone, And Natural Or Crushed Sand (Astm D 2940); As Section 312000 Of Specification 19-6187-Keo-Lan-Spc-001; Beds; 150Mm Thick | 363 | m³ | AED | 130
2020-01 | 2 | 2.0001 |  | United Arab Emirates | Dubai | Hard & Soft Landscaping | MBR - Dubai Hills Estate | PA-05 Maintenance Facility | EMAAR | Zaid Alhussain | Award | 2020 | Fixed Price Lump Sum | SITE WORK | Filling | Compacted Sub-Base Material; Naturally Or Artificially Graded Mixture Of Natural Or Crushed Gravel, Crushed Stone, And Natural Or Crushed Sand (Astm D 2940); As Section 312000 Of Specification 19-6187-Keo-Lan-Spc-001; Compacted Sub-Grade Material; As Engineer'S Details And Specification & Drawings Lsc-Ld-Pa05-Pp2-9000 | 2417 | m² | AED | 1
2020-01 | 2 | 2.0001 |  | United Arab Emirates | Dubai | Hard & Soft Landscaping | MBR - Dubai Hills Estate | PA-05 Maintenance Facility | EMAAR | Zaid Alhussain | Award | 2020 | Fixed Price Lump Sum | SITE WORK | Excavation | Excavation Of Trenches For Upvc Irrigation Pipes (Measured Separately); Including Disposal And Compaction As Irrigation Specification Section 32 8000 And Drawings Lsc-Ir-Pa05-Pp2-7001 To 7004 Inclusive, Lsc-Ir-Pa05-Pp2-7100 And Lsc-Ld-Pa05-Pp2-9900; Depth Exceeding 1000 Mm But Not Exceeding 1500 Mm; For 25 Mm Diameter Pipes | 1787 | m | AED | 2
2020-01 | 2 | 2.0001 |  | United Arab Emirates | Dubai | Hard & Soft Landscaping | MBR - Dubai Hills Estate | PA-05 Maintenance Facility | EMAAR | Zaid Alhussain | Award | 2020 | Fixed Price Lump Sum | SITE WORK | Excavation | Excavation Of Trenches For Upvc Irrigation Pipes (Measured Separately); Including Disposal And Compaction As Irrigation Specification Section 32 8000 And Drawings Lsc-Ir-Pa05-Pp2-7001 To 7004 Inclusive, Lsc-Ir-Pa05-Pp2-7100 And Lsc-Ld-Pa05-Pp2-9900; Depth Exceeding 1000 Mm But Not Exceeding 1500 Mm; For 40 Mm Diameter Pipes | 419 | m | AED | 2
2020-01 | 2 | 2.0001 |  | United Arab Emirates | Dubai | Hard & Soft Landscaping | MBR - Dubai Hills Estate | PA-05 Maintenance Facility | EMAAR | Zaid Alhussain | Award | 2020 | Fixed Price Lump Sum | SITE WORK | Excavation | Excavation Of Trenches For Upvc Irrigation Pipes (Measured Separately); Including Disposal And Compaction As Irrigation Specification Section 32 8000 And Drawings Lsc-Ir-Pa05-Pp2-7001 To 7004 Inclusive, Lsc-Ir-Pa05-Pp2-7100 And Lsc-Ld-Pa05-Pp2-9900; Depth Exceeding 1000 Mm But Not Exceeding 1500 Mm; For 50 Mm Diameter Pipes | 100 | m | AED | 2
2020-01 | 2 | 2.0001 |  | United Arab Emirates | Dubai | Hard & Soft Landscaping | MBR - Dubai Hills Estate | PA-05 Maintenance Facility | EMAAR | Zaid Alhussain | Award | 2020 | Fixed Price Lump Sum | SITE WORK | Excavation | Excavation Of Trenches For Upvc Irrigation Pipes (Measured Separately); Including Disposal And Compaction As Irrigation Specification Section 32 8000 And Drawings Lsc-Ir-Pa05-Pp2-7001 To 7004 Inclusive, Lsc-Ir-Pa05-Pp2-7100 And Lsc-Ld-Pa05-Pp2-9900; Depth Exceeding 1000 Mm But Not Exceeding 1500 Mm; For 75 Mm Diameter Pipes | 589 | m | AED | 3
2020-01 | 2 | 2.0001 |  | United Arab Emirates | Dubai | Hard & Soft Landscaping | MBR - Dubai Hills Estate | PA-05 Maintenance Facility | EMAAR | Zaid Alhussain | Award | 2020 | Fixed Price Lump Sum | SITE WORK | Excavation | Excavation Of Trenches For Upvc Irrigation Pipes (Measured Separately); Including Disposal And Compaction As Irrigation Specification Section 32 8000 And Drawings Lsc-Ir-Pa05-Pp2-7001 To 7004 Inclusive, Lsc-Ir-Pa05-Pp2-7100 And Lsc-Ld-Pa05-Pp2-9900; Depth Exceeding 1000 Mm But Not Exceeding 1500 Mm; For 100 Mm Diameter Pipes | 152 | m | AED | 3
2020-01 | 2 | 2.0001 |  | United Arab Emirates | Dubai | Hard & Soft Landscaping | MBR - Dubai Hills Estate | PA-05 Maintenance Facility | EMAAR | Zaid Alhussain | Award | 2020 | Fixed Price Lump Sum | SITE WORK | Filling | Selected Backfill Compacted Layer By Layer For Irrigation Pipes And Ducts With Ancillary Work As Necessary ; For 25 Mm Diameter Pipes | 1787 | m | AED | 0.25
2020-01 | 2 | 2.0001 |  | United Arab Emirates | Dubai | Hard & Soft Landscaping | MBR - Dubai Hills Estate | PA-05 Maintenance Facility | EMAAR | Zaid Alhussain | Award | 2020 | Fixed Price Lump Sum | SITE WORK | Filling | Selected Backfill Compacted Layer By Layer For Irrigation Pipes And Ducts With Ancillary Work As Necessary ; For 40 Mm Diameter Pipes | 419 | m | AED | 0.25
2020-01 | 2 | 2.0002 |  | United Arab Emirates | Dubai | Hard & Soft Landscaping | MBR - Dubai Hills Estate | PA-05 Maintenance Facility | EMAAR | Zaid Alhussain | Award | 2020 | Fixed Price Lump Sum | SITE WORK | Filling | Selected Backfill Compacted Layer By Layer For Irrigation Pipes And Ducts With Ancillary Work As Necessary ; For 50 Mm Diameter Pipes | 100 | m | AED | 0.25
2020-01 | 2 | 2.0002 |  | United Arab Emirates | Dubai | Hard & Soft Landscaping | MBR - Dubai Hills Estate | PA-05 Maintenance Facility | EMAAR | Zaid Alhussain | Award | 2020 | Fixed Price Lump Sum | SITE WORK | Filling | Selected Backfill Compacted Layer By Layer For Irrigation Pipes And Ducts With Ancillary Work As Necessary ; For 75 Mm Diameter Pipes | 589 | m | AED | 0.25
2020-01 | 2 | 2.0002 |  | United Arab Emirates | Dubai | Hard & Soft Landscaping | MBR - Dubai Hills Estate | PA-05 Maintenance Facility | EMAAR | Zaid Alhussain | Award | 2020 | Fixed Price Lump Sum | SITE WORK | Filling | Selected Backfill Compacted Layer By Layer For Irrigation Pipes And Ducts With Ancillary Work As Necessary ; For 100 Mm Diameter Pipes | 134 | m | AED | 0.25
2020-01 | 2 | 2.0002 |  | United Arab Emirates | Dubai | Hard & Soft Landscaping | MBR - Dubai Hills Estate | PA-05 Maintenance Facility | EMAAR | Zaid Alhussain | Award | 2020 | Fixed Price Lump Sum | SITE WORK | Underground drainage | Beds And Surrounds; Selected Sand Bedding 100 Mm Thick For Irrigation Upvc Pipework And Ancillary Work As Necessary; For 100 Mm Diameter Pipes | 18 | m | AED | 0.25
2020-01 | 2 | 2.0002 |  | United Arab Emirates | Dubai | Hard & Soft Landscaping | MBR - Dubai Hills Estate | PA-05 Maintenance Facility | EMAAR | Zaid Alhussain | Award | 2020 | Fixed Price Lump Sum | SITE WORK | Filling | Selected Backfill Material Free From Lumps, Stones And Sharp Objects Surrounds For Irrigation Upvc Pipework And Ancillary Work As Necessary; For 100 Mm Diameter Pipes | 18 | m | AED | 0.25
2020-01 | 2 | 2.0002 |  | United Arab Emirates | Dubai | Hard & Soft Landscaping | MBR - Dubai Hills Estate | PA-05 Maintenance Facility | EMAAR | Zaid Alhussain | Award | 2020 | Fixed Price Lump Sum | SITE WORK | Paving and surfacing | Precast Concrete Paving; To Public Open Space Footpath; Laid In Random Staggered Pattern To Falls And Cross Falls; Exposed Aggregate, Tumbled & Shot Blast Finish; Mid Brown (75%) & Beige (25%) Colour; On And Including 50 Mm Thick Sand Bedding And 3 Mm Thick Sand Fill Joints; As Detail 1 On Drawing Lsc-Ld-Pa05-Pp2-9000 And Material Schedule Lsc-Gn-Pa05-0005; Type Pv-03; Size 120 X 160 X 60 Mm Thick, 160 X 160 X 60 Mm Thick And 240 X 160 X 60 Mm Thick | 1900 | m² | AED | 95
2020-01 | 2 | 2.0002 |  | United Arab Emirates | Dubai | Hard & Soft Landscaping | MBR - Dubai Hills Estate | PA-05 Maintenance Facility | EMAAR | Zaid Alhussain | Award | 2020 | Fixed Price Lump Sum | SITE WORK | Paving and surfacing | Precast Concrete Paving; Banding At Edges To Public Open Space Footpath; Laid In Pattern To Falls And Cross Falls; Exposed Aggregate, Tumbled & Shot Blast Finish; Charcoal Grey Colour; On And Including 30 Mm Thick Mortar Bedding & Concrete Hunching And Grouting Joints; As Detail 1 On Drawing Lsc-Ld-Pa05-Pp2-9000 And Material Schedule Lsc-Gn-Pa05-0005; Type B-02; Size 200 X 200 X 60 Mm Thick; 200Mm Wide Border | 2039 | m | AED | 22
2020-01 | 2 | 2.0002 |  | United Arab Emirates | Dubai | Hard & Soft Landscaping | MBR - Dubai Hills Estate | PA-05 Maintenance Facility | EMAAR | Zaid Alhussain | Award | 2020 | Fixed Price Lump Sum | SITE WORK | Landscaping | Local Sand; To Xeriscape Area; Size 2 Mm; Natural Finish; Natural Colour; As Detail 3 On Drawing Lsc-Ld-Pa05-Pp2-9000 And Material Schedule Lsc-Gn-Pa05-0005; Type S-01 | 5869 | m² | AED | 4
2020-01 | 2 | 2.0002 |  | United Arab Emirates | Dubai | Hard & Soft Landscaping | MBR - Dubai Hills Estate | PA-05 Maintenance Facility | EMAAR | Zaid Alhussain | Award | 2020 | Fixed Price Lump Sum | SITE WORK | Landscaping | Geotextile Filter Fabric; Woven Geotextile Fabric, Made From Polyolefins Or Polyesters; Class 2, Aashto M 288; As Drawings Lsc-Ld-Pa05-9001, 9002 & 9003 And Section 32400 Of Specification 19-6187-Keo-Lan-Spc-001; To Pavings | 1900 | m² | AED | 0.1
2020-01 | 2 | 2.0002 |  | United Arab Emirates | Dubai | Hard & Soft Landscaping | MBR - Dubai Hills Estate | PA-05 Maintenance Facility | EMAAR | Zaid Alhussain | Award | 2020 | Fixed Price Lump Sum | SITE WORK | Landscaping | Geotextile Filter Fabric; Nonwoven, Needle-Punched Geotextile, Made From Polyolefins Or Polyesters; Astm D 4759; Weight 220 G/M² To According To Astm D 5261, Water Flow Rate 110 Liters/M² According To Astm D 4491; As Drawings Lsc-Ld-Pa05-9001, 9002 & 9003 And Section 32400 Of Specification 19-6187-Keo-Lan-Spc-001; To Playground Protective Surfacing | 5869 | m² | AED | 0.1
2020-01 | 2 | 2.0003 |  | United Arab Emirates | Dubai | Hard & Soft Landscaping | MBR - Dubai Hills Estate | PA-05 Maintenance Facility | EMAAR | Zaid Alhussain | Award | 2020 | Fixed Price Lump Sum | SITE WORK | Landscaping | Planting Soil Mix; As Specifications With Zander Mycorrhiza Organic Amendment At 50 Liters Per Plant Pit/ Well Evenly Blended; As Detail 4 On Drawing Lsc-Ld-Pa05-Pp2-9601; To Palm Tree Pits | 178 | m³ | AED | 40
2020-01 | 2 | 2.0003 |  | United Arab Emirates | Dubai | Hard & Soft Landscaping | MBR - Dubai Hills Estate | PA-05 Maintenance Facility | EMAAR | Zaid Alhussain | Award | 2020 | Fixed Price Lump Sum | SITE WORK | Landscaping | Planting Soil Mix; As Specifications With Zander Mycorrhiza Organic Amendment At 0.25 Liter Each Shrub Pit Thoroughly Blended; As Detail 1 & 2 On Drawing Lsc-Ld-Pa05-Pp2-9600; To Planting Areas | 3664 | m³ | AED | 40
2020-01 | 2 | 2.0003 |  | United Arab Emirates | Dubai | Hard & Soft Landscaping | MBR - Dubai Hills Estate | PA-05 Maintenance Facility | EMAAR | Zaid Alhussain | Award | 2020 | Fixed Price Lump Sum | SITE WORK | Landscaping | Pre-Emergent Herbicide; As Section 329200 Of Specification 19-6187-Keo-Lan-Spc-001; To Planting Areas | 6242 | m² | AED | 0.1
2020-01 | 2 | 2.0003 |  | United Arab Emirates | Dubai | Hard & Soft Landscaping | MBR - Dubai Hills Estate | PA-05 Maintenance Facility | EMAAR | Zaid Alhussain | Award | 2020 | Fixed Price Lump Sum | SITE WORK | Landscaping | Tree Stakes; 2 No Of 50 Mm Diameter X 3000 Mm Long Galvanized Steel Pipe, Painted Black; With Threaded Cap; Including Approved Rubber Cinch Ties; As Detail 3 On Drawing Lsc-Ld-Pa05-Pp2-9601; To Trees | 103 | Nr | AED | 10
2020-01 | 2 | 2.0003 |  | United Arab Emirates | Dubai | Hard & Soft Landscaping | MBR - Dubai Hills Estate | PA-05 Maintenance Facility | EMAAR | Zaid Alhussain | Award | 2020 | Fixed Price Lump Sum | SITE WORK | Landscaping | Root Barrier; Black, Molded, Modular Panels 600 Mm High, 2.2 Mm Thick; Manufactured With Minimum 50 % Recycled Polyethylene Plastic With Uv Inhibitors; As Drawing Lsc-Ld-Pa05-Pp2-9601 And Section 32 9300 Of Specification 19-6187-Keo-Lan-Spc-001; To Tree Pits | 69 | m² | AED | 50
2020-01 | 2 | 2.0003 |  | United Arab Emirates | Dubai | Hard & Soft Landscaping | MBR - Dubai Hills Estate | PA-05 Maintenance Facility | EMAAR | Zaid Alhussain | Award | 2020 | Fixed Price Lump Sum | SITE WORK | Landscaping | Soft Landscaping; Including All Necessary Additional Earthwork, Fertilisers And The Like; As Drawing Lsc-Gn-Pa05-Pp2-0006 And Section 329200 & 329300 Of Specification 19-6187-Keo-Lan-Spc-001; Grass; Pennisetum Rubrum / Fountain Grass; Pen Rub; 300-500 Mm Overall Height, 300-500 Mm Spread, At 6 No/M² And 400 Mm Spacing | 1756 | m² | AED | 18
2020-01 | 2 | 2.0003 |  | United Arab Emirates | Dubai | Hard & Soft Landscaping | MBR - Dubai Hills Estate | PA-05 Maintenance Facility | EMAAR | Zaid Alhussain | Award | 2020 | Fixed Price Lump Sum | SITE WORK | Landscaping | Soft Landscaping; Including All Necessary Additional Earthwork, Fertilisers And The Like; As Drawing Lsc-Gn-Pa05-Pp2-0006 And Section 329200 & 329300 Of Specification 19-6187-Keo-Lan-Spc-001; Grass; Pennisetum Setaceum / Purple Fountain Grass; Pen Set; 300-500 Mm Overall Height, 300-500 Mm Spread, At 6 No/M² And 400 Mm Spacing | 2096 | m² | AED | 18
2020-01 | 2 | 2.0003 |  | United Arab Emirates | Dubai | Hard & Soft Landscaping | MBR - Dubai Hills Estate | PA-05 Maintenance Facility | EMAAR | Zaid Alhussain | Award | 2020 | Fixed Price Lump Sum | SITE WORK | Landscaping | Groundcovers; Ruellia Ciliosa / Wild Petunia; Rue Cil; 300 Mm Overall Height, 300 Mm Spread, 300Mm Spacing | 402 | m² | AED | 18
2020-01 | 2 | 2.0003 |  | United Arab Emirates | Dubai | Hard & Soft Landscaping | MBR - Dubai Hills Estate | PA-05 Maintenance Facility | EMAAR | Zaid Alhussain | Award | 2020 | Fixed Price Lump Sum | SITE WORK | Landscaping | Shrubs; Vitex Agnus - Castus / Chaste Tree; Vit Cas; 400 - 600 Mm Overall Height, 500 Mm Spread; 1500 Mm Spacing | 125 | Nr | AED | 8
2020-01 | 2 | 2.0003 |  | United Arab Emirates | Dubai | Hard & Soft Landscaping | MBR - Dubai Hills Estate | PA-05 Maintenance Facility | EMAAR | Zaid Alhussain | Award | 2020 | Fixed Price Lump Sum | SITE WORK | Landscaping | Soft Landscaping; Including All Necessary Additional Earthwork, Fertilisers And The Like; As Drawing Lsc-Gn-Pa05-Pp2-0006 And Section 329200 & 329300 Of Specification 19-6187-Keo-Lan-Spc-00; Shrub Areas; Bougainvillea Glabra / Paper Flower; Bou Gla; 400-600 Mm Overall Height, 300-400 Mm Spread, At 4 No/M² And 500 Mm Spacing | 231 | m² | AED | 16
2020-01 | 2 | 2.0004 |  | United Arab Emirates | Dubai | Hard & Soft Landscaping | MBR - Dubai Hills Estate | PA-05 Maintenance Facility | EMAAR | Zaid Alhussain | Award | 2020 | Fixed Price Lump Sum | SITE WORK | Landscaping | Soft Landscaping; Including All Necessary Additional Earthwork, Fertilisers And The Like; As Drawing Lsc-Gn-Pa05-Pp2-0006 And Section 329200 & 329300 Of Specification 19-6187-Keo-Lan-Spc-00; Shrub Areas; Caesalpinia Pulcherrima / Red Bird Of Paradise; Cae Pul; 400-600 Mm Overall Height, 400-600 Mm Spread, At 4 No/M² And 500 Mm Spacing | 382 | m² | AED | 16
2020-01 | 2 | 2.0004 |  | United Arab Emirates | Dubai | Hard & Soft Landscaping | MBR - Dubai Hills Estate | PA-05 Maintenance Facility | EMAAR | Zaid Alhussain | Award | 2020 | Fixed Price Lump Sum | SITE WORK | Landscaping | Soft Landscaping; Including All Necessary Additional Earthwork, Fertilisers And The Like; As Drawing Lsc-Gn-Pa05-Pp2-0006 And Section 329200 & 329300 Of Specification 19-6187-Keo-Lan-Spc-00; Shrub Areas; Clerodendrum Inerme / Embrert; Cle Ine; 300-500 Mm Overall Height, 400 Mm Spread, At 6 No/M² And 400 Mm Spacing | 630 | m² | AED | 16
2020-01 | 2 | 2.0004 |  | United Arab Emirates | Dubai | Hard & Soft Landscaping | MBR - Dubai Hills Estate | PA-05 Maintenance Facility | EMAAR | Zaid Alhussain | Award | 2020 | Fixed Price Lump Sum | SITE WORK | Landscaping | Soft Landscaping; Including All Necessary Additional Earthwork, Fertilisers And The Like; As Drawing Lsc-Gn-Pa05-Pp2-0006 And Section 329200 & 329300 Of Specification 19-6187-Keo-Lan-Spc-00; Shrub Areas; Thevetia Peruviana / Yellow Oleander; The Per; 400-600 Mm Overall Height, 300 Mm Spread, At 4 No/M² And 500 Mm Spacing | 398 | m² | AED | 16
2020-01 | 2 | 2.0004 |  | United Arab Emirates | Dubai | Hard & Soft Landscaping | MBR - Dubai Hills Estate | PA-05 Maintenance Facility | EMAAR | Zaid Alhussain | Award | 2020 | Fixed Price Lump Sum | SITE WORK | Landscaping | Trees; Azadirachta Indica / Neem Tree; Aza Ind; 3.00 M Overall Height; 1.80 M Clear Trunk | 68 | Nr | AED | 380
2020-01 | 2 | 2.0004 |  | United Arab Emirates | Dubai | Hard & Soft Landscaping | MBR - Dubai Hills Estate | PA-05 Maintenance Facility | EMAAR | Zaid Alhussain | Award | 2020 | Fixed Price Lump Sum | SITE WORK | Landscaping | Trees; Plumeria Obtusa / Singapore Plumeria; Plu Obt; 2.00 M Overall Height; 1.50 M Clear Trunk | 11 | Nr | AED | 380
2020-01 | 2 | 2.0004 |  | United Arab Emirates | Dubai | Hard & Soft Landscaping | MBR - Dubai Hills Estate | PA-05 Maintenance Facility | EMAAR | Zaid Alhussain | Award | 2020 | Fixed Price Lump Sum | SITE WORK | Landscaping | Trees; Pongamia Glabra / Pongame Oil Tree; Pon Gla; 2.50 M Overall Height; 1.50 M Clear Trunk | 24 | Nr | AED | 380
2020-01 | 2 | 2.0004 |  | United Arab Emirates | Dubai | Hard & Soft Landscaping | MBR - Dubai Hills Estate | PA-05 Maintenance Facility | EMAAR | Zaid Alhussain | Award | 2020 | Fixed Price Lump Sum | SITE WORK | Landscaping | Grass Lawn; As Soft Landscape Tender Design Specifications Section 8A And Drawing 17102-02-L-405; Paspalum Vaginatum / Seashore Paspalum (Pas Vag); 60 Mm Overall Height | 2390 | m² | AED | 15
2020-01 | 2 | 2.0004 |  | United Arab Emirates | Dubai | Hard & Soft Landscaping | MBR - Dubai Hills Estate | PA-05 Maintenance Facility | EMAAR | Zaid Alhussain | Award | 2020 | Fixed Price Lump Sum | SITE WORK | Landscaping | Geotextile Filter Fabric; Nonwoven Geotextile, Made From Polypropylene, Polyolefin, Or Polyester Fibers; As Drawings Lsc-Ld-Pa05-Pp2-9601 And Section 329300 Of Specification 19-6187-Keo-Lan-Spc-001; To Tree Pits And Planting Areas | 8828 | m² | AED | 0.1
2020-01 | 2 | 2.0004 |  | United Arab Emirates | Dubai | Hard & Soft Landscaping | MBR - Dubai Hills Estate | PA-05 Maintenance Facility | EMAAR | Zaid Alhussain | Award | 2020 | Fixed Price Lump Sum | SITE WORK | Landscaping | Geotextile Filter Fabric; Nonwoven Geotextile, Made From Polypropylene, Polyolefin, Or Polyester Fibers; As Drawings Lsc-Ld-Pa05-Pp2-9601 And Section 329300 Of Specification 19-6187-Keo-Lan-Spc-001; Berm For Water Basin; To Trees; 100 Mm High; As Drawing Lsc-Ld-Pa05-Pp2-9601 | 379 | m | AED | 6
2020-01 | 2 | 2.0004 |  | United Arab Emirates | Dubai | Hard & Soft Landscaping | MBR - Dubai Hills Estate | PA-05 Maintenance Facility | EMAAR | Zaid Alhussain | Award | 2020 | Fixed Price Lump Sum | CONCRETE WORK | Poured concrete | Poured Plain Concrete; As Drawing Lsc-Ld-Pa05-Pp2-9300; Blinding; 50 Mm Thick | 2 | m³ | AED | 300
2020-01 | 2 | 2.0005 |  | United Arab Emirates | Dubai | Hard & Soft Landscaping | MBR - Dubai Hills Estate | PA-05 Maintenance Facility | EMAAR | Zaid Alhussain | Award | 2020 | Fixed Price Lump Sum | CONCRETE WORK | Poured concrete | Poured Plain Concrete; As Drawing Lsc-Ld-Pa05-Pp2-9151; Blinding; To Steps; 60 Mm Thick | 1 | m³ | AED | 300
2020-01 | 2 | 2.0005 |  | United Arab Emirates | Dubai | Hard & Soft Landscaping | MBR - Dubai Hills Estate | PA-05 Maintenance Facility | EMAAR | Zaid Alhussain | Award | 2020 | Fixed Price Lump Sum | CONCRETE WORK | Poured concrete | Poured Plain Concrete; Grade C40; As Drawings Lsc-Ld-Pa05-Pp2-9000; Beds; To Paving Bands; 150Mm Thick | 76 | m³ | AED | 360
2020-01 | 2 | 2.0005 |  | United Arab Emirates | Dubai | Hard & Soft Landscaping | MBR - Dubai Hills Estate | PA-05 Maintenance Facility | EMAAR | Zaid Alhussain | Award | 2020 | Fixed Price Lump Sum | CONCRETE WORK | Poured concrete | Poured Reinforced Concrete; Grade C40; As Engineer'S Details; Including Necessary Reinforcement; As Drawing Lsc-Ld-Pa05-Pp2-9300; Foundations; Bench With Backrest And Bollard | 11 | m³ | AED | 360
2020-01 | 2 | 2.0005 |  | United Arab Emirates | Dubai | Hard & Soft Landscaping | MBR - Dubai Hills Estate | PA-05 Maintenance Facility | EMAAR | Zaid Alhussain | Award | 2020 | Fixed Price Lump Sum | CONCRETE WORK | Poured concrete | Poured Reinforced Concrete; Grade C12/15, Cca 0.06 M3; Including Chemical Anchor; Including Necessary Reinforcement; As Drawing Lsc-Ld-Pa05-Pp2-9301; Foundations; Litter Bins And Pet Waste Bin | 1 | m³ | AED | 360
2020-01 | 2 | 2.0005 |  | United Arab Emirates | Dubai | Hard & Soft Landscaping | MBR - Dubai Hills Estate | PA-05 Maintenance Facility | EMAAR | Zaid Alhussain | Award | 2020 | Fixed Price Lump Sum | CONCRETE WORK | Poured concrete | Poured Reinforced Concrete; Grade C50; Including Mineral Plaster, Textured Finish; Grey Colour; Anti Slip Band At Edges; As Drawing Lsc-Ld-Pa05-Pp2-9151 And Material And Finishes Schedule Lsc-Gn-Pa05-0005; Steps | 2 | m³ | AED | 360
2020-01 | 2 | 2.0005 |  | United Arab Emirates | Dubai | Hard & Soft Landscaping | MBR - Dubai Hills Estate | PA-05 Maintenance Facility | EMAAR | Zaid Alhussain | Award | 2020 | Fixed Price Lump Sum | CONCRETE WORK | Poured concrete | Poured Reinforced Concrete; Grade C50; Including Mineral Plaster, Textured Finish; Grey Colour; As Drawing Lsc-Ld-Pa05-Pp2-9151 And Material And Finishes Schedule Lsc-Gn-Pa05-0005; Step Low Upstands | 1 | m³ | AED | 360
2020-01 | 2 | 2.0005 |  | United Arab Emirates | Dubai | Hard & Soft Landscaping | MBR - Dubai Hills Estate | PA-05 Maintenance Facility | EMAAR | Zaid Alhussain | Award | 2020 | Fixed Price Lump Sum | CONCRETE WORK | Shuttering | Shuttering; Generally; To Edges Of Beds; 150Mm Thick | 4077 | m | AED | 4
2020-01 | 2 | 2.0005 |  | United Arab Emirates | Dubai | Hard & Soft Landscaping | MBR - Dubai Hills Estate | PA-05 Maintenance Facility | EMAAR | Zaid Alhussain | Award | 2020 | Fixed Price Lump Sum | CONCRETE WORK | Shuttering | Shuttering; Generally; To Sides Of Foundations | 91 | m | AED | 75
2020-01 | 2 | 2.0005 |  | United Arab Emirates | Dubai | Hard & Soft Landscaping | MBR - Dubai Hills Estate | PA-05 Maintenance Facility | EMAAR | Zaid Alhussain | Award | 2020 | Fixed Price Lump Sum | CONCRETE WORK | Shuttering | Shuttering; Generally; To Sides Of Upstands | 3 | m | AED | 75
2020-01 | 2 | 2.0005 |  | United Arab Emirates | Dubai | Hard & Soft Landscaping | MBR - Dubai Hills Estate | PA-05 Maintenance Facility | EMAAR | Zaid Alhussain | Award | 2020 | Fixed Price Lump Sum | CONCRETE WORK | Shuttering | Shuttering; Generally; To Sides Of Stairs | 3 | m | AED | 75
2020-01 | 2 | 2.0006 |  | United Arab Emirates | Dubai | Hard & Soft Landscaping | MBR - Dubai Hills Estate | PA-05 Maintenance Facility | EMAAR | Zaid Alhussain | Award | 2020 | Fixed Price Lump Sum | METALWORK | Non structural metalwork | Galvanized Steel Railings; Fabricated From 25 X 50 Mm Top Galvanized Steel Handrail And 15 Mm Galvanized Steel Bar Verticals And Bottom Rail Members; 80 X 50 Mm Galvanized Steel Square Tube Posts; Including Base Plate, Grout, Finishing And Fixing Accessories; As Detail 10 On Drawing Lsc-Ld-Pa05-Pp2-9151; Type R01; 900 Mm High; To Ramp And Steps | 6 | m | AED | 1200
2020-01 | 2 | 2.0006 |  | United Arab Emirates | Dubai | Hard & Soft Landscaping | MBR - Dubai Hills Estate | PA-05 Maintenance Facility | EMAAR | Zaid Alhussain | Award | 2020 | Fixed Price Lump Sum | THERMAL AND MOISTURE PROTECTION | Coverings and linings | Waterproofing To Stair Steps; As Drawing Lsc-Ld-Pa05-Pp2-9151 | 7 | m² | AED | 50
2020-01 | 2 | 2.0006 |  | United Arab Emirates | Dubai | Hard & Soft Landscaping | MBR - Dubai Hills Estate | PA-05 Maintenance Facility | EMAAR | Zaid Alhussain | Award | 2020 | Fixed Price Lump Sum | ACCESSORIES | Generally | Park Seat With Backrest; Type Ff-01; Cast Aluminium With Hardwood; Grey Ral 9007; Including All Necessary Finishings And Fixings; As Detail 01 On Drawing Lsc-Ld-Pa05-Pp2-9300; Size 180 Mm Long X 548 Mm Wide X 450/767 Mm High | 3 | Nr | AED | 5000
2020-01 | 2 | 2.0006 |  | United Arab Emirates | Dubai | Hard & Soft Landscaping | MBR - Dubai Hills Estate | PA-05 Maintenance Facility | EMAAR | Zaid Alhussain | Award | 2020 | Fixed Price Lump Sum | ACCESSORIES | Generally | Litter Bins Including Recycling Bin; Type Ff-04; Cast Aluminium With Hardwood; Grey Ral 9007 Colour; Powder Coated Finish; Including All Necessary Finishings And Fixings; As Detail 01 And 03 On Drawing Lsc-Ld-Pa05-Pp2-9301; Size 580 X 370 X 1060 Mm | 5 | Nr | AED | 4180
2020-01 | 2 | 2.0006 |  | United Arab Emirates | Dubai | Hard & Soft Landscaping | MBR - Dubai Hills Estate | PA-05 Maintenance Facility | EMAAR | Zaid Alhussain | Award | 2020 | Fixed Price Lump Sum | ACCESSORIES | Generally | Pet Waste Bin; Type Ff-06; Stainless Steel; On 50 Mm Diameter Pole; Including All Necessary Finishings And Fixings; As Detail 02 On Drawing Lsc-Ld-Pa05-Pp2-9301; Size 310 X 310 X 580 Mm | 2 | Nr | AED | 1520
2020-01 | 2 | 2.0006 |  | United Arab Emirates | Dubai | Hard & Soft Landscaping | MBR - Dubai Hills Estate | PA-05 Maintenance Facility | EMAAR | Zaid Alhussain | Award | 2020 | Fixed Price Lump Sum | SITE WORK | Landscaping | Irrigation Installation Complete; As Landscape Specifications Section 32 8000 And Drawings Lsc-Ir-Pa05-Pp2-7001 To 7004 Inclusive, Lsc-Ir-Pa05-Pp2-7100 And Lsc-Ld-Pa05-Pp2-9900; Upvc Pipework Class E; 25 Mm Diameter Pipes | 1787 | m | AED | 8
2020-01 | 2 | 2.0006 |  | United Arab Emirates | Dubai | Hard & Soft Landscaping | MBR - Dubai Hills Estate | PA-05 Maintenance Facility | EMAAR | Zaid Alhussain | Award | 2020 | Fixed Price Lump Sum | SITE WORK | Underground drainage | Upvc Pipework Class D; 40 Mm Diameter Pipes | 419 | m | AED | 9.5
2020-01 | 2 | 2.0006 |  | United Arab Emirates | Dubai | Hard & Soft Landscaping | MBR - Dubai Hills Estate | PA-05 Maintenance Facility | EMAAR | Zaid Alhussain | Award | 2020 | Fixed Price Lump Sum | SITE WORK | Underground drainage | Upvc Pipework Class D; 50 Mm Diameter Pipes | 100 | m | AED | 17
2020-01 | 2 | 2.0006 |  | United Arab Emirates | Dubai | Hard & Soft Landscaping | MBR - Dubai Hills Estate | PA-05 Maintenance Facility | EMAAR | Zaid Alhussain | Award | 2020 | Fixed Price Lump Sum | SITE WORK | Underground drainage | Upvc Pipework Class D; 75 Mm Diameter Pipes | 589 | m | AED | 19
2020-01 | 2 | 2.0006 |  | United Arab Emirates | Dubai | Hard & Soft Landscaping | MBR - Dubai Hills Estate | PA-05 Maintenance Facility | EMAAR | Zaid Alhussain | Award | 2020 | Fixed Price Lump Sum | SITE WORK | Underground drainage | Upvc Pipework Class D; 100 Mm Diameter Pipes | 152 | m | AED | 38
2020-01 | 2 | 2.0007 |  | United Arab Emirates | Dubai | Hard & Soft Landscaping | MBR - Dubai Hills Estate | PA-05 Maintenance Facility | EMAAR | Zaid Alhussain | Award | 2020 | Fixed Price Lump Sum | SITE WORK | Underground drainage | Fittings For Upvc Pipes; Bend; 90 Degree; 75 Mm Diameter | 10 | Nr | AED | 62
2020-01 | 2 | 2.0007 |  | United Arab Emirates | Dubai | Hard & Soft Landscaping | MBR - Dubai Hills Estate | PA-05 Maintenance Facility | EMAAR | Zaid Alhussain | Award | 2020 | Fixed Price Lump Sum | SITE WORK | Underground drainage | Fittings For Upvc Pipes; Bend; 90 Degree; 100 Mm Diameter | 2 | Nr | AED | 72
2020-01 | 2 | 2.0007 |  | United Arab Emirates | Dubai | Hard & Soft Landscaping | MBR - Dubai Hills Estate | PA-05 Maintenance Facility | EMAAR | Zaid Alhussain | Award | 2020 | Fixed Price Lump Sum | SITE WORK | Underground drainage | Bend; 120 Degree; 75 Mm Diameter | 8 | Nr | AED | 53
2020-01 | 2 | 2.0007 |  | United Arab Emirates | Dubai | Hard & Soft Landscaping | MBR - Dubai Hills Estate | PA-05 Maintenance Facility | EMAAR | Zaid Alhussain | Award | 2020 | Fixed Price Lump Sum | SITE WORK | Underground drainage | Bend; 120 Degree; 100 Mm Diameter | 2 | Nr | AED | 62
2020-01 | 2 | 2.0007 |  | United Arab Emirates | Dubai | Hard & Soft Landscaping | MBR - Dubai Hills Estate | PA-05 Maintenance Facility | EMAAR | Zaid Alhussain | Award | 2020 | Fixed Price Lump Sum | SITE WORK | Landscaping | Irrigation Installation Complete; As Landscape Specifications Section 32 8000 And Drawings Lsc-Ir-Pa05-Pp2-7001 To 7004 Inclusive, Lsc-Ir-Pa05-Pp2-7100 And Lsc-Ld-Pa05-Pp2-9900; Fittings For Upvc Pipes; Un-Equal Tee; 75 X 40 X 40 Mm Diameter | 1 | Nr | AED | 143
2020-01 | 2 | 2.0007 |  | United Arab Emirates | Dubai | Hard & Soft Landscaping | MBR - Dubai Hills Estate | PA-05 Maintenance Facility | EMAAR | Zaid Alhussain | Award | 2020 | Fixed Price Lump Sum | SITE WORK | Landscaping | Irrigation Installation Complete; As Landscape Specifications Section 32 8000 And Drawings Lsc-Ir-Pa05-Pp2-7001 To 7004 Inclusive, Lsc-Ir-Pa05-Pp2-7100 And Lsc-Ld-Pa05-Pp2-9900; Fittings For Upvc Pipes; Un-Equal Tee; 75 X 40 X 75 Mm Diameter | 1 | Nr | AED | 190
2020-01 | 2 | 2.0007 |  | United Arab Emirates | Dubai | Hard & Soft Landscaping | MBR - Dubai Hills Estate | PA-05 Maintenance Facility | EMAAR | Zaid Alhussain | Award | 2020 | Fixed Price Lump Sum | SITE WORK | Landscaping | Irrigation Installation Complete; As Landscape Specifications Section 32 8000 And Drawings Lsc-Ir-Pa05-Pp2-7001 To 7004 Inclusive, Lsc-Ir-Pa05-Pp2-7100 And Lsc-Ld-Pa05-Pp2-9900; Fittings For Upvc Pipes; Un-Equal Tee; 75 X 50 X 40 Mm Diameter | 1 | Nr | AED | 190
2020-01 | 2 | 2.0007 |  | United Arab Emirates | Dubai | Hard & Soft Landscaping | MBR - Dubai Hills Estate | PA-05 Maintenance Facility | EMAAR | Zaid Alhussain | Award | 2020 | Fixed Price Lump Sum | SITE WORK | Landscaping | Irrigation Installation Complete; As Landscape Specifications Section 32 8000 And Drawings Lsc-Ir-Pa05-Pp2-7001 To 7004 Inclusive, Lsc-Ir-Pa05-Pp2-7100 And Lsc-Ld-Pa05-Pp2-9900; Fittings For Upvc Pipes; Un-Equal Tee; 75 X 75 X 25 Mm Diameter | 1 | Nr | AED | 190
2020-01 | 2 | 2.0007 |  | United Arab Emirates | Dubai | Hard & Soft Landscaping | MBR - Dubai Hills Estate | PA-05 Maintenance Facility | EMAAR | Zaid Alhussain | Award | 2020 | Fixed Price Lump Sum | SITE WORK | Landscaping | Irrigation Installation Complete; As Landscape Specifications Section 32 8000 And Drawings Lsc-Ir-Pa05-Pp2-7001 To 7004 Inclusive, Lsc-Ir-Pa05-Pp2-7100 And Lsc-Ld-Pa05-Pp2-9900; Fittings For Upvc Pipes; Un-Equal Tee; 100 X 75 X 100 Mm Diameter | 1 | Nr | AED | 238
2020-01 | 2 | 2.0007 |  | United Arab Emirates | Dubai | Hard & Soft Landscaping | MBR - Dubai Hills Estate | PA-05 Maintenance Facility | EMAAR | Zaid Alhussain | Award | 2020 | Fixed Price Lump Sum | SITE WORK | Underground drainage | Un-Equal Cross; 75 X 25 X 50 X 40 Mm Diameter | 1 | Nr | AED | 285
2020-01 | 2 | 2.0008 |  | United Arab Emirates | Dubai | Hard & Soft Landscaping | MBR - Dubai Hills Estate | PA-05 Maintenance Facility | EMAAR | Zaid Alhussain | Award | 2020 | Fixed Price Lump Sum | SITE WORK | Landscaping | Irrigation Installation Complete; As Landscape Specifications Section 32 8000 And Drawings Lsc-Ir-Pa05-Pp2-7001 To 7004 Inclusive, Lsc-Ir-Pa05-Pp2-7100 And Lsc-Ld-Pa05-Pp2-9900; Accessories; Valve Assembly; 40 Mm Diameter; Drip Valve For Tree And Palms; Type Dt | 1 | Nr | AED | 1140
2020-01 | 2 | 2.0008 |  | United Arab Emirates | Dubai | Hard & Soft Landscaping | MBR - Dubai Hills Estate | PA-05 Maintenance Facility | EMAAR | Zaid Alhussain | Award | 2020 | Fixed Price Lump Sum | SITE WORK | Landscaping | Irrigation Installation Complete; As Landscape Specifications Section 32 8000 And Drawings Lsc-Ir-Pa05-Pp2-7001 To 7004 Inclusive, Lsc-Ir-Pa05-Pp2-7100 And Lsc-Ld-Pa05-Pp2-9900; Accessories; Valve Assembly; 50 Mm Diameter; Drip Valve For Grass Covers And Shrubs; Type Dv | 1 | Nr | AED | 1425
2020-01 | 2 | 2.0008 |  | United Arab Emirates | Dubai | Hard & Soft Landscaping | MBR - Dubai Hills Estate | PA-05 Maintenance Facility | EMAAR | Zaid Alhussain | Award | 2020 | Fixed Price Lump Sum | SITE WORK | Landscaping | Irrigation Installation Complete; As Landscape Specifications Section 32 8000 And Drawings Lsc-Ir-Pa05-Pp2-7001 To 7004 Inclusive, Lsc-Ir-Pa05-Pp2-7100 And Lsc-Ld-Pa05-Pp2-9900; Accessories; Valve Assembly; 80 Mm Diameter; Drip Valve For Grass Covers And Shrubs; Type Dv | 2 | Nr | AED | 1758
2020-01 | 2 | 2.0008 |  | United Arab Emirates | Dubai | Hard & Soft Landscaping | MBR - Dubai Hills Estate | PA-05 Maintenance Facility | EMAAR | Zaid Alhussain | Award | 2020 | Fixed Price Lump Sum | SITE WORK | Landscaping | Irrigation Installation Complete; As Landscape Specifications Section 32 8000 And Drawings Lsc-Ir-Pa05-Pp2-7001 To 7004 Inclusive, Lsc-Ir-Pa05-Pp2-7100 And Lsc-Ld-Pa05-Pp2-9900; Accessories; Valve Assembly; 50 Mm Diameter; Rotor Valve For Turf; Type Ro | 2 | Nr | AED | 1425
2020-01 | 2 | 2.0008 |  | United Arab Emirates | Dubai | Hard & Soft Landscaping | MBR - Dubai Hills Estate | PA-05 Maintenance Facility | EMAAR | Zaid Alhussain | Award | 2020 | Fixed Price Lump Sum | SITE WORK | Underground drainage | Multi Risers; Multi Riser 25 Mm Diameter | 32 | Nr | AED | 246
2020-01 | 2 | 2.0008 |  | United Arab Emirates | Dubai | Hard & Soft Landscaping | MBR - Dubai Hills Estate | PA-05 Maintenance Facility | EMAAR | Zaid Alhussain | Award | 2020 | Fixed Price Lump Sum | SITE WORK | Underground drainage | Multi Risers; Multi Riser 40 Mm Diameter | 10 | Nr | AED | 285
2020-01 | 2 | 2.0008 |  | United Arab Emirates | Dubai | Hard & Soft Landscaping | MBR - Dubai Hills Estate | PA-05 Maintenance Facility | EMAAR | Zaid Alhussain | Award | 2020 | Fixed Price Lump Sum | SITE WORK | Underground drainage | Multi Risers; Multi Riser 50 Mm Diameter | 5 | Nr | AED | 475
2020-01 | 2 | 2.0008 |  | United Arab Emirates | Dubai | Hard & Soft Landscaping | MBR - Dubai Hills Estate | PA-05 Maintenance Facility | EMAAR | Zaid Alhussain | Award | 2020 | Fixed Price Lump Sum | SITE WORK | Underground drainage | Multi Risers; Multi Riser 75 Mm Diameter | 9 | Nr | AED | 713
2020-01 | 2 | 2.0008 |  | United Arab Emirates | Dubai | Hard & Soft Landscaping | MBR - Dubai Hills Estate | PA-05 Maintenance Facility | EMAAR | Zaid Alhussain | Award | 2020 | Fixed Price Lump Sum | SITE WORK | Underground drainage | Multi Risers; Multi Riser 100 Mm Diameter | 5 | Nr | AED | 1425
2020-01 | 2 | 2.0008 |  | United Arab Emirates | Dubai | Hard & Soft Landscaping | MBR - Dubai Hills Estate | PA-05 Maintenance Facility | EMAAR | Zaid Alhussain | Award | 2020 | Fixed Price Lump Sum | SITE WORK | Landscaping | Irrigation Installation Complete; As Landscape Specifications Section 32 8000 And Drawings Lsc-Ir-Pa05-Pp2-7001 To 7004 Inclusive, Lsc-Ir-Pa05-Pp2-7100 And Lsc-Ld-Pa05-Pp2-9900; Accessories; Mpr Turf Rotor; 30 Half Arc With Built In Check Valve; 25 Mm Diameter | 8 | Nr | AED | 133
2020-01 | 2 | 2.0009 |  | United Arab Emirates | Dubai | Hard & Soft Landscaping | MBR - Dubai Hills Estate | PA-05 Maintenance Facility | EMAAR | Zaid Alhussain | Award | 2020 | Fixed Price Lump Sum | SITE WORK | Landscaping | Irrigation Installation Complete; As Landscape Specifications Section 32 8000 And Drawings Lsc-Ir-Pa05-Pp2-7001 To 7004 Inclusive, Lsc-Ir-Pa05-Pp2-7100 And Lsc-Ld-Pa05-Pp2-9900; Accessories; Mpr Turf Rotor; 30 Half Arc With Built In Check Valve; 40 Mm Diameter | 6 | Nr | AED | 133
2020-01 | 2 | 2.0009 |  | United Arab Emirates | Dubai | Hard & Soft Landscaping | MBR - Dubai Hills Estate | PA-05 Maintenance Facility | EMAAR | Zaid Alhussain | Award | 2020 | Fixed Price Lump Sum | SITE WORK | Landscaping | Irrigation Installation Complete; As Landscape Specifications Section 32 8000 And Drawings Lsc-Ir-Pa05-Pp2-7001 To 7004 Inclusive, Lsc-Ir-Pa05-Pp2-7100 And Lsc-Ld-Pa05-Pp2-9900; Accessories; Mpr Turf Rotor; 30 Half Arc With Built In Check Valve; 50 Mm Diameter | 1 | Nr | AED | 133
2020-01 | 2 | 2.0009 |  | United Arab Emirates | Dubai | Hard & Soft Landscaping | MBR - Dubai Hills Estate | PA-05 Maintenance Facility | EMAAR | Zaid Alhussain | Award | 2020 | Fixed Price Lump Sum | SITE WORK | Landscaping | Irrigation Installation Complete; As Landscape Specifications Section 32 8000 And Drawings Lsc-Ir-Pa05-Pp2-7001 To 7004 Inclusive, Lsc-Ir-Pa05-Pp2-7100 And Lsc-Ld-Pa05-Pp2-9900; Accessories; Mpr Turf Rotor; 30 Half Arc With Built In Check Valve; 75 Mm Diameter | 1 | Nr | AED | 133
2020-01 | 2 | 2.0009 |  | United Arab Emirates | Dubai | Hard & Soft Landscaping | MBR - Dubai Hills Estate | PA-05 Maintenance Facility | EMAAR | Zaid Alhussain | Award | 2020 | Fixed Price Lump Sum | SITE WORK | Landscaping | Irrigation Installation Complete; As Landscape Specifications Section 32 8000 And Drawings Lsc-Ir-Pa05-Pp2-7001 To 7004 Inclusive, Lsc-Ir-Pa05-Pp2-7100 And Lsc-Ld-Pa05-Pp2-9900; Accessories; Mpr Turf Rotor; 35 Half Arc With Built In Check Valve; 25 Mm Diameter | 17 | Nr | AED | 133
2020-01 | 2 | 2.0009 |  | United Arab Emirates | Dubai | Hard & Soft Landscaping | MBR - Dubai Hills Estate | PA-05 Maintenance Facility | EMAAR | Zaid Alhussain | Award | 2020 | Fixed Price Lump Sum | SITE WORK | Landscaping | Irrigation Installation Complete; As Landscape Specifications Section 32 8000 And Drawings Lsc-Ir-Pa05-Pp2-7001 To 7004 Inclusive, Lsc-Ir-Pa05-Pp2-7100 And Lsc-Ld-Pa05-Pp2-9900; Accessories; Mpr Turf Rotor; 35 Half Arc With Built In Check Valve; 40 Mm Diameter | 10 | Nr | AED | 133
2020-01 | 2 | 2.0009 |  | United Arab Emirates | Dubai | Hard & Soft Landscaping | MBR - Dubai Hills Estate | PA-05 Maintenance Facility | EMAAR | Zaid Alhussain | Award | 2020 | Fixed Price Lump Sum | SITE WORK | Landscaping | Valve Box; For Drip Valve | 4 | Nr | AED | 333
2020-01 | 2 | 2.0009 |  | United Arab Emirates | Dubai | Hard & Soft Landscaping | MBR - Dubai Hills Estate | PA-05 Maintenance Facility | EMAAR | Zaid Alhussain | Award | 2020 | Fixed Price Lump Sum | SITE WORK | Landscaping | Valve Box; For Turf Valve | 2 | Nr | AED | 333
2020-01 | 2 | 2.0009 |  | United Arab Emirates | Dubai | Hard & Soft Landscaping | MBR - Dubai Hills Estate | PA-05 Maintenance Facility | EMAAR | Zaid Alhussain | Award | 2020 | Fixed Price Lump Sum | SITE WORK | Landscaping | Irrigation Installation Complete; As Landscape Specifications Section 32 8000 And Drawings Lsc-Ir-Pa05-Pp2-7001 To 7004 Inclusive, Lsc-Ir-Pa05-Pp2-7100 And Lsc-Ld-Pa05-Pp2-9900; Thrust Block; For Bend; 90 Degree; 75 Mm Diameter | 10 | Nr | AED | 143
2020-01 | 2 | 2.0009 |  | United Arab Emirates | Dubai | Hard & Soft Landscaping | MBR - Dubai Hills Estate | PA-05 Maintenance Facility | EMAAR | Zaid Alhussain | Award | 2020 | Fixed Price Lump Sum | SITE WORK | Landscaping | Irrigation Installation Complete; As Landscape Specifications Section 32 8000 And Drawings Lsc-Ir-Pa05-Pp2-7001 To 7004 Inclusive, Lsc-Ir-Pa05-Pp2-7100 And Lsc-Ld-Pa05-Pp2-9900; Thrust Block; For Bend; 90 Degree; 100 Mm Diameter | 2 | Nr | AED | 238
2020-01 | 2 | 2.0009 |  | United Arab Emirates | Dubai | Hard & Soft Landscaping | MBR - Dubai Hills Estate | PA-05 Maintenance Facility | EMAAR | Zaid Alhussain | Award | 2020 | Fixed Price Lump Sum | SITE WORK | Landscaping | For Bend; 120 Degree; 75 Mm Diameter | 8 | Nr | AED | 143
2020-01 | 2 | 2.001 |  | United Arab Emirates | Dubai | Hard & Soft Landscaping | MBR - Dubai Hills Estate | PA-05 Maintenance Facility | EMAAR | Zaid Alhussain | Award | 2020 | Fixed Price Lump Sum | SITE WORK | Landscaping | For Bend; 120 Degree; 100 Mm Diameter | 2 | Nr | AED | 190
2020-01 | 2 | 2.001 |  | United Arab Emirates | Dubai | Hard & Soft Landscaping | MBR - Dubai Hills Estate | PA-05 Maintenance Facility | EMAAR | Zaid Alhussain | Award | 2020 | Fixed Price Lump Sum | SITE WORK | Underground drainage | For Un-Equal Tee; 75 X 40 X 40 Mm Diameter | 1 | Nr | AED | 190
2020-01 | 2 | 2.001 |  | United Arab Emirates | Dubai | Hard & Soft Landscaping | MBR - Dubai Hills Estate | PA-05 Maintenance Facility | EMAAR | Zaid Alhussain | Award | 2020 | Fixed Price Lump Sum | SITE WORK | Underground drainage | For Un-Equal Tee; 75 X 40 X 75 Mm Diameter | 1 | Nr | AED | 190
2020-01 | 2 | 2.001 |  | United Arab Emirates | Dubai | Hard & Soft Landscaping | MBR - Dubai Hills Estate | PA-05 Maintenance Facility | EMAAR | Zaid Alhussain | Award | 2020 | Fixed Price Lump Sum | SITE WORK | Underground drainage | For Un-Equal Tee; 75 X 50 X 40 Mm Diameter | 1 | Nr | AED | 190
2020-01 | 2 | 2.001 |  | United Arab Emirates | Dubai | Hard & Soft Landscaping | MBR - Dubai Hills Estate | PA-05 Maintenance Facility | EMAAR | Zaid Alhussain | Award | 2020 | Fixed Price Lump Sum | SITE WORK | Underground drainage | For Un-Equal Tee; 75 X 75 X 25 Mm Diameter | 1 | Nr | AED | 190
2020-01 | 2 | 2.001 |  | United Arab Emirates | Dubai | Hard & Soft Landscaping | MBR - Dubai Hills Estate | PA-05 Maintenance Facility | EMAAR | Zaid Alhussain | Award | 2020 | Fixed Price Lump Sum | SITE WORK | Underground drainage | For Un-Equal Tee; 100 X 75 X 100 Mm Diameter | 1 | Nr | AED | 190
2020-01 | 2 | 2.001 |  | United Arab Emirates | Dubai | Hard & Soft Landscaping | MBR - Dubai Hills Estate | PA-05 Maintenance Facility | EMAAR | Zaid Alhussain | Award | 2020 | Fixed Price Lump Sum | SITE WORK | Underground drainage | For Un-Equal Cross; 75 X 25 X 50 X 40 Mm Diameter | 1 | Nr | AED | 238
2020-01 | 2 | 2.001 |  | United Arab Emirates | Dubai | Hard & Soft Landscaping | MBR - Dubai Hills Estate | PA-05 Maintenance Facility | EMAAR | Zaid Alhussain | Award | 2020 | Fixed Price Lump Sum | SITE WORK | Landscaping | Irrigation Installation Complete; As Landscape Specifications Section 32 8000 And Drawings Lsc-Ir-Pa05-Pp2-7001 To 7004 Inclusive, Lsc-Ir-Pa05-Pp2-7100 And Lsc-Ld-Pa05-Pp2-9900; Warning Marker Tape | 3047 | m | AED | 1
2020-01 | 2 | 2.001 |  | United Arab Emirates | Dubai | Hard & Soft Landscaping | MBR - Dubai Hills Estate | PA-05 Maintenance Facility | EMAAR | Zaid Alhussain | Award | 2020 | Fixed Price Lump Sum | SITE WORK | Landscaping | Drip Irrigation For Shrubs, Herbs And Grasses; Drip Line Irrigation Loop Of 16 Mm Diameter (13Id) Inline Pressure Compensating Emitter Tubing With 1/2" Ldpe Class C Pipe, 1/2" Male X Compression Poly Adaptor, Female Threaded Upvc Adaptor And Pvc Tee Piece As Irrigation Specification Section 32 8000 And Drawings Lsc-Ir-Pa05-Pp2-7001 To 7004 Inclusive, Lsc-Ir-Pa05-Pp2-7100 And Lsc-Ld-Pa05-Pp2-9900; "Area To Receive Dripline (46 Cm X 50 Cm @ 0.9 Gph)" | 8284 | m² | AED | 5
2020-01 | 2 | 2.001 |  | United Arab Emirates | Dubai | Hard & Soft Landscaping | MBR - Dubai Hills Estate | PA-05 Maintenance Facility | EMAAR | Zaid Alhussain | Award | 2020 | Fixed Price Lump Sum | SITE WORK | Landscaping | Tree Irrigation Loop Of Inline Pressure Compensating Emitter Tubing With 1/2" Ldpe Class C Pipe, 1/2" Male Threads X 20 Mm Compression Adaptor, 1/2" Female Threaded Pvc Adaptor And Pvc Tee Piece Or 90°Elbow As Irrigation Specification Section 32 8000 And Drawings Lsc-Ir-Pa05-Pp2-7001 To 7004 Inclusive, Lsc-Ir-Pa05-Pp2-7100 And Lsc-Ld-Pa05-Pp2-9900; 15 No. X 0.92 Gph In-Line Emitters Per Ring For Each Tree | 103 | Nr | AED | 57
2020-01 | 2 | 2.0011 |  | United Arab Emirates | Dubai | Hard & Soft Landscaping | MBR - Dubai Hills Estate | PA-05 Maintenance Facility | EMAAR | Zaid Alhussain | Award | 2020 | Fixed Price Lump Sum | MECHANICAL ENGINEERING INSTALLATIONS | Pipework and gutterwork | Single Station Decoder | 6 | Nr | AED | 450
2020-01 | 2 | 2.0011 |  | United Arab Emirates | Dubai | Hard & Soft Landscaping | MBR - Dubai Hills Estate | PA-05 Maintenance Facility | EMAAR | Zaid Alhussain | Award | 2020 | Fixed Price Lump Sum | SITE WORK | Landscaping | Irrigation Electrical Mains Installations Complete; As Irrigation Specification Section 32 8000, Division 26 And Drawings Lsc-Ir-Pa05-Pp2-7001 To 7004 And Lsc-Ll-Pa05-Pp2-5001 To 5004 Inclusive; Switch Gear And Equipment; Allow For Feeder Pillar Including Foundation, Plinths, Concreting And Cable Termination; Underground Incoming Cable Including Upvc Ducts, Excavation, Backfilling, Beds And Surrounds | 1 | Item | AED | 19000
2020-01 | 2 | 2.0011 |  | United Arab Emirates | Dubai | Hard & Soft Landscaping | MBR - Dubai Hills Estate | PA-05 Maintenance Facility | EMAAR | Zaid Alhussain | Award | 2020 | Fixed Price Lump Sum | ELECTRICAL ENGINEERING INSTALLATIONS | Final sub-circuits and auxiliary installations | Irrigation Small Power Installations Complete; As Irrigation Specification Section 32 8000, Division 26 And Drawings Lsc-Ir-Pa05-Pp2-7001-7004 Inclusive, Lsc-Ir-Pa05-Pp2-7100 And Lsc-Ld-Pa05-Pp2-9900; Upvc Conduit Class D; Cable Conduit 25 Mm Diameter | 70 | m | AED | 10
2020-01 | 2 | 2.0011 |  | United Arab Emirates | Dubai | Hard & Soft Landscaping | MBR - Dubai Hills Estate | PA-05 Maintenance Facility | EMAAR | Zaid Alhussain | Award | 2020 | Fixed Price Lump Sum | SITE WORK | Underground drainage | Upvc Duct ; 50 Mm Diameter | 15 | m | AED | 10
2020-01 | 2 | 2.0011 |  | United Arab Emirates | Dubai | Hard & Soft Landscaping | MBR - Dubai Hills Estate | PA-05 Maintenance Facility | EMAAR | Zaid Alhussain | Award | 2020 | Fixed Price Lump Sum | SITE WORK | Underground drainage | Upvc Duct ; Allow For Control Cable | 1 | Item | AED | 37620
2020-01 | 2 | 2.0011 |  | United Arab Emirates | Dubai | Hard & Soft Landscaping | MBR - Dubai Hills Estate | PA-05 Maintenance Facility | EMAAR | Zaid Alhussain | Award | 2020 | Fixed Price Lump Sum | SITE WORK | Underground drainage | Upvc Duct ; Pull Box | 1 | Item | AED | 5700
2020-01 | 2 | 2.0011 |  | United Arab Emirates | Dubai | Hard & Soft Landscaping | MBR - Dubai Hills Estate | PA-05 Maintenance Facility | EMAAR | Zaid Alhussain | Award | 2020 | Fixed Price Lump Sum | SITE WORK | Underground drainage | Upvc Duct ; Temporary Battery Controller | 1 | Nr | AED | 4750
2020-01 | 2 | 2.0011 |  | United Arab Emirates | Dubai | Hard & Soft Landscaping | MBR - Dubai Hills Estate | PA-05 Maintenance Facility | EMAAR | Zaid Alhussain | Award | 2020 | Fixed Price Lump Sum | SITE WORK | Underground drainage | Upvc Duct ; Allow Connection To Pa05 Control System | 1 | Item | AED | 5000
2020-01 | 2 | 2.0011 |  | United Arab Emirates | Dubai | Hard & Soft Landscaping | MBR - Dubai Hills Estate | PA-05 Maintenance Facility | EMAAR | Zaid Alhussain | Award | 2020 | Fixed Price Lump Sum | SITE WORK | Underground drainage | Upvc Duct ; Allow For 100 Mm Diameter Pvc Ducts For All Cables Under Parking / Driveways As Lighting Note In Drawing Lsc-Gn-Pa05-0004 | 1 | Item | AED | 5000
2020-01 | 2 | 2.0011 |  | United Arab Emirates | Dubai | Hard & Soft Landscaping | MBR - Dubai Hills Estate | PA-05 Maintenance Facility | EMAAR | Zaid Alhussain | Award | 2020 | Fixed Price Lump Sum | ELECTRICAL ENGINEERING INSTALLATIONS | Final sub-circuits and auxiliary installations | Final Sub-Circuits And Ancillary Installations Complete; Including Trench Excavation, Backfilling, Containment, Cabling And Terminations As Necessary; Lighting Points | 123 | Nr | AED | 750
2020-01 | 2 | 2.0012 |  | United Arab Emirates | Dubai | Hard & Soft Landscaping | MBR - Dubai Hills Estate | PA-05 Maintenance Facility | EMAAR | Zaid Alhussain | Award | 2020 | Fixed Price Lump Sum | ELECTRICAL ENGINEERING INSTALLATIONS | Final sub-circuits and auxiliary installations | Landscape Lighting Luminaires Including Lamps, Bollard, Control Gear, Ballast, Fixings, Supports, Foundations And All Ancillary Works As Necessary; As Landscape Specifications Section 265600 And Drawings Lsc-Ll-Pa05-Pp2-5001 To 5004 Inclusive; Luminaires; 5.1 W; Module Connected, 6.7 W Luminaire Connected, Warm White 3000K, Ip65, Wall Mounted Surface Washer Light; Type-St01 | 7 | Nr | AED | 143
2020-01 | 2 | 2.0012 |  | United Arab Emirates | Dubai | Hard & Soft Landscaping | MBR - Dubai Hills Estate | PA-05 Maintenance Facility | EMAAR | Zaid Alhussain | Award | 2020 | Fixed Price Lump Sum | ELECTRICAL ENGINEERING INSTALLATIONS | Final sub-circuits and auxiliary installations | Landscape Lighting Luminaires Including Lamps, Bollard, Control Gear, Ballast, Fixings, Supports, Foundations And All Ancillary Works As Necessary; As Landscape Specifications Section 265600 And Drawings Lsc-Ll-Pa05-Pp2-5001 To 5004 Inclusive; Luminaires; 12 W; Warm White 3000K, Ip65, Led Light Mounted On 1M High Bollard Poles; Type-Bl01 | 108 | Nr | AED | 143
2020-01 | 2 | 2.0012 |  | United Arab Emirates | Dubai | Hard & Soft Landscaping | MBR - Dubai Hills Estate | PA-05 Maintenance Facility | EMAAR | Zaid Alhussain | Award | 2020 | Fixed Price Lump Sum | ELECTRICAL ENGINEERING INSTALLATIONS | Final sub-circuits and auxiliary installations | Landscape Lighting Luminaires Including Lamps, Bollard, Control Gear, Ballast, Fixings, Supports, Foundations And All Ancillary Works As Necessary; As Landscape Specifications Section 265600 And Drawings Lsc-Ll-Pa05-Pp2-5001 To 5004 Inclusive; Luminaires; 16 W; Warm White 3000K, Ip65, Exterior Grade Surface, Ground Mounted, Medium Beam, Up Light Led Spike Light; Type-Sl01 | 4 | Nr | AED | 143
2020-01 | 2 | 2.0012 |  | United Arab Emirates | Dubai | Hard & Soft Landscaping | MBR - Dubai Hills Estate | PA-05 Maintenance Facility | EMAAR | Zaid Alhussain | Award | 2020 | Fixed Price Lump Sum | ELECTRICAL ENGINEERING INSTALLATIONS | Final sub-circuits and auxiliary installations | Landscape Lighting Luminaires Including Lamps, Bollard, Control Gear, Ballast, Fixings, Supports, Foundations And All Ancillary Works As Necessary; As Landscape Specifications Section 265600 And Drawings Lsc-Ll-Pa05-Pp2-5001 To 5004 Inclusive; Luminaires; 20 Lumens Output Wall Light Including 5 White Led Bulbs, Solar Panel, Integral Lithium Rechargeable Battery, Automatic Dusk To Dawn Operation, Aluminium Construction, Size 200 X 130 X 65 Mm; Type-Wl01 | 4 | Nr | AED | 143
2020-01 | 2 | 2.0012 |  | United Arab Emirates | Dubai | Hard & Soft Landscaping | MBR - Dubai Hills Estate | PA-05 VIP Access | EMAAR | Zaid Alhussain | Award | 2020 | Fixed Price Lump Sum | SITE WORK | Site preparation | Site Clearance; As Section 312000 Of Specification 19-6187-Keo-Lan-Spc-001 | 18133 | m² | AED | 0.1
2020-01 | 2 | 2.0012 |  | United Arab Emirates | Dubai | Hard & Soft Landscaping | MBR - Dubai Hills Estate | PA-05 VIP Access | EMAAR | Zaid Alhussain | Award | 2020 | Fixed Price Lump Sum | SITE WORK | Excavation | Excavation; As Section 312000 Of Specification 19-6187-Keo-Lan-Spc-001; Excavation To Reduce Levels | 7987 | m³ | AED | 8
2020-01 | 2 | 2.0012 |  | United Arab Emirates | Dubai | Hard & Soft Landscaping | MBR - Dubai Hills Estate | PA-05 VIP Access | EMAAR | Zaid Alhussain | Award | 2020 | Fixed Price Lump Sum | SITE WORK | Excavation | Excavation; As Section 312000 Of Specification 19-6187-Keo-Lan-Spc-001; Trench Excavation | 63 | m³ | AED | 8
2020-01 | 2 | 2.0012 |  | United Arab Emirates | Dubai | Hard & Soft Landscaping | MBR - Dubai Hills Estate | PA-05 VIP Access | EMAAR | Zaid Alhussain | Award | 2020 | Fixed Price Lump Sum | SITE WORK | Excavation | Excavation; As Section 312000 Of Specification 19-6187-Keo-Lan-Spc-001; Pit Excavation For Planter And The Like Areas (263No.) | 308 | m³ | AED | 8
2020-01 | 2 | 2.0012 |  | United Arab Emirates | Dubai | Hard & Soft Landscaping | MBR - Dubai Hills Estate | PA-05 VIP Access | EMAAR | Zaid Alhussain | Award | 2020 | Fixed Price Lump Sum | SITE WORK | Disposal | Disposal Of Material Arising From Excavations; As Section 312000 Of Specification 19-6187-Keo-Lan-Spc-001; Disposal Of Material Arising From Excavation; Removed Off Site Including A Suitable Tip | 8368 | m³ | AED | 8
2020-01 | 2 | 2.0012 |  | United Arab Emirates | Dubai | Hard & Soft Landscaping | MBR - Dubai Hills Estate | PA-05 VIP Access | EMAAR | Zaid Alhussain | Award | 2020 | Fixed Price Lump Sum | SITE WORK | Filling | Compacted Sub-Base Material; Naturally Or Artificially Graded Mixture Of Natural Or Crushed Gravel, Crushed Stone, And Natural Or Crushed Sand (Astm D 2940); As Section 312000 Of Specification 19-6187-Keo-Lan-Spc-001; Beds; 150Mm Thick | 480 | m³ | AED | 130
2020-01 | 2 | 2.0013 |  | United Arab Emirates | Dubai | Hard & Soft Landscaping | MBR - Dubai Hills Estate | PA-05 VIP Access | EMAAR | Zaid Alhussain | Award | 2020 | Fixed Price Lump Sum | SITE WORK | Filling | Compacted Sub-Base Material; Naturally Or Artificially Graded Mixture Of Natural Or Crushed Gravel, Crushed Stone, And Natural Or Crushed Sand (Astm D 2940); As Section 312000 Of Specification 19-6187-Keo-Lan-Spc-001; Compacted Sub-Grade Material; As Engineer'S Details And Specification & Drawings Lsc-Ld-Pa05-9001, 9002 & 9003 | 3197 | m² | AED | 1
2020-01 | 2 | 2.0013 |  | United Arab Emirates | Dubai | Hard & Soft Landscaping | MBR - Dubai Hills Estate | PA-05 VIP Access | EMAAR | Zaid Alhussain | Award | 2020 | Fixed Price Lump Sum | SITE WORK | Excavation | Excavation Of Trenches For Upvc Irrigation Pipe (Measured Separately); Including Disposal And Compaction As Landscape Specifications Section 32 8000 And Drawings Lsc-Ir-En-7001 To 7005 Inclusive, Lsc-Ir-En-7100 And Lsc-Ld-En-9901 ; Depth Exceeding 1000 Mm But Not Exceeding 1500 Mm; For 25 Mm Diameter Pipes | 2661 | m | AED | 2
2020-01 | 2 | 2.0013 |  | United Arab Emirates | Dubai | Hard & Soft Landscaping | MBR - Dubai Hills Estate | PA-05 VIP Access | EMAAR | Zaid Alhussain | Award | 2020 | Fixed Price Lump Sum | SITE WORK | Excavation | Excavation Of Trenches For Upvc Irrigation Pipe (Measured Separately); Including Disposal And Compaction As Landscape Specifications Section 32 8000 And Drawings Lsc-Ir-En-7001 To 7005 Inclusive, Lsc-Ir-En-7100 And Lsc-Ld-En-9901 ; Depth Exceeding 1000 Mm But Not Exceeding 1500 Mm; For 40 Mm Diameter Pipes | 970 | m | AED | 2
2020-01 | 2 | 2.0013 |  | United Arab Emirates | Dubai | Hard & Soft Landscaping | MBR - Dubai Hills Estate | PA-05 VIP Access | EMAAR | Zaid Alhussain | Award | 2020 | Fixed Price Lump Sum | SITE WORK | Excavation | Excavation Of Trenches For Upvc Irrigation Pipe (Measured Separately); Including Disposal And Compaction As Landscape Specifications Section 32 8000 And Drawings Lsc-Ir-En-7001 To 7005 Inclusive, Lsc-Ir-En-7100 And Lsc-Ld-En-9901 ; Depth Exceeding 1000 Mm But Not Exceeding 1500 Mm; For 50 Mm Diameter Pipes | 606 | m | AED | 2
2020-01 | 2 | 2.0013 |  | United Arab Emirates | Dubai | Hard & Soft Landscaping | MBR - Dubai Hills Estate | PA-05 VIP Access | EMAAR | Zaid Alhussain | Award | 2020 | Fixed Price Lump Sum | SITE WORK | Excavation | Excavation Of Trenches For Upvc Irrigation Pipe (Measured Separately); Including Disposal And Compaction As Landscape Specifications Section 32 8000 And Drawings Lsc-Ir-En-7001 To 7005 Inclusive, Lsc-Ir-En-7100 And Lsc-Ld-En-9901 ; Depth Exceeding 1000 Mm But Not Exceeding 1500 Mm; For 75 Mm Diameter Pipes | 851 | m | AED | 3
2020-01 | 2 | 2.0013 |  | United Arab Emirates | Dubai | Hard & Soft Landscaping | MBR - Dubai Hills Estate | PA-05 VIP Access | EMAAR | Zaid Alhussain | Award | 2020 | Fixed Price Lump Sum | SITE WORK | Excavation | Excavation Of Trenches For Upvc Irrigation Pipe (Measured Separately); Including Disposal And Compaction As Landscape Specifications Section 32 8000 And Drawings Lsc-Ir-En-7001 To 7005 Inclusive, Lsc-Ir-En-7100 And Lsc-Ld-En-9901 ; Depth Exceeding 1000 Mm But Not Exceeding 1500 Mm; For 100 Mm Diameter Pipes | 354 | m | AED | 3
2020-01 | 2 | 2.0013 |  | United Arab Emirates | Dubai | Hard & Soft Landscaping | MBR - Dubai Hills Estate | PA-05 VIP Access | EMAAR | Zaid Alhussain | Award | 2020 | Fixed Price Lump Sum | SITE WORK | Excavation | Excavation Of Trenches For Upvc Irrigation Duct (Measured Separately); Selected Backfill, Disposal And Compaction As Landscape Specifications Section 32 8000 And Drawings Lsc-Ir-En-7001 To 7005 Inclusive, Lsc-Ir-En-7100 And Lsc-Ld-En-9901 ; Depth Exceeding 1000 Mm But Not Exceeding 1500 Mm; For 75 Mm Diameter Ducts | 8 | m | AED | 3
2020-01 | 2 | 2.0013 |  | United Arab Emirates | Dubai | Hard & Soft Landscaping | MBR - Dubai Hills Estate | PA-05 VIP Access | EMAAR | Zaid Alhussain | Award | 2020 | Fixed Price Lump Sum | SITE WORK | Excavation | Excavation Of Trenches For Upvc Irrigation Duct (Measured Separately); Selected Backfill, Disposal And Compaction As Landscape Specifications Section 32 8000 And Drawings Lsc-Ir-En-7001 To 7005 Inclusive, Lsc-Ir-En-7100 And Lsc-Ld-En-9901 ; Depth Exceeding 1000 Mm But Not Exceeding 1500 Mm; For 150 Mm Diameter Ducts | 8 | m | AED | 3
2020-01 | 2 | 2.0013 |  | United Arab Emirates | Dubai | Hard & Soft Landscaping | MBR - Dubai Hills Estate | PA-05 VIP Access | EMAAR | Zaid Alhussain | Award | 2020 | Fixed Price Lump Sum | SITE WORK | Excavation | Excavation Of Trenches For Upvc Irrigation Duct (Measured Separately); Selected Backfill, Disposal And Compaction As Landscape Specifications Section 32 8000 And Drawings Lsc-Ir-En-7001 To 7005 Inclusive, Lsc-Ir-En-7100 And Lsc-Ld-En-9901 ; Depth Exceeding 1000 Mm But Not Exceeding 1500 Mm; For 200 Mm Diameter Ducts | 7 | m | AED | 4
2020-01 | 2 | 2.0013 |  | United Arab Emirates | Dubai | Hard & Soft Landscaping | MBR - Dubai Hills Estate | PA-05 VIP Access | EMAAR | Zaid Alhussain | Award | 2020 | Fixed Price Lump Sum | SITE WORK | Filling | Selected Backfill Compacted Layer By Layer For Irrigation Pipes And Ducts With All Ancillary Work As Necessary ; For 25 Mm Diameter Pipes | 2661 | m | AED | 0.25
2020-01 | 2 | 2.0014 |  | United Arab Emirates | Dubai | Hard & Soft Landscaping | MBR - Dubai Hills Estate | PA-05 VIP Access | EMAAR | Zaid Alhussain | Award | 2020 | Fixed Price Lump Sum | SITE WORK | Filling | Selected Backfill Compacted Layer By Layer For Irrigation Pipes And Ducts With All Ancillary Work As Necessary ; For 40 Mm Diameter Pipes | 970 | m | AED | 0.25
2020-01 | 2 | 2.0014 |  | United Arab Emirates | Dubai | Hard & Soft Landscaping | MBR - Dubai Hills Estate | PA-05 VIP Access | EMAAR | Zaid Alhussain | Award | 2020 | Fixed Price Lump Sum | SITE WORK | Filling | Selected Backfill Compacted Layer By Layer For Irrigation Pipes And Ducts With All Ancillary Work As Necessary ; For 50 Mm Diameter Pipes | 606 | m | AED | 0.25
2020-01 | 2 | 2.0014 |  | United Arab Emirates | Dubai | Hard & Soft Landscaping | MBR - Dubai Hills Estate | PA-05 VIP Access | EMAAR | Zaid Alhussain | Award | 2020 | Fixed Price Lump Sum | SITE WORK | Filling | Selected Backfill Compacted Layer By Layer For Irrigation Pipes And Ducts With All Ancillary Work As Necessary ; For 75 Mm Diameter Pipes | 851 | m | AED | 0.25
2020-01 | 2 | 2.0014 |  | United Arab Emirates | Dubai | Hard & Soft Landscaping | MBR - Dubai Hills Estate | PA-05 VIP Access | EMAAR | Zaid Alhussain | Award | 2020 | Fixed Price Lump Sum | SITE WORK | Filling | Selected Backfill Compacted Layer By Layer For Irrigation Pipes And Ducts With All Ancillary Work As Necessary ; For 100 Mm Diameter Pipes | 189 | m | AED | 0.25
2020-01 | 2 | 2.0014 |  | United Arab Emirates | Dubai | Hard & Soft Landscaping | MBR - Dubai Hills Estate | PA-05 VIP Access | EMAAR | Zaid Alhussain | Award | 2020 | Fixed Price Lump Sum | SITE WORK | Filling | Selected Sand Bedding 100 Mm Thick For Irrigation Upvc Pipework And Ancillary Work As Necessary ; For 100 Mm Diameter Pipes | 165 | m | AED | 0.25
2020-01 | 2 | 2.0014 |  | United Arab Emirates | Dubai | Hard & Soft Landscaping | MBR - Dubai Hills Estate | PA-05 VIP Access | EMAAR | Zaid Alhussain | Award | 2020 | Fixed Price Lump Sum | SITE WORK | Filling | Selected Backfill Material Free From Lumps, Stones And Sharp Objects Surrounds For Irrigation Upvc Pipework And Ancillary Work As Necessary ; For 100 Mm Diameter Pipes | 165 | m | AED | 0.25
2020-01 | 2 | 2.0014 |  | United Arab Emirates | Dubai | Hard & Soft Landscaping | MBR - Dubai Hills Estate | PA-05 VIP Access | EMAAR | Zaid Alhussain | Award | 2020 | Fixed Price Lump Sum | SITE WORK | Paving and surfacing | Precast Concrete Paving; Laid In Pattern To Falls And Cross Falls; On And Including 50 Mm Thick Sand Bedding And Joints; As Drawing Lsc-Ga-En- 1001 To 1005; Size 200 X 200 X 60 Mm Thick | 1521 | m² | AED | 95
2020-01 | 2 | 2.0014 |  | United Arab Emirates | Dubai | Hard & Soft Landscaping | MBR - Dubai Hills Estate | PA-05 VIP Access | EMAAR | Zaid Alhussain | Award | 2020 | Fixed Price Lump Sum | SITE WORK | Landscaping | Granite Stone Paving; Banding At Edges; Laid In Pattern To Falls And Cross Falls; On And Including 50 Mm Thick Mortar Bedding And Joints; As Drawing Lsc-Ga-En- 1001 To 1005; Size 200 X 200 X 30 Mm Thick | 2104 | m | AED | 95
2020-01 | 2 | 2.0014 |  | United Arab Emirates | Dubai | Hard & Soft Landscaping | MBR - Dubai Hills Estate | PA-05 VIP Access | EMAAR | Zaid Alhussain | Award | 2020 | Fixed Price Lump Sum | SITE WORK | Landscaping | Loose Laid Gravel Mulch; Size 50 To 75 Mm Diameter; Natural Finish; Grey Colour; As Detail 3 On Drawing Lsc-Ld-Pa05-9002 And Material And Finishes Schedule Lsc-Gn-Pa05-0005; Type Ag-01; 150 Mm Thick | 1256 | m² | AED | 38
2020-01 | 2 | 2.0014 |  | United Arab Emirates | Dubai | Hard & Soft Landscaping | MBR - Dubai Hills Estate | PA-05 VIP Access | EMAAR | Zaid Alhussain | Award | 2020 | Fixed Price Lump Sum | SITE WORK | Landscaping | Natural Boulders; Beige Colour, Natural Finish; Random Pattern; Bedded 1/3 Into 150 Mm Thick Prepared Subgrade; As Engineer'S Details And Specification & Detail 6 On Drawing Lsc-Ld-Pa05-9002; Type Bl-01A; Size 600 To 800 Mm Long And High | 32 | Nr | AED | 380
2020-01 | 2 | 2.0015 |  | United Arab Emirates | Dubai | Hard & Soft Landscaping | MBR - Dubai Hills Estate | PA-05 VIP Access | EMAAR | Zaid Alhussain | Award | 2020 | Fixed Price Lump Sum | SITE WORK | Landscaping | Natural Boulders; Beige Colour, Natural Finish; Random Pattern; Bedded 1/3 Into 150 Mm Thick Prepared Subgrade; As Engineer'S Details And Specification & Detail 6 On Drawing Lsc-Ld-Pa05-9002; Type Bl-01B; Size 400 To 600 Mm Long And High | 35 | Nr | AED | 324
2020-01 | 2 | 2.0015 |  | United Arab Emirates | Dubai | Hard & Soft Landscaping | MBR - Dubai Hills Estate | PA-05 VIP Access | EMAAR | Zaid Alhussain | Award | 2020 | Fixed Price Lump Sum | SITE WORK | Landscaping | Geotextile Filter Fabric; Woven Geotextile Fabric, Made From Polyolefins Or Polyesters; Class 2, Aashto M 288; As Drawings Lsc-Ld-Pa05-9001, 9002 & 9003 And Section 32400 Of Specification 19-6187-Keo-Lan-Spc-001; To Pavings | 1521 | m² | AED | 0.1
2020-01 | 2 | 2.0015 |  | United Arab Emirates | Dubai | Hard & Soft Landscaping | MBR - Dubai Hills Estate | PA-05 VIP Access | EMAAR | Zaid Alhussain | Award | 2020 | Fixed Price Lump Sum | SITE WORK | Landscaping | Geotextile Filter Fabric; Nonwoven, Needle-Punched Geotextile, Made From Polyolefins Or Polyesters; Astm D 4759; Weight 220 G/M² To According To Astm D 5261, Water Flow Rate 110 Liters/M² According To Astm D 4491; As Drawings Lsc-Ld-Pa05-9001, 9002 & 9003 And Section 32400 Of Specification 19-6187-Keo-Lan-Spc-001; To Playground Protective Surfacing | 1256 | m² | AED | 0.1
2020-01 | 2 | 2.0015 |  | United Arab Emirates | Dubai | Hard & Soft Landscaping | MBR - Dubai Hills Estate | PA-05 VIP Access | EMAAR | Zaid Alhussain | Award | 2020 | Fixed Price Lump Sum | SITE WORK | Landscaping | Geotextile Filter Fabric; Nonwoven, Needle-Punched Geotextile, Made From Polyolefins Or Polyesters; Astm D 4759; Weight 220 G/M² To According To Astm D 5261, Water Flow Rate 110 Liters/M² According To Astm D 4491; As Drawings Lsc-Ld-Pa05-9001, 9002 & 9003 And Section 32400 Of Specification 19-6187-Keo-Lan-Spc-001; Allow For Joints To Paving Including Infill; Complete As Required; As Detail 8 On Drawing Lsc-Ld-Pa05-9002 | 1 | Item | AED | 150
2020-01 | 2 | 2.0015 |  | United Arab Emirates | Dubai | Hard & Soft Landscaping | MBR - Dubai Hills Estate | PA-05 VIP Access | EMAAR | Zaid Alhussain | Award | 2020 | Fixed Price Lump Sum | SITE WORK | Landscaping | Planting Soil Mix; Backfilled & Consolidated With Imported Planting Medium Mixture And Fertiliser As Specified; As Drawing Lsc-Ld-9601; To Tree Pits | 647 | m³ | AED | 40
2020-01 | 2 | 2.0015 |  | United Arab Emirates | Dubai | Hard & Soft Landscaping | MBR - Dubai Hills Estate | PA-05 VIP Access | EMAAR | Zaid Alhussain | Award | 2020 | Fixed Price Lump Sum | SITE WORK | Landscaping | Planting Soil Mix; Backfilled & Consolidated With Imported Planting Medium Mixture And Fertiliser As Specified; As Drawing Lsc-Ld-9601; To Planting Areas | 6582 | m³ | AED | 40
2020-01 | 2 | 2.0015 |  | United Arab Emirates | Dubai | Hard & Soft Landscaping | MBR - Dubai Hills Estate | PA-05 VIP Access | EMAAR | Zaid Alhussain | Award | 2020 | Fixed Price Lump Sum | SITE WORK | Landscaping | Pre-Emergent Herbicide; As Section 329200 Of Specification 19-6187-Keo-Lan-Spc-001; To Planting Areas | 3455 | m² | AED | 0.1
2020-01 | 2 | 2.0015 |  | United Arab Emirates | Dubai | Hard & Soft Landscaping | MBR - Dubai Hills Estate | PA-05 VIP Access | EMAAR | Zaid Alhussain | Award | 2020 | Fixed Price Lump Sum | SITE WORK | Landscaping | Tree Stakes; 2 No Of 1800 X 50 X 50Mm Post And 500 X 50 X 25Mm Horizontal Bracing, Square Section Softwood Planed Finish Pressure Impregnated; Painted With Two Coats Of Wood Dye Preservative; Dark Brown Colour; Including Proprietary Rubber Tree Ties; Black Colour; As Manufacturer'S Recommendations And Soft Drawings Lsc-Ld-9601; To Trees | 263 | Nr | AED | 10
2020-01 | 2 | 2.0015 |  | United Arab Emirates | Dubai | Hard & Soft Landscaping | MBR - Dubai Hills Estate | PA-05 VIP Access | EMAAR | Zaid Alhussain | Award | 2020 | Fixed Price Lump Sum | SITE WORK | Landscaping | Root Barrier; Black, Molded, Modular Panels 600 Mm High, 2.2 Mm Thick; Manufactured With Minimum 50 % Recycled Polyethylene Plastic With Uv Inhibitors; As Section 32 9300 Of Specification 19-6187-Keo-Lan-Spc-001; To Tree Pits | 296 | m² | AED | 50
2020-01 | 2 | 2.0015 |  | United Arab Emirates | Dubai | Hard & Soft Landscaping | MBR - Dubai Hills Estate | PA-05 VIP Access | EMAAR | Zaid Alhussain | Award | 2020 | Fixed Price Lump Sum | SITE WORK | Landscaping | Soft Landscaping; Including All Necessary Additional Earthwork, Fertilisers And The Like; As Drawing Lsc-Gn-0010 And Section 329200 & 329300 Of Specification 19-6187-Keo-Lan-Spc-001; Grass; Pennisetum Setaceum; Pen Rub; 300 - 500 Mm Overall Height, 200 Mm Spread, 400 Mm Spacing | 1553 | m² | AED | 18
2020-01 | 2 | 2.0016 |  | United Arab Emirates | Dubai | Hard & Soft Landscaping | MBR - Dubai Hills Estate | PA-05 VIP Access | EMAAR | Zaid Alhussain | Award | 2020 | Fixed Price Lump Sum | SITE WORK | Landscaping | Soft Landscaping; Including All Necessary Additional Earthwork, Fertilisers And The Like; As Drawing Lsc-Gn-0010 And Section 329200 & 329300 Of Specification 19-6187-Keo-Lan-Spc-001; Grass; Pennisetum Setaceum; Pen.Set; 300 - 500 Mm Overall Height, 200 Mm Spread, 400 Mm Spacing | 1990 | m² | AED | 18
2020-01 | 2 | 2.0016 |  | United Arab Emirates | Dubai | Hard & Soft Landscaping | MBR - Dubai Hills Estate | PA-05 VIP Access | EMAAR | Zaid Alhussain | Award | 2020 | Fixed Price Lump Sum | SITE WORK | Landscaping | Soft Landscaping; Including All Necessary Additional Earthwork, Fertilisers And The Like; As Drawing Lsc-Gn-0010 And Section 329200 & 329300 Of Specification 19-6187-Keo-Lan-Spc-001; Groundcovers; Asystasia Gangeti; Asy Gan; 200 - 300 Mm Overall Height, 300 Mm Spread, 300 Mm Spacing | 530 | m² | AED | 20
2020-01 | 2 | 2.0016 |  | United Arab Emirates | Dubai | Hard & Soft Landscaping | MBR - Dubai Hills Estate | PA-05 VIP Access | EMAAR | Zaid Alhussain | Award | 2020 | Fixed Price Lump Sum | SITE WORK | Landscaping | Soft Landscaping; Including All Necessary Additional Earthwork, Fertilisers And The Like; As Drawing Lsc-Gn-0010 And Section 329200 & 329300 Of Specification 19-6187-Keo-Lan-Spc-001; Groundcovers; Canna Inidica; Can Ind; 300 Mm Overall Height, 200 Mm Spread, 300 Mm Spacing | 878 | m² | AED | 20
2020-01 | 2 | 2.0016 |  | United Arab Emirates | Dubai | Hard & Soft Landscaping | MBR - Dubai Hills Estate | PA-05 VIP Access | EMAAR | Zaid Alhussain | Award | 2020 | Fixed Price Lump Sum | SITE WORK | Landscaping | Soft Landscaping; Including All Necessary Additional Earthwork, Fertilisers And The Like; As Drawing Lsc-Gn-0010 And Section 329200 & 329300 Of Specification 19-6187-Keo-Lan-Spc-001; Groundcovers; Carissa Grandiflora; Car Gra; 300 - 500 Mm Overall Height, 300 Mm Spread, 400 Mm Spacing | 963 | m² | AED | 20
2020-01 | 2 | 2.0016 |  | United Arab Emirates | Dubai | Hard & Soft Landscaping | MBR - Dubai Hills Estate | PA-05 VIP Access | EMAAR | Zaid Alhussain | Award | 2020 | Fixed Price Lump Sum | SITE WORK | Landscaping | Soft Landscaping; Including All Necessary Additional Earthwork, Fertilisers And The Like; As Drawing Lsc-Gn-0010 And Section 329200 & 329300 Of Specification 19-6187-Keo-Lan-Spc-001; Groundcovers; Sesuvium Portulacastrum; Ses Por; 300 Mm Overall Height, 300 Mm Spread, 600 Mm Spacing | 780 | m² | AED | 20
2020-01 | 2 | 2.0016 |  | United Arab Emirates | Dubai | Hard & Soft Landscaping | MBR - Dubai Hills Estate | PA-05 VIP Access | EMAAR | Zaid Alhussain | Award | 2020 | Fixed Price Lump Sum | SITE WORK | Landscaping | Soft Landscaping; Including All Necessary Additional Earthwork, Fertilisers And The Like; As Drawing Lsc-Gn-0010 And Section 329200 & 329300 Of Specification 19-6187-Keo-Lan-Spc-001 (Cont'D); Shrubs; Agave Attenuata; Aga Ata; 200 Mm Overall Height, 200 Mm Spread, 600 Mm Spacing | 124 | Nr | AED | 20
2020-01 | 2 | 2.0016 |  | United Arab Emirates | Dubai | Hard & Soft Landscaping | MBR - Dubai Hills Estate | PA-05 VIP Access | EMAAR | Zaid Alhussain | Award | 2020 | Fixed Price Lump Sum | SITE WORK | Landscaping | Soft Landscaping; Including All Necessary Additional Earthwork, Fertilisers And The Like; As Drawing Lsc-Gn-0010 And Section 329200 & 329300 Of Specification 19-6187-Keo-Lan-Spc-001 (Cont'D); Shrub Areas; Bougainvillea Glabra; Bou Gla; 300 Mm Overall Height, 300 Mm Spread, 500 Mm Spacing | 1932 | m² | AED | 16
2020-01 | 2 | 2.0016 |  | United Arab Emirates | Dubai | Hard & Soft Landscaping | MBR - Dubai Hills Estate | PA-05 VIP Access | EMAAR | Zaid Alhussain | Award | 2020 | Fixed Price Lump Sum | SITE WORK | Landscaping | Soft Landscaping; Including All Necessary Additional Earthwork, Fertilisers And The Like; As Drawing Lsc-Gn-0010 And Section 329200 & 329300 Of Specification 19-6187-Keo-Lan-Spc-001 (Cont'D); Shrub Areas; Caesalpinia Pulcherrima; Cae Pul; 300 Mm Overall Height, 300 Mm Spread, 500 Mm Spacing | 1905 | m² | AED | 16
2020-01 | 2 | 2.0016 |  | United Arab Emirates | Dubai | Hard & Soft Landscaping | MBR - Dubai Hills Estate | PA-05 VIP Access | EMAAR | Zaid Alhussain | Award | 2020 | Fixed Price Lump Sum | SITE WORK | Landscaping | Soft Landscaping; Including All Necessary Additional Earthwork, Fertilisers And The Like; As Drawing Lsc-Gn-0010 And Section 329200 & 329300 Of Specification 19-6187-Keo-Lan-Spc-001 (Cont'D); Shrub Areas; Clerodendrum Inerme; Cle Ine; 400 Mm Overall Height, 400 Mm Spread, 400 Mm Spacing | 931 | m² | AED | 16
2020-01 | 2 | 2.0016 |  | United Arab Emirates | Dubai | Hard & Soft Landscaping | MBR - Dubai Hills Estate | PA-05 VIP Access | EMAAR | Zaid Alhussain | Award | 2020 | Fixed Price Lump Sum | SITE WORK | Landscaping | Soft Landscaping; Including All Necessary Additional Earthwork, Fertilisers And The Like; As Drawing Lsc-Gn-0010 And Section 329200 & 329300 Of Specification 19-6187-Keo-Lan-Spc-001 (Cont'D); Shrub Areas; Tecoma Stans; Tec Sta; 400 Mm Overall Height, 400 Mm Spread, 500 Mm Spacing | 1406 | m² | AED | 19
2020-01 | 2 | 2.0017 |  | United Arab Emirates | Dubai | Hard & Soft Landscaping | MBR - Dubai Hills Estate | PA-05 VIP Access | EMAAR | Zaid Alhussain | Award | 2020 | Fixed Price Lump Sum | SITE WORK | Landscaping | Soft Landscaping; Including All Necessary Additional Earthwork, Fertilisers And The Like; As Drawing Lsc-Gn-0010 And Section 329200 & 329300 Of Specification 19-6187-Keo-Lan-Spc-001 (Cont'D); Succulents; Agave Americana; Aga Ame; 600 Mm Overall Height, 300 Mm Spread, 500 Mm Spacing | 377 | m² | AED | 60
2020-01 | 2 | 2.0017 |  | United Arab Emirates | Dubai | Hard & Soft Landscaping | MBR - Dubai Hills Estate | PA-05 VIP Access | EMAAR | Zaid Alhussain | Award | 2020 | Fixed Price Lump Sum | SITE WORK | Landscaping | Soft Landscaping; Including All Necessary Additional Earthwork, Fertilisers And The Like; As Drawing Lsc-Gn-0010 And Section 329200 & 329300 Of Specification 19-6187-Keo-Lan-Spc-001 (Cont'D); Succulents; Agave Attenuata; Aga Att; 300 Mm Overall Height, 300 Mm Spread, 500 Mm Spacing | 311 | m² | AED | 40
2020-01 | 2 | 2.0017 |  | United Arab Emirates | Dubai | Hard & Soft Landscaping | MBR - Dubai Hills Estate | PA-05 VIP Access | EMAAR | Zaid Alhussain | Award | 2020 | Fixed Price Lump Sum | SITE WORK | Landscaping | Soft Landscaping; Including All Necessary Additional Earthwork, Fertilisers And The Like; As Drawing Lsc-Gn-0010 And Section 329200 & 329300 Of Specification 19-6187-Keo-Lan-Spc-001 (Cont'D); Succulents; Aloe Vera; Alo Vera; 600 Mm Overall Height, 300 Mm Spread, 400 Mm Spacing | 411 | m² | AED | 60
2020-01 | 2 | 2.0017 |  | United Arab Emirates | Dubai | Hard & Soft Landscaping | MBR - Dubai Hills Estate | PA-05 VIP Access | EMAAR | Zaid Alhussain | Award | 2020 | Fixed Price Lump Sum | SITE WORK | Landscaping | Soft Landscaping; Including All Necessary Additional Earthwork, Fertilisers And The Like; As Drawing Lsc-Gn-0010 And Section 329200 & 329300 Of Specification 19-6187-Keo-Lan-Spc-001 (Cont'D); Succulents; Sansevieria Trifasciata; San Tri; 300 Mm Overall Height, 300 Mm Spread, 500 Mm Spacing | 210 | m² | AED | 32
2020-01 | 2 | 2.0017 |  | United Arab Emirates | Dubai | Hard & Soft Landscaping | MBR - Dubai Hills Estate | PA-05 VIP Access | EMAAR | Zaid Alhussain | Award | 2020 | Fixed Price Lump Sum | SITE WORK | Landscaping | Soft Landscaping; Including All Necessary Additional Earthwork, Fertilisers And The Like; As Drawing Lsc-Gn-0010 And Section 329200 & 329300 Of Specification 19-6187-Keo-Lan-Spc-001 (Cont'D); Trees; Albizia Lebbeck; Alb Leb; 1.8 M Overall Height, 1.0 M Trunk | 6 | Nr | AED | 380
2020-01 | 2 | 2.0017 |  | United Arab Emirates | Dubai | Hard & Soft Landscaping | MBR - Dubai Hills Estate | PA-05 VIP Access | EMAAR | Zaid Alhussain | Award | 2020 | Fixed Price Lump Sum | SITE WORK | Landscaping | Soft Landscaping; Including All Necessary Additional Earthwork, Fertilisers And The Like; As Drawing Lsc-Gn-0010 And Section 329200 & 329300 Of Specification 19-6187-Keo-Lan-Spc-001 (Cont'D); Trees; Delonix Regia; Del Reg; 2.5 M Overall Height, 1.8 M Trunk | 44 | Nr | AED | 380
2020-01 | 2 | 2.0017 |  | United Arab Emirates | Dubai | Hard & Soft Landscaping | MBR - Dubai Hills Estate | PA-05 VIP Access | EMAAR | Zaid Alhussain | Award | 2020 | Fixed Price Lump Sum | SITE WORK | Landscaping | Soft Landscaping; Including All Necessary Additional Earthwork, Fertilisers And The Like; As Drawing Lsc-Gn-0010 And Section 329200 & 329300 Of Specification 19-6187-Keo-Lan-Spc-001 (Cont'D); Trees; Peltophorum Pterocarpum; Pel Pte; 2.5 M Overall Height, 1.8 M Trunk | 96 | Nr | AED | 380
2020-01 | 2 | 2.0017 |  | United Arab Emirates | Dubai | Hard & Soft Landscaping | MBR - Dubai Hills Estate | PA-05 VIP Access | EMAAR | Zaid Alhussain | Award | 2020 | Fixed Price Lump Sum | SITE WORK | Landscaping | Soft Landscaping; Including All Necessary Additional Earthwork, Fertilisers And The Like; As Drawing Lsc-Gn-0010 And Section 329200 & 329300 Of Specification 19-6187-Keo-Lan-Spc-001 (Cont'D); Trees; Plumeria Obtusa; Plu Obt; 2.2 M Overall Height, 1.5 M Trunk | 54 | Nr | AED | 380
2020-01 | 2 | 2.0017 |  | United Arab Emirates | Dubai | Hard & Soft Landscaping | MBR - Dubai Hills Estate | PA-05 VIP Access | EMAAR | Zaid Alhussain | Award | 2020 | Fixed Price Lump Sum | SITE WORK | Landscaping | Soft Landscaping; Including All Necessary Additional Earthwork, Fertilisers And The Like; As Drawing Lsc-Gn-0010 And Section 329200 & 329300 Of Specification 19-6187-Keo-Lan-Spc-001 (Cont'D); Trees; Prosopis Cineraria; Pro Cin; 2.5 M Overall Height, 1.5 M Trunk | 34 | Nr | AED | 570
2020-01 | 2 | 2.0017 |  | United Arab Emirates | Dubai | Hard & Soft Landscaping | MBR - Dubai Hills Estate | PA-05 VIP Access | EMAAR | Zaid Alhussain | Award | 2020 | Fixed Price Lump Sum | SITE WORK | Landscaping | Soft Landscaping; Including All Necessary Additional Earthwork, Fertilisers And The Like; As Drawing Lsc-Gn-0010 And Section 329200 & 329300 Of Specification 19-6187-Keo-Lan-Spc-001 (Cont'D); Palm; Phoenix Dactylifera; Pho Dac; 6 M Overall Height, 4 M Trunk | 29 | Nr | AED | 2660
2020-01 | 2 | 2.0018 |  | United Arab Emirates | Dubai | Hard & Soft Landscaping | MBR - Dubai Hills Estate | PA-05 VIP Access | EMAAR | Zaid Alhussain | Award | 2020 | Fixed Price Lump Sum | SITE WORK | Landscaping | Geotextile Filter Fabric; Nonwoven Geotextile, Made From Polypropylene, Polyolefin, Or Polyester Fibers; As Drawings Lsc-Ld-Pa05-9001, 9002 & 9003 And Section 329300 Of Specification 19-6187-Keo-Lan-Spc-001; To Tree Pits And Planting Areas | 15646 | m² | AED | 0.1
2020-01 | 2 | 2.0018 |  | United Arab Emirates | Dubai | Hard & Soft Landscaping | MBR - Dubai Hills Estate | PA-05 VIP Access | EMAAR | Zaid Alhussain | Award | 2020 | Fixed Price Lump Sum | SITE WORK | Landscaping | Geotextile Filter Fabric; Nonwoven Geotextile, Made From Polypropylene, Polyolefin, Or Polyester Fibers; As Drawings Lsc-Ld-Pa05-9001, 9002 & 9003 And Section 329300 Of Specification 19-6187-Keo-Lan-Spc-001; Berm For Water Basin; To Trees; 100 Mm High; As Drawing Lsc-Ld-9601 | 812 | m | AED | 6
2020-01 | 2 | 2.0018 |  | United Arab Emirates | Dubai | Hard & Soft Landscaping | MBR - Dubai Hills Estate | PA-05 VIP Access | EMAAR | Zaid Alhussain | Award | 2020 | Fixed Price Lump Sum | SITE WORK | Landscaping | Planting Soil Mix; Backfilled & Consolidated With Imported Planting Medium Mixture And Fertiliser As Specified; As Drawing Lsc-Ld-9601; Roll Kerb | 500 | m | AED | 100
2020-01 | 2 | 2.0018 |  | United Arab Emirates | Dubai | Hard & Soft Landscaping | MBR - Dubai Hills Estate | PA-05 VIP Access | EMAAR | Zaid Alhussain | Award | 2020 | Fixed Price Lump Sum | SITE WORK | Landscaping | Planting Soil Mix; Backfilled & Consolidated With Imported Planting Medium Mixture And Fertiliser As Specified; As Drawing Lsc-Ld-9601; Tecoma Stans; Tec Sta; 400 Mm Overall Height, 400 Mm Spread, 500 Mm Spacing | 311 | m² | AED | 16
2020-01 | 2 | 2.0018 |  | United Arab Emirates | Dubai | Hard & Soft Landscaping | MBR - Dubai Hills Estate | PA-05 VIP Access | EMAAR | Zaid Alhussain | Award | 2020 | Fixed Price Lump Sum | CONCRETE WORK | Poured concrete | Poured Plain Concrete; As Drawing Lsc-Ld-Pa05-9152; Blinding; 50 Mm Thick | 1 | m³ | AED | 300
2020-01 | 2 | 2.0018 |  | United Arab Emirates | Dubai | Hard & Soft Landscaping | MBR - Dubai Hills Estate | PA-05 VIP Access | EMAAR | Zaid Alhussain | Award | 2020 | Fixed Price Lump Sum | CONCRETE WORK | Poured concrete | Poured Plain Concrete; Grade C40; As Drawings Lsc-Ld-Pa05-9001, 9002 And 9003; Beds; To Paving Bands; 150Mm Thick | 79 | m³ | AED | 360
2020-01 | 2 | 2.0018 |  | United Arab Emirates | Dubai | Hard & Soft Landscaping | MBR - Dubai Hills Estate | PA-05 VIP Access | EMAAR | Zaid Alhussain | Award | 2020 | Fixed Price Lump Sum | CONCRETE WORK | Poured concrete | Poured Reinforced Concrete; Grade C40; As Engineer'S Details; Including Necessary Reinforcement; As Drawing Lsc-Ld-Pa05-9301 And 9302; Foundations; Bollard | 1 | m³ | AED | 360
2020-01 | 2 | 2.0018 |  | United Arab Emirates | Dubai | Hard & Soft Landscaping | MBR - Dubai Hills Estate | PA-05 VIP Access | EMAAR | Zaid Alhussain | Award | 2020 | Fixed Price Lump Sum | CONCRETE WORK | Shuttering | Shuttering; Generally; To Edges Of Beds; 150Mm Thick | 4208 | m | AED | 4
2020-01 | 2 | 2.0018 |  | United Arab Emirates | Dubai | Hard & Soft Landscaping | MBR - Dubai Hills Estate | PA-05 VIP Access | EMAAR | Zaid Alhussain | Award | 2020 | Fixed Price Lump Sum | CONCRETE WORK | Shuttering | Shuttering; Generally; To Sides Of Foundations | 86 | m² | AED | 75
2020-01 | 2 | 2.0018 |  | United Arab Emirates | Dubai | Hard & Soft Landscaping | MBR - Dubai Hills Estate | PA-05 VIP Access | EMAAR | Zaid Alhussain | Award | 2020 | Fixed Price Lump Sum | SITE WORK | Landscaping | Irrigation Installation Complete; As Landscape Specifications Section 32 8000 And Drawings Lsc-Ir-En-7001 To 7005 Inclusive, Lsc-Ir-En-7100 And Lsc-Ld-En-9901; Upvc Pipework Class E; 25 Mm Diameter Pipes | 2668 | m | AED | 8
2020-01 | 2 | 2.0019 |  | United Arab Emirates | Dubai | Hard & Soft Landscaping | MBR - Dubai Hills Estate | PA-05 VIP Access | EMAAR | Zaid Alhussain | Award | 2020 | Fixed Price Lump Sum | SITE WORK | Landscaping | Irrigation Installation Complete; As Landscape Specifications Section 32 8000 And Drawings Lsc-Ir-En-7001 To 7005 Inclusive, Lsc-Ir-En-7100 And Lsc-Ld-En-9901; Upvc Pipework Class D; 40 Mm Diameter Pipes | 985 | m | AED | 9.5
2020-01 | 2 | 2.0019 |  | United Arab Emirates | Dubai | Hard & Soft Landscaping | MBR - Dubai Hills Estate | PA-05 VIP Access | EMAAR | Zaid Alhussain | Award | 2020 | Fixed Price Lump Sum | SITE WORK | Landscaping | Irrigation Installation Complete; As Landscape Specifications Section 32 8000 And Drawings Lsc-Ir-En-7001 To 7005 Inclusive, Lsc-Ir-En-7100 And Lsc-Ld-En-9901; Upvc Pipework Class D; 50 Mm Diameter Pipes | 606 | m | AED | 17
2020-01 | 2 | 2.0019 |  | United Arab Emirates | Dubai | Hard & Soft Landscaping | MBR - Dubai Hills Estate | PA-05 VIP Access | EMAAR | Zaid Alhussain | Award | 2020 | Fixed Price Lump Sum | SITE WORK | Landscaping | Irrigation Installation Complete; As Landscape Specifications Section 32 8000 And Drawings Lsc-Ir-En-7001 To 7005 Inclusive, Lsc-Ir-En-7100 And Lsc-Ld-En-9901; Upvc Pipework Class D; 75 Mm Diameter Pipes | 859 | m | AED | 19
2020-01 | 2 | 2.0019 |  | United Arab Emirates | Dubai | Hard & Soft Landscaping | MBR - Dubai Hills Estate | PA-05 VIP Access | EMAAR | Zaid Alhussain | Award | 2020 | Fixed Price Lump Sum | SITE WORK | Landscaping | Irrigation Installation Complete; As Landscape Specifications Section 32 8000 And Drawings Lsc-Ir-En-7001 To 7005 Inclusive, Lsc-Ir-En-7100 And Lsc-Ld-En-9901; Upvc Pipework Class D; 100 Mm Diameter Pipes | 361 | m | AED | 38
2020-01 | 2 | 2.0019 |  | United Arab Emirates | Dubai | Hard & Soft Landscaping | MBR - Dubai Hills Estate | PA-05 VIP Access | EMAAR | Zaid Alhussain | Award | 2020 | Fixed Price Lump Sum | SITE WORK | Landscaping | Irrigation Installation Complete; As Landscape Specifications Section 32 8000 And Drawings Lsc-Ir-En-7001 To 7005 Inclusive, Lsc-Ir-En-7100 And Lsc-Ld-En-9901; Fittings For Upvc Pipes; Bend; 90 Degree; 75 Mm Diameter | 8 | Nr | AED | 62
2020-01 | 2 | 2.0019 |  | United Arab Emirates | Dubai | Hard & Soft Landscaping | MBR - Dubai Hills Estate | PA-05 VIP Access | EMAAR | Zaid Alhussain | Award | 2020 | Fixed Price Lump Sum | SITE WORK | Landscaping | Irrigation Installation Complete; As Landscape Specifications Section 32 8000 And Drawings Lsc-Ir-En-7001 To 7005 Inclusive, Lsc-Ir-En-7100 And Lsc-Ld-En-9901; Fittings For Upvc Pipes; Bend; 90 Degree; 100 Mm Diameter | 10 | Nr | AED | 72
2020-01 | 2 | 2.0019 |  | United Arab Emirates | Dubai | Hard & Soft Landscaping | MBR - Dubai Hills Estate | PA-05 VIP Access | EMAAR | Zaid Alhussain | Award | 2020 | Fixed Price Lump Sum | SITE WORK | Landscaping | Irrigation Installation Complete; As Landscape Specifications Section 32 8000 And Drawings Lsc-Ir-En-7001 To 7005 Inclusive, Lsc-Ir-En-7100 And Lsc-Ld-En-9901; Fittings For Upvc Pipes; Bend; 120 Degree; 75 Mm Diameter | 4 | Nr | AED | 53
2020-01 | 2 | 2.0019 |  | United Arab Emirates | Dubai | Hard & Soft Landscaping | MBR - Dubai Hills Estate | PA-05 VIP Access | EMAAR | Zaid Alhussain | Award | 2020 | Fixed Price Lump Sum | SITE WORK | Landscaping | Irrigation Installation Complete; As Landscape Specifications Section 32 8000 And Drawings Lsc-Ir-En-7001 To 7005 Inclusive, Lsc-Ir-En-7100 And Lsc-Ld-En-9901; Fittings For Upvc Pipes; Bend; 120 Degree; 100 Mm Diameter | 2 | Nr | AED | 62
2020-01 | 2 | 2.0019 |  | United Arab Emirates | Dubai | Hard & Soft Landscaping | MBR - Dubai Hills Estate | PA-05 VIP Access | EMAAR | Zaid Alhussain | Award | 2020 | Fixed Price Lump Sum | SITE WORK | Landscaping | Irrigation Installation Complete; As Landscape Specifications Section 32 8000 And Drawings Lsc-Ir-En-7001 To 7005 Inclusive, Lsc-Ir-En-7100 And Lsc-Ld-En-9901; Fittings For Upvc Pipes; Equal Tee; 100 X 100 X 100 Mm Diameter | 1 | Nr | AED | 190
2020-01 | 2 | 2.0019 |  | United Arab Emirates | Dubai | Hard & Soft Landscaping | MBR - Dubai Hills Estate | PA-05 VIP Access | EMAAR | Zaid Alhussain | Award | 2020 | Fixed Price Lump Sum | SITE WORK | Landscaping | Irrigation Installation Complete; As Landscape Specifications Section 32 8000 And Drawings Lsc-Ir-En-7001 To 7005 Inclusive, Lsc-Ir-En-7100 And Lsc-Ld-En-9901; Fittings For Upvc Pipes; Un-Equal Tee; 50 X 75 X 25 Mm Diameter | 1 | Nr | AED | 190
2020-01 | 2 | 2.002 |  | United Arab Emirates | Dubai | Hard & Soft Landscaping | MBR - Dubai Hills Estate | PA-05 VIP Access | EMAAR | Zaid Alhussain | Award | 2020 | Fixed Price Lump Sum | SITE WORK | Landscaping | Irrigation Installation Complete; As Landscape Specifications Section 32 8000 And Drawings Lsc-Ir-En-7001 To 7005 Inclusive, Lsc-Ir-En-7100 And Lsc-Ld-En-9901; Fittings For Upvc Pipes; 50 X 75 X 25 Mm Diameter; 50 X 75 X 40 Mm Diameter | 1 | Nr | AED | 190
2020-01 | 2 | 2.002 |  | United Arab Emirates | Dubai | Hard & Soft Landscaping | MBR - Dubai Hills Estate | PA-05 VIP Access | EMAAR | Zaid Alhussain | Award | 2020 | Fixed Price Lump Sum | SITE WORK | Landscaping | Irrigation Installation Complete; As Landscape Specifications Section 32 8000 And Drawings Lsc-Ir-En-7001 To 7005 Inclusive, Lsc-Ir-En-7100 And Lsc-Ld-En-9901; Fittings For Upvc Pipes; 50 X 75 X 40 Mm Diameter; 75 X 25 X 50 Mm Diameter | 1 | Nr | AED | 190
2020-01 | 2 | 2.002 |  | United Arab Emirates | Dubai | Hard & Soft Landscaping | MBR - Dubai Hills Estate | PA-05 VIP Access | EMAAR | Zaid Alhussain | Award | 2020 | Fixed Price Lump Sum | SITE WORK | Landscaping | Irrigation Installation Complete; As Landscape Specifications Section 32 8000 And Drawings Lsc-Ir-En-7001 To 7005 Inclusive, Lsc-Ir-En-7100 And Lsc-Ld-En-9901; Fittings For Upvc Pipes; 75 X 25 X 50 Mm Diameter; 75 X 25 X 75 Mm Diameter | 1 | Nr | AED | 190
2020-01 | 2 | 2.002 |  | United Arab Emirates | Dubai | Hard & Soft Landscaping | MBR - Dubai Hills Estate | PA-05 VIP Access | EMAAR | Zaid Alhussain | Award | 2020 | Fixed Price Lump Sum | SITE WORK | Landscaping | Irrigation Installation Complete; As Landscape Specifications Section 32 8000 And Drawings Lsc-Ir-En-7001 To 7005 Inclusive, Lsc-Ir-En-7100 And Lsc-Ld-En-9901; Fittings For Upvc Pipes; 75 X 25 X 75 Mm Diameter; 75 X 75 X 25 Mm Diameter | 1 | Nr | AED | 190
2020-01 | 2 | 2.002 |  | United Arab Emirates | Dubai | Hard & Soft Landscaping | MBR - Dubai Hills Estate | PA-05 VIP Access | EMAAR | Zaid Alhussain | Award | 2020 | Fixed Price Lump Sum | SITE WORK | Landscaping | Irrigation Installation Complete; As Landscape Specifications Section 32 8000 And Drawings Lsc-Ir-En-7001 To 7005 Inclusive, Lsc-Ir-En-7100 And Lsc-Ld-En-9901; Fittings For Upvc Pipes; 75 X 75 X 25 Mm Diameter; 75 X 75 X 40 Mm Diameter | 1 | Nr | AED | 190
2020-01 | 2 | 2.002 |  | United Arab Emirates | Dubai | Hard & Soft Landscaping | MBR - Dubai Hills Estate | PA-05 VIP Access | EMAAR | Zaid Alhussain | Award | 2020 | Fixed Price Lump Sum | SITE WORK | Landscaping | Irrigation Installation Complete; As Landscape Specifications Section 32 8000 And Drawings Lsc-Ir-En-7001 To 7005 Inclusive, Lsc-Ir-En-7100 And Lsc-Ld-En-9901; Fittings For Upvc Pipes; 75 X 75 X 40 Mm Diameter; 75 X 75 X 50 Mm Diameter | 1 | Nr | AED | 190
2020-01 | 2 | 2.002 |  | United Arab Emirates | Dubai | Hard & Soft Landscaping | MBR - Dubai Hills Estate | PA-05 VIP Access | EMAAR | Zaid Alhussain | Award | 2020 | Fixed Price Lump Sum | SITE WORK | Landscaping | Irrigation Installation Complete; As Landscape Specifications Section 32 8000 And Drawings Lsc-Ir-En-7001 To 7005 Inclusive, Lsc-Ir-En-7100 And Lsc-Ld-En-9901; Fittings For Upvc Pipes; 75 X 75 X 50 Mm Diameter; 75 X 75 X 100 Mm Diameter | 1 | Nr | AED | 238
2020-01 | 2 | 2.002 |  | United Arab Emirates | Dubai | Hard & Soft Landscaping | MBR - Dubai Hills Estate | PA-05 VIP Access | EMAAR | Zaid Alhussain | Award | 2020 | Fixed Price Lump Sum | SITE WORK | Landscaping | Irrigation Installation Complete; As Landscape Specifications Section 32 8000 And Drawings Lsc-Ir-En-7001 To 7005 Inclusive, Lsc-Ir-En-7100 And Lsc-Ld-En-9901; Fittings For Upvc Pipes; 75 X 75 X 100 Mm Diameter; 75 X 100 X 75 Mm Diameter | 1 | Nr | AED | 238
2020-01 | 2 | 2.002 |  | United Arab Emirates | Dubai | Hard & Soft Landscaping | MBR - Dubai Hills Estate | PA-05 VIP Access | EMAAR | Zaid Alhussain | Award | 2020 | Fixed Price Lump Sum | SITE WORK | Landscaping | Irrigation Installation Complete; As Landscape Specifications Section 32 8000 And Drawings Lsc-Ir-En-7001 To 7005 Inclusive, Lsc-Ir-En-7100 And Lsc-Ld-En-9901; Fittings For Upvc Pipes; 75 X 100 X 75 Mm Diameter; 100 X 40 X 75 Mm Diameter | 1 | Nr | AED | 238
2020-01 | 2 | 2.002 |  | United Arab Emirates | Dubai | Hard & Soft Landscaping | MBR - Dubai Hills Estate | PA-05 VIP Access | EMAAR | Zaid Alhussain | Award | 2020 | Fixed Price Lump Sum | SITE WORK | Landscaping | Irrigation Installation Complete; As Landscape Specifications Section 32 8000 And Drawings Lsc-Ir-En-7001 To 7005 Inclusive, Lsc-Ir-En-7100 And Lsc-Ld-En-9901; Fittings For Upvc Pipes; 100 X 40 X 75 Mm Diameter; 100 X 75 X 100 Mm Diameter | 1 | Nr | AED | 238
2020-01 | 2 | 2.0021 |  | United Arab Emirates | Dubai | Hard & Soft Landscaping | MBR - Dubai Hills Estate | PA-05 VIP Access | EMAAR | Zaid Alhussain | Award | 2020 | Fixed Price Lump Sum | SITE WORK | Landscaping | Irrigation Installation Complete; As Landscape Specifications Section 32 8000 And Drawings Lsc-Ir-En-7001 To 7005 Inclusive, Lsc-Ir-En-7100 And Lsc-Ld-En-9901; Fittings For Upvc Pipes; 100 X 75 X 100 Mm Diameter; 100 X 100 X 40 Mm Diameter | 2 | Nr | AED | 238
2020-01 | 2 | 2.0021 |  | United Arab Emirates | Dubai | Hard & Soft Landscaping | MBR - Dubai Hills Estate | PA-05 VIP Access | EMAAR | Zaid Alhussain | Award | 2020 | Fixed Price Lump Sum | SITE WORK | Landscaping | Irrigation Installation Complete; As Landscape Specifications Section 32 8000 And Drawings Lsc-Ir-En-7001 To 7005 Inclusive, Lsc-Ir-En-7100 And Lsc-Ld-En-9901; Valve Assembly ; 50 Mm Diameter; Drip Valve For Tree And Palms; Type Dt | 1 | Nr | AED | 1425
2020-01 | 2 | 2.0021 |  | United Arab Emirates | Dubai | Hard & Soft Landscaping | MBR - Dubai Hills Estate | PA-05 VIP Access | EMAAR | Zaid Alhussain | Award | 2020 | Fixed Price Lump Sum | SITE WORK | Landscaping | Irrigation Installation Complete; As Landscape Specifications Section 32 8000 And Drawings Lsc-Ir-En-7001 To 7005 Inclusive, Lsc-Ir-En-7100 And Lsc-Ld-En-9901; Valve Assembly ; 80 Mm Diameter; Drip Valve For Grass Covers And Shrubs; Type Dv | 6 | Nr | AED | 1758
2020-01 | 2 | 2.0021 |  | United Arab Emirates | Dubai | Hard & Soft Landscaping | MBR - Dubai Hills Estate | PA-05 VIP Access | EMAAR | Zaid Alhussain | Award | 2020 | Fixed Price Lump Sum | SITE WORK | Landscaping | Irrigation Installation Complete; As Landscape Specifications Section 32 8000 And Drawings Lsc-Ir-En-7001 To 7005 Inclusive, Lsc-Ir-En-7100 And Lsc-Ld-En-9901; Multi Riser; Multi Riser 25 Mm Diameter | 28 | Nr | AED | 246
2020-01 | 2 | 2.0021 |  | United Arab Emirates | Dubai | Hard & Soft Landscaping | MBR - Dubai Hills Estate | PA-05 VIP Access | EMAAR | Zaid Alhussain | Award | 2020 | Fixed Price Lump Sum | SITE WORK | Landscaping | Irrigation Installation Complete; As Landscape Specifications Section 32 8000 And Drawings Lsc-Ir-En-7001 To 7005 Inclusive, Lsc-Ir-En-7100 And Lsc-Ld-En-9901; Multi Riser; Multi Riser 40 Mm Diameter | 20 | Nr | AED | 285
2020-01 | 2 | 2.0021 |  | United Arab Emirates | Dubai | Hard & Soft Landscaping | MBR - Dubai Hills Estate | PA-05 VIP Access | EMAAR | Zaid Alhussain | Award | 2020 | Fixed Price Lump Sum | SITE WORK | Landscaping | Irrigation Installation Complete; As Landscape Specifications Section 32 8000 And Drawings Lsc-Ir-En-7001 To 7005 Inclusive, Lsc-Ir-En-7100 And Lsc-Ld-En-9901; Multi Riser; Multi Riser 50 Mm Diameter | 10 | Nr | AED | 475
2020-01 | 2 | 2.0021 |  | United Arab Emirates | Dubai | Hard & Soft Landscaping | MBR - Dubai Hills Estate | PA-05 VIP Access | EMAAR | Zaid Alhussain | Award | 2020 | Fixed Price Lump Sum | SITE WORK | Landscaping | Irrigation Installation Complete; As Landscape Specifications Section 32 8000 And Drawings Lsc-Ir-En-7001 To 7005 Inclusive, Lsc-Ir-En-7100 And Lsc-Ld-En-9901; Multi Riser; Multi Riser 75 Mm Diameter | 16 | Nr | AED | 713
2020-01 | 2 | 2.0021 |  | United Arab Emirates | Dubai | Hard & Soft Landscaping | MBR - Dubai Hills Estate | PA-05 VIP Access | EMAAR | Zaid Alhussain | Award | 2020 | Fixed Price Lump Sum | SITE WORK | Landscaping | Irrigation Installation Complete; As Landscape Specifications Section 32 8000 And Drawings Lsc-Ir-En-7001 To 7005 Inclusive, Lsc-Ir-En-7100 And Lsc-Ld-En-9901; Multi Riser; Multi Riser 100 Mm Diameter | 7 | Nr | AED | 1425
2020-01 | 2 | 2.0021 |  | United Arab Emirates | Dubai | Hard & Soft Landscaping | MBR - Dubai Hills Estate | PA-05 VIP Access | EMAAR | Zaid Alhussain | Award | 2020 | Fixed Price Lump Sum | SITE WORK | Landscaping | Irrigation Installation Complete; As Landscape Specifications Section 32 8000 And Drawings Lsc-Ir-En-7001 To 7005 Inclusive, Lsc-Ir-En-7100 And Lsc-Ld-En-9901; Upvc Duct ; 75 Mm Diameter | 8 | m | AED | 19
2020-01 | 2 | 2.0021 |  | United Arab Emirates | Dubai | Hard & Soft Landscaping | MBR - Dubai Hills Estate | PA-05 VIP Access | EMAAR | Zaid Alhussain | Award | 2020 | Fixed Price Lump Sum | SITE WORK | Landscaping | Irrigation Installation Complete; As Landscape Specifications Section 32 8000 And Drawings Lsc-Ir-En-7001 To 7005 Inclusive, Lsc-Ir-En-7100 And Lsc-Ld-En-9901; Upvc Duct ; 150 Mm Diameter | 8 | m | AED | 29
2020-01 | 2 | 2.0022 |  | United Arab Emirates | Dubai | Hard & Soft Landscaping | MBR - Dubai Hills Estate | PA-05 VIP Access | EMAAR | Zaid Alhussain | Award | 2020 | Fixed Price Lump Sum | SITE WORK | Landscaping | Irrigation Installation Complete; As Landscape Specifications Section 32 8000 And Drawings Lsc-Ir-En-7001 To 7005 Inclusive, Lsc-Ir-En-7100 And Lsc-Ld-En-9901; Upvc Duct ; 200 Mm Diameter | 7 | m | AED | 43
2020-01 | 2 | 2.0022 |  | United Arab Emirates | Dubai | Hard & Soft Landscaping | MBR - Dubai Hills Estate | PA-05 VIP Access | EMAAR | Zaid Alhussain | Award | 2020 | Fixed Price Lump Sum | SITE WORK | Landscaping | Irrigation Installation Complete; As Landscape Specifications Section 32 8000 And Drawings Lsc-Ir-En-7001 To 7005 Inclusive, Lsc-Ir-En-7100 And Lsc-Ld-En-9901; Valve Box ; For Drip Valve | 7 | Nr | AED | 333
2020-01 | 2 | 2.0022 |  | United Arab Emirates | Dubai | Hard & Soft Landscaping | MBR - Dubai Hills Estate | PA-05 VIP Access | EMAAR | Zaid Alhussain | Award | 2020 | Fixed Price Lump Sum | SITE WORK | Landscaping | Irrigation Installation Complete; As Landscape Specifications Section 32 8000 And Drawings Lsc-Ir-En-7001 To 7005 Inclusive, Lsc-Ir-En-7100 And Lsc-Ld-En-9901; Thrust Block; For Bend; 90 Degree; 75 Mm Diameter | 8 | Nr | AED | 143
2020-01 | 2 | 2.0022 |  | United Arab Emirates | Dubai | Hard & Soft Landscaping | MBR - Dubai Hills Estate | PA-05 VIP Access | EMAAR | Zaid Alhussain | Award | 2020 | Fixed Price Lump Sum | SITE WORK | Landscaping | Irrigation Installation Complete; As Landscape Specifications Section 32 8000 And Drawings Lsc-Ir-En-7001 To 7005 Inclusive, Lsc-Ir-En-7100 And Lsc-Ld-En-9901; Thrust Block; For Bend; 90 Degree; 100 Mm Diameter | 10 | Nr | AED | 238
2020-01 | 2 | 2.0022 |  | United Arab Emirates | Dubai | Hard & Soft Landscaping | MBR - Dubai Hills Estate | PA-05 VIP Access | EMAAR | Zaid Alhussain | Award | 2020 | Fixed Price Lump Sum | SITE WORK | Landscaping | Irrigation Installation Complete; As Landscape Specifications Section 32 8000 And Drawings Lsc-Ir-En-7001 To 7005 Inclusive, Lsc-Ir-En-7100 And Lsc-Ld-En-9901; Thrust Block; For Bend; 120 Degree; 75 Mm Diameter | 4 | Nr | AED | 143
2020-01 | 2 | 2.0022 |  | United Arab Emirates | Dubai | Hard & Soft Landscaping | MBR - Dubai Hills Estate | PA-05 VIP Access | EMAAR | Zaid Alhussain | Award | 2020 | Fixed Price Lump Sum | SITE WORK | Landscaping | Irrigation Installation Complete; As Landscape Specifications Section 32 8000 And Drawings Lsc-Ir-En-7001 To 7005 Inclusive, Lsc-Ir-En-7100 And Lsc-Ld-En-9901; Thrust Block; For Bend; 120 Degree; 100 Mm Diameter | 2 | Nr | AED | 190
2020-01 | 2 | 2.0022 |  | United Arab Emirates | Dubai | Hard & Soft Landscaping | MBR - Dubai Hills Estate | PA-05 VIP Access | EMAAR | Zaid Alhussain | Award | 2020 | Fixed Price Lump Sum | SITE WORK | Landscaping | Irrigation Installation Complete; As Landscape Specifications Section 32 8000 And Drawings Lsc-Ir-En-7001 To 7005 Inclusive, Lsc-Ir-En-7100 And Lsc-Ld-En-9901; Thrust Block; For Equal Tee; 100 X 100 X 100 Mm Diameter | 1 | Nr | AED | 190
2020-01 | 2 | 2.0022 |  | United Arab Emirates | Dubai | Hard & Soft Landscaping | MBR - Dubai Hills Estate | PA-05 VIP Access | EMAAR | Zaid Alhussain | Award | 2020 | Fixed Price Lump Sum | SITE WORK | Landscaping | Irrigation Installation Complete; As Landscape Specifications Section 32 8000 And Drawings Lsc-Ir-En-7001 To 7005 Inclusive, Lsc-Ir-En-7100 And Lsc-Ld-En-9901; Thrust Block; For Un-Equal Tee; 50 X 75 X 25 Mm Diameter | 1 | Nr | AED | 190
2020-01 | 2 | 2.0022 |  | United Arab Emirates | Dubai | Hard & Soft Landscaping | MBR - Dubai Hills Estate | PA-05 VIP Access | EMAAR | Zaid Alhussain | Award | 2020 | Fixed Price Lump Sum | SITE WORK | Landscaping | Irrigation Installation Complete; As Landscape Specifications Section 32 8000 And Drawings Lsc-Ir-En-7001 To 7005 Inclusive, Lsc-Ir-En-7100 And Lsc-Ld-En-9901; Thrust Block; For Un-Equal Tee; 50 X 75 X 40 Mm Diameter | 1 | Nr | AED | 190
2020-01 | 2 | 2.0022 |  | United Arab Emirates | Dubai | Hard & Soft Landscaping | MBR - Dubai Hills Estate | PA-05 VIP Access | EMAAR | Zaid Alhussain | Award | 2020 | Fixed Price Lump Sum | SITE WORK | Landscaping | Irrigation Installation Complete; As Landscape Specifications Section 32 8000 And Drawings Lsc-Ir-En-7001 To 7005 Inclusive, Lsc-Ir-En-7100 And Lsc-Ld-En-9901; Thrust Block; For Un-Equal Tee; 75 X 25 X 50 Mm Diameter | 1 | Nr | AED | 190
2020-01 | 2 | 2.0023 |  | United Arab Emirates | Dubai | Hard & Soft Landscaping | MBR - Dubai Hills Estate | PA-05 VIP Access | EMAAR | Zaid Alhussain | Award | 2020 | Fixed Price Lump Sum | SITE WORK | Landscaping | Irrigation Installation Complete; As Landscape Specifications Section 32 8000 And Drawings Lsc-Ir-En-7001 To 7005 Inclusive, Lsc-Ir-En-7100 And Lsc-Ld-En-9901; Thrust Block; For Un-Equal Tee; 75 X 25 X 75 Mm Diameter | 1 | Nr | AED | 190
2020-01 | 2 | 2.0023 |  | United Arab Emirates | Dubai | Hard & Soft Landscaping | MBR - Dubai Hills Estate | PA-05 VIP Access | EMAAR | Zaid Alhussain | Award | 2020 | Fixed Price Lump Sum | SITE WORK | Landscaping | Irrigation Installation Complete; As Landscape Specifications Section 32 8000 And Drawings Lsc-Ir-En-7001 To 7005 Inclusive, Lsc-Ir-En-7100 And Lsc-Ld-En-9901; Thrust Block; For Un-Equal Tee; 75 X 75 X 25 Mm Diameter | 1 | Nr | AED | 190
2020-01 | 2 | 2.0023 |  | United Arab Emirates | Dubai | Hard & Soft Landscaping | MBR - Dubai Hills Estate | PA-05 VIP Access | EMAAR | Zaid Alhussain | Award | 2020 | Fixed Price Lump Sum | SITE WORK | Landscaping | Irrigation Installation Complete; As Landscape Specifications Section 32 8000 And Drawings Lsc-Ir-En-7001 To 7005 Inclusive, Lsc-Ir-En-7100 And Lsc-Ld-En-9901; Thrust Block; For Un-Equal Tee; 75 X 75 X 40 Mm Diameter | 1 | Nr | AED | 190
2020-01 | 2 | 2.0023 |  | United Arab Emirates | Dubai | Hard & Soft Landscaping | MBR - Dubai Hills Estate | PA-05 VIP Access | EMAAR | Zaid Alhussain | Award | 2020 | Fixed Price Lump Sum | SITE WORK | Landscaping | Irrigation Installation Complete; As Landscape Specifications Section 32 8000 And Drawings Lsc-Ir-En-7001 To 7005 Inclusive, Lsc-Ir-En-7100 And Lsc-Ld-En-9901; Thrust Block; For Un-Equal Tee; 75 X 75 X 50 Mm Diameter | 1 | Nr | AED | 190
2020-01 | 2 | 2.0023 |  | United Arab Emirates | Dubai | Hard & Soft Landscaping | MBR - Dubai Hills Estate | PA-05 VIP Access | EMAAR | Zaid Alhussain | Award | 2020 | Fixed Price Lump Sum | SITE WORK | Landscaping | Irrigation Installation Complete; As Landscape Specifications Section 32 8000 And Drawings Lsc-Ir-En-7001 To 7005 Inclusive, Lsc-Ir-En-7100 And Lsc-Ld-En-9901; Thrust Block; For Un-Equal Tee; 75 X 75 X 100 Mm Diameter | 1 | Nr | AED | 190
2020-01 | 2 | 2.0023 |  | United Arab Emirates | Dubai | Hard & Soft Landscaping | MBR - Dubai Hills Estate | PA-05 VIP Access | EMAAR | Zaid Alhussain | Award | 2020 | Fixed Price Lump Sum | SITE WORK | Landscaping | Irrigation Installation Complete; As Landscape Specifications Section 32 8000 And Drawings Lsc-Ir-En-7001 To 7005 Inclusive, Lsc-Ir-En-7100 And Lsc-Ld-En-9901; Thrust Block; For Un-Equal Tee; 75 X 100 X 75 Mm Diameter | 1 | Nr | AED | 190
2020-01 | 2 | 2.0023 |  | United Arab Emirates | Dubai | Hard & Soft Landscaping | MBR - Dubai Hills Estate | PA-05 VIP Access | EMAAR | Zaid Alhussain | Award | 2020 | Fixed Price Lump Sum | SITE WORK | Landscaping | Irrigation Installation Complete; As Landscape Specifications Section 32 8000 And Drawings Lsc-Ir-En-7001 To 7005 Inclusive, Lsc-Ir-En-7100 And Lsc-Ld-En-9901; Thrust Block; For Un-Equal Tee; 100 X 40 X 75 Mm Diameter | 1 | Nr | AED | 190
2020-01 | 2 | 2.0023 |  | United Arab Emirates | Dubai | Hard & Soft Landscaping | MBR - Dubai Hills Estate | PA-05 VIP Access | EMAAR | Zaid Alhussain | Award | 2020 | Fixed Price Lump Sum | SITE WORK | Landscaping | Irrigation Installation Complete; As Landscape Specifications Section 32 8000 And Drawings Lsc-Ir-En-7001 To 7005 Inclusive, Lsc-Ir-En-7100 And Lsc-Ld-En-9901; Thrust Block; For Un-Equal Tee; 100 X 75 X 100 Mm Diameter | 1 | Nr | AED | 190
2020-01 | 2 | 2.0023 |  | United Arab Emirates | Dubai | Hard & Soft Landscaping | MBR - Dubai Hills Estate | PA-05 VIP Access | EMAAR | Zaid Alhussain | Award | 2020 | Fixed Price Lump Sum | SITE WORK | Landscaping | Irrigation Installation Complete; As Landscape Specifications Section 32 8000 And Drawings Lsc-Ir-En-7001 To 7005 Inclusive, Lsc-Ir-En-7100 And Lsc-Ld-En-9901; Thrust Block; For Un-Equal Tee; 100 X 100 X 40 Mm Diameter | 2 | Nr | AED | 190
2020-01 | 2 | 2.0023 |  | United Arab Emirates | Dubai | Hard & Soft Landscaping | MBR - Dubai Hills Estate | PA-05 VIP Access | EMAAR | Zaid Alhussain | Award | 2020 | Fixed Price Lump Sum | SITE WORK | Landscaping | Irrigation Installation Complete; As Landscape Specifications Section 32 8000 And Drawings Lsc-Ir-En-7001 To 7005 Inclusive, Lsc-Ir-En-7100 And Lsc-Ld-En-9901; Warning Marker Tape | 5479 | m | AED | 1
2020-01 | 2 | 2.0024 |  | United Arab Emirates | Dubai | Hard & Soft Landscaping | MBR - Dubai Hills Estate | PA-05 VIP Access | EMAAR | Zaid Alhussain | Award | 2020 | Fixed Price Lump Sum | SITE WORK | Landscaping | Drip Irrigation For Shrubs, Herbs And Grasses; Drip Line Irrigation Loop Of 16 Mm Diameter (13Id) Inline Pressure Compensating Emitter Tubing With 1/2" Ldpe Class C Pipe, 1/2" Male X Compression Poly Adaptor, Female Threaded Upvc Adaptor And Pvc Tee Piece As Landscape Specifications Section 32 8000 And Drawings Lsc-Ir-En-7001 To 7005 Inclusive, Lsc-Ir-En-7100 And Lsc-Ld-En-9901 ; Area To Receive Dripline (46 Cm X 50 Cm @ 0.9 Gph) | 14239 | m² | AED | 5
2020-01 | 2 | 2.0024 |  | United Arab Emirates | Dubai | Hard & Soft Landscaping | MBR - Dubai Hills Estate | PA-05 VIP Access | EMAAR | Zaid Alhussain | Award | 2020 | Fixed Price Lump Sum | SITE WORK | Landscaping | Drip Irrigation For Shrubs, Herbs And Grasses; Tree Irrigation Loop Of Inline Pressure Compensating Emitter Tubing With 1/2" Ldpe Class C Pipe, 1/2" Male Threads X 20 Mm Compression Adaptor, 1/2" Female Threaded Pvc Adaptor And Pvc Tee Piece Or 90°Elbow As Landscape Specifications Section 32 8000 And Drawings Lsc-Ir-En-7001 To 7005 Inclusive, Lsc-Ir-En-7100 And Lsc-Ld-En-9901 ; 15 No. X 0.92 Gph In-Line Emitters Per Ring For Each Tree | 240 | Nr | AED | 57
2020-01 | 2 | 2.0024 |  | United Arab Emirates | Dubai | Hard & Soft Landscaping | MBR - Dubai Hills Estate | PA-05 VIP Access | EMAAR | Zaid Alhussain | Award | 2020 | Fixed Price Lump Sum | SITE WORK | Landscaping | Drip Irrigation For Shrubs, Herbs And Grasses; Tree Irrigation Loop Of Inline Pressure Compensating Emitter Tubing With 1/2" Ldpe Class C Pipe, 1/2" Male Threads X 20 Mm Compression Adaptor, 1/2" Female Threaded Pvc Adaptor And Pvc Tee Piece Or 90°Elbow As Landscape Specifications Section 32 8000 And Drawings Lsc-Ir-En-7001 To 7005 Inclusive, Lsc-Ir-En-7100 And Lsc-Ld-En-9901 ; 22 No. X 0.92 Gph In-Line Emitters Per Ring For Each Palm | 44 | Nr | AED | 67
2020-01 | 2 | 2.0024 |  | United Arab Emirates | Dubai | Hard & Soft Landscaping | MBR - Dubai Hills Estate | PA-05 VIP Access | EMAAR | Zaid Alhussain | Award | 2020 | Fixed Price Lump Sum | SITE WORK | Landscaping | Provision To Extend The Irrigation Control System To Vip Entrance | 1 | Item | AED | 5000
2020-01 | 2 | 2.0024 |  | United Arab Emirates | Dubai | Hard & Soft Landscaping | MBR - Dubai Hills Estate | PA-05 VIP Access | EMAAR | Zaid Alhussain | Award | 2020 | Fixed Price Lump Sum | SITE WORK | Landscaping | Irrigation Electrical Mains Installations Complete; As Irrigation Specification Section 32 8000, Division 26 And Drawings Lsc-Ir-En-7001 To 7005 Inclusive, Lsc-Ir-En-7100, Lsc-Lc-En-8501 To 8505 Inclusive And Lsc-Ld-En-9401; Switch Gear And Equipment; Feeder Pillar Including Foundation, Plinths, Concreting And Cable Termination; Underground Incoming Cable Including Upvc Ducts, Excavation, Backfilling, Beds And Surrounds ; Ldb-Pa-05-Xx | 1 | Nr | AED | 19000
2020-01 | 2 | 2.0024 |  | United Arab Emirates | Dubai | Hard & Soft Landscaping | MBR - Dubai Hills Estate | PA-05 VIP Access | EMAAR | Zaid Alhussain | Award | 2020 | Fixed Price Lump Sum | ELECTRICAL ENGINEERING INSTALLATIONS | Final sub-circuits and auxiliary installations | Irrigation Small Power Installations Complete; As Irrigation Specification Section 32 8000, Division 26 And Drawings Lsc-Ir-En-7001 To 7005 Inclusive, Lsc-Ir-En-7100 And Lsc-Ld-En-9901; Allow For Cable Conduit | 1 | Item | AED | 30000
2020-01 | 2 | 2.0024 |  | United Arab Emirates | Dubai | Hard & Soft Landscaping | MBR - Dubai Hills Estate | PA-05 VIP Access | EMAAR | Zaid Alhussain | Award | 2020 | Fixed Price Lump Sum | ELECTRICAL ENGINEERING INSTALLATIONS | Final sub-circuits and auxiliary installations | Irrigation Small Power Installations Complete; As Irrigation Specification Section 32 8000, Division 26 And Drawings Lsc-Ir-En-7001 To 7005 Inclusive, Lsc-Ir-En-7100 And Lsc-Ld-En-9901; Allow For Control Cable | 1 | Item | AED | 60000
2020-01 | 2 | 2.0024 |  | United Arab Emirates | Dubai | Hard & Soft Landscaping | MBR - Dubai Hills Estate | PA-05 VIP Access | EMAAR | Zaid Alhussain | Award | 2020 | Fixed Price Lump Sum | ELECTRICAL ENGINEERING INSTALLATIONS | Final sub-circuits and auxiliary installations | Irrigation Small Power Installations Complete; As Irrigation Specification Section 32 8000, Division 26 And Drawings Lsc-Ir-En-7001 To 7005 Inclusive, Lsc-Ir-En-7100 And Lsc-Ld-En-9901; Pull Box | 1 | Item | AED | 7000
2020-01 | 2 | 2.0024 |  | United Arab Emirates | Dubai | Hard & Soft Landscaping | MBR - Dubai Hills Estate | PA-05 VIP Access | EMAAR | Zaid Alhussain | Award | 2020 | Fixed Price Lump Sum | ELECTRICAL ENGINEERING INSTALLATIONS | Final sub-circuits and auxiliary installations | Irrigation Small Power Installations Complete; As Irrigation Specification Section 32 8000, Division 26 And Drawings Lsc-Ir-En-7001 To 7005 Inclusive, Lsc-Ir-En-7100 And Lsc-Ld-En-9901; Allow For 100 Mm Diameter Pvc Ducts For All Cables Under Parking / Driveways As Lighting Note In Drawing Lsc-Gn-Pa05-0004 | 1 | Item | AED | 10000
2020-01 | 2 | 2.0024 |  | United Arab Emirates | Dubai | Hard & Soft Landscaping | MBR - Dubai Hills Estate | PA-05 VIP Access | EMAAR | Zaid Alhussain | Award | 2020 | Fixed Price Lump Sum | ELECTRICAL ENGINEERING INSTALLATIONS | Final sub-circuits and auxiliary installations | Final Sub-Circuits And Ancillary Installations Complete; Including Trench Excavation, Backfilling, Containment, Cabling And Terminations As Necessary; Lighting Points | 135 | Nr | AED | 750
2020-01 | 2 | 2.0025 |  | United Arab Emirates | Dubai | Hard & Soft Landscaping | MBR - Dubai Hills Estate | PA-05 VIP Access | EMAAR | Zaid Alhussain | Award | 2020 | Fixed Price Lump Sum | ELECTRICAL ENGINEERING INSTALLATIONS | Final sub-circuits and auxiliary installations | Landscape Lighting Luminaires Including Lamps, Bollard, Control Gear, Ballast, Fixings, Supports, Foundations And All Ancillary Works As Necessary; As Landscape Specifications Section 26 5600 And Drawings Lsc-Lc-En-8501 To 8505 Inclusive And Lsc-Ld-En-9401; Luminaires; 12 W; Warm White 3000K, Ip65, Led Light Mounted On 1M High Bollard; Type-Bl01 | 107 | Nr | AED | 143
2020-01 | 2 | 2.0025 |  | United Arab Emirates | Dubai | Hard & Soft Landscaping | MBR - Dubai Hills Estate | PA-05 VIP Access | EMAAR | Zaid Alhussain | Award | 2020 | Fixed Price Lump Sum | ELECTRICAL ENGINEERING INSTALLATIONS | Final sub-circuits and auxiliary installations | Landscape Lighting Luminaires Including Lamps, Bollard, Control Gear, Ballast, Fixings, Supports, Foundations And All Ancillary Works As Necessary; As Landscape Specifications Section 26 5600 And Drawings Lsc-Lc-En-8501 To 8505 Inclusive And Lsc-Ld-En-9401; Luminaires; 16 W; Warm White 3000K, Ip66, Exterior Grade Surface, Ground Mounted, Medium Beam, Led Spike Up Light; Type-Sl01 | 28 | Nr | AED | 143
2020-01 | 2 | 2.0025 |  | United Arab Emirates | Dubai | Hard & Soft Landscaping | MBR - Dubai Hills Estate | PA-05 VIP Access | EMAAR | Zaid Alhussain | Award | 2020 | Fixed Price Lump Sum | ELECTRICAL ENGINEERING INSTALLATIONS | Final sub-circuits and auxiliary installations | Temporary Solar Powered Irrigation Controller | 1 | Nr | AED | 8000
2020-01 | 2 | 2.0025 |  | United Arab Emirates | Dubai | Hard & Soft Landscaping | MBR - Dubai Hills Estate | PA-05 Phase 1 | EMAAR | Zaid Alhussain | Award | 2020 | Fixed Price Lump Sum | SITE WORK | Site preparation | Site Clearance; As Section 312000 Of Specification 19-6187-Keo-Lan-Spc-001 | 141437 | m² | AED | 0.1
2020-01 | 2 | 2.0025 |  | United Arab Emirates | Dubai | Hard & Soft Landscaping | MBR - Dubai Hills Estate | PA-05 Phase 1 | EMAAR | Zaid Alhussain | Award | 2020 | Fixed Price Lump Sum | SITE WORK | Excavation | Excavation; As Section 312000 Of Specification 19-6187-Keo-Lan-Spc-001; Excavation To Reduce Levels | 45463 | m³ | AED | 8
2020-01 | 2 | 2.0025 |  | United Arab Emirates | Dubai | Hard & Soft Landscaping | MBR - Dubai Hills Estate | PA-05 Phase 1 | EMAAR | Zaid Alhussain | Award | 2020 | Fixed Price Lump Sum | SITE WORK | Excavation | Excavation; As Section 312000 Of Specification 19-6187-Keo-Lan-Spc-001; Trench Excavation | 1756 | m³ | AED | 8
2020-01 | 2 | 2.0025 |  | United Arab Emirates | Dubai | Hard & Soft Landscaping | MBR - Dubai Hills Estate | PA-05 Phase 1 | EMAAR | Zaid Alhussain | Award | 2020 | Fixed Price Lump Sum | SITE WORK | Excavation | Excavation; As Section 312000 Of Specification 19-6187-Keo-Lan-Spc-001; Pit Excavation For Foundations (132 No.) | 25 | m³ | AED | 8
2020-01 | 2 | 2.0025 |  | United Arab Emirates | Dubai | Hard & Soft Landscaping | MBR - Dubai Hills Estate | PA-05 Phase 1 | EMAAR | Zaid Alhussain | Award | 2020 | Fixed Price Lump Sum | SITE WORK | Excavation | Excavation; As Section 312000 Of Specification 19-6187-Keo-Lan-Spc-001; Pit Excavation For Planter And The Like Areas (968 No.) | 1039 | m³ | AED | 8
2020-01 | 2 | 2.0025 |  | United Arab Emirates | Dubai | Hard & Soft Landscaping | MBR - Dubai Hills Estate | PA-05 Phase 1 | EMAAR | Zaid Alhussain | Award | 2020 | Fixed Price Lump Sum | SITE WORK | Disposal | Disposal Of Material Arising From Excavations; As Section 312000 Of Specification 19-6187-Keo-Lan-Spc-001; Disposal Of Material Arising From Excavation; Removed Off Site Including A Suitable Tip | 48289 | m³ | AED | 8
2020-01 | 2 | 2.0025 |  | United Arab Emirates | Dubai | Hard & Soft Landscaping | MBR - Dubai Hills Estate | PA-05 Phase 1 | EMAAR | Zaid Alhussain | Award | 2020 | Fixed Price Lump Sum | SITE WORK | Filling | Compacted Sub-Base Material; Naturally Or Artificially Graded Mixture Of Natural Or Crushed Gravel, Crushed Stone, And Natural Or Crushed Sand (Astm D 2940); As Section 312000 Of Specification 19-6187-Keo-Lan-Spc-001; Beds; 150Mm Thick | 5793 | m³ | AED | 130
2020-01 | 2 | 2.0026 |  | United Arab Emirates | Dubai | Hard & Soft Landscaping | MBR - Dubai Hills Estate | PA-05 Phase 1 | EMAAR | Zaid Alhussain | Award | 2020 | Fixed Price Lump Sum | SITE WORK | Filling | Compacted Sub-Base Material; To Sports Court Surface; As Detail 4 On Drawing Lsc-Ld-Pa05-9001 And Sports Court Surface Manufacturer'S Recommendations; Beds; 150Mm Thick | 87 | m³ | AED | 130
2020-01 | 2 | 2.0026 |  | United Arab Emirates | Dubai | Hard & Soft Landscaping | MBR - Dubai Hills Estate | PA-05 Phase 1 | EMAAR | Zaid Alhussain | Award | 2020 | Fixed Price Lump Sum | SITE WORK | Filling | Compacted Sub-Base Material; To Picnic, Gathering Area & Petangue Courts; As Detail 3 On Drawing Lsc-Ld-Pa05-9001 And Material And Finishes Schedule Lsc-Gn-Pa05-0005; Beds; 80 To 100 Mm Thick | 171 | m³ | AED | 130
2020-01 | 2 | 2.0026 |  | United Arab Emirates | Dubai | Hard & Soft Landscaping | MBR - Dubai Hills Estate | PA-05 Phase 1 | EMAAR | Zaid Alhussain | Award | 2020 | Fixed Price Lump Sum | SITE WORK | Paving and surfacing | Asphalt Base; To Tennis/Basketball Sports Court; As Detail 5 On Drawing Lsc-Ld-Pa05-9001 And Material And Finishes Schedule Lsc-Gn-Pa05-0005; Type Pv-07/Pv-08 | 577 | m² | AED | 118
2020-01 | 2 | 2.0026 |  | United Arab Emirates | Dubai | Hard & Soft Landscaping | MBR - Dubai Hills Estate | PA-05 Phase 1 | EMAAR | Zaid Alhussain | Award | 2020 | Fixed Price Lump Sum | SITE WORK | Paving and surfacing | Asphalt Base; To Tennis/Basketball Sports Court; As Detail 5 On Drawing Lsc-Ld-Pa05-9001 And Material And Finishes Schedule Lsc-Gn-Pa05-0005; Compacted Sub-Grade Material; As Engineer'S Details And Specification & Drawings Lsc-Ld-Pa05-9001, 9002 & 9003 | 40721 | m² | AED | 1
2020-01 | 2 | 2.0026 |  | United Arab Emirates | Dubai | Hard & Soft Landscaping | MBR - Dubai Hills Estate | PA-05 Phase 1 | EMAAR | Zaid Alhussain | Award | 2020 | Fixed Price Lump Sum | SITE WORK | Excavation | Excavation Of Trenches For Upvc Irrigation Pipes (Measured Separately); Including Disposal And Compaction As Irrigation Specification Section 32 8000 And Drawings Lsc-Ir-Pa05-7301-08, 7310-17, 7319-21, 7326-28, 7333-34, 7338-39, 7341-44, 7346-47, Lsc-Ir-Pa05-7201-7247, Lsc-Ir-Pa05-7001-7047, Lsc-Ld-Pa05-Pp2-9900 And Lsc-Ir-Pa05-7100; Depth Exceeding 1000 Mm But Not Exceeding 1500 Mm; For 25 Mm Diameter Pipes | 13925 | m | AED | 2
2020-01 | 2 | 2.0026 |  | United Arab Emirates | Dubai | Hard & Soft Landscaping | MBR - Dubai Hills Estate | PA-05 Phase 1 | EMAAR | Zaid Alhussain | Award | 2020 | Fixed Price Lump Sum | SITE WORK | Excavation | Excavation Of Trenches For Upvc Irrigation Pipes (Measured Separately); Including Disposal And Compaction As Irrigation Specification Section 32 8000 And Drawings Lsc-Ir-Pa05-7301-08, 7310-17, 7319-21, 7326-28, 7333-34, 7338-39, 7341-44, 7346-47, Lsc-Ir-Pa05-7201-7247, Lsc-Ir-Pa05-7001-7047, Lsc-Ld-Pa05-Pp2-9900 And Lsc-Ir-Pa05-7100; Depth Exceeding 1000 Mm But Not Exceeding 1500 Mm; For 40 Mm Diameter Pipes | 6224 | m | AED | 2
2020-01 | 2 | 2.0026 |  | United Arab Emirates | Dubai | Hard & Soft Landscaping | MBR - Dubai Hills Estate | PA-05 Phase 1 | EMAAR | Zaid Alhussain | Award | 2020 | Fixed Price Lump Sum | SITE WORK | Excavation | Excavation Of Trenches For Upvc Irrigation Pipes (Measured Separately); Including Disposal And Compaction As Irrigation Specification Section 32 8000 And Drawings Lsc-Ir-Pa05-7301-08, 7310-17, 7319-21, 7326-28, 7333-34, 7338-39, 7341-44, 7346-47, Lsc-Ir-Pa05-7201-7247, Lsc-Ir-Pa05-7001-7047, Lsc-Ld-Pa05-Pp2-9900 And Lsc-Ir-Pa05-7100; Depth Exceeding 1000 Mm But Not Exceeding 1500 Mm; For 50 Mm Diameter Pipes | 3422 | m | AED | 2
2020-01 | 2 | 2.0026 |  | United Arab Emirates | Dubai | Hard & Soft Landscaping | MBR - Dubai Hills Estate | PA-05 Phase 1 | EMAAR | Zaid Alhussain | Award | 2020 | Fixed Price Lump Sum | SITE WORK | Excavation | Excavation Of Trenches For Upvc Irrigation Pipes (Measured Separately); Including Disposal And Compaction As Irrigation Specification Section 32 8000 And Drawings Lsc-Ir-Pa05-7301-08, 7310-17, 7319-21, 7326-28, 7333-34, 7338-39, 7341-44, 7346-47, Lsc-Ir-Pa05-7201-7247, Lsc-Ir-Pa05-7001-7047, Lsc-Ld-Pa05-Pp2-9900 And Lsc-Ir-Pa05-7100; Depth Exceeding 1000 Mm But Not Exceeding 1500 Mm; For 75 Mm Diameter Pipes | 4885 | m | AED | 3
2020-01 | 2 | 2.0026 |  | United Arab Emirates | Dubai | Hard & Soft Landscaping | MBR - Dubai Hills Estate | PA-05 Phase 1 | EMAAR | Zaid Alhussain | Award | 2020 | Fixed Price Lump Sum | SITE WORK | Excavation | Excavation Of Trenches For Upvc Irrigation Pipes (Measured Separately); Including Disposal And Compaction As Irrigation Specification Section 32 8000 And Drawings Lsc-Ir-Pa05-7301-08, 7310-17, 7319-21, 7326-28, 7333-34, 7338-39, 7341-44, 7346-47, Lsc-Ir-Pa05-7201-7247, Lsc-Ir-Pa05-7001-7047, Lsc-Ld-Pa05-Pp2-9900 And Lsc-Ir-Pa05-7100; Depth Exceeding 1000 Mm But Not Exceeding 1500 Mm; For 100 Mm Diameter Pipes | 1800 | m | AED | 3
2020-01 | 2 | 2.0026 |  | United Arab Emirates | Dubai | Hard & Soft Landscaping | MBR - Dubai Hills Estate | PA-05 Phase 1 | EMAAR | Zaid Alhussain | Award | 2020 | Fixed Price Lump Sum | SITE WORK | Excavation | Excavation Of Trenches For Upvc Irrigation Pipes (Measured Separately); Including Disposal And Compaction As Irrigation Specification Section 32 8000 And Drawings Lsc-Ir-Pa05-7301-08, 7310-17, 7319-21, 7326-28, 7333-34, 7338-39, 7341-44, 7346-47, Lsc-Ir-Pa05-7201-7247, Lsc-Ir-Pa05-7001-7047, Lsc-Ld-Pa05-Pp2-9900 And Lsc-Ir-Pa05-7100; Depth Exceeding 1000 Mm But Not Exceeding 1500 Mm; For 150 Mm Diameter Pipes | 209 | m | AED | 3
2020-01 | 2 | 2.0027 |  | United Arab Emirates | Dubai | Hard & Soft Landscaping | MBR - Dubai Hills Estate | PA-05 Phase 1 | EMAAR | Zaid Alhussain | Award | 2020 | Fixed Price Lump Sum | SITE WORK | Excavation | Excavation Of Trenches For Upvc Irrigation Pipes (Measured Separately); Including Disposal And Compaction As Irrigation Specification Section 32 8000 And Drawings Lsc-Ir-Pa05-7301-08, 7310-17, 7319-21, 7326-28, 7333-34, 7338-39, 7341-44, 7346-47, Lsc-Ir-Pa05-7201-7247, Lsc-Ir-Pa05-7001-7047, Lsc-Ld-Pa05-Pp2-9900 And Lsc-Ir-Pa05-7100; Selected Backfill Compacted Layer By Layer For Irrigation Pipes And Ducts With Ancillary Work As Necessary; For 25 Mm Diameter Pipes | 13925 | m | AED | 0.25
2020-01 | 2 | 2.0027 |  | United Arab Emirates | Dubai | Hard & Soft Landscaping | MBR - Dubai Hills Estate | PA-05 Phase 1 | EMAAR | Zaid Alhussain | Award | 2020 | Fixed Price Lump Sum | SITE WORK | Excavation | Excavation Of Trenches For Upvc Irrigation Pipes (Measured Separately); Including Disposal And Compaction As Irrigation Specification Section 32 8000 And Drawings Lsc-Ir-Pa05-7301-08, 7310-17, 7319-21, 7326-28, 7333-34, 7338-39, 7341-44, 7346-47, Lsc-Ir-Pa05-7201-7247, Lsc-Ir-Pa05-7001-7047, Lsc-Ld-Pa05-Pp2-9900 And Lsc-Ir-Pa05-7100; Selected Backfill Compacted Layer By Layer For Irrigation Pipes And Ducts With Ancillary Work As Necessary; For 40 Mm Diameter Pipes | 6224 | m | AED | 0.25
2020-01 | 2 | 2.0027 |  | United Arab Emirates | Dubai | Hard & Soft Landscaping | MBR - Dubai Hills Estate | PA-05 Phase 1 | EMAAR | Zaid Alhussain | Award | 2020 | Fixed Price Lump Sum | SITE WORK | Excavation | Excavation Of Trenches For Upvc Irrigation Pipes (Measured Separately); Including Disposal And Compaction As Irrigation Specification Section 32 8000 And Drawings Lsc-Ir-Pa05-7301-08, 7310-17, 7319-21, 7326-28, 7333-34, 7338-39, 7341-44, 7346-47, Lsc-Ir-Pa05-7201-7247, Lsc-Ir-Pa05-7001-7047, Lsc-Ld-Pa05-Pp2-9900 And Lsc-Ir-Pa05-7100; Selected Backfill Compacted Layer By Layer For Irrigation Pipes And Ducts With Ancillary Work As Necessary; For 50 Mm Diameter Pipes | 3384 | m | AED | 0.25
2020-01 | 2 | 2.0027 |  | United Arab Emirates | Dubai | Hard & Soft Landscaping | MBR - Dubai Hills Estate | PA-05 Phase 1 | EMAAR | Zaid Alhussain | Award | 2020 | Fixed Price Lump Sum | SITE WORK | Excavation | Excavation Of Trenches For Upvc Irrigation Pipes (Measured Separately); Including Disposal And Compaction As Irrigation Specification Section 32 8000 And Drawings Lsc-Ir-Pa05-7301-08, 7310-17, 7319-21, 7326-28, 7333-34, 7338-39, 7341-44, 7346-47, Lsc-Ir-Pa05-7201-7247, Lsc-Ir-Pa05-7001-7047, Lsc-Ld-Pa05-Pp2-9900 And Lsc-Ir-Pa05-7100; Selected Backfill Compacted Layer By Layer For Irrigation Pipes And Ducts With Ancillary Work As Necessary; For 75 Mm Diameter Pipes | 4725 | m | AED | 0.25
2020-01 | 2 | 2.0027 |  | United Arab Emirates | Dubai | Hard & Soft Landscaping | MBR - Dubai Hills Estate | PA-05 Phase 1 | EMAAR | Zaid Alhussain | Award | 2020 | Fixed Price Lump Sum | SITE WORK | Excavation | Excavation Of Trenches For Upvc Irrigation Pipes (Measured Separately); Including Disposal And Compaction As Irrigation Specification Section 32 8000 And Drawings Lsc-Ir-Pa05-7301-08, 7310-17, 7319-21, 7326-28, 7333-34, 7338-39, 7341-44, 7346-47, Lsc-Ir-Pa05-7201-7247, Lsc-Ir-Pa05-7001-7047, Lsc-Ld-Pa05-Pp2-9900 And Lsc-Ir-Pa05-7100; Selected Backfill Compacted Layer By Layer For Irrigation Pipes And Ducts With Ancillary Work As Necessary; For 100 Mm Diameter Pipes | 1607 | m | AED | 0.25
2020-01 | 2 | 2.0027 |  | United Arab Emirates | Dubai | Hard & Soft Landscaping | MBR - Dubai Hills Estate | PA-05 Phase 1 | EMAAR | Zaid Alhussain | Award | 2020 | Fixed Price Lump Sum | SITE WORK | Excavation | Excavation Of Trenches For Upvc Irrigation Pipes (Measured Separately); Including Disposal And Compaction As Irrigation Specification Section 32 8000 And Drawings Lsc-Ir-Pa05-7301-08, 7310-17, 7319-21, 7326-28, 7333-34, 7338-39, 7341-44, 7346-47, Lsc-Ir-Pa05-7201-7247, Lsc-Ir-Pa05-7001-7047, Lsc-Ld-Pa05-Pp2-9900 And Lsc-Ir-Pa05-7100; Selected Backfill Compacted Layer By Layer For Irrigation Pipes And Ducts With Ancillary Work As Necessary; For 150 Mm Diameter Pipes | 209 | m | AED | 0.25
2020-01 | 2 | 2.0027 |  | United Arab Emirates | Dubai | Hard & Soft Landscaping | MBR - Dubai Hills Estate | PA-05 Phase 1 | EMAAR | Zaid Alhussain | Award | 2020 | Fixed Price Lump Sum | SITE WORK | Underground drainage | Beds And Surrounds; Selected Sand Bedding 100 Mm Thick For Irrigation Upvc Pipework And Ancillary Work As Necessary; For 50 Mm Diameter Pipes | 38 | m | AED | 0.25
2020-01 | 2 | 2.0027 |  | United Arab Emirates | Dubai | Hard & Soft Landscaping | MBR - Dubai Hills Estate | PA-05 Phase 1 | EMAAR | Zaid Alhussain | Award | 2020 | Fixed Price Lump Sum | SITE WORK | Underground drainage | Beds And Surrounds; Selected Sand Bedding 100 Mm Thick For Irrigation Upvc Pipework And Ancillary Work As Necessary; For 75 Mm Diameter Pipes | 160 | m | AED | 0.25
2020-01 | 2 | 2.0027 |  | United Arab Emirates | Dubai | Hard & Soft Landscaping | MBR - Dubai Hills Estate | PA-05 Phase 1 | EMAAR | Zaid Alhussain | Award | 2020 | Fixed Price Lump Sum | SITE WORK | Underground drainage | Beds And Surrounds; Selected Sand Bedding 100 Mm Thick For Irrigation Upvc Pipework And Ancillary Work As Necessary; For 100 Mm Diameter Pipes | 193 | m | AED | 0.25
2020-01 | 2 | 2.0027 |  | United Arab Emirates | Dubai | Hard & Soft Landscaping | MBR - Dubai Hills Estate | PA-05 Phase 1 | EMAAR | Zaid Alhussain | Award | 2020 | Fixed Price Lump Sum | SITE WORK | Filling | Selected Backfill Material Free From Lumps, Stones And Sharp Objects Surrounds For Irrigation Upvc Pipework And Ancillary Work As Necessary; For 50 Mm Diameter Pipes | 38 | m | AED | 0.25
2020-01 | 2 | 2.0028 |  | United Arab Emirates | Dubai | Hard & Soft Landscaping | MBR - Dubai Hills Estate | PA-05 Phase 1 | EMAAR | Zaid Alhussain | Award | 2020 | Fixed Price Lump Sum | SITE WORK | Filling | Selected Backfill Material Free From Lumps, Stones And Sharp Objects Surrounds For Irrigation Upvc Pipework And Ancillary Work As Necessary; For 75 Mm Diameter Pipes | 160 | m | AED | 0.25
2020-01 | 2 | 2.0028 |  | United Arab Emirates | Dubai | Hard & Soft Landscaping | MBR - Dubai Hills Estate | PA-05 Phase 1 | EMAAR | Zaid Alhussain | Award | 2020 | Fixed Price Lump Sum | SITE WORK | Filling | Selected Backfill Material Free From Lumps, Stones And Sharp Objects Surrounds For Irrigation Upvc Pipework And Ancillary Work As Necessary; For 100 Mm Diameter Pipes | 193 | m | AED | 0.25
2020-01 | 2 | 2.0028 |  | United Arab Emirates | Dubai | Hard & Soft Landscaping | MBR - Dubai Hills Estate | PA-05 Phase 1 | EMAAR | Zaid Alhussain | Award | 2020 | Fixed Price Lump Sum | SITE WORK | Paving and surfacing | Precast Concrete Paving; To Driveway; Laid In Random Staggered Pattern To Falls And Cross Falls; Exposed Aggregate, Tumbled & Shot Blast Finish; Charcoal Grey (50%) & Mid Grey (50%) Colour; On And Including 50 Mm Thick Sand Bedding And 5 Mm Thick Sand Fill Joints; As Detail 1 On Drawing Lsc-Ld-Pa05-9003 And Material And Finishes Schedule Lsc-Gn-Pa05-0005; Type Pv-01; Size 120 X 160 X 80 Mm Thick, 160 X 160 X 80 Mm Thick And 240 X 160 X 80 Mm Thick | 4012 | m² | AED | 95
2020-01 | 2 | 2.0028 |  | United Arab Emirates | Dubai | Hard & Soft Landscaping | MBR - Dubai Hills Estate | PA-05 Phase 1 | EMAAR | Zaid Alhussain | Award | 2020 | Fixed Price Lump Sum | SITE WORK | Paving and surfacing | Precast Concrete Paving; To Streetscape Walkway; Laid In Random Staggered Pattern To Falls And Cross Falls; Exposed Aggregate, Tumbled & Shot Blast Finish; Mid Grey (50%) & Light Grey (50%) Colour; On And Including 50 Mm Thick Sand Bedding And 3 Mm Thick Sand Fill Joints; As Detail 3 On Drawing Lsc-Ld-Pa05-9003 And Material And Finishes Schedule Lsc-Gn-Pa05-0005; Type Pv-02; Size 120 X 160 X 60 Mm Thick, 160 X 160 X 60 Mm Thick And 240 X 160 X 60 Mm Thick | 12801 | m² | AED | 95
2020-01 | 2 | 2.0028 |  | United Arab Emirates | Dubai | Hard & Soft Landscaping | MBR - Dubai Hills Estate | PA-05 Phase 1 | EMAAR | Zaid Alhussain | Award | 2020 | Fixed Price Lump Sum | SITE WORK | Paving and surfacing | Precast Concrete Paving; To Public Open Space Footpath; Laid In Random Staggered Pattern To Falls And Cross Falls; Exposed Aggregate, Tumbled & Shot Blast Finish; Mid Brown (75%) & Beige (25%) Colour; On And Including 50 Mm Thick Sand Bedding And 3 Mm Thick Sand Fill Joints; As Detail 1 On Drawing Lsc-Ld-Pa05-9001 And Material And Finishes Schedule Lsc-Gn-Pa05-0005; Type Pv-03; Size 120 X 160 X 60 Mm Thick, 160 X 160 X 60 Mm Thick And 240 X 160 X 60 Mm Thick | 10830 | m² | AED | 95
2020-01 | 2 | 2.0028 |  | United Arab Emirates | Dubai | Hard & Soft Landscaping | MBR - Dubai Hills Estate | PA-05 Phase 1 | EMAAR | Zaid Alhussain | Award | 2020 | Fixed Price Lump Sum | SITE WORK | Paving and surfacing | Precast Concrete Paving; Banding At Edges To Driveway; Laid In Pattern To Falls And Cross Falls; Exposed Aggregate, Tumbled & Shot Blast Finish; Charcoal Grey Colour; On And Including 50 Mm Thick Mortar Bedding & Concrete Hunching And Grouting Joints; As Detail 6 On Drawing Lsc-Ld-Pa05-9001 And Material And Finishes Schedule Lsc-Gn-Pa05-0005; Type B-01; Size 200 X 200 X 80 Mm Thick; 200Mm Wide Border | 6208 | m | AED | 22
2020-01 | 2 | 2.0028 |  | United Arab Emirates | Dubai | Hard & Soft Landscaping | MBR - Dubai Hills Estate | PA-05 Phase 1 | EMAAR | Zaid Alhussain | Award | 2020 | Fixed Price Lump Sum | SITE WORK | Paving and surfacing | Precast Concrete Paving; Banding At Edges To Driveway; Laid In Pattern To Falls And Cross Falls; Exposed Aggregate, Tumbled & Shot Blast Finish; Charcoal Grey Colour; On And Including 50 Mm Thick Mortar Bedding & Concrete Hunching And Grouting Joints; As Detail 6 On Drawing Lsc-Ld-Pa05-9001 And Material And Finishes Schedule Lsc-Gn-Pa05-0005; Type B-01; Size 200 X 200 X 80 Mm Thick; 400 Mm Wide Border | 3862 | m | AED | 43
2020-01 | 2 | 2.0028 |  | United Arab Emirates | Dubai | Hard & Soft Landscaping | MBR - Dubai Hills Estate | PA-05 Phase 1 | EMAAR | Zaid Alhussain | Award | 2020 | Fixed Price Lump Sum | SITE WORK | Paving and surfacing | Precast Concrete Paving; Banding At Edges To Public Open Space Footpath; Laid In Pattern To Falls And Cross Falls; Exposed Aggregate, Tumbled & Shot Blast Finish; Charcoal Grey Colour; On And Including 50 Mm Thick Mortar Bedding & Concrete Hunching And Grouting Joints; As Detail 1 On Drawing Lsc-Ld-Pa05-9001 And Material And Finishes Schedule Lsc-Gn-Pa05-0005; Type B-02; Size 200 X 200 X 60 Mm Thick; 200Mm Wide Border | 31895 | m | AED | 22
2020-01 | 2 | 2.0028 |  | United Arab Emirates | Dubai | Hard & Soft Landscaping | MBR - Dubai Hills Estate | PA-05 Phase 1 | EMAAR | Zaid Alhussain | Award | 2020 | Fixed Price Lump Sum | SITE WORK | Landscaping | Hoggin/Self Binding Stone Paving; To Picnic, Gathering Area & Petangue Courts; Natural Finish; Beige Colour; As Detail 3 On Drawing Lsc-Ld-Pa05-9001 And Material And Finishes Schedule Lsc-Gn-Pa05-0005; Type Pv-05; Size Range From 20 Mm To Dust, 50 Mm Thick | 1712 | m² | AED | 67
2020-01 | 2 | 2.0028 |  | United Arab Emirates | Dubai | Hard & Soft Landscaping | MBR - Dubai Hills Estate | PA-05 Phase 1 | EMAAR | Zaid Alhussain | Award | 2020 | Fixed Price Lump Sum | SITE WORK | Paving and surfacing | Wet Pour Rubber Impact Course And Base Rubber; To Play Area Safety Surface; Laid In Pattern To Falls And Cross Falls, If Required; On And Including Necessary Bases And Subbases; As Detail 5 On Drawing Lsc-Ld-Pa05-9001, Material And Finishes Schedule Lsc-Gn-Pa05-0005 And Play Area Safety Surface Manufacturer'S Recommendations; Type Pv-06 | 604 | m² | AED | 560
2020-01 | 2 | 2.0029 |  | United Arab Emirates | Dubai | Hard & Soft Landscaping | MBR - Dubai Hills Estate | PA-05 Phase 1 | EMAAR | Zaid Alhussain | Award | 2020 | Fixed Price Lump Sum | SITE WORK | Landscaping | Acrylic & Water Based Polyurethane Paint Top Layer With Acrylic Primer; To Tennis/Basketball Sports Court Surface; Laid In Pattern To Falls And Cross Falls, If Required; Dark Blue And Light Runoff Colour; On Asphalt Base (Measured Elsewhere); As Detail 5 On Drawing Lsc-Ld-Pa05-9001 And Material And Finishes Schedule Lsc-Gn-Pa05-0005; Type Pv-07/Pv-08 | 577 | m² | AED | 81
2020-01 | 2 | 2.0029 |  | United Arab Emirates | Dubai | Hard & Soft Landscaping | MBR - Dubai Hills Estate | PA-05 Phase 1 | EMAAR | Zaid Alhussain | Award | 2020 | Fixed Price Lump Sum | SITE WORK | Landscaping | Local Sand; To Xeriscape Area; Natural Finish; Natural Colour; As Detail 1 On Drawing Lsc-Ld-Pa05-9002 And Material And Finishes Schedule Lsc-Gn-Pa05-0005; Type S-01 | 37296 | m² | AED | 4
2020-01 | 2 | 2.0029 |  | United Arab Emirates | Dubai | Hard & Soft Landscaping | MBR - Dubai Hills Estate | PA-05 Phase 1 | EMAAR | Zaid Alhussain | Award | 2020 | Fixed Price Lump Sum | SITE WORK | Filling | Silica Sand; To Play Area; Size 2 Mm; Natural Finish; Beige Colour; As Detail 2 On Drawing Lsc-Ld-Pa05-9002 And Material And Finishes Schedule Lsc-Gn-Pa05-0005; Type S-02; 150 Mm Thick | 367 | m² | AED | 43
2020-01 | 2 | 2.0029 |  | United Arab Emirates | Dubai | Hard & Soft Landscaping | MBR - Dubai Hills Estate | PA-05 Phase 1 | EMAAR | Zaid Alhussain | Award | 2020 | Fixed Price Lump Sum | SITE WORK | Landscaping | Loose Laid Gravel Mulch; Size 50 To 75 Mm Diameter; Natural Finish; Grey Colour; As Detail 3 On Drawing Lsc-Ld-Pa05-9002 And Material And Finishes Schedule Lsc-Gn-Pa05-0005; Type Ag-01; 150 Mm Thick | 1231 | m² | AED | 38
2020-01 | 2 | 2.0029 |  | United Arab Emirates | Dubai | Hard & Soft Landscaping | MBR - Dubai Hills Estate | PA-05 Phase 1 | EMAAR | Zaid Alhussain | Award | 2020 | Fixed Price Lump Sum | SITE WORK | Landscaping | Natural Boulders; Beige Colour, Natural Finish; Random Pattern; Bedded 1/3 Into 150 Mm Thick Prepared Subgrade; As Engineer'S Details And Specification & Detail 6 On Drawing Lsc-Ld-Pa05-9002; Type Bl-01B; Size 400 To 600 Mm Long And High | 6 | Nr | AED | 324
2020-01 | 2 | 2.0029 |  | United Arab Emirates | Dubai | Hard & Soft Landscaping | MBR - Dubai Hills Estate | PA-05 Phase 1 | EMAAR | Zaid Alhussain | Award | 2020 | Fixed Price Lump Sum | SITE WORK | Landscaping | Natural Boulders; Beige Colour, Natural Finish; Random Pattern; Bedded 1/3 Into 150 Mm Thick Prepared Subgrade; As Engineer'S Details And Specification & Detail 6 On Drawing Lsc-Ld-Pa05-9002; Type Bl-01C; Size 300 To 400 Mm Long And High | 12 | Nr | AED | 324
2020-01 | 2 | 2.0029 |  | United Arab Emirates | Dubai | Hard & Soft Landscaping | MBR - Dubai Hills Estate | PA-05 Phase 1 | EMAAR | Zaid Alhussain | Award | 2020 | Fixed Price Lump Sum | SITE WORK | Paving and surfacing | Kerbs And Edgings; Precast Concrete Kerbs; Kerb At Edges To Sand Play Areas; Exposed Aggregate, Shot Blast Finish; Grey Colour; Including 200 Mm Thick X 225 Mm Wide Concrete Bedding And Hunching; Over 70 Mm Thick X 225 Mm Wide Compacted Sub-Base, All Necessary Additional Excavation, Disposal, Formwork, Jointing And Pointing; As Detail 7 On Drawing Lsc-Ld-Pa05-9002 And Material And Finishes Schedule Lsc-Gn-Pa05-0005; Type Pin Kerb Cu-02; 150 Mm Wide And Height Varies | 619 | m | AED | 100
2020-01 | 2 | 2.0029 |  | United Arab Emirates | Dubai | Hard & Soft Landscaping | MBR - Dubai Hills Estate | PA-05 Phase 1 | EMAAR | Zaid Alhussain | Award | 2020 | Fixed Price Lump Sum | SITE WORK | Landscaping | Geotextile Filter Fabric; Woven Geotextile Fabric, Made From Polyolefins Or Polyesters; Class 2, Aashto M 288; As Drawings Lsc-Ld-Pa05-9001, 9002 & 9003 And Section 32400 Of Specification 19-6187-Keo-Lan-Spc-001; To Pavings | 27422 | m² | AED | 0.1
2020-01 | 2 | 2.0029 |  | United Arab Emirates | Dubai | Hard & Soft Landscaping | MBR - Dubai Hills Estate | PA-05 Phase 1 | EMAAR | Zaid Alhussain | Award | 2020 | Fixed Price Lump Sum | SITE WORK | Landscaping | Geotextile Filter Fabric; Nonwoven, Needle-Punched Geotextile, Made From Polyolefins Or Polyesters; Astm D 4759; Weight 220 G/M² To According To Astm D 5261, Water Flow Rate 110 Liters/M² According To Astm D 4491; As Drawings Lsc-Ld-Pa05-9001, 9002 & 9003 And Section 32400 Of Specification 19-6187-Keo-Lan-Spc-001; To Playground Protective Surfacing | 38894 | m² | AED | 0.1
2020-01 | 2 | 2.0029 |  | United Arab Emirates | Dubai | Hard & Soft Landscaping | MBR - Dubai Hills Estate | PA-05 Phase 1 | EMAAR | Zaid Alhussain | Award | 2020 | Fixed Price Lump Sum | SITE WORK | Landscaping | Caulked Joints; 30 Mm Thick; Including Premolded Expansion Joint Filler, Mastic Sealant And Foam Backer Rod; Joint Depth From Finished Surface Level To Bottom Of Subbase; As Detail 04 & 08On Drawing Lsc-Ld-Pa05-9002 And Specifications; To Interface Between Footpath And Sports Courts | 85 | m | AED | 6
2020-01 | 2 | 2.003 |  | United Arab Emirates | Dubai | Hard & Soft Landscaping | MBR - Dubai Hills Estate | PA-05 Phase 1 | EMAAR | Zaid Alhussain | Award | 2020 | Fixed Price Lump Sum | SITE WORK | Landscaping | Caulked Joints; 30 Mm Thick; Including Premolded Expansion Joint Filler, Mastic Sealant And Foam Backer Rod; Joint Depth From Finished Surface Level To Bottom Of Subbase; As Detail 04 & 08On Drawing Lsc-Ld-Pa05-9002 And Specifications; Allow For Joints To Paving Including Infill; Complete As Required; As Detail 8 On Drawing Lsc-Ld-Pa05-9002 | 1 | Item | AED | 500
2020-01 | 2 | 2.003 |  | United Arab Emirates | Dubai | Hard & Soft Landscaping | MBR - Dubai Hills Estate | PA-05 Phase 1 | EMAAR | Zaid Alhussain | Award | 2020 | Fixed Price Lump Sum | SITE WORK | Landscaping | Planting Soil Mix; As Specifications With Zander Mycorrhiza Organic Amendment At 2 Liters Per Plant Pit/ Well Evenly Blended; As Drawing Lsc-Ld-Pa05-9601; To Tree Pits | 1662 | m³ | AED | 40
2020-01 | 2 | 2.003 |  | United Arab Emirates | Dubai | Hard & Soft Landscaping | MBR - Dubai Hills Estate | PA-05 Phase 1 | EMAAR | Zaid Alhussain | Award | 2020 | Fixed Price Lump Sum | SITE WORK | Landscaping | Planting Soil Mix; As Specifications With Zander Mycorrhiza Organic Amendment At 0.25 Liters Each Shrub Pit Thoroughly Blended; As Drawing Lsc-Ld-Pa05-9600; To Planting Areas | 29115 | m³ | AED | 40
2020-01 | 2 | 2.003 |  | United Arab Emirates | Dubai | Hard & Soft Landscaping | MBR - Dubai Hills Estate | PA-05 Phase 1 | EMAAR | Zaid Alhussain | Award | 2020 | Fixed Price Lump Sum | SITE WORK | Landscaping | Pre-Emergent Herbicide; As Section 329200 Of Specification 19-6187-Keo-Lan-Spc-001; To Planting Areas | 35478 | m² | AED | 0.1
2020-01 | 2 | 2.003 |  | United Arab Emirates | Dubai | Hard & Soft Landscaping | MBR - Dubai Hills Estate | PA-05 Phase 1 | EMAAR | Zaid Alhussain | Award | 2020 | Fixed Price Lump Sum | SITE WORK | Landscaping | Tree Stakes; 2 No Of 50 Mm Diameter X 3000 Mm Long Galvanized Steel Pipe, Painted Black; With Threaded Cap; Including Approved Rubber Cinch Ties; As Detail 3 On Drawing Lsc-Ld-Pa05-9601; To Trees | 962 | Nr | AED | 10
2020-01 | 2 | 2.003 |  | United Arab Emirates | Dubai | Hard & Soft Landscaping | MBR - Dubai Hills Estate | PA-05 Phase 1 | EMAAR | Zaid Alhussain | Award | 2020 | Fixed Price Lump Sum | SITE WORK | Landscaping | Root Barrier; Black, Molded, Modular Panels 600 Mm High, 2.2 Mm Thick; Manufactured With Minimum 50 Percent Recycled Polyethylene Plastic With Uv Inhibitors; As Section 32 9300 Of Specification 19-6187-Keo-Lan-Spc-001; To Tree Pits | 1449 | m² | AED | 50
2020-01 | 2 | 2.003 |  | United Arab Emirates | Dubai | Hard & Soft Landscaping | MBR - Dubai Hills Estate | PA-05 Phase 1 | EMAAR | Zaid Alhussain | Award | 2020 | Fixed Price Lump Sum | SITE WORK | Landscaping | Soft Landscaping; Including All Necessary Additional Earthwork, Fertilisers And The Like; As Drawing Lsc-Gn-Pa05-0006 And Section 329200 & 329300 Of Specification 19-6187-Keo-Lan-Spc-001; Grass; Pennisetum Setaceum; Pen Rub; 300-500 Mm Overall Height, 300-500 Mm Spread, At 6 No/M² And 400 Mm Spacing | 49970 | Nr | AED | 3
2020-01 | 2 | 2.003 |  | United Arab Emirates | Dubai | Hard & Soft Landscaping | MBR - Dubai Hills Estate | PA-05 Phase 1 | EMAAR | Zaid Alhussain | Award | 2020 | Fixed Price Lump Sum | SITE WORK | Landscaping | Soft Landscaping; Including All Necessary Additional Earthwork, Fertilisers And The Like; As Drawing Lsc-Gn-Pa05-0006 And Section 329200 & 329300 Of Specification 19-6187-Keo-Lan-Spc-001; Grass; Pennisetum Setaceum; Pen Set; 300-500 Mm Overall Height, 300-500 Mm Spread, At 6 No/M² And 400 Mm Spacing | 71890 | Nr | AED | 3
2020-01 | 2 | 2.003 |  | United Arab Emirates | Dubai | Hard & Soft Landscaping | MBR - Dubai Hills Estate | PA-05 Phase 1 | EMAAR | Zaid Alhussain | Award | 2020 | Fixed Price Lump Sum | SITE WORK | Landscaping | Soft Landscaping; Including All Necessary Additional Earthwork, Fertilisers And The Like; As Drawing Lsc-Gn-Pa05-0006 And Section 329200 & 329300 Of Specification 19-6187-Keo-Lan-Spc-001; Groundcovers; Allamanda Cathartica; All.Cat; 500-700 Mm Overall Height, 300-500 Mm Spread, At 8 No/M² And 350 Mm Spacing | 19722 | Nr | AED | 5
2020-01 | 2 | 2.003 |  | United Arab Emirates | Dubai | Hard & Soft Landscaping | MBR - Dubai Hills Estate | PA-05 Phase 1 | EMAAR | Zaid Alhussain | Award | 2020 | Fixed Price Lump Sum | SITE WORK | Landscaping | Soft Landscaping; Including All Necessary Additional Earthwork, Fertilisers And The Like; As Drawing Lsc-Gn-Pa05-0006 And Section 329200 & 329300 Of Specification 19-6187-Keo-Lan-Spc-001; Groundcovers; Asystasia Gangeti; Asy Gan; 200-300 Mm Overall Height, 200-300 Mm Spread, At 6 No/M² And 400 Mm Spacing | 12532 | Nr | AED | 3
2020-01 | 2 | 2.0031 |  | United Arab Emirates | Dubai | Hard & Soft Landscaping | MBR - Dubai Hills Estate | PA-05 Phase 1 | EMAAR | Zaid Alhussain | Award | 2020 | Fixed Price Lump Sum | SITE WORK | Landscaping | Soft Landscaping; Including All Necessary Additional Earthwork, Fertilisers And The Like; As Drawing Lsc-Gn-Pa05-0006 And Section 329200 & 329300 Of Specification 19-6187-Keo-Lan-Spc-001; Groundcovers; Carpobrotus Edulis; Car Edu; 200-300 Mm Overall Height, 200 Mm Spread, At 6 No/M² And 400 Mm Spacing | 13286 | Nr | AED | 3
2020-01 | 2 | 2.0031 |  | United Arab Emirates | Dubai | Hard & Soft Landscaping | MBR - Dubai Hills Estate | PA-05 Phase 1 | EMAAR | Zaid Alhussain | Award | 2020 | Fixed Price Lump Sum | SITE WORK | Landscaping | Soft Landscaping; Including All Necessary Additional Earthwork, Fertilisers And The Like; As Drawing Lsc-Gn-Pa05-0006 And Section 329200 & 329300 Of Specification 19-6187-Keo-Lan-Spc-001; Groundcovers; Catharanthus Roseus; Cat Ros; 100-150 Mm Overall Height, 250 Mm Spread, At 6 No/M² And 400 Mm Spacing | 14070 | Nr | AED | 2
2020-01 | 2 | 2.0031 |  | United Arab Emirates | Dubai | Hard & Soft Landscaping | MBR - Dubai Hills Estate | PA-05 Phase 1 | EMAAR | Zaid Alhussain | Award | 2020 | Fixed Price Lump Sum | SITE WORK | Landscaping | Soft Landscaping; Including All Necessary Additional Earthwork, Fertilisers And The Like; As Drawing Lsc-Gn-Pa05-0006 And Section 329200 & 329300 Of Specification 19-6187-Keo-Lan-Spc-001; Groundcovers; Ruellia Ciliosa; Rue Cil; 300-500 Mm Overall Height, 300-500 Mm Spread, At 6 No/M² And 400 Mm Spacing | 15996 | Nr | AED | 3
2020-01 | 2 | 2.0031 |  | United Arab Emirates | Dubai | Hard & Soft Landscaping | MBR - Dubai Hills Estate | PA-05 Phase 1 | EMAAR | Zaid Alhussain | Award | 2020 | Fixed Price Lump Sum | SITE WORK | Landscaping | Soft Landscaping; Including All Necessary Additional Earthwork, Fertilisers And The Like; As Drawing Lsc-Gn-Pa05-0006 And Section 329200 & 329300 Of Specification 19-6187-Keo-Lan-Spc-001; Groundcovers; Sesuvium Portulacastrium; Ses Por; 150 Mm Overall Height, 150 Mm Spread, At 6 No/M² And 400 Mm Spacing | 17333 | Nr | AED | 2
2020-01 | 2 | 2.0031 |  | United Arab Emirates | Dubai | Hard & Soft Landscaping | MBR - Dubai Hills Estate | PA-05 Phase 1 | EMAAR | Zaid Alhussain | Award | 2020 | Fixed Price Lump Sum | SITE WORK | Landscaping | Soft Landscaping; Including All Necessary Additional Earthwork, Fertilisers And The Like; As Drawing Lsc-Gn-Pa05-0006 And Section 329200 & 329300 Of Specification 19-6187-Keo-Lan-Spc-001; Shrubs; Vitex Agnus - Castus; Vit Cas; 400-600 Mm Overall Height, 500 Mm Spread, 1500 Mm Spacing | 224 | Nr | AED | 8
2020-01 | 2 | 2.0031 |  | United Arab Emirates | Dubai | Hard & Soft Landscaping | MBR - Dubai Hills Estate | PA-05 Phase 1 | EMAAR | Zaid Alhussain | Award | 2020 | Fixed Price Lump Sum | SITE WORK | Landscaping | Soft Landscaping; Including All Necessary Additional Earthwork, Fertilisers And The Like; As Drawing Lsc-Gn-Pa05-0006 And Section 329200 & 329300 Of Specification 19-6187-Keo-Lan-Spc-001; Shrubs; Aloe Vera; Alo Vera; 350 Mm Overall Height, 400 Mm Spread, 1500 Mm Spacing | 285 | Nr | AED | 30
2020-01 | 2 | 2.0031 |  | United Arab Emirates | Dubai | Hard & Soft Landscaping | MBR - Dubai Hills Estate | PA-05 Phase 1 | EMAAR | Zaid Alhussain | Award | 2020 | Fixed Price Lump Sum | SITE WORK | Landscaping | Soft Landscaping; Including All Necessary Additional Earthwork, Fertilisers And The Like; As Drawing Lsc-Gn-Pa05-0006 And Section 329200 & 329300 Of Specification 19-6187-Keo-Lan-Spc-001; Shrubs Area; Adenium Obesum; Ade Obe; 300-400 Mm Overall Height, 300-400 Mm Spread, At 4 No/M² And 500 Mm Spacing | 6829 | Nr | AED | 6
2020-01 | 2 | 2.0031 |  | United Arab Emirates | Dubai | Hard & Soft Landscaping | MBR - Dubai Hills Estate | PA-05 Phase 1 | EMAAR | Zaid Alhussain | Award | 2020 | Fixed Price Lump Sum | SITE WORK | Landscaping | Soft Landscaping; Including All Necessary Additional Earthwork, Fertilisers And The Like; As Drawing Lsc-Gn-Pa05-0006 And Section 329200 & 329300 Of Specification 19-6187-Keo-Lan-Spc-001; Shrubs Area; Bougainvillea Glabra; Bou Gla; 400-600 Mm Overall Height, 300-400 Mm Spread, At 4 No/M² And 500 Mm Spacing | 15079 | Nr | AED | 4
2020-01 | 2 | 2.0031 |  | United Arab Emirates | Dubai | Hard & Soft Landscaping | MBR - Dubai Hills Estate | PA-05 Phase 1 | EMAAR | Zaid Alhussain | Award | 2020 | Fixed Price Lump Sum | SITE WORK | Landscaping | Soft Landscaping; Including All Necessary Additional Earthwork, Fertilisers And The Like; As Drawing Lsc-Gn-Pa05-0006 And Section 329200 & 329300 Of Specification 19-6187-Keo-Lan-Spc-001; Shrubs Area; Caesalpinia Pulcherrima; Cae Pul; 400-600 Mm Overall Height, 400-600 Mm Spread, At 4 No/M² And 500 Mm Spacing | 12257 | Nr | AED | 4
2020-01 | 2 | 2.0031 |  | United Arab Emirates | Dubai | Hard & Soft Landscaping | MBR - Dubai Hills Estate | PA-05 Phase 1 | EMAAR | Zaid Alhussain | Award | 2020 | Fixed Price Lump Sum | SITE WORK | Landscaping | Soft Landscaping; Including All Necessary Additional Earthwork, Fertilisers And The Like; As Drawing Lsc-Gn-Pa05-0006 And Section 329200 & 329300 Of Specification 19-6187-Keo-Lan-Spc-001; Shrubs Area; Clerodendrum Inerme; Cle Ine; 300-500 Mm Overall Height, 400 Mm Spread, At 6 No/M² And 400 Mm Spacing | 23605 | Nr | AED | 2.3
2020-01 | 2 | 2.0032 |  | United Arab Emirates | Dubai | Hard & Soft Landscaping | MBR - Dubai Hills Estate | PA-05 Phase 1 | EMAAR | Zaid Alhussain | Award | 2020 | Fixed Price Lump Sum | SITE WORK | Landscaping | Soft Landscaping; Including All Necessary Additional Earthwork, Fertilisers And The Like; As Drawing Lsc-Gn-Pa05-0006 And Section 329200 & 329300 Of Specification 19-6187-Keo-Lan-Spc-001; Shrubs Area; Thevetia Peruviana; The Per; 400-600 Mm Overall Height, 300 Mm Spread, At 4 No/M² And 500 Mm Spacing | 13537 | Nr | AED | 4
2020-01 | 2 | 2.0032 |  | United Arab Emirates | Dubai | Hard & Soft Landscaping | MBR - Dubai Hills Estate | PA-05 Phase 1 | EMAAR | Zaid Alhussain | Award | 2020 | Fixed Price Lump Sum | SITE WORK | Landscaping | Soft Landscaping; Including All Necessary Additional Earthwork, Fertilisers And The Like; As Drawing Lsc-Gn-Pa05-0006 And Section 329200 & 329300 Of Specification 19-6187-Keo-Lan-Spc-001; Trees; Azadirachta Indica; Aza Ind; 3.0 M Overall Height, 1.8 M Trunk | 461 | Nr | AED | 380
2020-01 | 2 | 2.0032 |  | United Arab Emirates | Dubai | Hard & Soft Landscaping | MBR - Dubai Hills Estate | PA-05 Phase 1 | EMAAR | Zaid Alhussain | Award | 2020 | Fixed Price Lump Sum | SITE WORK | Landscaping | Soft Landscaping; Including All Necessary Additional Earthwork, Fertilisers And The Like; As Drawing Lsc-Gn-Pa05-0006 And Section 329200 & 329300 Of Specification 19-6187-Keo-Lan-Spc-001; Trees; Cassia Fistula; Cas Fis; 2.5 M Overall Height, 1.5 M Trunk | 23 | Nr | AED | 380
2020-01 | 2 | 2.0032 |  | United Arab Emirates | Dubai | Hard & Soft Landscaping | MBR - Dubai Hills Estate | PA-05 Phase 1 | EMAAR | Zaid Alhussain | Award | 2020 | Fixed Price Lump Sum | SITE WORK | Landscaping | Soft Landscaping; Including All Necessary Additional Earthwork, Fertilisers And The Like; As Drawing Lsc-Gn-Pa05-0006 And Section 329200 & 329300 Of Specification 19-6187-Keo-Lan-Spc-001; Trees; Delonix Regia; Del Reg; 2.5 M Overall Height, 1.8 M Trunk | 384 | Nr | AED | 380
2020-01 | 2 | 2.0032 |  | United Arab Emirates | Dubai | Hard & Soft Landscaping | MBR - Dubai Hills Estate | PA-05 Phase 1 | EMAAR | Zaid Alhussain | Award | 2020 | Fixed Price Lump Sum | SITE WORK | Landscaping | Soft Landscaping; Including All Necessary Additional Earthwork, Fertilisers And The Like; As Drawing Lsc-Gn-Pa05-0006 And Section 329200 & 329300 Of Specification 19-6187-Keo-Lan-Spc-001; Trees; Plumeria Obtusa; Plu Obt; 2.0 M Overall Height, 1.5 M Trunk | 47 | Nr | AED | 380
2020-01 | 2 | 2.0032 |  | United Arab Emirates | Dubai | Hard & Soft Landscaping | MBR - Dubai Hills Estate | PA-05 Phase 1 | EMAAR | Zaid Alhussain | Award | 2020 | Fixed Price Lump Sum | SITE WORK | Landscaping | Soft Landscaping; Including All Necessary Additional Earthwork, Fertilisers And The Like; As Drawing Lsc-Gn-Pa05-0006 And Section 329200 & 329300 Of Specification 19-6187-Keo-Lan-Spc-001; Trees; Pongamia Glabra; Pon Gla; 2.5 M Overall Height, 1.5 M Trunk | 47 | Nr | AED | 570
2020-01 | 2 | 2.0032 |  | United Arab Emirates | Dubai | Hard & Soft Landscaping | MBR - Dubai Hills Estate | PA-05 Phase 1 | EMAAR | Zaid Alhussain | Award | 2020 | Fixed Price Lump Sum | SITE WORK | Landscaping | Grass Lawn; As Drawing Lsc-Gn-Pa05-0006-Rev 1 And Section 329200 & 329300 Of Specification 19-6187-Keo-Lan-Spc-001; Paspalum Vaginatum; Pas Vag; 60 Mm Overall Height | 15168 | m² | AED | 15
2020-01 | 2 | 2.0032 |  | United Arab Emirates | Dubai | Hard & Soft Landscaping | MBR - Dubai Hills Estate | PA-05 Phase 1 | EMAAR | Zaid Alhussain | Award | 2020 | Fixed Price Lump Sum | SITE WORK | Landscaping | Geotextile Filter Fabric; Nonwoven Geotextile, Made From Polypropylene, Polyolefin, Or Polyester Fibers; As Drawings Lsc-Ld-Pa05-9001, 9002 & 9003 And Section 329300 Of Specification 19-6187-Keo-Lan-Spc-001; To Tree Pits And Planting Areas | 72348 | m² | AED | 0.1
2020-01 | 2 | 2.0032 |  | United Arab Emirates | Dubai | Hard & Soft Landscaping | MBR - Dubai Hills Estate | PA-05 Phase 1 | EMAAR | Zaid Alhussain | Award | 2020 | Fixed Price Lump Sum | SITE WORK | Landscaping | Geotextile Filter Fabric; Nonwoven Geotextile, Made From Polypropylene, Polyolefin, Or Polyester Fibers; As Drawings Lsc-Ld-Pa05-9001, 9002 & 9003 And Section 329300 Of Specification 19-6187-Keo-Lan-Spc-001; Berm For Water Basin; To Trees; 100 Mm High; As Drawing Lsc-Ld-Pa05-9601 | 2240 | m | AED | 6
2020-01 | 2 | 2.0032 |  | United Arab Emirates | Dubai | Hard & Soft Landscaping | MBR - Dubai Hills Estate | PA-05 Phase 1 | EMAAR | Zaid Alhussain | Award | 2020 | Fixed Price Lump Sum | CONCRETE WORK | Poured concrete | Poured Plain Concrete; As Drawing Lsc-Ld-Pa05-9152; Blinding; 50 Mm Thick | 13 | m³ | AED | 300
2020-01 | 2 | 2.0033 |  | United Arab Emirates | Dubai | Hard & Soft Landscaping | MBR - Dubai Hills Estate | PA-05 Phase 1 | EMAAR | Zaid Alhussain | Award | 2020 | Fixed Price Lump Sum | CONCRETE WORK | Poured concrete | Poured Plain Concrete; As Drawing Lsc-Ld-Pa05-9152; Blinding; To Steps; 60 Mm Thick | 16 | m³ | AED | 300
2020-01 | 2 | 2.0033 |  | United Arab Emirates | Dubai | Hard & Soft Landscaping | MBR - Dubai Hills Estate | PA-05 Phase 1 | EMAAR | Zaid Alhussain | Award | 2020 | Fixed Price Lump Sum | CONCRETE WORK | Poured concrete | Poured Plain Concrete; As Detail 02 On Drawing Lsc-Ld-Pa05-9300; Blinding; To Feature Bench; 150 Mm Thick | 2 | m³ | AED | 360
2020-01 | 2 | 2.0033 |  | United Arab Emirates | Dubai | Hard & Soft Landscaping | MBR - Dubai Hills Estate | PA-05 Phase 1 | EMAAR | Zaid Alhussain | Award | 2020 | Fixed Price Lump Sum | CONCRETE WORK | Poured concrete | Poured Plain Concrete; Grade C40; As Drawings Lsc-Ld-Pa05-9001, 9002 And 9003; Beds; To Paving Bands; 150Mm Thick | 1605 | m³ | AED | 360
2020-01 | 2 | 2.0033 |  | United Arab Emirates | Dubai | Hard & Soft Landscaping | MBR - Dubai Hills Estate | PA-05 Phase 1 | EMAAR | Zaid Alhussain | Award | 2020 | Fixed Price Lump Sum | CONCRETE WORK | Poured concrete | Poured Reinforced Concrete; Grade C40; As Engineer'S Details; Including Necessary Reinforcement; As Drawing Lsc-Ld-Pa05-9301 And 9302; Foundations; Picnic Tables, Bicycle Stands, Seat With Backrest And Bollard | 69 | m³ | AED | 360
2020-01 | 2 | 2.0033 |  | United Arab Emirates | Dubai | Hard & Soft Landscaping | MBR - Dubai Hills Estate | PA-05 Phase 1 | EMAAR | Zaid Alhussain | Award | 2020 | Fixed Price Lump Sum | CONCRETE WORK | Poured concrete | Poured Reinforced Concrete; Grade C40; As Engineer'S Details; Including Necessary Reinforcement; As Drawings Lsc-Ld-Pa05-9500, 9800 And 9801; Foundations; Fence | 16 | m³ | AED | 360
2020-01 | 2 | 2.0033 |  | United Arab Emirates | Dubai | Hard & Soft Landscaping | MBR - Dubai Hills Estate | PA-05 Phase 1 | EMAAR | Zaid Alhussain | Award | 2020 | Fixed Price Lump Sum | CONCRETE WORK | Poured concrete | Poured Reinforced Concrete; Grade C12/15, Cca 0.06 M3; Including Chemical Anchor And Necessary Reinforcement; As Drawing Lsc-Ld-Pa05-9303; Foundations; Litter Bins And Pet Waste Bin | 2 | m³ | AED | 360
2020-01 | 2 | 2.0033 |  | United Arab Emirates | Dubai | Hard & Soft Landscaping | MBR - Dubai Hills Estate | PA-05 Phase 1 | EMAAR | Zaid Alhussain | Award | 2020 | Fixed Price Lump Sum | CONCRETE WORK | Poured concrete | Poured Reinforced Concrete; Grade C40; Including Necessary Reinforcement; As Drawings Lsc-Ld-Pa05-9400; Foundations; Terraforce Walls | 154 | m³ | AED | 360
2020-01 | 2 | 2.0033 |  | United Arab Emirates | Dubai | Hard & Soft Landscaping | MBR - Dubai Hills Estate | PA-05 Phase 1 | EMAAR | Zaid Alhussain | Award | 2020 | Fixed Price Lump Sum | CONCRETE WORK | Poured concrete | Poured Reinforced Concrete; Grade C50; Including Mineral Plaster, Textured Finish; Grey Colour; Anti Slip Band At Edges; As Drawing Lsc-Ld-Pa05-9152 And Material And Finishes Schedule Lsc-Gn-Pa05-0005; Steps | 27 | m³ | AED | 360
2020-01 | 2 | 2.0033 |  | United Arab Emirates | Dubai | Hard & Soft Landscaping | MBR - Dubai Hills Estate | PA-05 Phase 1 | EMAAR | Zaid Alhussain | Award | 2020 | Fixed Price Lump Sum | CONCRETE WORK | Poured concrete | Poured Reinforced Concrete; Grade C50; Including Necessary Reinforcement; As Drawing Lsc-Ld-Pa05-9152 And Material And Finishes Schedule Lsc-Ld-Pa05-9802; Foundations; Light Poles | 32 | m³ | AED | 360
2020-01 | 2 | 2.0033 |  | United Arab Emirates | Dubai | Hard & Soft Landscaping | MBR - Dubai Hills Estate | PA-05 Phase 1 | EMAAR | Zaid Alhussain | Award | 2020 | Fixed Price Lump Sum | CONCRETE WORK | Poured concrete | Poured Reinforced Concrete; Grade C40; As Engineer'S Details; Including Necessary Reinforcement; As Detail 02 On Drawing Lsc-Ld-Pa05-9300; Foundations; Feature Bench | 6 | m³ | AED | 360
2020-01 | 2 | 2.0034 |  | United Arab Emirates | Dubai | Hard & Soft Landscaping | MBR - Dubai Hills Estate | PA-05 Phase 1 | EMAAR | Zaid Alhussain | Award | 2020 | Fixed Price Lump Sum | CONCRETE WORK | Poured concrete | Poured Reinforced Concrete; Grade C50; Including Mineral Plaster, Textured Finish; Grey Colour; As Drawing Lsc-Ld-Pa05-9152 And Material And Finishes Schedule Lsc-Gn-Pa05-0005; Step Low Upstands | 7 | m³ | AED | 360
2020-01 | 2 | 2.0034 |  | United Arab Emirates | Dubai | Hard & Soft Landscaping | MBR - Dubai Hills Estate | PA-05 Phase 1 | EMAAR | Zaid Alhussain | Award | 2020 | Fixed Price Lump Sum | CONCRETE WORK | Poured concrete | Poured Reinforced Concrete; Grade C50; Including Mineral Plaster, Textured Finish; Grey Colour; As Drawing Lsc-Ld-Pa05-9152 And Material And Finishes Schedule Lsc-Gn-Pa05-0005; Allow For Foundations And Bases To Shade Structures; Size 900 X 900 X 1200 Mm; Including Reinforced Concrete, Sub-Bases, Excavation, Disposal, Reinforcement, Formwork And Fixing Arrangement Complete As Necessary Including Design; As Drawing Lsc-Ld-Pa05-9200 | 40 | Nr | AED | 5000
2020-01 | 2 | 2.0034 |  | United Arab Emirates | Dubai | Hard & Soft Landscaping | MBR - Dubai Hills Estate | PA-05 Phase 1 | EMAAR | Zaid Alhussain | Award | 2020 | Fixed Price Lump Sum | CONCRETE WORK | Reinforcement | Reinforcement; Generally; Steps | 2.68 | t | AED | 5000
2020-01 | 2 | 2.0034 |  | United Arab Emirates | Dubai | Hard & Soft Landscaping | MBR - Dubai Hills Estate | PA-05 Phase 1 | EMAAR | Zaid Alhussain | Award | 2020 | Fixed Price Lump Sum | CONCRETE WORK | Reinforcement | Reinforcement; Generally; Step Low Upstands | 0.41 | t | AED | 5000
2020-01 | 2 | 2.0034 |  | United Arab Emirates | Dubai | Hard & Soft Landscaping | MBR - Dubai Hills Estate | PA-05 Phase 1 | EMAAR | Zaid Alhussain | Award | 2020 | Fixed Price Lump Sum | CONCRETE WORK | Shuttering | Shuttering; Generally; To Edges Of Beds; 150Mm Thick | 79522 | m | AED | 4
2020-01 | 2 | 2.0034 |  | United Arab Emirates | Dubai | Hard & Soft Landscaping | MBR - Dubai Hills Estate | PA-05 Phase 1 | EMAAR | Zaid Alhussain | Award | 2020 | Fixed Price Lump Sum | CONCRETE WORK | Shuttering | Shuttering; Generally; To Sides Of Foundations | 1217 | m² | AED | 75
2020-01 | 2 | 2.0034 |  | United Arab Emirates | Dubai | Hard & Soft Landscaping | MBR - Dubai Hills Estate | PA-05 Phase 1 | EMAAR | Zaid Alhussain | Award | 2020 | Fixed Price Lump Sum | CONCRETE WORK | Shuttering | Shuttering; Generally; To Sides Of Upstands | 35 | m² | AED | 75
2020-01 | 2 | 2.0034 |  | United Arab Emirates | Dubai | Hard & Soft Landscaping | MBR - Dubai Hills Estate | PA-05 Phase 1 | EMAAR | Zaid Alhussain | Award | 2020 | Fixed Price Lump Sum | CONCRETE WORK | Shuttering | Shuttering; Generally; To Sides Of Stairs | 83 | m² | AED | 75
2020-01 | 2 | 2.0034 |  | United Arab Emirates | Dubai | Hard & Soft Landscaping | MBR - Dubai Hills Estate | PA-05 Phase 1 | EMAAR | Zaid Alhussain | Award | 2020 | Fixed Price Lump Sum | MASONRY | Walls and piers | Precast Block Walls; Combination Of Concrete Filled Bottom Blocks, Middle Blocks With Keys And Keyless Top Blocks; Block Size 400 X 350 X 225 Mm; Rockface Finish; Tan Colour; 3 Mm But Joint; Including Minimum 300 Mm Wide Free Draining Granular Fill To Earth Face; Slow Draining Well Graded Sand And Gravel To Earth Face At Lower Levels; Including Geogrid Reinforcement And Drain Pipe And Weep Holes; As Detail 10 On Drawing Lsc-Ld-Pa05-9400; Terraforce Walls | 607 | m² | AED | 550
2020-01 | 2 | 2.0034 |  | United Arab Emirates | Dubai | Hard & Soft Landscaping | MBR - Dubai Hills Estate | PA-05 Phase 1 | EMAAR | Zaid Alhussain | Award | 2020 | Fixed Price Lump Sum | MASONRY | Walls and piers | Precast Block Walls; Combination Of Concrete Filled Bottom Blocks, Middle Blocks With Keys And Keyless Top Blocks; Block Size 400 X 350 X 225 Mm; Rockface Finish; Tan Colour; 3 Mm But Joint; Including Minimum 300 Mm Wide Free Draining Granular Fill To Earth Face; Slow Draining Well Graded Sand And Gravel To Earth Face At Lower Levels; Including Geogrid Reinforcement And Drain Pipe And Weep Holes; As Detail 10 On Drawing Lsc-Ld-Pa05-9400; Surface Drain Collector Block; 260 Mm Wide; At Top Of Terraforce Walls; As Detail 10 On Drawing Lsc-Ld-Pa05-9400 | 518 | m | AED | 48
2020-01 | 2 | 2.0035 |  | United Arab Emirates | Dubai | Hard & Soft Landscaping | MBR - Dubai Hills Estate | PA-05 Phase 1 | EMAAR | Zaid Alhussain | Award | 2020 | Fixed Price Lump Sum | METALWORK | Non structural metalwork | Galvanized Steel Railings; Fabricated From 25 X 50 Mm Top Galvanized Steel Handrail And 15 Mm Galvanized Steel Bar Verticals And Bottom Rail Members; 80 X 50 Mm Galvanized Steel Square Tube Posts; Including Base Plate, Grout, Finishing And Fixing Accessories; As Detail 10 On Drawing Lsc-Ld-Pa05-9152; Type R01; 900 Mm High; To Ramp And Steps | 65 | m | AED | 1200
2020-01 | 2 | 2.0035 |  | United Arab Emirates | Dubai | Hard & Soft Landscaping | MBR - Dubai Hills Estate | PA-05 Phase 1 | EMAAR | Zaid Alhussain | Award | 2020 | Fixed Price Lump Sum | METALWORK | Non structural metalwork | Aluminum Fence; Powder Coated Finish; Grey Colour; Made Of 50 X 50 X 3 Mm Thick Hollow Section Top & Bottom Frame And Gate Post; 30 X 30 Mm Square Bar Vertical Fence Railing Members; Polished Finish; Grey Colour; Including All Necessary Finishing, Fixings And Accessories As Required; As Detail 01 On Drawing Lsc-Ld-Pa05-9500 And Material And Finishes Schedule Lsc-Gn-Pa05-0005; Type F01; 1200 Mm High | 388 | m | AED | 1200
2020-01 | 2 | 2.0035 |  | United Arab Emirates | Dubai | Hard & Soft Landscaping | MBR - Dubai Hills Estate | PA-05 Phase 1 | EMAAR | Zaid Alhussain | Award | 2020 | Fixed Price Lump Sum | METALWORK | Non structural metalwork | Steel Fence; Hot Galvanized Steel; Polyester Powder Coated Finish; Green Colour; Made Of Powder Coat Black Weld Mesh Fence Of 2.3 X 3.2 Mm Diameter; 60 Mm Diameter G.I. Vertical Bracing In Corner & Gate; 76 Mm Diameter G.I. Gate Fixing Post; 42 Mm Midrail; Including All Necessary Finishing, Fixings And Accessories As Required; As Drawing Lsc-Ld-Pa05-9801 And Material And Finishes Schedule Lsc-Gn-Pa05-0005; Type F03; 2700 Mm High | 33 | m | AED | 550
2020-01 | 2 | 2.0035 |  | United Arab Emirates | Dubai | Hard & Soft Landscaping | MBR - Dubai Hills Estate | PA-05 Phase 1 | EMAAR | Zaid Alhussain | Award | 2020 | Fixed Price Lump Sum | METALWORK | Non structural metalwork | Steel Post; Galvanized Steel Finish; Powder Coated Paint; Including Top Mounting Angle And Sub Surface Mounted; To Engineer'S Details; As Drawing Lsc-Ld-Pa05-9200; To Shade Structure; 4.50 To 6.0 M Height | 36 | Nr | AED | 6000
2020-01 | 2 | 2.0035 |  | United Arab Emirates | Dubai | Hard & Soft Landscaping | MBR - Dubai Hills Estate | PA-05 Phase 1 | EMAAR | Zaid Alhussain | Award | 2020 | Fixed Price Lump Sum | METALWORK | Non structural metalwork | Steel Post; Galvanized Steel Finish; Powder Coated Paint; Including Top Mounting Angle And Sub Surface Mounted; To Engineer'S Details; As Drawing Lsc-Ld-Pa05-9200; Canopy Tensile Fabric To Shade Structure; Uv Coated Finish; Beige Colour; Including G.I. Cable And Fixing Bracket; Installed As Manufacturer'S Details And Engineer'S And Drawing Lsc-Ld-Pa05-9200 And Material And Finishes Schedule Lsc-Gn-Pa05-0005 | 1100 | m² | AED | 232
2020-01 | 2 | 2.0035 |  | United Arab Emirates | Dubai | Hard & Soft Landscaping | MBR - Dubai Hills Estate | PA-05 Phase 1 | EMAAR | Zaid Alhussain | Award | 2020 | Fixed Price Lump Sum | METALWORK | Non structural metalwork | Base Plate; 50 Mm Thick Leveling Shrink Grouting; 4M20 Grade 8.8 Anchor Bolts, With Minimum 400 Mm Embedded; 3 Mm Assembly Plate Welded To Anchor; As Detail 01 And 02 On Drawing Lsc-Ld-Pa05-9802; Base Plate; Size 300 X 300 X 20. Mm Thick; To Light Pole Foundation | 54 | Nr | AED | 200
2020-01 | 2 | 2.0035 |  | United Arab Emirates | Dubai | Hard & Soft Landscaping | MBR - Dubai Hills Estate | PA-05 Phase 1 | EMAAR | Zaid Alhussain | Award | 2020 | Fixed Price Lump Sum | METALWORK | Non structural metalwork | Hoop Board With Net On Post; To Basketball Court; Including Concrete Foundation, Finishing And All Necessary Fixings; As Detail 02 On Drawing Lsc-Ld-Pa05-9801 And Manufacturer'S Recommendations; Size 1800 Mm X 1200Mm Hoop Board X 3900 Mm High Post | 2 | Nr | AED | 11400
2020-01 | 2 | 2.0035 |  | United Arab Emirates | Dubai | Hard & Soft Landscaping | MBR - Dubai Hills Estate | PA-05 Phase 1 | EMAAR | Zaid Alhussain | Award | 2020 | Fixed Price Lump Sum | METALWORK | Non structural metalwork | Net With Post; Type Eq-24; To Volleyball Play Area; 3200 Mm High Post; Including Concrete Foundation, Finishing And All Necessary Fixings; As Detail 05 On Drawing Lsc-Ld-Pa05-9801 And Manufacturer'S Recommendations; Net Size 11000 Mm Long X 800 Mm High | 2 | Nr | AED | 7600
2020-01 | 2 | 2.0035 |  | United Arab Emirates | Dubai | Hard & Soft Landscaping | MBR - Dubai Hills Estate | PA-05 Phase 1 | EMAAR | Zaid Alhussain | Award | 2020 | Fixed Price Lump Sum | THERMAL AND MOISTURE PROTECTION | Coverings and linings | Waterproofing To Stair Steps; As Drawing Lsc-Ld-Pa05-9152 | 93 | m² | AED | 50
2020-01 | 2 | 2.0035 |  | United Arab Emirates | Dubai | Hard & Soft Landscaping | MBR - Dubai Hills Estate | PA-05 Phase 1 | EMAAR | Zaid Alhussain | Award | 2020 | Fixed Price Lump Sum | THERMAL AND MOISTURE PROTECTION | Coverings and linings | Waterproofing To Feature Bench; As Details 02 On Drawing Lsc-Ld-Pa05-9300 | 23 | m² | AED | 50
2020-01 | 2 | 2.0036 |  | United Arab Emirates | Dubai | Hard & Soft Landscaping | MBR - Dubai Hills Estate | PA-05 Phase 1 | EMAAR | Zaid Alhussain | Award | 2020 | Fixed Price Lump Sum | ACCESSORIES | Generally | Park Seat With Backrest; Type Ff-01; Cast Aluminium With Hardwood; Grey Ral 9007; Including All Necessary Finishings And Fixings; As Detail 01 On Drawing Lsc-Ld-Pa05-9300; Size 180 Mm Long X 548 Mm Wide X 450/767 Mm High | 25 | Nr | AED | 5000
2020-01 | 2 | 2.0036 |  | United Arab Emirates | Dubai | Hard & Soft Landscaping | MBR - Dubai Hills Estate | PA-05 Phase 1 | EMAAR | Zaid Alhussain | Award | 2020 | Fixed Price Lump Sum | ACCESSORIES | Generally | Precast Concrete Bench; Type Ff-02; Grey Colour; Polished Finish; Including Finishings, Mortar And Mechnical Fixing; As Detail 02 On Drawing Lsc-Ld-Pa05-9300; Size 6090 X 650 X 500 Mm | 1 | Nr | AED | 8123
2020-01 | 2 | 2.0036 |  | United Arab Emirates | Dubai | Hard & Soft Landscaping | MBR - Dubai Hills Estate | PA-05 Phase 1 | EMAAR | Zaid Alhussain | Award | 2020 | Fixed Price Lump Sum | ACCESSORIES | Generally | Precast Concrete Bench; Type Ff-02; Grey Colour; Polished Finish; Including Finishings, Mortar And Mechnical Fixing; As Detail 02 On Drawing Lsc-Ld-Pa05-9300; Size 8100 X 650 X 500 Mm | 1 | Nr | AED | 10830
2020-01 | 2 | 2.0036 |  | United Arab Emirates | Dubai | Hard & Soft Landscaping | MBR - Dubai Hills Estate | PA-05 Phase 1 | EMAAR | Zaid Alhussain | Award | 2020 | Fixed Price Lump Sum | ACCESSORIES | Generally | Precast Concrete Bench; Type Ff-02; Grey Colour; Polished Finish; Including Finishings, Mortar And Mechnical Fixing; As Detail 02 On Drawing Lsc-Ld-Pa05-9300; Size 5980 X 650 X 500 Mm | 1 | Nr | AED | 8123
2020-01 | 2 | 2.0036 |  | United Arab Emirates | Dubai | Hard & Soft Landscaping | MBR - Dubai Hills Estate | PA-05 Phase 1 | EMAAR | Zaid Alhussain | Award | 2020 | Fixed Price Lump Sum | ACCESSORIES | Generally | Picnic Table And Benches; Type Ff-03; Cast Aluminium With Hardwood; Grey Ral 9007 Colour; Including All Necessary Finishings And Fixings; As Detail 01 On Drawing Lsc-Ld-Pa05-9301; Size 1520 X 470 X 450 Mm | 42 | Nr | AED | 1900
2020-01 | 2 | 2.0036 |  | United Arab Emirates | Dubai | Hard & Soft Landscaping | MBR - Dubai Hills Estate | PA-05 Phase 1 | EMAAR | Zaid Alhussain | Award | 2020 | Fixed Price Lump Sum | ACCESSORIES | Generally | Picnic Table And Benches; Type Ff-03; Cast Aluminium With Hardwood; Grey Ral 9007 Colour; Including All Necessary Finishings And Fixings; As Detail 01 On Drawing Lsc-Ld-Pa05-9301; Size 1520 X 710 X 720 Mm | 21 | Nr | AED | 6000
2020-01 | 2 | 2.0036 |  | United Arab Emirates | Dubai | Hard & Soft Landscaping | MBR - Dubai Hills Estate | PA-05 Phase 1 | EMAAR | Zaid Alhussain | Award | 2020 | Fixed Price Lump Sum | ACCESSORIES | Generally | Litter Bins Including Recycling Bin; Type Ff-04; Cast Aluminium With Hardwood; Grey Ral 9007 Colour; Powder Coated Finish; Including All Necessary Finishings And Fixings; As Detail 01 And 03 On Drawing Lsc-Ld-Pa05-9303; Size 580 X 370 X 1060 Mm | 42 | Nr | AED | 4180
2020-01 | 2 | 2.0036 |  | United Arab Emirates | Dubai | Hard & Soft Landscaping | MBR - Dubai Hills Estate | PA-05 Phase 1 | EMAAR | Zaid Alhussain | Award | 2020 | Fixed Price Lump Sum | ACCESSORIES | Generally | Cycle Racks; Type Ff-05; Stainless Steel; Grey Ral 9007 Colour; Powder Coated Finish; Including All Necessary Finishings And Fixings; As Detail 01 On Drawing Lsc-Ld-Pa05-9302; Size 600 Long X 1005 Mm High | 35 | Nr | AED | 2375
2020-01 | 2 | 2.0036 |  | United Arab Emirates | Dubai | Hard & Soft Landscaping | MBR - Dubai Hills Estate | PA-05 Phase 1 | EMAAR | Zaid Alhussain | Award | 2020 | Fixed Price Lump Sum | ACCESSORIES | Generally | Pet Waste Bin; Type Ff-06; Stainless Steel; On 50 Mm Diameter Pole; Including All Necessary Finishings And Fixings; As Detail 02 On Drawing Lsc-Ld-Pa05-9303; Size 310 X 310 X 580 Mm | 24 | Nr | AED | 1520
2020-01 | 2 | 2.0036 |  | United Arab Emirates | Dubai | Hard & Soft Landscaping | MBR - Dubai Hills Estate | PA-05 Phase 1 | EMAAR | Zaid Alhussain | Award | 2020 | Fixed Price Lump Sum | FURNISHINGS | Generally | Play Equipments As Per Manufacturer'S Specifications; With And Including Posts, Grade C25 Reinforced Concrete Footing, Anchor Bolts, Fasteners, Finishes And All Necessary Fixing Accessories (As Required); Combined Swing; Type Pe-03; Black Cords And Lime Green Structure Colour; As Detail 03 On Drawing Lsc-Ld-Pa05-9700 | 1 | Nr | AED | 25000
2020-01 | 2 | 2.0037 |  | United Arab Emirates | Dubai | Hard & Soft Landscaping | MBR - Dubai Hills Estate | PA-05 Phase 1 | EMAAR | Zaid Alhussain | Award | 2020 | Fixed Price Lump Sum | FURNISHINGS | Generally | Play Equipments As Per Manufacturer'S Specifications; With And Including Posts, Grade C25 Reinforced Concrete Footing, Anchor Bolts, Fasteners, Finishes And All Necessary Fixing Accessories (As Required); Springer - Hippo; Type Pe-05; Orange Colour; As Detail 05 On Drawing Lsc-Ld-Pa05-9700 | 1 | Nr | AED | 4275
2020-01 | 2 | 2.0037 |  | United Arab Emirates | Dubai | Hard & Soft Landscaping | MBR - Dubai Hills Estate | PA-05 Phase 1 | EMAAR | Zaid Alhussain | Award | 2020 | Fixed Price Lump Sum | FURNISHINGS | Generally | Play Equipments As Per Manufacturer'S Specifications; With And Including Posts, Grade C25 Reinforced Concrete Footing, Anchor Bolts, Fasteners, Finishes And All Necessary Fixing Accessories (As Required); Springer - Snake; Type Pe-06; Orange Colour; As Detail 06 On Drawing Lsc-Ld-Pa05-9700 | 1 | Nr | AED | 3800
2020-01 | 2 | 2.0037 |  | United Arab Emirates | Dubai | Hard & Soft Landscaping | MBR - Dubai Hills Estate | PA-05 Phase 1 | EMAAR | Zaid Alhussain | Award | 2020 | Fixed Price Lump Sum | FURNISHINGS | Generally | Play Equipments As Per Manufacturer'S Specifications; With And Including Posts, Grade C25 Reinforced Concrete Footing, Anchor Bolts, Fasteners, Finishes And All Necessary Fixing Accessories (As Required); Multi Climber And Tower; Type Pe-13; Silver And Orange Structure Colour; As Detail 02 On Drawing Lsc-Ld-Pa05-9702 | 1 | Nr | AED | 450000
2020-01 | 2 | 2.0037 |  | United Arab Emirates | Dubai | Hard & Soft Landscaping | MBR - Dubai Hills Estate | PA-05 Phase 1 | EMAAR | Zaid Alhussain | Award | 2020 | Fixed Price Lump Sum | FURNISHINGS | Generally | Play Equipments As Per Manufacturer'S Specifications; With And Including Posts, Grade C25 Reinforced Concrete Footing, Anchor Bolts, Fasteners, Finishes And All Necessary Fixing Accessories (As Required); Global Motion - Spinner; Type Pe-14; Grey And Lime Green Colour;As Detail 04 On Drawing Lsc-Ld-Pa05-9702 | 1 | Nr | AED | 150000
2020-01 | 2 | 2.0037 |  | United Arab Emirates | Dubai | Hard & Soft Landscaping | MBR - Dubai Hills Estate | PA-05 Phase 1 | EMAAR | Zaid Alhussain | Award | 2020 | Fixed Price Lump Sum | FURNISHINGS | Generally | Play Equipments As Per Manufacturer'S Specifications; With And Including Posts, Grade C25 Reinforced Concrete Footing, Anchor Bolts, Fasteners, Finishes And All Necessary Fixing Accessories (As Required); Spinner Bowl; Type Pe-15; Green Colour; As Detail 05 On Drawing Lsc-Ld-Pa05-9702 | 5 | Nr | AED | 7600
2020-01 | 2 | 2.0037 |  | United Arab Emirates | Dubai | Hard & Soft Landscaping | MBR - Dubai Hills Estate | PA-05 Phase 1 | EMAAR | Zaid Alhussain | Award | 2020 | Fixed Price Lump Sum | FURNISHINGS | Generally | Play Equipments As Per Manufacturer'S Specifications; With And Including Posts, Grade C25 Reinforced Concrete Footing, Anchor Bolts, Fasteners, Finishes And All Necessary Fixing Accessories (As Required); 3 Seater Carousel; Type Pe-16; Green Colour; As Detail 06 On Drawing Lsc-Ld-Pa05-9702 | 1 | Nr | AED | 47500
2020-01 | 2 | 2.0037 |  | United Arab Emirates | Dubai | Hard & Soft Landscaping | MBR - Dubai Hills Estate | PA-05 Phase 1 | EMAAR | Zaid Alhussain | Award | 2020 | Fixed Price Lump Sum | ACCESSORIES | Generally | Frimon - Table Tennis; Type Pe-17; Blue Colour; Reinforced Cast Stone, Acid Etched And Waterproofed And All Necessary Fixings; As Detail 01 On Drawing Lsc-Ld-Pa05-9703; Size 2743 X 1524 X 762/914 Mm | 8 | Nr | AED | 17100
2020-01 | 2 | 2.0037 |  | United Arab Emirates | Dubai | Hard & Soft Landscaping | MBR - Dubai Hills Estate | PA-05 Phase 1 | EMAAR | Zaid Alhussain | Award | 2020 | Fixed Price Lump Sum | ACCESSORIES | Generally | Frimon - Table Tennis; Type Pe-17; Blue Colour; Reinforced Cast Stone, Acid Etched And Waterproofed And All Necessary Fixings; As Detail 01 On Drawing Lsc-Ld-Pa05-9703; Hammock; Type Pe-18; Orange Colour; Including 2 No Grade C25 Concrete Foundation Of Size 800 X 500 X 500 Mm And All Necessary Fixings; As Detail 02 On Drawing Lsc-Ld-Pa05-9703 | 6 | Nr | AED | 19000
2020-01 | 2 | 2.0037 |  | United Arab Emirates | Dubai | Hard & Soft Landscaping | MBR - Dubai Hills Estate | PA-05 Phase 1 | EMAAR | Zaid Alhussain | Award | 2020 | Fixed Price Lump Sum | FURNISHINGS | Generally | Fitness Equipments As Per Manufacturer'S Specifications; With And Including Reinforced Concrete Footing, Anchor Bolts, Fasteners, Finishes And All Necessary Fixing Accessories (As Required); Chin Up Bars; Type Fe-01; As Detail 01 On Drawing Lsc-Ld-Pa05-9705 | 4 | Nr | AED | 16000
2020-01 | 2 | 2.0037 |  | United Arab Emirates | Dubai | Hard & Soft Landscaping | MBR - Dubai Hills Estate | PA-05 Phase 1 | EMAAR | Zaid Alhussain | Award | 2020 | Fixed Price Lump Sum | FURNISHINGS | Generally | Fitness Equipments As Per Manufacturer'S Specifications; With And Including Reinforced Concrete Footing, Anchor Bolts, Fasteners, Finishes And All Necessary Fixing Accessories (As Required); Jump Touch Beam; Type Fe-02; As Detail 02 On Drawing Lsc-Ld-Pa05-9705 | 3 | Nr | AED | 12000
2020-01 | 2 | 2.0038 |  | United Arab Emirates | Dubai | Hard & Soft Landscaping | MBR - Dubai Hills Estate | PA-05 Phase 1 | EMAAR | Zaid Alhussain | Award | 2020 | Fixed Price Lump Sum | FURNISHINGS | Generally | Fitness Equipments As Per Manufacturer'S Specifications; With And Including Reinforced Concrete Footing, Anchor Bolts, Fasteners, Finishes And All Necessary Fixing Accessories (As Required); Knee Lift; Type Fe-03; As Detail 02 On Drawing Lsc-Ld-Pa05-9705 | 4 | Nr | AED | 15000
2020-01 | 2 | 2.0038 |  | United Arab Emirates | Dubai | Hard & Soft Landscaping | MBR - Dubai Hills Estate | PA-05 Phase 1 | EMAAR | Zaid Alhussain | Award | 2020 | Fixed Price Lump Sum | FURNISHINGS | Generally | Fitness Equipments As Per Manufacturer'S Specifications; With And Including Reinforced Concrete Footing, Anchor Bolts, Fasteners, Finishes And All Necessary Fixing Accessories (As Required); Broad Jump; Type Fe-04; As Detail 03 On Drawing Lsc-Ld-Pa05-9705 | 2 | Nr | AED | 12000
2020-01 | 2 | 2.0038 |  | United Arab Emirates | Dubai | Hard & Soft Landscaping | MBR - Dubai Hills Estate | PA-05 Phase 1 | EMAAR | Zaid Alhussain | Award | 2020 | Fixed Price Lump Sum | FURNISHINGS | Generally | Fitness Equipments As Per Manufacturer'S Specifications; With And Including Reinforced Concrete Footing, Anchor Bolts, Fasteners, Finishes And All Necessary Fixing Accessories (As Required); Spring Up Bars; Type Fe-05; As Detail 05 On Drawing Lsc-Ld-Pa05-9705 | 2 | Nr | AED | 15000
2020-01 | 2 | 2.0038 |  | United Arab Emirates | Dubai | Hard & Soft Landscaping | MBR - Dubai Hills Estate | PA-05 Phase 1 | EMAAR | Zaid Alhussain | Award | 2020 | Fixed Price Lump Sum | FURNISHINGS | Generally | Fitness Equipments As Per Manufacturer'S Specifications; With And Including Reinforced Concrete Footing, Anchor Bolts, Fasteners, Finishes And All Necessary Fixing Accessories (As Required); Fitness Ladder; Type Fe-06;As Detail 06 On Drawing Lsc-Ld-Pa05-9705 | 4 | Nr | AED | 18000
2020-01 | 2 | 2.0038 |  | United Arab Emirates | Dubai | Hard & Soft Landscaping | MBR - Dubai Hills Estate | PA-05 Phase 1 | EMAAR | Zaid Alhussain | Award | 2020 | Fixed Price Lump Sum | SITE WORK | Landscaping | Acrylic Paint Guide Line; To Tennis/Basketball Court; As Detail 04 On Drawing Lsc-Ld-Pa05-9001 And International Standard; Guide Lines | 365 | m | AED | 12
2020-01 | 2 | 2.0038 |  | United Arab Emirates | Dubai | Hard & Soft Landscaping | MBR - Dubai Hills Estate | PA-05 Phase 1 | EMAAR | Zaid Alhussain | Award | 2020 | Fixed Price Lump Sum | SITE WORK | Landscaping | Irrigation Installation Complete; As Landscape Specifications Section 32 8000 And Drawings Lsc-Ir-Pa05-7301-08, 7310-17, 7319-21, 7326-28, 7333-34, 7338-39, 7341-44, 7346-47, Lsc-Ir-Pa05-7201-7247, Lsc-Ir-Pa05-7001-7047 And Lsc-Ir-Pa05-7100; Upvc Pipework Class E; 25 Mm Diameter Pipes | 13925 | m | AED | 8
2020-01 | 2 | 2.0038 |  | United Arab Emirates | Dubai | Hard & Soft Landscaping | MBR - Dubai Hills Estate | PA-05 Phase 1 | EMAAR | Zaid Alhussain | Award | 2020 | Fixed Price Lump Sum | SITE WORK | Landscaping | Irrigation Installation Complete; As Landscape Specifications Section 32 8000 And Drawings Lsc-Ir-Pa05-7301-08, 7310-17, 7319-21, 7326-28, 7333-34, 7338-39, 7341-44, 7346-47, Lsc-Ir-Pa05-7201-7247, Lsc-Ir-Pa05-7001-7047 And Lsc-Ir-Pa05-7100; Upvc Pipework Class D; 40 Mm Diameter Pipes | 6224 | m | AED | 9.5
2020-01 | 2 | 2.0038 |  | United Arab Emirates | Dubai | Hard & Soft Landscaping | MBR - Dubai Hills Estate | PA-05 Phase 1 | EMAAR | Zaid Alhussain | Award | 2020 | Fixed Price Lump Sum | SITE WORK | Landscaping | Irrigation Installation Complete; As Landscape Specifications Section 32 8000 And Drawings Lsc-Ir-Pa05-7301-08, 7310-17, 7319-21, 7326-28, 7333-34, 7338-39, 7341-44, 7346-47, Lsc-Ir-Pa05-7201-7247, Lsc-Ir-Pa05-7001-7047 And Lsc-Ir-Pa05-7100; Upvc Pipework Class D; 50 Mm Diameter Pipes | 3421 | m | AED | 17
2020-01 | 2 | 2.0038 |  | United Arab Emirates | Dubai | Hard & Soft Landscaping | MBR - Dubai Hills Estate | PA-05 Phase 1 | EMAAR | Zaid Alhussain | Award | 2020 | Fixed Price Lump Sum | SITE WORK | Landscaping | Irrigation Installation Complete; As Landscape Specifications Section 32 8000 And Drawings Lsc-Ir-Pa05-7301-08, 7310-17, 7319-21, 7326-28, 7333-34, 7338-39, 7341-44, 7346-47, Lsc-Ir-Pa05-7201-7247, Lsc-Ir-Pa05-7001-7047 And Lsc-Ir-Pa05-7100; Upvc Pipework Class D; 75 Mm Diameter Pipes | 5623 | m | AED | 19
2020-01 | 2 | 2.0038 |  | United Arab Emirates | Dubai | Hard & Soft Landscaping | MBR - Dubai Hills Estate | PA-05 Phase 1 | EMAAR | Zaid Alhussain | Award | 2020 | Fixed Price Lump Sum | SITE WORK | Landscaping | Irrigation Installation Complete; As Landscape Specifications Section 32 8000 And Drawings Lsc-Ir-Pa05-7301-08, 7310-17, 7319-21, 7326-28, 7333-34, 7338-39, 7341-44, 7346-47, Lsc-Ir-Pa05-7201-7247, Lsc-Ir-Pa05-7001-7047 And Lsc-Ir-Pa05-7100; Upvc Pipework Class D; 100 Mm Diameter Pipes | 1801 | m | AED | 38
2020-01 | 2 | 2.0039 |  | United Arab Emirates | Dubai | Hard & Soft Landscaping | MBR - Dubai Hills Estate | PA-05 Phase 1 | EMAAR | Zaid Alhussain | Award | 2020 | Fixed Price Lump Sum | SITE WORK | Landscaping | Irrigation Installation Complete; As Landscape Specifications Section 32 8000 And Drawings Lsc-Ir-Pa05-7301-08, 7310-17, 7319-21, 7326-28, 7333-34, 7338-39, 7341-44, 7346-47, Lsc-Ir-Pa05-7201-7247, Lsc-Ir-Pa05-7001-7047 And Lsc-Ir-Pa05-7100; Upvc Pipework Class D; 150 Mm Diameter Pipes | 209 | m | AED | 114
2020-01 | 2 | 2.0039 |  | United Arab Emirates | Dubai | Hard & Soft Landscaping | MBR - Dubai Hills Estate | PA-05 Phase 1 | EMAAR | Zaid Alhussain | Award | 2020 | Fixed Price Lump Sum | SITE WORK | Landscaping | Irrigation Installation Complete; As Landscape Specifications Section 32 8000 And Drawings Lsc-Ir-Pa05-7301-08, 7310-17, 7319-21, 7326-28, 7333-34, 7338-39, 7341-44, 7346-47, Lsc-Ir-Pa05-7201-7247, Lsc-Ir-Pa05-7001-7047 And Lsc-Ir-Pa05-7100; Fittings For Upvc Pipes; Bend; 90 Degree; 75 Mm Diameter | 47 | Nr | AED | 62
2020-01 | 2 | 2.0039 |  | United Arab Emirates | Dubai | Hard & Soft Landscaping | MBR - Dubai Hills Estate | PA-05 Phase 1 | EMAAR | Zaid Alhussain | Award | 2020 | Fixed Price Lump Sum | SITE WORK | Landscaping | Irrigation Installation Complete; As Landscape Specifications Section 32 8000 And Drawings Lsc-Ir-Pa05-7301-08, 7310-17, 7319-21, 7326-28, 7333-34, 7338-39, 7341-44, 7346-47, Lsc-Ir-Pa05-7201-7247, Lsc-Ir-Pa05-7001-7047 And Lsc-Ir-Pa05-7100; Fittings For Upvc Pipes; Bend; 90 Degree; 100 Mm Diameter | 26 | Nr | AED | 72
2020-01 | 2 | 2.0039 |  | United Arab Emirates | Dubai | Hard & Soft Landscaping | MBR - Dubai Hills Estate | PA-05 Phase 1 | EMAAR | Zaid Alhussain | Award | 2020 | Fixed Price Lump Sum | SITE WORK | Landscaping | Irrigation Installation Complete; As Landscape Specifications Section 32 8000 And Drawings Lsc-Ir-Pa05-7301-08, 7310-17, 7319-21, 7326-28, 7333-34, 7338-39, 7341-44, 7346-47, Lsc-Ir-Pa05-7201-7247, Lsc-Ir-Pa05-7001-7047 And Lsc-Ir-Pa05-7100; Fittings For Upvc Pipes; Bend; 90 Degree; 150 Mm Diameter | 1 | Nr | AED | 95
2020-01 | 2 | 2.0039 |  | United Arab Emirates | Dubai | Hard & Soft Landscaping | MBR - Dubai Hills Estate | PA-05 Phase 1 | EMAAR | Zaid Alhussain | Award | 2020 | Fixed Price Lump Sum | SITE WORK | Landscaping | Irrigation Installation Complete; As Landscape Specifications Section 32 8000 And Drawings Lsc-Ir-Pa05-7301-08, 7310-17, 7319-21, 7326-28, 7333-34, 7338-39, 7341-44, 7346-47, Lsc-Ir-Pa05-7201-7247, Lsc-Ir-Pa05-7001-7047 And Lsc-Ir-Pa05-7100; Fittings For Upvc Pipes; Bend; 120 Degree; 75 Mm Diameter | 25 | Nr | AED | 53
2020-01 | 2 | 2.0039 |  | United Arab Emirates | Dubai | Hard & Soft Landscaping | MBR - Dubai Hills Estate | PA-05 Phase 1 | EMAAR | Zaid Alhussain | Award | 2020 | Fixed Price Lump Sum | SITE WORK | Landscaping | Irrigation Installation Complete; As Landscape Specifications Section 32 8000 And Drawings Lsc-Ir-Pa05-7301-08, 7310-17, 7319-21, 7326-28, 7333-34, 7338-39, 7341-44, 7346-47, Lsc-Ir-Pa05-7201-7247, Lsc-Ir-Pa05-7001-7047 And Lsc-Ir-Pa05-7100; Fittings For Upvc Pipes; Bend; 120 Degree; 100 Mm Diameter | 14 | Nr | AED | 62
2020-01 | 2 | 2.0039 |  | United Arab Emirates | Dubai | Hard & Soft Landscaping | MBR - Dubai Hills Estate | PA-05 Phase 1 | EMAAR | Zaid Alhussain | Award | 2020 | Fixed Price Lump Sum | SITE WORK | Landscaping | Irrigation Installation Complete; As Landscape Specifications Section 32 8000 And Drawings Lsc-Ir-Pa05-7301-08, 7310-17, 7319-21, 7326-28, 7333-34, 7338-39, 7341-44, 7346-47, Lsc-Ir-Pa05-7201-7247, Lsc-Ir-Pa05-7001-7047 And Lsc-Ir-Pa05-7100; Fittings For Upvc Pipes; Bend; 120 Degree; 150 Mm Diameter | 1 | Nr | AED | 76
2020-01 | 2 | 2.0039 |  | United Arab Emirates | Dubai | Hard & Soft Landscaping | MBR - Dubai Hills Estate | PA-05 Phase 1 | EMAAR | Zaid Alhussain | Award | 2020 | Fixed Price Lump Sum | SITE WORK | Landscaping | Irrigation Installation Complete; As Landscape Specifications Section 32 8000 And Drawings Lsc-Ir-Pa05-7301-08, 7310-17, 7319-21, 7326-28, 7333-34, 7338-39, 7341-44, 7346-47, Lsc-Ir-Pa05-7201-7247, Lsc-Ir-Pa05-7001-7047 And Lsc-Ir-Pa05-7100; Fittings For Upvc Pipes; Equal Tee; 75 X 75 X 75 Mm Diameter | 2 | Nr | AED | 190
2020-01 | 2 | 2.0039 |  | United Arab Emirates | Dubai | Hard & Soft Landscaping | MBR - Dubai Hills Estate | PA-05 Phase 1 | EMAAR | Zaid Alhussain | Award | 2020 | Fixed Price Lump Sum | SITE WORK | Landscaping | Irrigation Installation Complete; As Landscape Specifications Section 32 8000 And Drawings Lsc-Ir-Pa05-7301-08, 7310-17, 7319-21, 7326-28, 7333-34, 7338-39, 7341-44, 7346-47, Lsc-Ir-Pa05-7201-7247, Lsc-Ir-Pa05-7001-7047 And Lsc-Ir-Pa05-7100; Fittings For Upvc Pipes; Un-Equal Tee; 25 X 75 X 75 Mm Diameter | 2 | Nr | AED | 190
2020-01 | 2 | 2.0039 |  | United Arab Emirates | Dubai | Hard & Soft Landscaping | MBR - Dubai Hills Estate | PA-05 Phase 1 | EMAAR | Zaid Alhussain | Award | 2020 | Fixed Price Lump Sum | SITE WORK | Landscaping | Irrigation Installation Complete; As Landscape Specifications Section 32 8000 And Drawings Lsc-Ir-Pa05-7301-08, 7310-17, 7319-21, 7326-28, 7333-34, 7338-39, 7341-44, 7346-47, Lsc-Ir-Pa05-7201-7247, Lsc-Ir-Pa05-7001-7047 And Lsc-Ir-Pa05-7100; Fittings For Upvc Pipes; Un-Equal Tee; 50 X 75 X 25 Mm Diameter | 1 | Nr | AED | 190
2020-01 | 2 | 2.004 |  | United Arab Emirates | Dubai | Hard & Soft Landscaping | MBR - Dubai Hills Estate | PA-05 Phase 1 | EMAAR | Zaid Alhussain | Award | 2020 | Fixed Price Lump Sum | SITE WORK | Landscaping | Irrigation Installation Complete; As Landscape Specifications Section 32 8000 And Drawings Lsc-Ir-Pa05-7301-08, 7310-17, 7319-21, 7326-28, 7333-34, 7338-39, 7341-44, 7346-47, Lsc-Ir-Pa05-7201-7247, Lsc-Ir-Pa05-7001-7047 And Lsc-Ir-Pa05-7100; Fittings For Upvc Pipes; Un-Equal Tee; 50 X 75 X 50 Mm Diameter | 1 | Nr | AED | 190
2020-01 | 2 | 2.004 |  | United Arab Emirates | Dubai | Hard & Soft Landscaping | MBR - Dubai Hills Estate | PA-05 Phase 1 | EMAAR | Zaid Alhussain | Award | 2020 | Fixed Price Lump Sum | SITE WORK | Landscaping | Irrigation Installation Complete; As Landscape Specifications Section 32 8000 And Drawings Lsc-Ir-Pa05-7301-08, 7310-17, 7319-21, 7326-28, 7333-34, 7338-39, 7341-44, 7346-47, Lsc-Ir-Pa05-7201-7247, Lsc-Ir-Pa05-7001-7047 And Lsc-Ir-Pa05-7100; Fittings For Upvc Pipes; Un-Equal Tee; 75 X 25 X 50 Mm Diameter | 2 | Nr | AED | 190
2020-01 | 2 | 2.004 |  | United Arab Emirates | Dubai | Hard & Soft Landscaping | MBR - Dubai Hills Estate | PA-05 Phase 1 | EMAAR | Zaid Alhussain | Award | 2020 | Fixed Price Lump Sum | SITE WORK | Landscaping | Irrigation Installation Complete; As Landscape Specifications Section 32 8000 And Drawings Lsc-Ir-Pa05-7301-08, 7310-17, 7319-21, 7326-28, 7333-34, 7338-39, 7341-44, 7346-47, Lsc-Ir-Pa05-7201-7247, Lsc-Ir-Pa05-7001-7047 And Lsc-Ir-Pa05-7100; Fittings For Upvc Pipes; Un-Equal Tee; 75 X 25 X 75 Mm Diameter | 36 | Nr | AED | 190
2020-01 | 2 | 2.004 |  | United Arab Emirates | Dubai | Hard & Soft Landscaping | MBR - Dubai Hills Estate | PA-05 Phase 1 | EMAAR | Zaid Alhussain | Award | 2020 | Fixed Price Lump Sum | SITE WORK | Landscaping | Irrigation Installation Complete; As Landscape Specifications Section 32 8000 And Drawings Lsc-Ir-Pa05-7301-08, 7310-17, 7319-21, 7326-28, 7333-34, 7338-39, 7341-44, 7346-47, Lsc-Ir-Pa05-7201-7247, Lsc-Ir-Pa05-7001-7047 And Lsc-Ir-Pa05-7100; Fittings For Upvc Pipes; Un-Equal Tee; 75 X 40 X 50 Mm Diameter | 2 | Nr | AED | 190
2020-01 | 2 | 2.004 |  | United Arab Emirates | Dubai | Hard & Soft Landscaping | MBR - Dubai Hills Estate | PA-05 Phase 1 | EMAAR | Zaid Alhussain | Award | 2020 | Fixed Price Lump Sum | SITE WORK | Landscaping | Irrigation Installation Complete; As Landscape Specifications Section 32 8000 And Drawings Lsc-Ir-Pa05-7301-08, 7310-17, 7319-21, 7326-28, 7333-34, 7338-39, 7341-44, 7346-47, Lsc-Ir-Pa05-7201-7247, Lsc-Ir-Pa05-7001-7047 And Lsc-Ir-Pa05-7100; Fittings For Upvc Pipes; Un-Equal Tee; 75 X 40 X 75 Mm Diameter | 2 | Nr | AED | 190
2020-01 | 2 | 2.004 |  | United Arab Emirates | Dubai | Hard & Soft Landscaping | MBR - Dubai Hills Estate | PA-05 Phase 1 | EMAAR | Zaid Alhussain | Award | 2020 | Fixed Price Lump Sum | SITE WORK | Landscaping | Irrigation Installation Complete; As Landscape Specifications Section 32 8000 And Drawings Lsc-Ir-Pa05-7301-08, 7310-17, 7319-21, 7326-28, 7333-34, 7338-39, 7341-44, 7346-47, Lsc-Ir-Pa05-7201-7247, Lsc-Ir-Pa05-7001-7047 And Lsc-Ir-Pa05-7100; Fittings For Upvc Pipes; Un-Equal Tee; 75 X 75 X 25 Mm Diameter | 5 | Nr | AED | 190
2020-01 | 2 | 2.004 |  | United Arab Emirates | Dubai | Hard & Soft Landscaping | MBR - Dubai Hills Estate | PA-05 Phase 1 | EMAAR | Zaid Alhussain | Award | 2020 | Fixed Price Lump Sum | SITE WORK | Landscaping | Irrigation Installation Complete; As Landscape Specifications Section 32 8000 And Drawings Lsc-Ir-Pa05-7301-08, 7310-17, 7319-21, 7326-28, 7333-34, 7338-39, 7341-44, 7346-47, Lsc-Ir-Pa05-7201-7247, Lsc-Ir-Pa05-7001-7047 And Lsc-Ir-Pa05-7100; Fittings For Upvc Pipes; Un-Equal Tee; 75 X 75 X 40 Mm Diameter | 2 | Nr | AED | 190
2020-01 | 2 | 2.004 |  | United Arab Emirates | Dubai | Hard & Soft Landscaping | MBR - Dubai Hills Estate | PA-05 Phase 1 | EMAAR | Zaid Alhussain | Award | 2020 | Fixed Price Lump Sum | SITE WORK | Landscaping | Irrigation Installation Complete; As Landscape Specifications Section 32 8000 And Drawings Lsc-Ir-Pa05-7301-08, 7310-17, 7319-21, 7326-28, 7333-34, 7338-39, 7341-44, 7346-47, Lsc-Ir-Pa05-7201-7247, Lsc-Ir-Pa05-7001-7047 And Lsc-Ir-Pa05-7100; Fittings For Upvc Pipes; Un-Equal Tee; 75 X 75 X 50 Mm Diameter | 2 | Nr | AED | 190
2020-01 | 2 | 2.004 |  | United Arab Emirates | Dubai | Hard & Soft Landscaping | MBR - Dubai Hills Estate | PA-05 Phase 1 | EMAAR | Zaid Alhussain | Award | 2020 | Fixed Price Lump Sum | SITE WORK | Landscaping | Irrigation Installation Complete; As Landscape Specifications Section 32 8000 And Drawings Lsc-Ir-Pa05-7301-08, 7310-17, 7319-21, 7326-28, 7333-34, 7338-39, 7341-44, 7346-47, Lsc-Ir-Pa05-7201-7247, Lsc-Ir-Pa05-7001-7047 And Lsc-Ir-Pa05-7100; Fittings For Upvc Pipes; Un-Equal Tee; 75 X 75 X 100 Mm Diameter | 1 | Nr | AED | 238
2020-01 | 2 | 2.004 |  | United Arab Emirates | Dubai | Hard & Soft Landscaping | MBR - Dubai Hills Estate | PA-05 Phase 1 | EMAAR | Zaid Alhussain | Award | 2020 | Fixed Price Lump Sum | SITE WORK | Landscaping | Irrigation Installation Complete; As Landscape Specifications Section 32 8000 And Drawings Lsc-Ir-Pa05-7301-08, 7310-17, 7319-21, 7326-28, 7333-34, 7338-39, 7341-44, 7346-47, Lsc-Ir-Pa05-7201-7247, Lsc-Ir-Pa05-7001-7047 And Lsc-Ir-Pa05-7100; Fittings For Upvc Pipes; Un-Equal Tee; 75 X 100 X 75 Mm Diameter | 1 | Nr | AED | 238
2020-01 | 2 | 2.0041 |  | United Arab Emirates | Dubai | Hard & Soft Landscaping | MBR - Dubai Hills Estate | PA-05 Phase 1 | EMAAR | Zaid Alhussain | Award | 2020 | Fixed Price Lump Sum | SITE WORK | Landscaping | Irrigation Installation Complete; As Landscape Specifications Section 32 8000 And Drawings Lsc-Ir-Pa05-7301-08, 7310-17, 7319-21, 7326-28, 7333-34, 7338-39, 7341-44, 7346-47, Lsc-Ir-Pa05-7201-7247, Lsc-Ir-Pa05-7001-7047 And Lsc-Ir-Pa05-7100; Fittings For Upvc Pipes; Un-Equal Tee; 100 X 25 X 75 Mm Diameter | 1 | Nr | AED | 238
2020-01 | 2 | 2.0041 |  | United Arab Emirates | Dubai | Hard & Soft Landscaping | MBR - Dubai Hills Estate | PA-05 Phase 1 | EMAAR | Zaid Alhussain | Award | 2020 | Fixed Price Lump Sum | SITE WORK | Landscaping | Irrigation Installation Complete; As Landscape Specifications Section 32 8000 And Drawings Lsc-Ir-Pa05-7301-08, 7310-17, 7319-21, 7326-28, 7333-34, 7338-39, 7341-44, 7346-47, Lsc-Ir-Pa05-7201-7247, Lsc-Ir-Pa05-7001-7047 And Lsc-Ir-Pa05-7100; Fittings For Upvc Pipes; Un-Equal Tee; 100 X 50 X 75 Mm Diameter | 1 | Nr | AED | 238
2020-01 | 2 | 2.0041 |  | United Arab Emirates | Dubai | Hard & Soft Landscaping | MBR - Dubai Hills Estate | PA-05 Phase 1 | EMAAR | Zaid Alhussain | Award | 2020 | Fixed Price Lump Sum | SITE WORK | Landscaping | Irrigation Installation Complete; As Landscape Specifications Section 32 8000 And Drawings Lsc-Ir-Pa05-7301-08, 7310-17, 7319-21, 7326-28, 7333-34, 7338-39, 7341-44, 7346-47, Lsc-Ir-Pa05-7201-7247, Lsc-Ir-Pa05-7001-7047 And Lsc-Ir-Pa05-7100; Fittings For Upvc Pipes; Un-Equal Tee; 100 X 25 X 100 Mm Diameter | 7 | Nr | AED | 238
2020-01 | 2 | 2.0041 |  | United Arab Emirates | Dubai | Hard & Soft Landscaping | MBR - Dubai Hills Estate | PA-05 Phase 1 | EMAAR | Zaid Alhussain | Award | 2020 | Fixed Price Lump Sum | SITE WORK | Landscaping | Irrigation Installation Complete; As Landscape Specifications Section 32 8000 And Drawings Lsc-Ir-Pa05-7301-08, 7310-17, 7319-21, 7326-28, 7333-34, 7338-39, 7341-44, 7346-47, Lsc-Ir-Pa05-7201-7247, Lsc-Ir-Pa05-7001-7047 And Lsc-Ir-Pa05-7100; Fittings For Upvc Pipes; Un-Equal Tee; 100 X 50 X 100 Mm Diameter | 1 | Nr | AED | 238
2020-01 | 2 | 2.0041 |  | United Arab Emirates | Dubai | Hard & Soft Landscaping | MBR - Dubai Hills Estate | PA-05 Phase 1 | EMAAR | Zaid Alhussain | Award | 2020 | Fixed Price Lump Sum | SITE WORK | Landscaping | Irrigation Installation Complete; As Landscape Specifications Section 32 8000 And Drawings Lsc-Ir-Pa05-7301-08, 7310-17, 7319-21, 7326-28, 7333-34, 7338-39, 7341-44, 7346-47, Lsc-Ir-Pa05-7201-7247, Lsc-Ir-Pa05-7001-7047 And Lsc-Ir-Pa05-7100; Fittings For Upvc Pipes; Un-Equal Tee; 100 X 75 X 100 Mm Diameter | 1 | Nr | AED | 238
2020-01 | 2 | 2.0041 |  | United Arab Emirates | Dubai | Hard & Soft Landscaping | MBR - Dubai Hills Estate | PA-05 Phase 1 | EMAAR | Zaid Alhussain | Award | 2020 | Fixed Price Lump Sum | SITE WORK | Landscaping | Irrigation Installation Complete; As Landscape Specifications Section 32 8000 And Drawings Lsc-Ir-Pa05-7301-08, 7310-17, 7319-21, 7326-28, 7333-34, 7338-39, 7341-44, 7346-47, Lsc-Ir-Pa05-7201-7247, Lsc-Ir-Pa05-7001-7047 And Lsc-Ir-Pa05-7100; Fittings For Upvc Pipes; Un-Equal Tee; 100 X 100 X 25 Mm Diameter | 4 | Nr | AED | 238
2020-01 | 2 | 2.0041 |  | United Arab Emirates | Dubai | Hard & Soft Landscaping | MBR - Dubai Hills Estate | PA-05 Phase 1 | EMAAR | Zaid Alhussain | Award | 2020 | Fixed Price Lump Sum | SITE WORK | Landscaping | Irrigation Installation Complete; As Landscape Specifications Section 32 8000 And Drawings Lsc-Ir-Pa05-7301-08, 7310-17, 7319-21, 7326-28, 7333-34, 7338-39, 7341-44, 7346-47, Lsc-Ir-Pa05-7201-7247, Lsc-Ir-Pa05-7001-7047 And Lsc-Ir-Pa05-7100; Fittings For Upvc Pipes; Un-Equal Tee; 100 X 100 X 40 Mm Diameter | 1 | Nr | AED | 238
2020-01 | 2 | 2.0041 |  | United Arab Emirates | Dubai | Hard & Soft Landscaping | MBR - Dubai Hills Estate | PA-05 Phase 1 | EMAAR | Zaid Alhussain | Award | 2020 | Fixed Price Lump Sum | SITE WORK | Landscaping | Irrigation Installation Complete; As Landscape Specifications Section 32 8000 And Drawings Lsc-Ir-Pa05-7301-08, 7310-17, 7319-21, 7326-28, 7333-34, 7338-39, 7341-44, 7346-47, Lsc-Ir-Pa05-7201-7247, Lsc-Ir-Pa05-7001-7047 And Lsc-Ir-Pa05-7100; Fittings For Upvc Pipes; Un-Equal Tee; 100 X 100 X 75 Mm Diameter | 1 | Nr | AED | 238
2020-01 | 2 | 2.0041 |  | United Arab Emirates | Dubai | Hard & Soft Landscaping | MBR - Dubai Hills Estate | PA-05 Phase 1 | EMAAR | Zaid Alhussain | Award | 2020 | Fixed Price Lump Sum | SITE WORK | Landscaping | Irrigation Installation Complete; As Landscape Specifications Section 32 8000 And Drawings Lsc-Ir-Pa05-7301-08, 7310-17, 7319-21, 7326-28, 7333-34, 7338-39, 7341-44, 7346-47, Lsc-Ir-Pa05-7201-7247, Lsc-Ir-Pa05-7001-7047 And Lsc-Ir-Pa05-7100; Fittings For Upvc Pipes; Equal Cross; | 1 | Nr | AED | 238
2020-01 | 2 | 2.0041 |  | United Arab Emirates | Dubai | Hard & Soft Landscaping | MBR - Dubai Hills Estate | PA-05 Phase 1 | EMAAR | Zaid Alhussain | Award | 2020 | Fixed Price Lump Sum | SITE WORK | Landscaping | Irrigation Installation Complete; As Landscape Specifications Section 32 8000 And Drawings Lsc-Ir-Pa05-7301-08, 7310-17, 7319-21, 7326-28, 7333-34, 7338-39, 7341-44, 7346-47, Lsc-Ir-Pa05-7201-7247, Lsc-Ir-Pa05-7001-7047 And Lsc-Ir-Pa05-7100; Fittings For Upvc Pipes; Un-Equal Cross; 75 X 25 X 75 X 25 Mm Diameter | 2 | Nr | AED | 238
2020-01 | 2 | 2.0042 |  | United Arab Emirates | Dubai | Hard & Soft Landscaping | MBR - Dubai Hills Estate | PA-05 Phase 1 | EMAAR | Zaid Alhussain | Award | 2020 | Fixed Price Lump Sum | SITE WORK | Landscaping | Irrigation Installation Complete; As Landscape Specifications Section 32 8000 And Drawings Lsc-Ir-Pa05-7301-08, 7310-17, 7319-21, 7326-28, 7333-34, 7338-39, 7341-44, 7346-47, Lsc-Ir-Pa05-7201-7247, Lsc-Ir-Pa05-7001-7047 And Lsc-Ir-Pa05-7100; Fittings For Upvc Pipes; Un-Equal Cross; 75 X 40 X 75 X 25 Mm Diameter | 1 | Nr | AED | 238
2020-01 | 2 | 2.0042 |  | United Arab Emirates | Dubai | Hard & Soft Landscaping | MBR - Dubai Hills Estate | PA-05 Phase 1 | EMAAR | Zaid Alhussain | Award | 2020 | Fixed Price Lump Sum | SITE WORK | Landscaping | Irrigation Installation Complete; As Landscape Specifications Section 32 8000 And Drawings Lsc-Ir-Pa05-7301-08, 7310-17, 7319-21, 7326-28, 7333-34, 7338-39, 7341-44, 7346-47, Lsc-Ir-Pa05-7201-7247, Lsc-Ir-Pa05-7001-7047 And Lsc-Ir-Pa05-7100; Fittings For Upvc Pipes; Un-Equal Cross; 25 X 100 X 25 X 100 Mm Diameter | 3 | Nr | AED | 238
2020-01 | 2 | 2.0042 |  | United Arab Emirates | Dubai | Hard & Soft Landscaping | MBR - Dubai Hills Estate | PA-05 Phase 1 | EMAAR | Zaid Alhussain | Award | 2020 | Fixed Price Lump Sum | SITE WORK | Landscaping | Irrigation Installation Complete; As Landscape Specifications Section 32 8000 And Drawings Lsc-Ir-Pa05-7301-08, 7310-17, 7319-21, 7326-28, 7333-34, 7338-39, 7341-44, 7346-47, Lsc-Ir-Pa05-7201-7247, Lsc-Ir-Pa05-7001-7047 And Lsc-Ir-Pa05-7100; Valve Assembly; 25 Mm Diameter; Drip Valve For Tree And Palms; Type Dt | 2 | Nr | AED | 950
2020-01 | 2 | 2.0042 |  | United Arab Emirates | Dubai | Hard & Soft Landscaping | MBR - Dubai Hills Estate | PA-05 Phase 1 | EMAAR | Zaid Alhussain | Award | 2020 | Fixed Price Lump Sum | SITE WORK | Landscaping | Irrigation Installation Complete; As Landscape Specifications Section 32 8000 And Drawings Lsc-Ir-Pa05-7301-08, 7310-17, 7319-21, 7326-28, 7333-34, 7338-39, 7341-44, 7346-47, Lsc-Ir-Pa05-7201-7247, Lsc-Ir-Pa05-7001-7047 And Lsc-Ir-Pa05-7100; Valve Assembly; 40 Mm Diameter; Drip Valve For Tree And Palms; Type Dt | 1 | Nr | AED | 1140
2020-01 | 2 | 2.0042 |  | United Arab Emirates | Dubai | Hard & Soft Landscaping | MBR - Dubai Hills Estate | PA-05 Phase 1 | EMAAR | Zaid Alhussain | Award | 2020 | Fixed Price Lump Sum | SITE WORK | Landscaping | Irrigation Installation Complete; As Landscape Specifications Section 32 8000 And Drawings Lsc-Ir-Pa05-7301-08, 7310-17, 7319-21, 7326-28, 7333-34, 7338-39, 7341-44, 7346-47, Lsc-Ir-Pa05-7201-7247, Lsc-Ir-Pa05-7001-7047 And Lsc-Ir-Pa05-7100; Valve Assembly; 50 Mm Diameter; Drip Valve For Tree And Palms; Type Dt | 3 | Nr | AED | 1425
2020-01 | 2 | 2.0042 |  | United Arab Emirates | Dubai | Hard & Soft Landscaping | MBR - Dubai Hills Estate | PA-05 Phase 1 | EMAAR | Zaid Alhussain | Award | 2020 | Fixed Price Lump Sum | SITE WORK | Landscaping | Irrigation Installation Complete; As Landscape Specifications Section 32 8000 And Drawings Lsc-Ir-Pa05-7301-08, 7310-17, 7319-21, 7326-28, 7333-34, 7338-39, 7341-44, 7346-47, Lsc-Ir-Pa05-7201-7247, Lsc-Ir-Pa05-7001-7047 And Lsc-Ir-Pa05-7100; Valve Assembly; 40 Mm Diameter; Drip Valve For Grass Covers And Shrubs; Type Dv | 1 | Nr | AED | 1140
2020-01 | 2 | 2.0042 |  | United Arab Emirates | Dubai | Hard & Soft Landscaping | MBR - Dubai Hills Estate | PA-05 Phase 1 | EMAAR | Zaid Alhussain | Award | 2020 | Fixed Price Lump Sum | SITE WORK | Landscaping | Irrigation Installation Complete; As Landscape Specifications Section 32 8000 And Drawings Lsc-Ir-Pa05-7301-08, 7310-17, 7319-21, 7326-28, 7333-34, 7338-39, 7341-44, 7346-47, Lsc-Ir-Pa05-7201-7247, Lsc-Ir-Pa05-7001-7047 And Lsc-Ir-Pa05-7100; Valve Assembly; 50 Mm Diameter; Drip Valve For Grass Covers And Shrubs; Type Dv | 21 | Nr | AED | 1425
2020-01 | 2 | 2.0042 |  | United Arab Emirates | Dubai | Hard & Soft Landscaping | MBR - Dubai Hills Estate | PA-05 Phase 1 | EMAAR | Zaid Alhussain | Award | 2020 | Fixed Price Lump Sum | SITE WORK | Landscaping | Irrigation Installation Complete; As Landscape Specifications Section 32 8000 And Drawings Lsc-Ir-Pa05-7301-08, 7310-17, 7319-21, 7326-28, 7333-34, 7338-39, 7341-44, 7346-47, Lsc-Ir-Pa05-7201-7247, Lsc-Ir-Pa05-7001-7047 And Lsc-Ir-Pa05-7100; Valve Assembly; 80 Mm Diameter; Drip Valve For Grass Covers And Shrubs; Type Dv | 10 | Nr | AED | 1758
2020-01 | 2 | 2.0042 |  | United Arab Emirates | Dubai | Hard & Soft Landscaping | MBR - Dubai Hills Estate | PA-05 Phase 1 | EMAAR | Zaid Alhussain | Award | 2020 | Fixed Price Lump Sum | SITE WORK | Landscaping | Irrigation Installation Complete; As Landscape Specifications Section 32 8000 And Drawings Lsc-Ir-Pa05-7301-08, 7310-17, 7319-21, 7326-28, 7333-34, 7338-39, 7341-44, 7346-47, Lsc-Ir-Pa05-7201-7247, Lsc-Ir-Pa05-7001-7047 And Lsc-Ir-Pa05-7100; Valve Assembly; 80 Mm Diameter; Spray Valve For Turf; Type Sv | 1 | Nr | AED | 1425
2020-01 | 2 | 2.0042 |  | United Arab Emirates | Dubai | Hard & Soft Landscaping | MBR - Dubai Hills Estate | PA-05 Phase 1 | EMAAR | Zaid Alhussain | Award | 2020 | Fixed Price Lump Sum | SITE WORK | Landscaping | Irrigation Installation Complete; As Landscape Specifications Section 32 8000 And Drawings Lsc-Ir-Pa05-7301-08, 7310-17, 7319-21, 7326-28, 7333-34, 7338-39, 7341-44, 7346-47, Lsc-Ir-Pa05-7201-7247, Lsc-Ir-Pa05-7001-7047 And Lsc-Ir-Pa05-7100; Valve Assembly; 50 Mm Diameter; Spray Valve For Turf; Type Sv | 2 | Nr | AED | 1758
2020-01 | 2 | 2.0043 |  | United Arab Emirates | Dubai | Hard & Soft Landscaping | MBR - Dubai Hills Estate | PA-05 Phase 1 | EMAAR | Zaid Alhussain | Award | 2020 | Fixed Price Lump Sum | SITE WORK | Landscaping | Irrigation Installation Complete; As Landscape Specifications Section 32 8000 And Drawings Lsc-Ir-Pa05-7301-08, 7310-17, 7319-21, 7326-28, 7333-34, 7338-39, 7341-44, 7346-47, Lsc-Ir-Pa05-7201-7247, Lsc-Ir-Pa05-7001-7047 And Lsc-Ir-Pa05-7100; Valve Assembly; 40 Mm Diameter; Rotor Valve For Turf; Type Ro | 2 | Nr | AED | 1140
2020-01 | 2 | 2.0043 |  | United Arab Emirates | Dubai | Hard & Soft Landscaping | MBR - Dubai Hills Estate | PA-05 Phase 1 | EMAAR | Zaid Alhussain | Award | 2020 | Fixed Price Lump Sum | SITE WORK | Landscaping | Irrigation Installation Complete; As Landscape Specifications Section 32 8000 And Drawings Lsc-Ir-Pa05-7301-08, 7310-17, 7319-21, 7326-28, 7333-34, 7338-39, 7341-44, 7346-47, Lsc-Ir-Pa05-7201-7247, Lsc-Ir-Pa05-7001-7047 And Lsc-Ir-Pa05-7100; Valve Assembly; 50 Mm Diameter; Rotor Valve For Turf; Type Ro | 3 | Nr | AED | 1425
2020-01 | 2 | 2.0043 |  | United Arab Emirates | Dubai | Hard & Soft Landscaping | MBR - Dubai Hills Estate | PA-05 Phase 1 | EMAAR | Zaid Alhussain | Award | 2020 | Fixed Price Lump Sum | SITE WORK | Landscaping | Irrigation Installation Complete; As Landscape Specifications Section 32 8000 And Drawings Lsc-Ir-Pa05-7301-08, 7310-17, 7319-21, 7326-28, 7333-34, 7338-39, 7341-44, 7346-47, Lsc-Ir-Pa05-7201-7247, Lsc-Ir-Pa05-7001-7047 And Lsc-Ir-Pa05-7100; Valve Assembly; 80 Mm Diameter; Rotor Valve For Turf; Type Ro | 3 | Nr | AED | 1758
2020-01 | 2 | 2.0043 |  | United Arab Emirates | Dubai | Hard & Soft Landscaping | MBR - Dubai Hills Estate | PA-05 Phase 1 | EMAAR | Zaid Alhussain | Award | 2020 | Fixed Price Lump Sum | SITE WORK | Landscaping | Irrigation Installation Complete; As Landscape Specifications Section 32 8000 And Drawings Lsc-Ir-Pa05-7301-08, 7310-17, 7319-21, 7326-28, 7333-34, 7338-39, 7341-44, 7346-47, Lsc-Ir-Pa05-7201-7247, Lsc-Ir-Pa05-7001-7047 And Lsc-Ir-Pa05-7100; Valve Assembly; 40 Mm Diameter; Rotary Valve For Turf; Type Rt | 1 | Nr | AED | 1140
2020-01 | 2 | 2.0043 |  | United Arab Emirates | Dubai | Hard & Soft Landscaping | MBR - Dubai Hills Estate | PA-05 Phase 1 | EMAAR | Zaid Alhussain | Award | 2020 | Fixed Price Lump Sum | SITE WORK | Landscaping | Irrigation Installation Complete; As Landscape Specifications Section 32 8000 And Drawings Lsc-Ir-Pa05-7301-08, 7310-17, 7319-21, 7326-28, 7333-34, 7338-39, 7341-44, 7346-47, Lsc-Ir-Pa05-7201-7247, Lsc-Ir-Pa05-7001-7047 And Lsc-Ir-Pa05-7100; Valve Assembly; 50 Mm Diameter; Rotary Valve For Turf; Type Rt | 2 | Nr | AED | 1425
2020-01 | 2 | 2.0043 |  | United Arab Emirates | Dubai | Hard & Soft Landscaping | MBR - Dubai Hills Estate | PA-05 Phase 1 | EMAAR | Zaid Alhussain | Award | 2020 | Fixed Price Lump Sum | SITE WORK | Landscaping | Irrigation Installation Complete; As Landscape Specifications Section 32 8000 And Drawings Lsc-Ir-Pa05-7301-08, 7310-17, 7319-21, 7326-28, 7333-34, 7338-39, 7341-44, 7346-47, Lsc-Ir-Pa05-7201-7247, Lsc-Ir-Pa05-7001-7047 And Lsc-Ir-Pa05-7100; Valve Assembly; 80 Mm Diameter; Rotary Valve For Turf; Type Rt | 1 | Nr | AED | 1758
2020-01 | 2 | 2.0043 |  | United Arab Emirates | Dubai | Hard & Soft Landscaping | MBR - Dubai Hills Estate | PA-05 Phase 1 | EMAAR | Zaid Alhussain | Award | 2020 | Fixed Price Lump Sum | SITE WORK | Landscaping | Irrigation Installation Complete; As Landscape Specifications Section 32 8000 And Drawings Lsc-Ir-Pa05-7301-08, 7310-17, 7319-21, 7326-28, 7333-34, 7338-39, 7341-44, 7346-47, Lsc-Ir-Pa05-7201-7247, Lsc-Ir-Pa05-7001-7047 And Lsc-Ir-Pa05-7100; Multi Risers; Multi Riser 25 Mm Diameter | 760 | Nr | AED | 246
2020-01 | 2 | 2.0043 |  | United Arab Emirates | Dubai | Hard & Soft Landscaping | MBR - Dubai Hills Estate | PA-05 Phase 1 | EMAAR | Zaid Alhussain | Award | 2020 | Fixed Price Lump Sum | SITE WORK | Landscaping | Irrigation Installation Complete; As Landscape Specifications Section 32 8000 And Drawings Lsc-Ir-Pa05-7301-08, 7310-17, 7319-21, 7326-28, 7333-34, 7338-39, 7341-44, 7346-47, Lsc-Ir-Pa05-7201-7247, Lsc-Ir-Pa05-7001-7047 And Lsc-Ir-Pa05-7100; Multi Risers; Multi Riser 40 Mm Diameter | 243 | Nr | AED | 285
2020-01 | 2 | 2.0043 |  | United Arab Emirates | Dubai | Hard & Soft Landscaping | MBR - Dubai Hills Estate | PA-05 Phase 1 | EMAAR | Zaid Alhussain | Award | 2020 | Fixed Price Lump Sum | SITE WORK | Landscaping | Irrigation Installation Complete; As Landscape Specifications Section 32 8000 And Drawings Lsc-Ir-Pa05-7301-08, 7310-17, 7319-21, 7326-28, 7333-34, 7338-39, 7341-44, 7346-47, Lsc-Ir-Pa05-7201-7247, Lsc-Ir-Pa05-7001-7047 And Lsc-Ir-Pa05-7100; Multi Risers; Multi Riser 50 Mm Diameter | 147 | Nr | AED | 475
2020-01 | 2 | 2.0043 |  | United Arab Emirates | Dubai | Hard & Soft Landscaping | MBR - Dubai Hills Estate | PA-05 Phase 1 | EMAAR | Zaid Alhussain | Award | 2020 | Fixed Price Lump Sum | SITE WORK | Landscaping | Irrigation Installation Complete; As Landscape Specifications Section 32 8000 And Drawings Lsc-Ir-Pa05-7301-08, 7310-17, 7319-21, 7326-28, 7333-34, 7338-39, 7341-44, 7346-47, Lsc-Ir-Pa05-7201-7247, Lsc-Ir-Pa05-7001-7047 And Lsc-Ir-Pa05-7100; Multi Risers; Multi Riser 75 Mm Diameter | 190 | Nr | AED | 713
2020-01 | 2 | 2.0044 |  | United Arab Emirates | Dubai | Hard & Soft Landscaping | MBR - Dubai Hills Estate | PA-05 Phase 1 | EMAAR | Zaid Alhussain | Award | 2020 | Fixed Price Lump Sum | SITE WORK | Landscaping | Irrigation Installation Complete; As Landscape Specifications Section 32 8000 And Drawings Lsc-Ir-Pa05-7301-08, 7310-17, 7319-21, 7326-28, 7333-34, 7338-39, 7341-44, 7346-47, Lsc-Ir-Pa05-7201-7247, Lsc-Ir-Pa05-7001-7047 And Lsc-Ir-Pa05-7100; Multi Risers; Multi Riser 100 Mm Diameter | 36 | Nr | AED | 1425
2020-01 | 2 | 2.0044 |  | United Arab Emirates | Dubai | Hard & Soft Landscaping | MBR - Dubai Hills Estate | PA-05 Phase 1 | EMAAR | Zaid Alhussain | Award | 2020 | Fixed Price Lump Sum | SITE WORK | Landscaping | Irrigation Installation Complete; As Landscape Specifications Section 32 8000 And Drawings Lsc-Ir-Pa05-7301-08, 7310-17, 7319-21, 7326-28, 7333-34, 7338-39, 7341-44, 7346-47, Lsc-Ir-Pa05-7201-7247, Lsc-Ir-Pa05-7001-7047 And Lsc-Ir-Pa05-7100; Accessories; Turf Rotor; 3.5 M To 5.5 M With Built In Check Valve; 25 Mm Diameter | 9 | Nr | AED | 114
2020-01 | 2 | 2.0044 |  | United Arab Emirates | Dubai | Hard & Soft Landscaping | MBR - Dubai Hills Estate | PA-05 Phase 1 | EMAAR | Zaid Alhussain | Award | 2020 | Fixed Price Lump Sum | SITE WORK | Landscaping | Irrigation Installation Complete; As Landscape Specifications Section 32 8000 And Drawings Lsc-Ir-Pa05-7301-08, 7310-17, 7319-21, 7326-28, 7333-34, 7338-39, 7341-44, 7346-47, Lsc-Ir-Pa05-7201-7247, Lsc-Ir-Pa05-7001-7047 And Lsc-Ir-Pa05-7100; Accessories; Turf Rotor; 3.5 M To 5.5 M With Built In Check Valve; 40 Mm Diameter | 6 | Nr | AED | 114
2020-01 | 2 | 2.0044 |  | United Arab Emirates | Dubai | Hard & Soft Landscaping | MBR - Dubai Hills Estate | PA-05 Phase 1 | EMAAR | Zaid Alhussain | Award | 2020 | Fixed Price Lump Sum | SITE WORK | Landscaping | Irrigation Installation Complete; As Landscape Specifications Section 32 8000 And Drawings Lsc-Ir-Pa05-7301-08, 7310-17, 7319-21, 7326-28, 7333-34, 7338-39, 7341-44, 7346-47, Lsc-Ir-Pa05-7201-7247, Lsc-Ir-Pa05-7001-7047 And Lsc-Ir-Pa05-7100; Accessories; Turf Rotor; 5.5 M To 7.5 M With Built In Check Valve; 25 Mm Diameter | 32 | Nr | AED | 114
2020-01 | 2 | 2.0044 |  | United Arab Emirates | Dubai | Hard & Soft Landscaping | MBR - Dubai Hills Estate | PA-05 Phase 1 | EMAAR | Zaid Alhussain | Award | 2020 | Fixed Price Lump Sum | SITE WORK | Landscaping | Irrigation Installation Complete; As Landscape Specifications Section 32 8000 And Drawings Lsc-Ir-Pa05-7301-08, 7310-17, 7319-21, 7326-28, 7333-34, 7338-39, 7341-44, 7346-47, Lsc-Ir-Pa05-7201-7247, Lsc-Ir-Pa05-7001-7047 And Lsc-Ir-Pa05-7100; Accessories; Turf Rotor; 5.5 M To 7.5 M With Built In Check Valve; 40 Mm Diameter | 16 | Nr | AED | 114
2020-01 | 2 | 2.0044 |  | United Arab Emirates | Dubai | Hard & Soft Landscaping | MBR - Dubai Hills Estate | PA-05 Phase 1 | EMAAR | Zaid Alhussain | Award | 2020 | Fixed Price Lump Sum | SITE WORK | Landscaping | Irrigation Installation Complete; As Landscape Specifications Section 32 8000 And Drawings Lsc-Ir-Pa05-7301-08, 7310-17, 7319-21, 7326-28, 7333-34, 7338-39, 7341-44, 7346-47, Lsc-Ir-Pa05-7201-7247, Lsc-Ir-Pa05-7001-7047 And Lsc-Ir-Pa05-7100; Accessories; Turf Rotor; 5.5 M To 7.5 M With Built In Check Valve; 50 Mm Diameter | 4 | Nr | AED | 114
2020-01 | 2 | 2.0044 |  | United Arab Emirates | Dubai | Hard & Soft Landscaping | MBR - Dubai Hills Estate | PA-05 Phase 1 | EMAAR | Zaid Alhussain | Award | 2020 | Fixed Price Lump Sum | SITE WORK | Landscaping | Irrigation Installation Complete; As Landscape Specifications Section 32 8000 And Drawings Lsc-Ir-Pa05-7301-08, 7310-17, 7319-21, 7326-28, 7333-34, 7338-39, 7341-44, 7346-47, Lsc-Ir-Pa05-7201-7247, Lsc-Ir-Pa05-7001-7047 And Lsc-Ir-Pa05-7100; Accessories; Turf Rotor; 5.5 M To 7.5 M With Built In Check Valve; 75 Mm Diameter | 2 | Nr | AED | 114
2020-01 | 2 | 2.0044 |  | United Arab Emirates | Dubai | Hard & Soft Landscaping | MBR - Dubai Hills Estate | PA-05 Phase 1 | EMAAR | Zaid Alhussain | Award | 2020 | Fixed Price Lump Sum | SITE WORK | Landscaping | Irrigation Installation Complete; As Landscape Specifications Section 32 8000 And Drawings Lsc-Ir-Pa05-7301-08, 7310-17, 7319-21, 7326-28, 7333-34, 7338-39, 7341-44, 7346-47, Lsc-Ir-Pa05-7201-7247, Lsc-Ir-Pa05-7001-7047 And Lsc-Ir-Pa05-7100; Accessories; Turf Rotor; 1 Gpm With Built In Check Valve; 25 Mm Diameter | 3 | Nr | AED | 114
2020-01 | 2 | 2.0044 |  | United Arab Emirates | Dubai | Hard & Soft Landscaping | MBR - Dubai Hills Estate | PA-05 Phase 1 | EMAAR | Zaid Alhussain | Award | 2020 | Fixed Price Lump Sum | SITE WORK | Landscaping | Irrigation Installation Complete; As Landscape Specifications Section 32 8000 And Drawings Lsc-Ir-Pa05-7301-08, 7310-17, 7319-21, 7326-28, 7333-34, 7338-39, 7341-44, 7346-47, Lsc-Ir-Pa05-7201-7247, Lsc-Ir-Pa05-7001-7047 And Lsc-Ir-Pa05-7100; Accessories; Turf Rotor; 1 Gpm With Built In Check Valve; 40 Mm Diameter | 5 | Nr | AED | 114
2020-01 | 2 | 2.0044 |  | United Arab Emirates | Dubai | Hard & Soft Landscaping | MBR - Dubai Hills Estate | PA-05 Phase 1 | EMAAR | Zaid Alhussain | Award | 2020 | Fixed Price Lump Sum | SITE WORK | Landscaping | Irrigation Installation Complete; As Landscape Specifications Section 32 8000 And Drawings Lsc-Ir-Pa05-7301-08, 7310-17, 7319-21, 7326-28, 7333-34, 7338-39, 7341-44, 7346-47, Lsc-Ir-Pa05-7201-7247, Lsc-Ir-Pa05-7001-7047 And Lsc-Ir-Pa05-7100; Accessories; Turf Rotor; 1 Gpm With Built In Check Valve; 50 Mm Diameter | 2 | Nr | AED | 114
2020-01 | 2 | 2.0045 |  | United Arab Emirates | Dubai | Hard & Soft Landscaping | MBR - Dubai Hills Estate | PA-05 Phase 1 | EMAAR | Zaid Alhussain | Award | 2020 | Fixed Price Lump Sum | SITE WORK | Landscaping | Irrigation Installation Complete; As Landscape Specifications Section 32 8000 And Drawings Lsc-Ir-Pa05-7301-08, 7310-17, 7319-21, 7326-28, 7333-34, 7338-39, 7341-44, 7346-47, Lsc-Ir-Pa05-7201-7247, Lsc-Ir-Pa05-7001-7047 And Lsc-Ir-Pa05-7100; Accessories; Turf Rotor; 1 Gpm With Built In Check Valve; 75 Mm Diameter | 1 | Nr | AED | 114
2020-01 | 2 | 2.0045 |  | United Arab Emirates | Dubai | Hard & Soft Landscaping | MBR - Dubai Hills Estate | PA-05 Phase 1 | EMAAR | Zaid Alhussain | Award | 2020 | Fixed Price Lump Sum | SITE WORK | Landscaping | Irrigation Installation Complete; As Landscape Specifications Section 32 8000 And Drawings Lsc-Ir-Pa05-7301-08, 7310-17, 7319-21, 7326-28, 7333-34, 7338-39, 7341-44, 7346-47, Lsc-Ir-Pa05-7201-7247, Lsc-Ir-Pa05-7001-7047 And Lsc-Ir-Pa05-7100; Accessories; Turf Rotor; 3Gpm With Built In Check Valve; 25 Mm Diameter | 12 | Nr | AED | 114
2020-01 | 2 | 2.0045 |  | United Arab Emirates | Dubai | Hard & Soft Landscaping | MBR - Dubai Hills Estate | PA-05 Phase 1 | EMAAR | Zaid Alhussain | Award | 2020 | Fixed Price Lump Sum | SITE WORK | Landscaping | Irrigation Installation Complete; As Landscape Specifications Section 32 8000 And Drawings Lsc-Ir-Pa05-7301-08, 7310-17, 7319-21, 7326-28, 7333-34, 7338-39, 7341-44, 7346-47, Lsc-Ir-Pa05-7201-7247, Lsc-Ir-Pa05-7001-7047 And Lsc-Ir-Pa05-7100; Accessories; Turf Rotor; 3Gpm With Built In Check Valve; 40 Mm Diameter | 2 | Nr | AED | 114
2020-01 | 2 | 2.0045 |  | United Arab Emirates | Dubai | Hard & Soft Landscaping | MBR - Dubai Hills Estate | PA-05 Phase 1 | EMAAR | Zaid Alhussain | Award | 2020 | Fixed Price Lump Sum | SITE WORK | Landscaping | Irrigation Installation Complete; As Landscape Specifications Section 32 8000 And Drawings Lsc-Ir-Pa05-7301-08, 7310-17, 7319-21, 7326-28, 7333-34, 7338-39, 7341-44, 7346-47, Lsc-Ir-Pa05-7201-7247, Lsc-Ir-Pa05-7001-7047 And Lsc-Ir-Pa05-7100; Accessories; Turf Rotor; 3Gpm With Built In Check Valve; 50 Mm Diameter | 1 | Nr | AED | 114
2020-01 | 2 | 2.0045 |  | United Arab Emirates | Dubai | Hard & Soft Landscaping | MBR - Dubai Hills Estate | PA-05 Phase 1 | EMAAR | Zaid Alhussain | Award | 2020 | Fixed Price Lump Sum | SITE WORK | Landscaping | Irrigation Installation Complete; As Landscape Specifications Section 32 8000 And Drawings Lsc-Ir-Pa05-7301-08, 7310-17, 7319-21, 7326-28, 7333-34, 7338-39, 7341-44, 7346-47, Lsc-Ir-Pa05-7201-7247, Lsc-Ir-Pa05-7001-7047 And Lsc-Ir-Pa05-7100; Accessories; Turf Rotor; 3Gpm With Built In Check Valve; 75 Mm Diameter | 2 | Nr | AED | 114
2020-01 | 2 | 2.0045 |  | United Arab Emirates | Dubai | Hard & Soft Landscaping | MBR - Dubai Hills Estate | PA-05 Phase 1 | EMAAR | Zaid Alhussain | Award | 2020 | Fixed Price Lump Sum | SITE WORK | Landscaping | Irrigation Installation Complete; As Landscape Specifications Section 32 8000 And Drawings Lsc-Ir-Pa05-7301-08, 7310-17, 7319-21, 7326-28, 7333-34, 7338-39, 7341-44, 7346-47, Lsc-Ir-Pa05-7201-7247, Lsc-Ir-Pa05-7001-7047 And Lsc-Ir-Pa05-7100; Accessories; Turf Rotor; 4Gpm With Built In Check Valve; 25 Mm Diameter | 4 | Nr | AED | 114
2020-01 | 2 | 2.0045 |  | United Arab Emirates | Dubai | Hard & Soft Landscaping | MBR - Dubai Hills Estate | PA-05 Phase 1 | EMAAR | Zaid Alhussain | Award | 2020 | Fixed Price Lump Sum | SITE WORK | Landscaping | Irrigation Installation Complete; As Landscape Specifications Section 32 8000 And Drawings Lsc-Ir-Pa05-7301-08, 7310-17, 7319-21, 7326-28, 7333-34, 7338-39, 7341-44, 7346-47, Lsc-Ir-Pa05-7201-7247, Lsc-Ir-Pa05-7001-7047 And Lsc-Ir-Pa05-7100; Accessories; Turf Rotor; 4Gpm With Built In Check Valve; 40 Mm Diameter | 6 | Nr | AED | 114
2020-01 | 2 | 2.0045 |  | United Arab Emirates | Dubai | Hard & Soft Landscaping | MBR - Dubai Hills Estate | PA-05 Phase 1 | EMAAR | Zaid Alhussain | Award | 2020 | Fixed Price Lump Sum | SITE WORK | Landscaping | Irrigation Installation Complete; As Landscape Specifications Section 32 8000 And Drawings Lsc-Ir-Pa05-7301-08, 7310-17, 7319-21, 7326-28, 7333-34, 7338-39, 7341-44, 7346-47, Lsc-Ir-Pa05-7201-7247, Lsc-Ir-Pa05-7001-7047 And Lsc-Ir-Pa05-7100; Accessories; Turf Rotor; 4Gpm With Built In Check Valve; 75 Mm Diameter | 1 | Nr | AED | 114
2020-01 | 2 | 2.0045 |  | United Arab Emirates | Dubai | Hard & Soft Landscaping | MBR - Dubai Hills Estate | PA-05 Phase 1 | EMAAR | Zaid Alhussain | Award | 2020 | Fixed Price Lump Sum | SITE WORK | Landscaping | Irrigation Installation Complete; As Landscape Specifications Section 32 8000 And Drawings Lsc-Ir-Pa05-7301-08, 7310-17, 7319-21, 7326-28, 7333-34, 7338-39, 7341-44, 7346-47, Lsc-Ir-Pa05-7201-7247, Lsc-Ir-Pa05-7001-7047 And Lsc-Ir-Pa05-7100; Accessories; Turf Rotor; 4Gpm With Built In Check Valve; 75 Mm Diameter | 3 | Nr | AED | 114
2020-01 | 2 | 2.0045 |  | United Arab Emirates | Dubai | Hard & Soft Landscaping | MBR - Dubai Hills Estate | PA-05 Phase 1 | EMAAR | Zaid Alhussain | Award | 2020 | Fixed Price Lump Sum | SITE WORK | Landscaping | Irrigation Installation Complete; As Landscape Specifications Section 32 8000 And Drawings Lsc-Ir-Pa05-7301-08, 7310-17, 7319-21, 7326-28, 7333-34, 7338-39, 7341-44, 7346-47, Lsc-Ir-Pa05-7201-7247, Lsc-Ir-Pa05-7001-7047 And Lsc-Ir-Pa05-7100; Accessories; Turf Rotor; 6Gpm With Built In Check Valve; 25 Mm Diameter | 5 | Nr | AED | 114
2020-01 | 2 | 2.0046 |  | United Arab Emirates | Dubai | Hard & Soft Landscaping | MBR - Dubai Hills Estate | PA-05 Phase 1 | EMAAR | Zaid Alhussain | Award | 2020 | Fixed Price Lump Sum | SITE WORK | Landscaping | Irrigation Installation Complete; As Landscape Specifications Section 32 8000 And Drawings Lsc-Ir-Pa05-7301-08, 7310-17, 7319-21, 7326-28, 7333-34, 7338-39, 7341-44, 7346-47, Lsc-Ir-Pa05-7201-7247, Lsc-Ir-Pa05-7001-7047 And Lsc-Ir-Pa05-7100; Accessories; Turf Rotor; 6Gpm With Built In Check Valve; 40 Mm Diameter | 3 | Nr | AED | 114
2020-01 | 2 | 2.0046 |  | United Arab Emirates | Dubai | Hard & Soft Landscaping | MBR - Dubai Hills Estate | PA-05 Phase 1 | EMAAR | Zaid Alhussain | Award | 2020 | Fixed Price Lump Sum | SITE WORK | Landscaping | Irrigation Installation Complete; As Landscape Specifications Section 32 8000 And Drawings Lsc-Ir-Pa05-7301-08, 7310-17, 7319-21, 7326-28, 7333-34, 7338-39, 7341-44, 7346-47, Lsc-Ir-Pa05-7201-7247, Lsc-Ir-Pa05-7001-7047 And Lsc-Ir-Pa05-7100; Accessories; Turf Rotor; 30; H With Built In Check Valve; 25 Mm Diameter | 11 | Nr | AED | 114
2020-01 | 2 | 2.0046 |  | United Arab Emirates | Dubai | Hard & Soft Landscaping | MBR - Dubai Hills Estate | PA-05 Phase 1 | EMAAR | Zaid Alhussain | Award | 2020 | Fixed Price Lump Sum | SITE WORK | Landscaping | Irrigation Installation Complete; As Landscape Specifications Section 32 8000 And Drawings Lsc-Ir-Pa05-7301-08, 7310-17, 7319-21, 7326-28, 7333-34, 7338-39, 7341-44, 7346-47, Lsc-Ir-Pa05-7201-7247, Lsc-Ir-Pa05-7001-7047 And Lsc-Ir-Pa05-7100; Accessories; Turf Rotor; 30; H With Built In Check Valve; 40 Mm Diameter | 1 | Nr | AED | 114
2020-01 | 2 | 2.0046 |  | United Arab Emirates | Dubai | Hard & Soft Landscaping | MBR - Dubai Hills Estate | PA-05 Phase 1 | EMAAR | Zaid Alhussain | Award | 2020 | Fixed Price Lump Sum | SITE WORK | Landscaping | Irrigation Installation Complete; As Landscape Specifications Section 32 8000 And Drawings Lsc-Ir-Pa05-7301-08, 7310-17, 7319-21, 7326-28, 7333-34, 7338-39, 7341-44, 7346-47, Lsc-Ir-Pa05-7201-7247, Lsc-Ir-Pa05-7001-7047 And Lsc-Ir-Pa05-7100; Accessories; Turf Rotor; 30; H With Built In Check Valve; 50 Mm Diameter | 3 | Nr | AED | 114
2020-01 | 2 | 2.0046 |  | United Arab Emirates | Dubai | Hard & Soft Landscaping | MBR - Dubai Hills Estate | PA-05 Phase 1 | EMAAR | Zaid Alhussain | Award | 2020 | Fixed Price Lump Sum | SITE WORK | Landscaping | Irrigation Installation Complete; As Landscape Specifications Section 32 8000 And Drawings Lsc-Ir-Pa05-7301-08, 7310-17, 7319-21, 7326-28, 7333-34, 7338-39, 7341-44, 7346-47, Lsc-Ir-Pa05-7201-7247, Lsc-Ir-Pa05-7001-7047 And Lsc-Ir-Pa05-7100; Accessories; Turf Rotor; 30; H With Built In Check Valve; 75 Mm Diameter | 1 | Nr | AED | 114
2020-01 | 2 | 2.0046 |  | United Arab Emirates | Dubai | Hard & Soft Landscaping | MBR - Dubai Hills Estate | PA-05 Phase 1 | EMAAR | Zaid Alhussain | Award | 2020 | Fixed Price Lump Sum | SITE WORK | Landscaping | Irrigation Installation Complete; As Landscape Specifications Section 32 8000 And Drawings Lsc-Ir-Pa05-7301-08, 7310-17, 7319-21, 7326-28, 7333-34, 7338-39, 7341-44, 7346-47, Lsc-Ir-Pa05-7201-7247, Lsc-Ir-Pa05-7001-7047 And Lsc-Ir-Pa05-7100; Accessories; Turf Rotor; 30; Q With Built In Check Valve; 25 Mm Diameter | 2 | Nr | AED | 114
2020-01 | 2 | 2.0046 |  | United Arab Emirates | Dubai | Hard & Soft Landscaping | MBR - Dubai Hills Estate | PA-05 Phase 1 | EMAAR | Zaid Alhussain | Award | 2020 | Fixed Price Lump Sum | SITE WORK | Landscaping | Irrigation Installation Complete; As Landscape Specifications Section 32 8000 And Drawings Lsc-Ir-Pa05-7301-08, 7310-17, 7319-21, 7326-28, 7333-34, 7338-39, 7341-44, 7346-47, Lsc-Ir-Pa05-7201-7247, Lsc-Ir-Pa05-7001-7047 And Lsc-Ir-Pa05-7100; Accessories; Turf Rotor; 30; Q With Built In Check Valve; 40 Mm Diameter | 2 | Nr | AED | 114
2020-01 | 2 | 2.0046 |  | United Arab Emirates | Dubai | Hard & Soft Landscaping | MBR - Dubai Hills Estate | PA-05 Phase 1 | EMAAR | Zaid Alhussain | Award | 2020 | Fixed Price Lump Sum | SITE WORK | Landscaping | Irrigation Installation Complete; As Landscape Specifications Section 32 8000 And Drawings Lsc-Ir-Pa05-7301-08, 7310-17, 7319-21, 7326-28, 7333-34, 7338-39, 7341-44, 7346-47, Lsc-Ir-Pa05-7201-7247, Lsc-Ir-Pa05-7001-7047 And Lsc-Ir-Pa05-7100; Accessories; Turf Rotor; 30; T With Built In Check Valve; 25 Mm Diameter | 1 | Nr | AED | 114
2020-01 | 2 | 2.0046 |  | United Arab Emirates | Dubai | Hard & Soft Landscaping | MBR - Dubai Hills Estate | PA-05 Phase 1 | EMAAR | Zaid Alhussain | Award | 2020 | Fixed Price Lump Sum | SITE WORK | Landscaping | Irrigation Installation Complete; As Landscape Specifications Section 32 8000 And Drawings Lsc-Ir-Pa05-7301-08, 7310-17, 7319-21, 7326-28, 7333-34, 7338-39, 7341-44, 7346-47, Lsc-Ir-Pa05-7201-7247, Lsc-Ir-Pa05-7001-7047 And Lsc-Ir-Pa05-7100; Accessories; Turf Rotor; 35; F With Built In Check Valve; 25 Mm Diameter | 4 | Nr | AED | 114
2020-01 | 2 | 2.0046 |  | United Arab Emirates | Dubai | Hard & Soft Landscaping | MBR - Dubai Hills Estate | PA-05 Phase 1 | EMAAR | Zaid Alhussain | Award | 2020 | Fixed Price Lump Sum | SITE WORK | Landscaping | Irrigation Installation Complete; As Landscape Specifications Section 32 8000 And Drawings Lsc-Ir-Pa05-7301-08, 7310-17, 7319-21, 7326-28, 7333-34, 7338-39, 7341-44, 7346-47, Lsc-Ir-Pa05-7201-7247, Lsc-Ir-Pa05-7001-7047 And Lsc-Ir-Pa05-7100; Accessories; Turf Rotor; 35; F With Built In Check Valve; 40 Mm Diameter | 8 | Nr | AED | 114
2020-01 | 2 | 2.0047 |  | United Arab Emirates | Dubai | Hard & Soft Landscaping | MBR - Dubai Hills Estate | PA-05 Phase 1 | EMAAR | Zaid Alhussain | Award | 2020 | Fixed Price Lump Sum | SITE WORK | Landscaping | Irrigation Installation Complete; As Landscape Specifications Section 32 8000 And Drawings Lsc-Ir-Pa05-7301-08, 7310-17, 7319-21, 7326-28, 7333-34, 7338-39, 7341-44, 7346-47, Lsc-Ir-Pa05-7201-7247, Lsc-Ir-Pa05-7001-7047 And Lsc-Ir-Pa05-7100; Accessories; Turf Rotor; 35; F With Built In Check Valve; 50 Mm Diameter | 8 | Nr | AED | 114
2020-01 | 2 | 2.0047 |  | United Arab Emirates | Dubai | Hard & Soft Landscaping | MBR - Dubai Hills Estate | PA-05 Phase 1 | EMAAR | Zaid Alhussain | Award | 2020 | Fixed Price Lump Sum | SITE WORK | Landscaping | Irrigation Installation Complete; As Landscape Specifications Section 32 8000 And Drawings Lsc-Ir-Pa05-7301-08, 7310-17, 7319-21, 7326-28, 7333-34, 7338-39, 7341-44, 7346-47, Lsc-Ir-Pa05-7201-7247, Lsc-Ir-Pa05-7001-7047 And Lsc-Ir-Pa05-7100; Accessories; Turf Rotor; 35; F With Built In Check Valve; 75 Mm Diameter | 9 | Nr | AED | 114
2020-01 | 2 | 2.0047 |  | United Arab Emirates | Dubai | Hard & Soft Landscaping | MBR - Dubai Hills Estate | PA-05 Phase 1 | EMAAR | Zaid Alhussain | Award | 2020 | Fixed Price Lump Sum | SITE WORK | Landscaping | Irrigation Installation Complete; As Landscape Specifications Section 32 8000 And Drawings Lsc-Ir-Pa05-7301-08, 7310-17, 7319-21, 7326-28, 7333-34, 7338-39, 7341-44, 7346-47, Lsc-Ir-Pa05-7201-7247, Lsc-Ir-Pa05-7001-7047 And Lsc-Ir-Pa05-7100; Accessories; Turf Rotor; 35; H With Built In Check Valve; 100 Mm Diameter | 3 | Nr | AED | 114
2020-01 | 2 | 2.0047 |  | United Arab Emirates | Dubai | Hard & Soft Landscaping | MBR - Dubai Hills Estate | PA-05 Phase 1 | EMAAR | Zaid Alhussain | Award | 2020 | Fixed Price Lump Sum | SITE WORK | Landscaping | Irrigation Installation Complete; As Landscape Specifications Section 32 8000 And Drawings Lsc-Ir-Pa05-7301-08, 7310-17, 7319-21, 7326-28, 7333-34, 7338-39, 7341-44, 7346-47, Lsc-Ir-Pa05-7201-7247, Lsc-Ir-Pa05-7001-7047 And Lsc-Ir-Pa05-7100; Accessories; Turf Rotor; 35; H With Built In Check Valve; 150 Mm Diameter | 1 | Nr | AED | 114
2020-01 | 2 | 2.0047 |  | United Arab Emirates | Dubai | Hard & Soft Landscaping | MBR - Dubai Hills Estate | PA-05 Phase 1 | EMAAR | Zaid Alhussain | Award | 2020 | Fixed Price Lump Sum | SITE WORK | Landscaping | Irrigation Installation Complete; As Landscape Specifications Section 32 8000 And Drawings Lsc-Ir-Pa05-7301-08, 7310-17, 7319-21, 7326-28, 7333-34, 7338-39, 7341-44, 7346-47, Lsc-Ir-Pa05-7201-7247, Lsc-Ir-Pa05-7001-7047 And Lsc-Ir-Pa05-7100; Accessories; Turf Rotor; 35; H With Built In Check Valve; 25 Mm Diameter | 9 | Nr | AED | 114
2020-01 | 2 | 2.0047 |  | United Arab Emirates | Dubai | Hard & Soft Landscaping | MBR - Dubai Hills Estate | PA-05 Phase 1 | EMAAR | Zaid Alhussain | Award | 2020 | Fixed Price Lump Sum | SITE WORK | Landscaping | Irrigation Installation Complete; As Landscape Specifications Section 32 8000 And Drawings Lsc-Ir-Pa05-7301-08, 7310-17, 7319-21, 7326-28, 7333-34, 7338-39, 7341-44, 7346-47, Lsc-Ir-Pa05-7201-7247, Lsc-Ir-Pa05-7001-7047 And Lsc-Ir-Pa05-7100; Accessories; Turf Rotor; 35; H With Built In Check Valve; 40 Mm Diameter | 14 | Nr | AED | 114
2020-01 | 2 | 2.0047 |  | United Arab Emirates | Dubai | Hard & Soft Landscaping | MBR - Dubai Hills Estate | PA-05 Phase 1 | EMAAR | Zaid Alhussain | Award | 2020 | Fixed Price Lump Sum | SITE WORK | Landscaping | Irrigation Installation Complete; As Landscape Specifications Section 32 8000 And Drawings Lsc-Ir-Pa05-7301-08, 7310-17, 7319-21, 7326-28, 7333-34, 7338-39, 7341-44, 7346-47, Lsc-Ir-Pa05-7201-7247, Lsc-Ir-Pa05-7001-7047 And Lsc-Ir-Pa05-7100; Accessories; Turf Rotor; 35; H With Built In Check Valve; 50 Mm Diameter | 4 | Nr | AED | 114
2020-01 | 2 | 2.0047 |  | United Arab Emirates | Dubai | Hard & Soft Landscaping | MBR - Dubai Hills Estate | PA-05 Phase 1 | EMAAR | Zaid Alhussain | Award | 2020 | Fixed Price Lump Sum | SITE WORK | Landscaping | Irrigation Installation Complete; As Landscape Specifications Section 32 8000 And Drawings Lsc-Ir-Pa05-7301-08, 7310-17, 7319-21, 7326-28, 7333-34, 7338-39, 7341-44, 7346-47, Lsc-Ir-Pa05-7201-7247, Lsc-Ir-Pa05-7001-7047 And Lsc-Ir-Pa05-7100; Accessories; Turf Rotor; 35; Q With Built In Check Valve; 150 Mm Diameter | 1 | Nr | AED | 114
2020-01 | 2 | 2.0047 |  | United Arab Emirates | Dubai | Hard & Soft Landscaping | MBR - Dubai Hills Estate | PA-05 Phase 1 | EMAAR | Zaid Alhussain | Award | 2020 | Fixed Price Lump Sum | SITE WORK | Landscaping | Irrigation Installation Complete; As Landscape Specifications Section 32 8000 And Drawings Lsc-Ir-Pa05-7301-08, 7310-17, 7319-21, 7326-28, 7333-34, 7338-39, 7341-44, 7346-47, Lsc-Ir-Pa05-7201-7247, Lsc-Ir-Pa05-7001-7047 And Lsc-Ir-Pa05-7100; Accessories; Turf Rotor; 35; T With Built In Check Valve; 25 Mm Diameter | 3 | Nr | AED | 114
2020-01 | 2 | 2.0047 |  | United Arab Emirates | Dubai | Hard & Soft Landscaping | MBR - Dubai Hills Estate | PA-05 Phase 1 | EMAAR | Zaid Alhussain | Award | 2020 | Fixed Price Lump Sum | SITE WORK | Landscaping | Irrigation Installation Complete; As Landscape Specifications Section 32 8000 And Drawings Lsc-Ir-Pa05-7301-08, 7310-17, 7319-21, 7326-28, 7333-34, 7338-39, 7341-44, 7346-47, Lsc-Ir-Pa05-7201-7247, Lsc-Ir-Pa05-7001-7047 And Lsc-Ir-Pa05-7100; Accessories; Turf Rotor; 35; T With Built In Check Valve; 100 Mm Diameter | 1 | Nr | AED | 114
2020-01 | 2 | 2.0048 |  | United Arab Emirates | Dubai | Hard & Soft Landscaping | MBR - Dubai Hills Estate | PA-05 Phase 1 | EMAAR | Zaid Alhussain | Award | 2020 | Fixed Price Lump Sum | SITE WORK | Landscaping | Irrigation Installation Complete; As Landscape Specifications Section 32 8000 And Drawings Lsc-Ir-Pa05-7301-08, 7310-17, 7319-21, 7326-28, 7333-34, 7338-39, 7341-44, 7346-47, Lsc-Ir-Pa05-7201-7247, Lsc-Ir-Pa05-7001-7047 And Lsc-Ir-Pa05-7100; Accessories; Mpr Turf Spray; 12 Series With Built In Check Valve; 25 Mm Diameter; Full Angle | 1 | Nr | AED | 75
2020-01 | 2 | 2.0048 |  | United Arab Emirates | Dubai | Hard & Soft Landscaping | MBR - Dubai Hills Estate | PA-05 Phase 1 | EMAAR | Zaid Alhussain | Award | 2020 | Fixed Price Lump Sum | SITE WORK | Landscaping | Irrigation Installation Complete; As Landscape Specifications Section 32 8000 And Drawings Lsc-Ir-Pa05-7301-08, 7310-17, 7319-21, 7326-28, 7333-34, 7338-39, 7341-44, 7346-47, Lsc-Ir-Pa05-7201-7247, Lsc-Ir-Pa05-7001-7047 And Lsc-Ir-Pa05-7100; Accessories; Mpr Turf Spray; 15 Series With Built In Check Valve; 25 Mm Diameter; Full Angle | 18 | Nr | AED | 75
2020-01 | 2 | 2.0048 |  | United Arab Emirates | Dubai | Hard & Soft Landscaping | MBR - Dubai Hills Estate | PA-05 Phase 1 | EMAAR | Zaid Alhussain | Award | 2020 | Fixed Price Lump Sum | SITE WORK | Landscaping | Irrigation Installation Complete; As Landscape Specifications Section 32 8000 And Drawings Lsc-Ir-Pa05-7301-08, 7310-17, 7319-21, 7326-28, 7333-34, 7338-39, 7341-44, 7346-47, Lsc-Ir-Pa05-7201-7247, Lsc-Ir-Pa05-7001-7047 And Lsc-Ir-Pa05-7100; Accessories; Mpr Turf Spray; 15 Series With Built In Check Valve; 40 Mm Diameter; Full Angle | 21 | Nr | AED | 75
2020-01 | 2 | 2.0048 |  | United Arab Emirates | Dubai | Hard & Soft Landscaping | MBR - Dubai Hills Estate | PA-05 Phase 1 | EMAAR | Zaid Alhussain | Award | 2020 | Fixed Price Lump Sum | SITE WORK | Landscaping | Irrigation Installation Complete; As Landscape Specifications Section 32 8000 And Drawings Lsc-Ir-Pa05-7301-08, 7310-17, 7319-21, 7326-28, 7333-34, 7338-39, 7341-44, 7346-47, Lsc-Ir-Pa05-7201-7247, Lsc-Ir-Pa05-7001-7047 And Lsc-Ir-Pa05-7100; Accessories; Mpr Turf Spray; 15 Series With Built In Check Valve; 50 Mm Diameter; Full Angle | 3 | Nr | AED | 75
2020-01 | 2 | 2.0048 |  | United Arab Emirates | Dubai | Hard & Soft Landscaping | MBR - Dubai Hills Estate | PA-05 Phase 1 | EMAAR | Zaid Alhussain | Award | 2020 | Fixed Price Lump Sum | SITE WORK | Landscaping | Irrigation Installation Complete; As Landscape Specifications Section 32 8000 And Drawings Lsc-Ir-Pa05-7301-08, 7310-17, 7319-21, 7326-28, 7333-34, 7338-39, 7341-44, 7346-47, Lsc-Ir-Pa05-7201-7247, Lsc-Ir-Pa05-7001-7047 And Lsc-Ir-Pa05-7100; Accessories; Mpr Turf Spray; 15 Series With Built In Check Valve; 75 Mm Diameter; Full Angle | 1 | Nr | AED | 75
2020-01 | 2 | 2.0048 |  | United Arab Emirates | Dubai | Hard & Soft Landscaping | MBR - Dubai Hills Estate | PA-05 Phase 1 | EMAAR | Zaid Alhussain | Award | 2020 | Fixed Price Lump Sum | SITE WORK | Landscaping | Irrigation Installation Complete; As Landscape Specifications Section 32 8000 And Drawings Lsc-Ir-Pa05-7301-08, 7310-17, 7319-21, 7326-28, 7333-34, 7338-39, 7341-44, 7346-47, Lsc-Ir-Pa05-7201-7247, Lsc-Ir-Pa05-7001-7047 And Lsc-Ir-Pa05-7100; Accessories; Turf Spray Adj; 15 Series With Built In Check Valve; 25 Mm Diameter | 45 | Nr | AED | 75
2020-01 | 2 | 2.0048 |  | United Arab Emirates | Dubai | Hard & Soft Landscaping | MBR - Dubai Hills Estate | PA-05 Phase 1 | EMAAR | Zaid Alhussain | Award | 2020 | Fixed Price Lump Sum | SITE WORK | Landscaping | Irrigation Installation Complete; As Landscape Specifications Section 32 8000 And Drawings Lsc-Ir-Pa05-7301-08, 7310-17, 7319-21, 7326-28, 7333-34, 7338-39, 7341-44, 7346-47, Lsc-Ir-Pa05-7201-7247, Lsc-Ir-Pa05-7001-7047 And Lsc-Ir-Pa05-7100; Accessories; Turf Spray Adj; 15 Series With Built In Check Valve; 40 Mm Diameter | 12 | Nr | AED | 75
2020-01 | 2 | 2.0048 |  | United Arab Emirates | Dubai | Hard & Soft Landscaping | MBR - Dubai Hills Estate | PA-05 Phase 1 | EMAAR | Zaid Alhussain | Award | 2020 | Fixed Price Lump Sum | SITE WORK | Landscaping | Irrigation Installation Complete; As Landscape Specifications Section 32 8000 And Drawings Lsc-Ir-Pa05-7301-08, 7310-17, 7319-21, 7326-28, 7333-34, 7338-39, 7341-44, 7346-47, Lsc-Ir-Pa05-7201-7247, Lsc-Ir-Pa05-7001-7047 And Lsc-Ir-Pa05-7100; Accessories; Turf Spray Adj; 15 Series With Built In Check Valve; 50 Mm Diameter | 3 | Nr | AED | 75
2020-01 | 2 | 2.0048 |  | United Arab Emirates | Dubai | Hard & Soft Landscaping | MBR - Dubai Hills Estate | PA-05 Phase 1 | EMAAR | Zaid Alhussain | Award | 2020 | Fixed Price Lump Sum | SITE WORK | Landscaping | Irrigation Installation Complete; As Landscape Specifications Section 32 8000 And Drawings Lsc-Ir-Pa05-7301-08, 7310-17, 7319-21, 7326-28, 7333-34, 7338-39, 7341-44, 7346-47, Lsc-Ir-Pa05-7201-7247, Lsc-Ir-Pa05-7001-7047 And Lsc-Ir-Pa05-7100; Accessories; Turf Spray Adj; 15 Series With Built In Check Valve; 75 Mm Diameter | 8 | Nr | AED | 75
2020-01 | 2 | 2.0048 |  | United Arab Emirates | Dubai | Hard & Soft Landscaping | MBR - Dubai Hills Estate | PA-05 Phase 1 | EMAAR | Zaid Alhussain | Award | 2020 | Fixed Price Lump Sum | SITE WORK | Landscaping | Irrigation Installation Complete; As Landscape Specifications Section 32 8000 And Drawings Lsc-Ir-Pa05-7301-08, 7310-17, 7319-21, 7326-28, 7333-34, 7338-39, 7341-44, 7346-47, Lsc-Ir-Pa05-7201-7247, Lsc-Ir-Pa05-7001-7047 And Lsc-Ir-Pa05-7100; Accessories; Turf Spray Adj; 15 Series With Built In Check Valve; 100 Mm Diameter | 2 | Nr | AED | 75
2020-01 | 2 | 2.0049 |  | United Arab Emirates | Dubai | Hard & Soft Landscaping | MBR - Dubai Hills Estate | PA-05 Phase 1 | EMAAR | Zaid Alhussain | Award | 2020 | Fixed Price Lump Sum | SITE WORK | Landscaping | Irrigation Installation Complete; As Landscape Specifications Section 32 8000 And Drawings Lsc-Ir-Pa05-7301-08, 7310-17, 7319-21, 7326-28, 7333-34, 7338-39, 7341-44, 7346-47, Lsc-Ir-Pa05-7201-7247, Lsc-Ir-Pa05-7001-7047 And Lsc-Ir-Pa05-7100; Accessories; Turf Spray Adj; 18 Series With Built In Check Valve; 25 Mm Diameter | 10 | Nr | AED | 75
2020-01 | 2 | 2.0049 |  | United Arab Emirates | Dubai | Hard & Soft Landscaping | MBR - Dubai Hills Estate | PA-05 Phase 1 | EMAAR | Zaid Alhussain | Award | 2020 | Fixed Price Lump Sum | SITE WORK | Landscaping | Irrigation Installation Complete; As Landscape Specifications Section 32 8000 And Drawings Lsc-Ir-Pa05-7301-08, 7310-17, 7319-21, 7326-28, 7333-34, 7338-39, 7341-44, 7346-47, Lsc-Ir-Pa05-7201-7247, Lsc-Ir-Pa05-7001-7047 And Lsc-Ir-Pa05-7100; Accessories; Turf Spray Adj; 18 Series With Built In Check Valve; 40 Mm Diameter | 5 | Nr | AED | 75
2020-01 | 2 | 2.0049 |  | United Arab Emirates | Dubai | Hard & Soft Landscaping | MBR - Dubai Hills Estate | PA-05 Phase 1 | EMAAR | Zaid Alhussain | Award | 2020 | Fixed Price Lump Sum | SITE WORK | Landscaping | Irrigation Installation Complete; As Landscape Specifications Section 32 8000 And Drawings Lsc-Ir-Pa05-7301-08, 7310-17, 7319-21, 7326-28, 7333-34, 7338-39, 7341-44, 7346-47, Lsc-Ir-Pa05-7201-7247, Lsc-Ir-Pa05-7001-7047 And Lsc-Ir-Pa05-7100; Accessories; Turf Spray Adj; 18 Series With Built In Check Valve; 75 Mm Diameter | 3 | Nr | AED | 75
2020-01 | 2 | 2.0049 |  | United Arab Emirates | Dubai | Hard & Soft Landscaping | MBR - Dubai Hills Estate | PA-05 Phase 1 | EMAAR | Zaid Alhussain | Award | 2020 | Fixed Price Lump Sum | SITE WORK | Landscaping | Irrigation Installation Complete; As Landscape Specifications Section 32 8000 And Drawings Lsc-Ir-Pa05-7301-08, 7310-17, 7319-21, 7326-28, 7333-34, 7338-39, 7341-44, 7346-47, Lsc-Ir-Pa05-7201-7247, Lsc-Ir-Pa05-7001-7047 And Lsc-Ir-Pa05-7100; Valve Box; For Drip Valve | 38 | Nr | AED | 333
2020-01 | 2 | 2.0049 |  | United Arab Emirates | Dubai | Hard & Soft Landscaping | MBR - Dubai Hills Estate | PA-05 Phase 1 | EMAAR | Zaid Alhussain | Award | 2020 | Fixed Price Lump Sum | SITE WORK | Landscaping | Irrigation Installation Complete; As Landscape Specifications Section 32 8000 And Drawings Lsc-Ir-Pa05-7301-08, 7310-17, 7319-21, 7326-28, 7333-34, 7338-39, 7341-44, 7346-47, Lsc-Ir-Pa05-7201-7247, Lsc-Ir-Pa05-7001-7047 And Lsc-Ir-Pa05-7100; Valve Box; For Turf Valve | 15 | Nr | AED | 333
2020-01 | 2 | 2.0049 |  | United Arab Emirates | Dubai | Hard & Soft Landscaping | MBR - Dubai Hills Estate | PA-05 Phase 1 | EMAAR | Zaid Alhussain | Award | 2020 | Fixed Price Lump Sum | SITE WORK | Landscaping | Irrigation Installation Complete; As Landscape Specifications Section 32 8000 And Drawings Lsc-Ir-Pa05-7301-08, 7310-17, 7319-21, 7326-28, 7333-34, 7338-39, 7341-44, 7346-47, Lsc-Ir-Pa05-7201-7247, Lsc-Ir-Pa05-7001-7047 And Lsc-Ir-Pa05-7100; Thrust Block; For Bend; 90 Degree; 75 Mm Diameter | 47 | Nr | AED | 143
2020-01 | 2 | 2.0049 |  | United Arab Emirates | Dubai | Hard & Soft Landscaping | MBR - Dubai Hills Estate | PA-05 Phase 1 | EMAAR | Zaid Alhussain | Award | 2020 | Fixed Price Lump Sum | SITE WORK | Landscaping | Irrigation Installation Complete; As Landscape Specifications Section 32 8000 And Drawings Lsc-Ir-Pa05-7301-08, 7310-17, 7319-21, 7326-28, 7333-34, 7338-39, 7341-44, 7346-47, Lsc-Ir-Pa05-7201-7247, Lsc-Ir-Pa05-7001-7047 And Lsc-Ir-Pa05-7100; Thrust Block; For Bend; 90 Degree; 100 Mm Diameter | 26 | Nr | AED | 238
2020-01 | 2 | 2.0049 |  | United Arab Emirates | Dubai | Hard & Soft Landscaping | MBR - Dubai Hills Estate | PA-05 Phase 1 | EMAAR | Zaid Alhussain | Award | 2020 | Fixed Price Lump Sum | SITE WORK | Landscaping | Irrigation Installation Complete; As Landscape Specifications Section 32 8000 And Drawings Lsc-Ir-Pa05-7301-08, 7310-17, 7319-21, 7326-28, 7333-34, 7338-39, 7341-44, 7346-47, Lsc-Ir-Pa05-7201-7247, Lsc-Ir-Pa05-7001-7047 And Lsc-Ir-Pa05-7100; Thrust Block; For Bend; 90 Degree; 150 Mm Diameter | 1 | Nr | AED | 285
2020-01 | 2 | 2.0049 |  | United Arab Emirates | Dubai | Hard & Soft Landscaping | MBR - Dubai Hills Estate | PA-05 Phase 1 | EMAAR | Zaid Alhussain | Award | 2020 | Fixed Price Lump Sum | SITE WORK | Landscaping | Irrigation Installation Complete; As Landscape Specifications Section 32 8000 And Drawings Lsc-Ir-Pa05-7301-08, 7310-17, 7319-21, 7326-28, 7333-34, 7338-39, 7341-44, 7346-47, Lsc-Ir-Pa05-7201-7247, Lsc-Ir-Pa05-7001-7047 And Lsc-Ir-Pa05-7100; Thrust Block; For Bend; 120 Degree; 75 Mm Diameter | 25 | Nr | AED | 143
2020-01 | 2 | 2.0049 |  | United Arab Emirates | Dubai | Hard & Soft Landscaping | MBR - Dubai Hills Estate | PA-05 Phase 1 | EMAAR | Zaid Alhussain | Award | 2020 | Fixed Price Lump Sum | SITE WORK | Landscaping | Irrigation Installation Complete; As Landscape Specifications Section 32 8000 And Drawings Lsc-Ir-Pa05-7301-08, 7310-17, 7319-21, 7326-28, 7333-34, 7338-39, 7341-44, 7346-47, Lsc-Ir-Pa05-7201-7247, Lsc-Ir-Pa05-7001-7047 And Lsc-Ir-Pa05-7100; Thrust Block; For Bend; 120 Degree; 100 Mm Diameter | 14 | Nr | AED | 190
2020-01 | 2 | 2.005 |  | United Arab Emirates | Dubai | Hard & Soft Landscaping | MBR - Dubai Hills Estate | PA-05 Phase 1 | EMAAR | Zaid Alhussain | Award | 2020 | Fixed Price Lump Sum | SITE WORK | Landscaping | Irrigation Installation Complete; As Landscape Specifications Section 32 8000 And Drawings Lsc-Ir-Pa05-7301-08, 7310-17, 7319-21, 7326-28, 7333-34, 7338-39, 7341-44, 7346-47, Lsc-Ir-Pa05-7201-7247, Lsc-Ir-Pa05-7001-7047 And Lsc-Ir-Pa05-7100; Thrust Block; For Bend; 120 Degree; 150 Mm Diameter | 1 | Nr | AED | 214
2020-01 | 2 | 2.005 |  | United Arab Emirates | Dubai | Hard & Soft Landscaping | MBR - Dubai Hills Estate | PA-05 Phase 1 | EMAAR | Zaid Alhussain | Award | 2020 | Fixed Price Lump Sum | SITE WORK | Landscaping | Irrigation Installation Complete; As Landscape Specifications Section 32 8000 And Drawings Lsc-Ir-Pa05-7301-08, 7310-17, 7319-21, 7326-28, 7333-34, 7338-39, 7341-44, 7346-47, Lsc-Ir-Pa05-7201-7247, Lsc-Ir-Pa05-7001-7047 And Lsc-Ir-Pa05-7100; Thrust Block; For Equal Tee; 75 X 75 X 75 Mm Diameter | 2 | Nr | AED | 190
2020-01 | 2 | 2.005 |  | United Arab Emirates | Dubai | Hard & Soft Landscaping | MBR - Dubai Hills Estate | PA-05 Phase 1 | EMAAR | Zaid Alhussain | Award | 2020 | Fixed Price Lump Sum | SITE WORK | Landscaping | Irrigation Installation Complete; As Landscape Specifications Section 32 8000 And Drawings Lsc-Ir-Pa05-7301-08, 7310-17, 7319-21, 7326-28, 7333-34, 7338-39, 7341-44, 7346-47, Lsc-Ir-Pa05-7201-7247, Lsc-Ir-Pa05-7001-7047 And Lsc-Ir-Pa05-7100; Thrust Block; For Un-Equal Tee; 25 X 75 X 75 Mm Diameter | 2 | Nr | AED | 190
2020-01 | 2 | 2.005 |  | United Arab Emirates | Dubai | Hard & Soft Landscaping | MBR - Dubai Hills Estate | PA-05 Phase 1 | EMAAR | Zaid Alhussain | Award | 2020 | Fixed Price Lump Sum | SITE WORK | Landscaping | Irrigation Installation Complete; As Landscape Specifications Section 32 8000 And Drawings Lsc-Ir-Pa05-7301-08, 7310-17, 7319-21, 7326-28, 7333-34, 7338-39, 7341-44, 7346-47, Lsc-Ir-Pa05-7201-7247, Lsc-Ir-Pa05-7001-7047 And Lsc-Ir-Pa05-7100; Thrust Block; For Un-Equal Tee; 50 X 75 X 25 Mm Diameter | 1 | Nr | AED | 190
2020-01 | 2 | 2.005 |  | United Arab Emirates | Dubai | Hard & Soft Landscaping | MBR - Dubai Hills Estate | PA-05 Phase 1 | EMAAR | Zaid Alhussain | Award | 2020 | Fixed Price Lump Sum | SITE WORK | Landscaping | Irrigation Installation Complete; As Landscape Specifications Section 32 8000 And Drawings Lsc-Ir-Pa05-7301-08, 7310-17, 7319-21, 7326-28, 7333-34, 7338-39, 7341-44, 7346-47, Lsc-Ir-Pa05-7201-7247, Lsc-Ir-Pa05-7001-7047 And Lsc-Ir-Pa05-7100; Thrust Block; For Un-Equal Tee; 50 X 75 X 50 Mm Diameter | 1 | Nr | AED | 190
2020-01 | 2 | 2.005 |  | United Arab Emirates | Dubai | Hard & Soft Landscaping | MBR - Dubai Hills Estate | PA-05 Phase 1 | EMAAR | Zaid Alhussain | Award | 2020 | Fixed Price Lump Sum | SITE WORK | Landscaping | Irrigation Installation Complete; As Landscape Specifications Section 32 8000 And Drawings Lsc-Ir-Pa05-7301-08, 7310-17, 7319-21, 7326-28, 7333-34, 7338-39, 7341-44, 7346-47, Lsc-Ir-Pa05-7201-7247, Lsc-Ir-Pa05-7001-7047 And Lsc-Ir-Pa05-7100; Thrust Block; For Un-Equal Tee; 75 X 25 X 50 Mm Diameter | 2 | Nr | AED | 190
2020-01 | 2 | 2.005 |  | United Arab Emirates | Dubai | Hard & Soft Landscaping | MBR - Dubai Hills Estate | PA-05 Phase 1 | EMAAR | Zaid Alhussain | Award | 2020 | Fixed Price Lump Sum | SITE WORK | Landscaping | Irrigation Installation Complete; As Landscape Specifications Section 32 8000 And Drawings Lsc-Ir-Pa05-7301-08, 7310-17, 7319-21, 7326-28, 7333-34, 7338-39, 7341-44, 7346-47, Lsc-Ir-Pa05-7201-7247, Lsc-Ir-Pa05-7001-7047 And Lsc-Ir-Pa05-7100; Thrust Block; For Un-Equal Tee; 75 X 25 X 75 Mm Diameter | 36 | Nr | AED | 190
2020-01 | 2 | 2.005 |  | United Arab Emirates | Dubai | Hard & Soft Landscaping | MBR - Dubai Hills Estate | PA-05 Phase 1 | EMAAR | Zaid Alhussain | Award | 2020 | Fixed Price Lump Sum | SITE WORK | Landscaping | Irrigation Installation Complete; As Landscape Specifications Section 32 8000 And Drawings Lsc-Ir-Pa05-7301-08, 7310-17, 7319-21, 7326-28, 7333-34, 7338-39, 7341-44, 7346-47, Lsc-Ir-Pa05-7201-7247, Lsc-Ir-Pa05-7001-7047 And Lsc-Ir-Pa05-7100; Thrust Block; For Un-Equal Tee; 75 X 40 X 50 Mm Diameter | 2 | Nr | AED | 190
2020-01 | 2 | 2.005 |  | United Arab Emirates | Dubai | Hard & Soft Landscaping | MBR - Dubai Hills Estate | PA-05 Phase 1 | EMAAR | Zaid Alhussain | Award | 2020 | Fixed Price Lump Sum | SITE WORK | Landscaping | Irrigation Installation Complete; As Landscape Specifications Section 32 8000 And Drawings Lsc-Ir-Pa05-7301-08, 7310-17, 7319-21, 7326-28, 7333-34, 7338-39, 7341-44, 7346-47, Lsc-Ir-Pa05-7201-7247, Lsc-Ir-Pa05-7001-7047 And Lsc-Ir-Pa05-7100; Thrust Block; For Un-Equal Tee; 75 X 40 X 75 Mm Diameter | 2 | Nr | AED | 190
2020-01 | 2 | 2.005 |  | United Arab Emirates | Dubai | Hard & Soft Landscaping | MBR - Dubai Hills Estate | PA-05 Phase 1 | EMAAR | Zaid Alhussain | Award | 2020 | Fixed Price Lump Sum | SITE WORK | Landscaping | Irrigation Installation Complete; As Landscape Specifications Section 32 8000 And Drawings Lsc-Ir-Pa05-7301-08, 7310-17, 7319-21, 7326-28, 7333-34, 7338-39, 7341-44, 7346-47, Lsc-Ir-Pa05-7201-7247, Lsc-Ir-Pa05-7001-7047 And Lsc-Ir-Pa05-7100; Thrust Block; For Un-Equal Tee; 75 X 75 X 25 Mm Diameter | 5 | Nr | AED | 190
2020-01 | 2 | 2.0051 |  | United Arab Emirates | Dubai | Hard & Soft Landscaping | MBR - Dubai Hills Estate | PA-05 Phase 1 | EMAAR | Zaid Alhussain | Award | 2020 | Fixed Price Lump Sum | SITE WORK | Landscaping | Irrigation Installation Complete; As Landscape Specifications Section 32 8000 And Drawings Lsc-Ir-Pa05-7301-08, 7310-17, 7319-21, 7326-28, 7333-34, 7338-39, 7341-44, 7346-47, Lsc-Ir-Pa05-7201-7247, Lsc-Ir-Pa05-7001-7047 And Lsc-Ir-Pa05-7100; Thrust Block; For Un-Equal Tee; 75 X 75 X 40 Mm Diameter | 2 | Nr | AED | 190
2020-01 | 2 | 2.0051 |  | United Arab Emirates | Dubai | Hard & Soft Landscaping | MBR - Dubai Hills Estate | PA-05 Phase 1 | EMAAR | Zaid Alhussain | Award | 2020 | Fixed Price Lump Sum | SITE WORK | Landscaping | Irrigation Installation Complete; As Landscape Specifications Section 32 8000 And Drawings Lsc-Ir-Pa05-7301-08, 7310-17, 7319-21, 7326-28, 7333-34, 7338-39, 7341-44, 7346-47, Lsc-Ir-Pa05-7201-7247, Lsc-Ir-Pa05-7001-7047 And Lsc-Ir-Pa05-7100; Thrust Block; For Un-Equal Tee; 75 X 75 X 50 Mm Diameter | 2 | Nr | AED | 190
2020-01 | 2 | 2.0051 |  | United Arab Emirates | Dubai | Hard & Soft Landscaping | MBR - Dubai Hills Estate | PA-05 Phase 1 | EMAAR | Zaid Alhussain | Award | 2020 | Fixed Price Lump Sum | SITE WORK | Landscaping | Irrigation Installation Complete; As Landscape Specifications Section 32 8000 And Drawings Lsc-Ir-Pa05-7301-08, 7310-17, 7319-21, 7326-28, 7333-34, 7338-39, 7341-44, 7346-47, Lsc-Ir-Pa05-7201-7247, Lsc-Ir-Pa05-7001-7047 And Lsc-Ir-Pa05-7100; Thrust Block; For Un-Equal Tee; 75 X 75 X 100 Mm Diameter | 1 | Nr | AED | 190
2020-01 | 2 | 2.0051 |  | United Arab Emirates | Dubai | Hard & Soft Landscaping | MBR - Dubai Hills Estate | PA-05 Phase 1 | EMAAR | Zaid Alhussain | Award | 2020 | Fixed Price Lump Sum | SITE WORK | Landscaping | Irrigation Installation Complete; As Landscape Specifications Section 32 8000 And Drawings Lsc-Ir-Pa05-7301-08, 7310-17, 7319-21, 7326-28, 7333-34, 7338-39, 7341-44, 7346-47, Lsc-Ir-Pa05-7201-7247, Lsc-Ir-Pa05-7001-7047 And Lsc-Ir-Pa05-7100; Thrust Block; For Un-Equal Tee; 75 X 100 X 75 Mm Diameter | 1 | Nr | AED | 190
2020-01 | 2 | 2.0051 |  | United Arab Emirates | Dubai | Hard & Soft Landscaping | MBR - Dubai Hills Estate | PA-05 Phase 1 | EMAAR | Zaid Alhussain | Award | 2020 | Fixed Price Lump Sum | SITE WORK | Landscaping | Irrigation Installation Complete; As Landscape Specifications Section 32 8000 And Drawings Lsc-Ir-Pa05-7301-08, 7310-17, 7319-21, 7326-28, 7333-34, 7338-39, 7341-44, 7346-47, Lsc-Ir-Pa05-7201-7247, Lsc-Ir-Pa05-7001-7047 And Lsc-Ir-Pa05-7100; Thrust Block; For Un-Equal Tee; 100 X 25 X 75 Mm Diameter | 1 | Nr | AED | 190
2020-01 | 2 | 2.0051 |  | United Arab Emirates | Dubai | Hard & Soft Landscaping | MBR - Dubai Hills Estate | PA-05 Phase 1 | EMAAR | Zaid Alhussain | Award | 2020 | Fixed Price Lump Sum | SITE WORK | Landscaping | Irrigation Installation Complete; As Landscape Specifications Section 32 8000 And Drawings Lsc-Ir-Pa05-7301-08, 7310-17, 7319-21, 7326-28, 7333-34, 7338-39, 7341-44, 7346-47, Lsc-Ir-Pa05-7201-7247, Lsc-Ir-Pa05-7001-7047 And Lsc-Ir-Pa05-7100; Thrust Block; For Un-Equal Tee; 100 X 50 X 75 Mm Diameter | 1 | Nr | AED | 190
2020-01 | 2 | 2.0051 |  | United Arab Emirates | Dubai | Hard & Soft Landscaping | MBR - Dubai Hills Estate | PA-05 Phase 1 | EMAAR | Zaid Alhussain | Award | 2020 | Fixed Price Lump Sum | SITE WORK | Landscaping | Irrigation Installation Complete; As Landscape Specifications Section 32 8000 And Drawings Lsc-Ir-Pa05-7301-08, 7310-17, 7319-21, 7326-28, 7333-34, 7338-39, 7341-44, 7346-47, Lsc-Ir-Pa05-7201-7247, Lsc-Ir-Pa05-7001-7047 And Lsc-Ir-Pa05-7100; Thrust Block; For Un-Equal Tee; 100 X 25 X 100 Mm Diameter | 7 | Nr | AED | 190
2020-01 | 2 | 2.0051 |  | United Arab Emirates | Dubai | Hard & Soft Landscaping | MBR - Dubai Hills Estate | PA-05 Phase 1 | EMAAR | Zaid Alhussain | Award | 2020 | Fixed Price Lump Sum | SITE WORK | Landscaping | Irrigation Installation Complete; As Landscape Specifications Section 32 8000 And Drawings Lsc-Ir-Pa05-7301-08, 7310-17, 7319-21, 7326-28, 7333-34, 7338-39, 7341-44, 7346-47, Lsc-Ir-Pa05-7201-7247, Lsc-Ir-Pa05-7001-7047 And Lsc-Ir-Pa05-7100; Thrust Block; For Un-Equal Tee; 100 X 50 X 100 Mm Diameter | 1 | Nr | AED | 190
2020-01 | 2 | 2.0051 |  | United Arab Emirates | Dubai | Hard & Soft Landscaping | MBR - Dubai Hills Estate | PA-05 Phase 1 | EMAAR | Zaid Alhussain | Award | 2020 | Fixed Price Lump Sum | SITE WORK | Landscaping | Irrigation Installation Complete; As Landscape Specifications Section 32 8000 And Drawings Lsc-Ir-Pa05-7301-08, 7310-17, 7319-21, 7326-28, 7333-34, 7338-39, 7341-44, 7346-47, Lsc-Ir-Pa05-7201-7247, Lsc-Ir-Pa05-7001-7047 And Lsc-Ir-Pa05-7100; Thrust Block; For Un-Equal Tee; 100 X 75 X 100 Mm Diameter | 1 | Nr | AED | 190
2020-01 | 2 | 2.0051 |  | United Arab Emirates | Dubai | Hard & Soft Landscaping | MBR - Dubai Hills Estate | PA-05 Phase 1 | EMAAR | Zaid Alhussain | Award | 2020 | Fixed Price Lump Sum | SITE WORK | Landscaping | Irrigation Installation Complete; As Landscape Specifications Section 32 8000 And Drawings Lsc-Ir-Pa05-7301-08, 7310-17, 7319-21, 7326-28, 7333-34, 7338-39, 7341-44, 7346-47, Lsc-Ir-Pa05-7201-7247, Lsc-Ir-Pa05-7001-7047 And Lsc-Ir-Pa05-7100; Thrust Block; For Un-Equal Tee; 100 X 100 X 25 Mm Diameter | 4 | Nr | AED | 190
2020-01 | 2 | 2.0052 |  | United Arab Emirates | Dubai | Hard & Soft Landscaping | MBR - Dubai Hills Estate | PA-05 Phase 1 | EMAAR | Zaid Alhussain | Award | 2020 | Fixed Price Lump Sum | SITE WORK | Landscaping | Irrigation Installation Complete; As Landscape Specifications Section 32 8000 And Drawings Lsc-Ir-Pa05-7301-08, 7310-17, 7319-21, 7326-28, 7333-34, 7338-39, 7341-44, 7346-47, Lsc-Ir-Pa05-7201-7247, Lsc-Ir-Pa05-7001-7047 And Lsc-Ir-Pa05-7100; Thrust Block; For Un-Equal Tee; 100 X 100 X 40 Mm Diameter | 1 | Nr | AED | 190
2020-01 | 2 | 2.0052 |  | United Arab Emirates | Dubai | Hard & Soft Landscaping | MBR - Dubai Hills Estate | PA-05 Phase 1 | EMAAR | Zaid Alhussain | Award | 2020 | Fixed Price Lump Sum | SITE WORK | Landscaping | Irrigation Installation Complete; As Landscape Specifications Section 32 8000 And Drawings Lsc-Ir-Pa05-7301-08, 7310-17, 7319-21, 7326-28, 7333-34, 7338-39, 7341-44, 7346-47, Lsc-Ir-Pa05-7201-7247, Lsc-Ir-Pa05-7001-7047 And Lsc-Ir-Pa05-7100; Thrust Block; For Un-Equal Tee; 100 X 100 X 75 Mm Diameter | 1 | Nr | AED | 190
2020-01 | 2 | 2.0052 |  | United Arab Emirates | Dubai | Hard & Soft Landscaping | MBR - Dubai Hills Estate | PA-05 Phase 1 | EMAAR | Zaid Alhussain | Award | 2020 | Fixed Price Lump Sum | SITE WORK | Landscaping | Irrigation Installation Complete; As Landscape Specifications Section 32 8000 And Drawings Lsc-Ir-Pa05-7301-08, 7310-17, 7319-21, 7326-28, 7333-34, 7338-39, 7341-44, 7346-47, Lsc-Ir-Pa05-7201-7247, Lsc-Ir-Pa05-7001-7047 And Lsc-Ir-Pa05-7100; Thrust Block; For Equal Cross; 75 X 75 X 75 X 75 Mm Diameter | 1 | Nr | AED | 238
2020-01 | 2 | 2.0052 |  | United Arab Emirates | Dubai | Hard & Soft Landscaping | MBR - Dubai Hills Estate | PA-05 Phase 1 | EMAAR | Zaid Alhussain | Award | 2020 | Fixed Price Lump Sum | SITE WORK | Landscaping | Irrigation Installation Complete; As Landscape Specifications Section 32 8000 And Drawings Lsc-Ir-Pa05-7301-08, 7310-17, 7319-21, 7326-28, 7333-34, 7338-39, 7341-44, 7346-47, Lsc-Ir-Pa05-7201-7247, Lsc-Ir-Pa05-7001-7047 And Lsc-Ir-Pa05-7100; Thrust Block; For Un-Equal Cross; 75 X 25 X 75 X 25 Mm Diameter | 2 | Nr | AED | 238
2020-01 | 2 | 2.0052 |  | United Arab Emirates | Dubai | Hard & Soft Landscaping | MBR - Dubai Hills Estate | PA-05 Phase 1 | EMAAR | Zaid Alhussain | Award | 2020 | Fixed Price Lump Sum | SITE WORK | Landscaping | Irrigation Installation Complete; As Landscape Specifications Section 32 8000 And Drawings Lsc-Ir-Pa05-7301-08, 7310-17, 7319-21, 7326-28, 7333-34, 7338-39, 7341-44, 7346-47, Lsc-Ir-Pa05-7201-7247, Lsc-Ir-Pa05-7001-7047 And Lsc-Ir-Pa05-7100; Thrust Block; For Un-Equal Cross; 75 X 40 X 75 X 25 Mm Diameter | 1 | Nr | AED | 238
2020-01 | 2 | 2.0052 |  | United Arab Emirates | Dubai | Hard & Soft Landscaping | MBR - Dubai Hills Estate | PA-05 Phase 1 | EMAAR | Zaid Alhussain | Award | 2020 | Fixed Price Lump Sum | SITE WORK | Landscaping | Irrigation Installation Complete; As Landscape Specifications Section 32 8000 And Drawings Lsc-Ir-Pa05-7301-08, 7310-17, 7319-21, 7326-28, 7333-34, 7338-39, 7341-44, 7346-47, Lsc-Ir-Pa05-7201-7247, Lsc-Ir-Pa05-7001-7047 And Lsc-Ir-Pa05-7100; Thrust Block; For Un-Equal Cross; 25 X 100 X 25 X 100 Mm Diameter | 3 | Nr | AED | 238
2020-01 | 2 | 2.0052 |  | United Arab Emirates | Dubai | Hard & Soft Landscaping | MBR - Dubai Hills Estate | PA-05 Phase 1 | EMAAR | Zaid Alhussain | Award | 2020 | Fixed Price Lump Sum | SITE WORK | Landscaping | Irrigation Installation Complete; As Landscape Specifications Section 32 8000 And Drawings Lsc-Ir-Pa05-7301-08, 7310-17, 7319-21, 7326-28, 7333-34, 7338-39, 7341-44, 7346-47, Lsc-Ir-Pa05-7201-7247, Lsc-Ir-Pa05-7001-7047 And Lsc-Ir-Pa05-7100; Warning Marker Tape | 30465 | m | AED | 1
2020-01 | 2 | 2.0052 |  | United Arab Emirates | Dubai | Hard & Soft Landscaping | MBR - Dubai Hills Estate | PA-05 Phase 1 | EMAAR | Zaid Alhussain | Award | 2020 | Fixed Price Lump Sum | SITE WORK | Landscaping | Drip Irrigation For Shrubs, Herbs And Grasses; Drip Line Irrigation Loop Of 16 Mm Diameter (13Id) Inline Pressure Compensating Emitter Tubing With 1/2" Ldpe Class C Pipe, 1/2" Male X Compression Poly Adaptor, Female Threaded Upvc Adaptor And Pvc Tee Piece As Irrigation Specification Section 32 8000 And Drawings Lsc-Ir-Pa05-7301-08, 7310-17, 7319-21, 7326-28, 7333-34, 7338-39, 7341-44, 7346-47, Lsc-Ir-Pa05-7201-7247, Lsc-Ir-Pa05-7001-7047 And Lsc-Ir-Pa05-7100; Area To Receive Dripline (46 Cm X 50 Cm @ 0.9 Gph) | 63947 | m² | AED | 5
2020-01 | 2 | 2.0052 |  | United Arab Emirates | Dubai | Hard & Soft Landscaping | MBR - Dubai Hills Estate | PA-05 Phase 1 | EMAAR | Zaid Alhussain | Award | 2020 | Fixed Price Lump Sum | SITE WORK | Landscaping | Tree Irrigation Loop Of Inline Pressure Compensating Emitter Tubing With 1/2" Ldpe Class C Pipe, 1/2" Male Threads X 20 Mm Compression Adaptor, 1/2" Female Threaded Pvc Adaptor And Pvc Tee Piece Or 90°Elbow As Irrigation Specification Section 32 8000 And Drawings Lsc-Ir-Pa05-7301-08, 7310-17, 7319-21, 7326-28, 7333-34, 7338-39, 7341-44, 7346-47, Lsc-Ir-Pa05-7201-7247, Lsc-Ir-Pa05-7001-7047 And Lsc-Ir-Pa05-7100; 15 No. X 0.92 Gph In-Line Emitters Per Ring For Each Tree | 968 | Nr | AED | 57
2020-01 | 2 | 2.0052 |  | United Arab Emirates | Dubai | Hard & Soft Landscaping | MBR - Dubai Hills Estate | PA-05 Phase 1 | EMAAR | Zaid Alhussain | Award | 2020 | Fixed Price Lump Sum | SITE WORK | Landscaping | Irrigation Electrical Mains Installations Complete; As Irrigation Specification Section 32 8000, Division 26 And Drawings Lsc-Ir-Pa05-7001-7047 Inclusive, Lsc-Ll-Pa05-5001 To 5047 Inclusive And Lsc-Ld-Pa05-9305; Switch Gear And Equipment; Feeder Pillar Including Foundation, Plinths, Concreting And Cable Termination; Underground Incoming Cable Including Upvc Ducts, Excavation, Backfilling, Beds And Surrounds; Ldp-Pa-05-03 | 1 | Nr | AED | 19000
2020-01 | 2 | 2.0053 |  | United Arab Emirates | Dubai | Hard & Soft Landscaping | MBR - Dubai Hills Estate | PA-05 Phase 1 | EMAAR | Zaid Alhussain | Award | 2020 | Fixed Price Lump Sum | SITE WORK | Landscaping | Irrigation Electrical Mains Installations Complete; As Irrigation Specification Section 32 8000, Division 26 And Drawings Lsc-Ir-Pa05-7001-7047 Inclusive, Lsc-Ll-Pa05-5001 To 5047 Inclusive And Lsc-Ld-Pa05-9305; Switch Gear And Equipment; Feeder Pillar Including Foundation, Plinths, Concreting And Cable Termination; Underground Incoming Cable Including Upvc Ducts, Excavation, Backfilling, Beds And Surrounds; Ldp-Pa-05-04 | 1 | Nr | AED | 19000
2020-01 | 2 | 2.0053 |  | United Arab Emirates | Dubai | Hard & Soft Landscaping | MBR - Dubai Hills Estate | PA-05 Phase 1 | EMAAR | Zaid Alhussain | Award | 2020 | Fixed Price Lump Sum | SITE WORK | Landscaping | Irrigation Electrical Mains Installations Complete; As Irrigation Specification Section 32 8000, Division 26 And Drawings Lsc-Ir-Pa05-7001-7047 Inclusive, Lsc-Ll-Pa05-5001 To 5047 Inclusive And Lsc-Ld-Pa05-9305; Switch Gear And Equipment; Feeder Pillar Including Foundation, Plinths, Concreting And Cable Termination; Underground Incoming Cable Including Upvc Ducts, Excavation, Backfilling, Beds And Surrounds; Ldp-Pa-05-05 | 1 | Nr | AED | 19000
2020-01 | 2 | 2.0053 |  | United Arab Emirates | Dubai | Hard & Soft Landscaping | MBR - Dubai Hills Estate | PA-05 Phase 1 | EMAAR | Zaid Alhussain | Award | 2020 | Fixed Price Lump Sum | ELECTRICAL ENGINEERING INSTALLATIONS | Final sub-circuits and auxiliary installations | Irrigation Small Power Installations Complete; As Irrigation Specification Section 32 8000, Division 26 And Drawings Lsc-Ir-Pa05-7001-7047 Inclusive, Lsc-Ll-Pa05-5001 To 5047 Inclusive And Lsc-Ld-Pa05-9305; Upvc Conduit Class D; Cable Conduit 25 Mm Diameter | 3328 | m | AED | 10
2020-01 | 2 | 2.0053 |  | United Arab Emirates | Dubai | Hard & Soft Landscaping | MBR - Dubai Hills Estate | PA-05 Phase 1 | EMAAR | Zaid Alhussain | Award | 2020 | Fixed Price Lump Sum | ELECTRICAL ENGINEERING INSTALLATIONS | Final sub-circuits and auxiliary installations | Irrigation Small Power Installations Complete; As Irrigation Specification Section 32 8000, Division 26 And Drawings Lsc-Ir-Pa05-7001-7047 Inclusive, Lsc-Ll-Pa05-5001 To 5047 Inclusive And Lsc-Ld-Pa05-9305; Upvc Conduit Class D; Decoder Gprs Flow Sensing Controller | 1 | Nr | AED | 33250
2020-01 | 2 | 2.0053 |  | United Arab Emirates | Dubai | Hard & Soft Landscaping | MBR - Dubai Hills Estate | PA-05 Phase 1 | EMAAR | Zaid Alhussain | Award | 2020 | Fixed Price Lump Sum | ELECTRICAL ENGINEERING INSTALLATIONS | Final sub-circuits and auxiliary installations | Irrigation Small Power Installations Complete; As Irrigation Specification Section 32 8000, Division 26 And Drawings Lsc-Ir-Pa05-7001-7047 Inclusive, Lsc-Ll-Pa05-5001 To 5047 Inclusive And Lsc-Ld-Pa05-9305; Upvc Conduit Class D; Allow For Control Cable | 1 | Item | AED | 408500
2020-01 | 2 | 2.0053 |  | United Arab Emirates | Dubai | Hard & Soft Landscaping | MBR - Dubai Hills Estate | PA-05 Phase 1 | EMAAR | Zaid Alhussain | Award | 2020 | Fixed Price Lump Sum | ELECTRICAL ENGINEERING INSTALLATIONS | Final sub-circuits and auxiliary installations | Irrigation Small Power Installations Complete; As Irrigation Specification Section 32 8000, Division 26 And Drawings Lsc-Ir-Pa05-7001-7047 Inclusive, Lsc-Ll-Pa05-5001 To 5047 Inclusive And Lsc-Ld-Pa05-9305; Upvc Conduit Class D; Pull Box | 1 | Item | AED | 62700
2020-01 | 2 | 2.0053 |  | United Arab Emirates | Dubai | Hard & Soft Landscaping | MBR - Dubai Hills Estate | PA-05 Phase 1 | EMAAR | Zaid Alhussain | Award | 2020 | Fixed Price Lump Sum | ELECTRICAL ENGINEERING INSTALLATIONS | Final sub-circuits and auxiliary installations | Irrigation Small Power Installations Complete; As Irrigation Specification Section 32 8000, Division 26 And Drawings Lsc-Ir-Pa05-7001-7047 Inclusive, Lsc-Ll-Pa05-5001 To 5047 Inclusive And Lsc-Ld-Pa05-9305; Upvc Conduit Class D; Allow For 100 Mm Diameter Pvc Ducts For All Cables Under Parking / Driveways As Lighting Note In Drawing Lsc-Gn-Pa05-0004 | 1 | Item | AED | 29213
2020-01 | 2 | 2.0053 |  | United Arab Emirates | Dubai | Hard & Soft Landscaping | MBR - Dubai Hills Estate | PA-05 Phase 1 | EMAAR | Zaid Alhussain | Award | 2020 | Fixed Price Lump Sum | ELECTRICAL ENGINEERING INSTALLATIONS | Final sub-circuits and auxiliary installations | Final Sub-Circuits And Ancillary Installations Complete; Including Trench Excavation, Backfilling, Containment, Cabling And Terminations As Necessary; Lighting Points | 929 | Nr | AED | 750
2020-01 | 2 | 2.0053 |  | United Arab Emirates | Dubai | Hard & Soft Landscaping | MBR - Dubai Hills Estate | PA-05 Phase 1 | EMAAR | Zaid Alhussain | Award | 2020 | Fixed Price Lump Sum | ELECTRICAL ENGINEERING INSTALLATIONS | Final sub-circuits and auxiliary installations | Landscape Lighting Luminaires Including Lamps, Bollard, Control Gear, Ballast, Fixings, Supports, Foundations And All Ancillary Works As Necessary; As Landscape Specifications Section 26 5600 And Drawings Lsc-Ll-Pa05-Pp2-5001 To 5047 Inclusive And Lsc-Ld-Pa05-9305; Luminaires; 5.1 W; Module Connected, 6.7 W Luminaire Connected, Warm White 3000K, Ip65, Wall Mounted Surface Washer Light; Type-St01 | 167 | Nr | AED | 143
2020-01 | 2 | 2.0053 |  | United Arab Emirates | Dubai | Hard & Soft Landscaping | MBR - Dubai Hills Estate | PA-05 Phase 1 | EMAAR | Zaid Alhussain | Award | 2020 | Fixed Price Lump Sum | ELECTRICAL ENGINEERING INSTALLATIONS | Final sub-circuits and auxiliary installations | Landscape Lighting Luminaires Including Lamps, Bollard, Control Gear, Ballast, Fixings, Supports, Foundations And All Ancillary Works As Necessary; As Landscape Specifications Section 26 5600 And Drawings Lsc-Ll-Pa05-Pp2-5001 To 5047 Inclusive And Lsc-Ld-Pa05-9305; Luminaires; 11 W; Neutral White 4000K, Ip66, Narrow Beam, Floor Mounted, Flood Light; Type-Fl02 | 36 | Nr | AED | 143
2020-01 | 2 | 2.0054 |  | United Arab Emirates | Dubai | Hard & Soft Landscaping | MBR - Dubai Hills Estate | PA-05 Phase 1 | EMAAR | Zaid Alhussain | Award | 2020 | Fixed Price Lump Sum | ELECTRICAL ENGINEERING INSTALLATIONS | Final sub-circuits and auxiliary installations | Landscape Lighting Luminaires Including Lamps, Bollard, Control Gear, Ballast, Fixings, Supports, Foundations And All Ancillary Works As Necessary; As Landscape Specifications Section 26 5600 And Drawings Lsc-Ll-Pa05-Pp2-5001 To 5047 Inclusive And Lsc-Ld-Pa05-9305; Luminaires; 12 W; Warm White 3000K, Ip65, Led Light Mounted On 1M High Bollard; Type-Bl01 | 605 | Nr | AED | 143
2020-01 | 2 | 2.0054 |  | United Arab Emirates | Dubai | Hard & Soft Landscaping | MBR - Dubai Hills Estate | PA-05 Phase 1 | EMAAR | Zaid Alhussain | Award | 2020 | Fixed Price Lump Sum | ELECTRICAL ENGINEERING INSTALLATIONS | Final sub-circuits and auxiliary installations | Landscape Lighting Luminaires Including Lamps, Bollard, Control Gear, Ballast, Fixings, Supports, Foundations And All Ancillary Works As Necessary; As Landscape Specifications Section 26 5600 And Drawings Lsc-Ll-Pa05-Pp2-5001 To 5047 Inclusive And Lsc-Ld-Pa05-9305; Luminaires; 16 W; Warm White 3000K, Ip65, Exterior Grade Surface, Ground Mounted, Medium Beam, Up Light Led Spike Light; Type-Sl01 | 19 | Nr | AED | 143
2020-01 | 2 | 2.0054 |  | United Arab Emirates | Dubai | Hard & Soft Landscaping | MBR - Dubai Hills Estate | PA-05 Phase 1 | EMAAR | Zaid Alhussain | Award | 2020 | Fixed Price Lump Sum | ELECTRICAL ENGINEERING INSTALLATIONS | Final sub-circuits and auxiliary installations | Landscape Lighting Luminaires Including Lamps, Bollard, Control Gear, Ballast, Fixings, Supports, Foundations And All Ancillary Works As Necessary; As Landscape Specifications Section 26 5600 And Drawings Lsc-Ll-Pa05-Pp2-5001 To 5047 Inclusive And Lsc-Ld-Pa05-9305; Luminaires; 20 Lumens Output Wall Light Including 5 White Led Bulbs, Solar Panel, Integral Lithium Rechargeable Battery, Automatic Dusk To Dawn Operation, Aluminium Construction, Size 200 X 130 X 65 Mm; Type-Wl01 | 65 | Nr | AED | 143
2020-01 | 2 | 2.0054 |  | United Arab Emirates | Dubai | Hard & Soft Landscaping | MBR - Dubai Hills Estate | PA-05 Phase 1 | EMAAR | Zaid Alhussain | Award | 2020 | Fixed Price Lump Sum | ELECTRICAL ENGINEERING INSTALLATIONS | Final sub-circuits and auxiliary installations | Landscape Lighting Luminaires Including Lamps, Bollard, Control Gear, Ballast, Fixings, Supports, Foundations And All Ancillary Works As Necessary; As Landscape Specifications Section 26 5600 And Drawings Lsc-Ll-Pa05-Pp2-5001 To 5047 Inclusive And Lsc-Ld-Pa05-9305; Luminaires; 37 W; Colour Temperature 4000K, Ip66, Exterior Led Plane Projector Batwing Beam Type Light; Type-Fl01 | 28 | Nr | AED | 143
2020-01 | 2 | 2.0054 |  | United Arab Emirates | Dubai | Hard & Soft Landscaping | MBR - Dubai Hills Estate | PA-05 Phase 1 | EMAAR | Zaid Alhussain | Award | 2020 | Fixed Price Lump Sum | ELECTRICAL ENGINEERING INSTALLATIONS | Final sub-circuits and auxiliary installations | Landscape Lighting Luminaires Including Lamps, Bollard, Control Gear, Ballast, Fixings, Supports, Foundations And All Ancillary Works As Necessary; As Landscape Specifications Section 26 5600 And Drawings Lsc-Ll-Pa05-Pp2-5001 To 5047 Inclusive And Lsc-Ld-Pa05-9305; Luminaires; 55 W; Colour Temperature 3000K, Ip65, Mounted Light On 4M Pole; Type-Pl01 | 9 | Nr | AED | 143
2020-01 | 2 | 2.0054 |  | United Arab Emirates | Dubai | Hard & Soft Landscaping | MBR - Dubai Hills Estate | PA-05 Phase 2 | EMAAR | Zaid Alhussain | Award | 2020 | Fixed Price Lump Sum | SITE WORK | Site preparation | Site Clearance; As Section 312000 Of Specification 19-6187-Keo-Lan-Spc-001 | 17544 | m² | AED | 0.1
2020-01 | 2 | 2.0054 |  | United Arab Emirates | Dubai | Hard & Soft Landscaping | MBR - Dubai Hills Estate | PA-05 Phase 2 | EMAAR | Zaid Alhussain | Award | 2020 | Fixed Price Lump Sum | SITE WORK | Excavation | Excavation; As Section 312000 Of Specification 19-6187-Keo-Lan-Spc-001; Excavation To Reduce Levels | 5856 | m³ | AED | 8
2020-01 | 2 | 2.0054 |  | United Arab Emirates | Dubai | Hard & Soft Landscaping | MBR - Dubai Hills Estate | PA-05 Phase 2 | EMAAR | Zaid Alhussain | Award | 2020 | Fixed Price Lump Sum | SITE WORK | Excavation | Excavation; As Section 312000 Of Specification 19-6187-Keo-Lan-Spc-001; Trench Excavation | 322 | m³ | AED | 8
2020-01 | 2 | 2.0054 |  | United Arab Emirates | Dubai | Hard & Soft Landscaping | MBR - Dubai Hills Estate | PA-05 Phase 2 | EMAAR | Zaid Alhussain | Award | 2020 | Fixed Price Lump Sum | SITE WORK | Excavation | Excavation; As Section 312000 Of Specification 19-6187-Keo-Lan-Spc-001; Pit Excavation For Foundations ( 28No.) | 4 | m³ | AED | 8
2020-01 | 2 | 2.0054 |  | United Arab Emirates | Dubai | Hard & Soft Landscaping | MBR - Dubai Hills Estate | PA-05 Phase 2 | EMAAR | Zaid Alhussain | Award | 2020 | Fixed Price Lump Sum | SITE WORK | Excavation | Excavation; As Section 312000 Of Specification 19-6187-Keo-Lan-Spc-001; "Pit Excavation For Planter And The Like Areas ( 144No.)" | 361 | m³ | AED | 8
2020-01 | 2 | 2.0055 |  | United Arab Emirates | Dubai | Hard & Soft Landscaping | MBR - Dubai Hills Estate | PA-05 Phase 2 | EMAAR | Zaid Alhussain | Award | 2020 | Fixed Price Lump Sum | SITE WORK | Disposal | Disposal Of Material Arising From Excavations; As Section 312000 Of Specification 19-6187-Keo-Lan-Spc-001; Disposal Of Material Arising From Excavation; Removed Off Site Including A Suitable Tip | 6546 | m³ | AED | 8
2020-01 | 2 | 2.0055 |  | United Arab Emirates | Dubai | Hard & Soft Landscaping | MBR - Dubai Hills Estate | PA-05 Phase 2 | EMAAR | Zaid Alhussain | Award | 2020 | Fixed Price Lump Sum | SITE WORK | Filling | Compacted Sub-Base Material; Naturally Or Artificially Graded Mixture Of Natural Or Crushed Gravel, Crushed Stone, And Natural Or Crushed Sand (Astm D 2940); As Section 312000 Of Specification 19-6187-Keo-Lan-Spc-001; Beds; 150Mm Thick | 1210 | m³ | AED | 130
2020-01 | 2 | 2.0055 |  | United Arab Emirates | Dubai | Hard & Soft Landscaping | MBR - Dubai Hills Estate | PA-05 Phase 2 | EMAAR | Zaid Alhussain | Award | 2020 | Fixed Price Lump Sum | SITE WORK | Filling | Compacted Sub-Base Material; Naturally Or Artificially Graded Mixture Of Natural Or Crushed Gravel, Crushed Stone, And Natural Or Crushed Sand (Astm D 2940); As Section 312000 Of Specification 19-6187-Keo-Lan-Spc-001; Compacted Sub-Grade Material; As Engineer'S Details And Specification & Drawings Lsc-Ld-Pa05-9001, 9002 & 9003 | 8446 | m² | AED | 1
2020-01 | 2 | 2.0055 |  | United Arab Emirates | Dubai | Hard & Soft Landscaping | MBR - Dubai Hills Estate | PA-05 Phase 2 | EMAAR | Zaid Alhussain | Award | 2020 | Fixed Price Lump Sum | SITE WORK | Excavation | Excavation Of Trenches For Upvc Irrigation Pipes (Measured Separately); Including Disposal And Compaction As Landscape Specifications Section 32 8000 And Drawings Lsc-Ir-Pa05-7331-32, 7337-38, 7343-44, Lsc-Ir-Pa05-7201-7247, Lsc-Ir-Pa05-7001-7047, Lsc-Ld-Pa05-9900 And Lsc-Ir-Pa05-7100; Depth Exceeding 1000 Mm But Not Exceeding 1500 Mm; For 25 Mm Diameter Pipes | 1263 | m | AED | 2
2020-01 | 2 | 2.0055 |  | United Arab Emirates | Dubai | Hard & Soft Landscaping | MBR - Dubai Hills Estate | PA-05 Phase 2 | EMAAR | Zaid Alhussain | Award | 2020 | Fixed Price Lump Sum | SITE WORK | Excavation | Excavation Of Trenches For Upvc Irrigation Pipes (Measured Separately); Including Disposal And Compaction As Landscape Specifications Section 32 8000 And Drawings Lsc-Ir-Pa05-7331-32, 7337-38, 7343-44, Lsc-Ir-Pa05-7201-7247, Lsc-Ir-Pa05-7001-7047, Lsc-Ld-Pa05-9900 And Lsc-Ir-Pa05-7100; Depth Exceeding 1000 Mm But Not Exceeding 1500 Mm; For 40 Mm Diameter Pipes | 2163 | m | AED | 2
2020-01 | 2 | 2.0055 |  | United Arab Emirates | Dubai | Hard & Soft Landscaping | MBR - Dubai Hills Estate | PA-05 Phase 2 | EMAAR | Zaid Alhussain | Award | 2020 | Fixed Price Lump Sum | SITE WORK | Excavation | Excavation Of Trenches For Upvc Irrigation Pipes (Measured Separately); Including Disposal And Compaction As Landscape Specifications Section 32 8000 And Drawings Lsc-Ir-Pa05-7331-32, 7337-38, 7343-44, Lsc-Ir-Pa05-7201-7247, Lsc-Ir-Pa05-7001-7047, Lsc-Ld-Pa05-9900 And Lsc-Ir-Pa05-7100; Depth Exceeding 1000 Mm But Not Exceeding 1500 Mm; For 50 Mm Diameter Pipes | 881 | m | AED | 2
2020-01 | 2 | 2.0055 |  | United Arab Emirates | Dubai | Hard & Soft Landscaping | MBR - Dubai Hills Estate | PA-05 Phase 2 | EMAAR | Zaid Alhussain | Award | 2020 | Fixed Price Lump Sum | SITE WORK | Excavation | Excavation Of Trenches For Upvc Irrigation Pipes (Measured Separately); Including Disposal And Compaction As Landscape Specifications Section 32 8000 And Drawings Lsc-Ir-Pa05-7331-32, 7337-38, 7343-44, Lsc-Ir-Pa05-7201-7247, Lsc-Ir-Pa05-7001-7047, Lsc-Ld-Pa05-9900 And Lsc-Ir-Pa05-7100; Depth Exceeding 1000 Mm But Not Exceeding 1500 Mm; For 75 Mm Diameter Pipes | 520 | m | AED | 3
2020-01 | 2 | 2.0055 |  | United Arab Emirates | Dubai | Hard & Soft Landscaping | MBR - Dubai Hills Estate | PA-05 Phase 2 | EMAAR | Zaid Alhussain | Award | 2020 | Fixed Price Lump Sum | SITE WORK | Excavation | Excavation Of Trenches For Upvc Irrigation Pipes (Measured Separately); Including Disposal And Compaction As Landscape Specifications Section 32 8000 And Drawings Lsc-Ir-Pa05-7331-32, 7337-38, 7343-44, Lsc-Ir-Pa05-7201-7247, Lsc-Ir-Pa05-7001-7047, Lsc-Ld-Pa05-9900 And Lsc-Ir-Pa05-7100; Depth Exceeding 1000 Mm But Not Exceeding 1500 Mm; For 100 Mm Diameter Pipes | 89 | m | AED | 3
2020-01 | 2 | 2.0055 |  | United Arab Emirates | Dubai | Hard & Soft Landscaping | MBR - Dubai Hills Estate | PA-05 Phase 2 | EMAAR | Zaid Alhussain | Award | 2020 | Fixed Price Lump Sum | SITE WORK | Filling | Selected Backfill Compacted Layer By Layer For Irrigation Pipes And Ducts With Ancillary Work As Necessary; For 25 Mm Diameter Pipes | 1263 | m | AED | 0.25
2020-01 | 2 | 2.0055 |  | United Arab Emirates | Dubai | Hard & Soft Landscaping | MBR - Dubai Hills Estate | PA-05 Phase 2 | EMAAR | Zaid Alhussain | Award | 2020 | Fixed Price Lump Sum | SITE WORK | Filling | Selected Backfill Compacted Layer By Layer For Irrigation Pipes And Ducts With Ancillary Work As Necessary ; For 40 Mm Diameter Pipes | 2163 | m | AED | 0.25
2020-01 | 2 | 2.0056 |  | United Arab Emirates | Dubai | Hard & Soft Landscaping | MBR - Dubai Hills Estate | PA-05 Phase 2 | EMAAR | Zaid Alhussain | Award | 2020 | Fixed Price Lump Sum | SITE WORK | Filling | Selected Backfill Compacted Layer By Layer For Irrigation Pipes And Ducts With Ancillary Work As Necessary; For 50 Mm Diameter Pipes | 881 | m | AED | 0.25
2020-01 | 2 | 2.0056 |  | United Arab Emirates | Dubai | Hard & Soft Landscaping | MBR - Dubai Hills Estate | PA-05 Phase 2 | EMAAR | Zaid Alhussain | Award | 2020 | Fixed Price Lump Sum | SITE WORK | Filling | Selected Backfill Compacted Layer By Layer For Irrigation Pipes And Ducts With Ancillary Work As Necessary ; For 75 Mm Diameter Pipes | 502 | m | AED | 0.25
2020-01 | 2 | 2.0056 |  | United Arab Emirates | Dubai | Hard & Soft Landscaping | MBR - Dubai Hills Estate | PA-05 Phase 2 | EMAAR | Zaid Alhussain | Award | 2020 | Fixed Price Lump Sum | SITE WORK | Filling | Selected Backfill Compacted Layer By Layer For Irrigation Pipes And Ducts With Ancillary Work As Necessary ; For 100 Mm Diameter Pipes | 83 | m | AED | 0.25
2020-01 | 2 | 2.0056 |  | United Arab Emirates | Dubai | Hard & Soft Landscaping | MBR - Dubai Hills Estate | PA-05 Phase 2 | EMAAR | Zaid Alhussain | Award | 2020 | Fixed Price Lump Sum | SITE WORK | Underground drainage | Beds And Surrounds; Selected Sand Bedding 100 Mm Thick For Irrigation Upvc Pipework And Ancillary Work As Necessary; For 75 Mm Diameter Pipes | 18 | m | AED | 0.25
2020-01 | 2 | 2.0056 |  | United Arab Emirates | Dubai | Hard & Soft Landscaping | MBR - Dubai Hills Estate | PA-05 Phase 2 | EMAAR | Zaid Alhussain | Award | 2020 | Fixed Price Lump Sum | SITE WORK | Underground drainage | Beds And Surrounds; Selected Sand Bedding 100 Mm Thick For Irrigation Upvc Pipework And Ancillary Work As Necessary; For 100 Mm Diameter Pipes | 6 | m | AED | 0.25
2020-01 | 2 | 2.0056 |  | United Arab Emirates | Dubai | Hard & Soft Landscaping | MBR - Dubai Hills Estate | PA-05 Phase 2 | EMAAR | Zaid Alhussain | Award | 2020 | Fixed Price Lump Sum | SITE WORK | Filling | Selected Backfill Material Free From Lumps, Stones And Sharp Objects Surrounds For Irrigation Upvc Pipework And Ancillary Work As Necessary; For 75 Mm Diameter Pipes | 18 | m | AED | 0.25
2020-01 | 2 | 2.0056 |  | United Arab Emirates | Dubai | Hard & Soft Landscaping | MBR - Dubai Hills Estate | PA-05 Phase 2 | EMAAR | Zaid Alhussain | Award | 2020 | Fixed Price Lump Sum | SITE WORK | Filling | Selected Backfill Material Free From Lumps, Stones And Sharp Objects Surrounds For Irrigation Upvc Pipework And Ancillary Work As Necessary; For 100 Mm Diameter Pipes | 6 | m | AED | 0.25
2020-01 | 2 | 2.0056 |  | United Arab Emirates | Dubai | Hard & Soft Landscaping | MBR - Dubai Hills Estate | PA-05 Phase 2 | EMAAR | Zaid Alhussain | Award | 2020 | Fixed Price Lump Sum | SITE WORK | Paving and surfacing | Precast Concrete Paving; To Driveway; Laid In Random Staggered Pattern To Falls And Cross Falls; Exposed Aggregate, Tumbled & Shot Blast Finish; Charcoal Grey (50%) & Mid Grey (50%) Colour; On And Including 50 Mm Thick Sand Bedding And 5 Mm Thick Sand Fill Joints; As Detail 1 On Drawing Lsc-Ld-Pa05-9003 And Material And Finishes Schedule Lsc-Gn-Pa05-0005; Type Pv-01; Size 120 X 160 X 80 Mm Thick, 160 X 160 X 80 Mm Thick And 240 X 160 X 80 Mm Thick | 2585 | m² | AED | 95
2020-01 | 2 | 2.0056 |  | United Arab Emirates | Dubai | Hard & Soft Landscaping | MBR - Dubai Hills Estate | PA-05 Phase 2 | EMAAR | Zaid Alhussain | Award | 2020 | Fixed Price Lump Sum | SITE WORK | Paving and surfacing | Precast Concrete Paving; To Streetscape Walkway; Laid In Random Staggered Pattern To Falls And Cross Falls; Exposed Aggregate, Tumbled & Shot Blast Finish; Mid Grey (50%) & Light Grey (50%) Colour; On And Including 50 Mm Thick Sand Bedding And 3 Mm Thick Sand Fill Joints; As Detail 3 On Drawing Lsc-Ld-Pa05-9003 And Material And Finishes Schedule Lsc-Gn-Pa05-0005; Type Pv-02; Size 120 X 160 X 60 Mm Thick, 160 X 160 X 60 Mm Thick And 240 X 160 X 60 Mm Thick | 1098 | m² | AED | 95
2020-01 | 2 | 2.0056 |  | United Arab Emirates | Dubai | Hard & Soft Landscaping | MBR - Dubai Hills Estate | PA-05 Phase 2 | EMAAR | Zaid Alhussain | Award | 2020 | Fixed Price Lump Sum | SITE WORK | Paving and surfacing | Precast Concrete Paving; To Public Open Space Footpath; Laid In Random Staggered Pattern To Falls And Cross Falls; Exposed Aggregate, Tumbled & Shot Blast Finish; Mid Brown (75%) & Beige (25%) Colour; On And Including 50 Mm Thick Sand Bedding And 3 Mm Thick Sand Fill Joints; As Detail 1 On Drawing Lsc-Ld-Pa05-9001 And Material And Finishes Schedule Lsc-Gn-Pa05-0005; Type Pv-03; Size 120 X 160 X 60 Mm Thick, 160 X 160 X 60 Mm Thick And 240 X 160 X 60 Mm Thick | 1247 | m² | AED | 95
2020-01 | 2 | 2.0057 |  | United Arab Emirates | Dubai | Hard & Soft Landscaping | MBR - Dubai Hills Estate | PA-05 Phase 2 | EMAAR | Zaid Alhussain | Award | 2020 | Fixed Price Lump Sum | SITE WORK | Paving and surfacing | Precast Concrete Paving; To Accent Community Center; Laid In Staggered Pattern To Falls And Cross Falls; Exposed Aggregate, Tumbled & Shot Blast Finish; Beige Colour; On And Including 50 Mm Thick Sand Bedding And 5 Mm Thick Sand Fill Joints; As Detail 6 On Drawing Lsc-Ld-Pa05-9001 And Material And Finishes Schedule Lsc-Gn-Pa05-0005; Type Pv-09; Size 300 X 600 X 80 Mm Thick | 258 | m² | AED | 95
2020-01 | 2 | 2.0057 |  | United Arab Emirates | Dubai | Hard & Soft Landscaping | MBR - Dubai Hills Estate | PA-05 Phase 2 | EMAAR | Zaid Alhussain | Award | 2020 | Fixed Price Lump Sum | SITE WORK | Paving and surfacing | Precast Concrete Paving; Banding At Edges To Driveway; Laid In Pattern To Falls And Cross Falls; Exposed Aggregate, Tumbled & Shot Blast Finish; Charcoal Grey Colour; On And Including 50 Mm Thick Mortar Bedding & Concrete Hunching And Grouting Joints; As Detail 6 On Drawing Lsc-Ld-Pa05-9001 And Material And Finishes Schedule Lsc-Gn-Pa05-0005; Type B-01; Size 200 X 200 X 80 Mm Thick; 200Mm Wide Border | 617 | m | AED | 22
2020-01 | 2 | 2.0057 |  | United Arab Emirates | Dubai | Hard & Soft Landscaping | MBR - Dubai Hills Estate | PA-05 Phase 2 | EMAAR | Zaid Alhussain | Award | 2020 | Fixed Price Lump Sum | SITE WORK | Paving and surfacing | Precast Concrete Paving; Banding At Edges To Driveway; Laid In Pattern To Falls And Cross Falls; Exposed Aggregate, Tumbled & Shot Blast Finish; Charcoal Grey Colour; On And Including 50 Mm Thick Mortar Bedding & Concrete Hunching And Grouting Joints; As Detail 6 On Drawing Lsc-Ld-Pa05-9001 And Material And Finishes Schedule Lsc-Gn-Pa05-0005; Type B-01; Size 200 X 200 X 80 Mm Thick; 400 Mm Wide Border | 2369 | m | AED | 43
2020-01 | 2 | 2.0057 |  | United Arab Emirates | Dubai | Hard & Soft Landscaping | MBR - Dubai Hills Estate | PA-05 Phase 2 | EMAAR | Zaid Alhussain | Award | 2020 | Fixed Price Lump Sum | SITE WORK | Paving and surfacing | Precast Concrete Paving; Banding At Edges To Public Open Space Footpath; Laid In Pattern To Falls And Cross Falls; Exposed Aggregate, Tumbled & Shot Blast Finish; Charcoal Grey Colour; On And Including 50 Mm Thick Mortar Bedding & Concrete Hunching And Grouting Joints; As Detail 1 On Drawing Lsc-Ld-Pa05-9001 And Material And Finishes Schedule Lsc-Gn-Pa05-0005; Type B-02; Size 200 X 200 X 60 Mm Thick; 200Mm Wide Border | 3406 | m | AED | 22
2020-01 | 2 | 2.0057 |  | United Arab Emirates | Dubai | Hard & Soft Landscaping | MBR - Dubai Hills Estate | PA-05 Phase 2 | EMAAR | Zaid Alhussain | Award | 2020 | Fixed Price Lump Sum | SITE WORK | Paving and surfacing | Concrete Paving; To Community Center Entrance; Laid In Pattern To Falls And Cross Falls; Shot Blast Finish; Light Grey Colour; On And Including 50 Mm Thick Sand Bedding And Joints; As Drawing Lsc-Ga-Pa05-1037; Size 200 X 600 X 80 Mm Thick | 25 | m² | AED | 143
2020-01 | 2 | 2.0057 |  | United Arab Emirates | Dubai | Hard & Soft Landscaping | MBR - Dubai Hills Estate | PA-05 Phase 2 | EMAAR | Zaid Alhussain | Award | 2020 | Fixed Price Lump Sum | SITE WORK | Paving and surfacing | Wet Pour Rubber Impact Course And Base Rubber; To Play Area Safety Surface; Laid In Pattern To Falls And Cross Falls, If Required; On And Including Necessary Bases And Subbases; As Detail 5 On Drawing Lsc-Ld-Pa05-9001, Material And Finishes Schedule Lsc-Gn-Pa05-0005 And Play Area Safety Surface Manufacturer'S Recommendations; Type Pv-06 | 437 | m² | AED | 560
2020-01 | 2 | 2.0057 |  | United Arab Emirates | Dubai | Hard & Soft Landscaping | MBR - Dubai Hills Estate | PA-05 Phase 2 | EMAAR | Zaid Alhussain | Award | 2020 | Fixed Price Lump Sum | SITE WORK | Landscaping | Local Sand; To Xeriscape Area; Natural Finish; Natural Colour; As Detail 1 On Drawing Lsc-Ld-Pa05-9002 And Material And Finishes Schedule Lsc-Gn-Pa05-0005; Type S-01 | 2669 | m² | AED | 4
2020-01 | 2 | 2.0057 |  | United Arab Emirates | Dubai | Hard & Soft Landscaping | MBR - Dubai Hills Estate | PA-05 Phase 2 | EMAAR | Zaid Alhussain | Award | 2020 | Fixed Price Lump Sum | SITE WORK | Filling | Silica Sand; To Play Area; Size 2 Mm; Natural Finish; Beige Colour; As Detail 2 On Drawing Lsc-Ld-Pa05-9002 And Material And Finishes Schedule Lsc-Gn-Pa05-0005; Type S-02; 150 Mm Thick | 164 | m² | AED | 43
2020-01 | 2 | 2.0057 |  | United Arab Emirates | Dubai | Hard & Soft Landscaping | MBR - Dubai Hills Estate | PA-05 Phase 2 | EMAAR | Zaid Alhussain | Award | 2020 | Fixed Price Lump Sum | SITE WORK | Landscaping | Loose Laid Gravel Mulch; Size 50 To 75 Mm Diameter; Natural Finish; Grey Colour; As Detail 3 On Drawing Lsc-Ld-Pa05-9002 And Material And Finishes Schedule Lsc-Gn-Pa05-0005; Type Ag-01; 150 Mm Thick | 178 | m² | AED | 38
2020-01 | 2 | 2.0057 |  | United Arab Emirates | Dubai | Hard & Soft Landscaping | MBR - Dubai Hills Estate | PA-05 Phase 2 | EMAAR | Zaid Alhussain | Award | 2020 | Fixed Price Lump Sum | SITE WORK | Paving and surfacing | Kerbs And Edgings; Precast Concrete Kerbs; Kerb At Edges To Sand Play Areas; Exposed Aggregate, Shot Blast Finish; Grey Colour; Including 200 Mm Thick X 225 Mm Wide Concrete Bedding And Hunching; Over 70 Mm Thick X 225 Mm Wide Compacted Sub-Base, All Necessary Additional Excavation, Disposal, Formwork, Jointing And Pointing; As Detail 7 On Drawing Lsc-Ld-Pa05-9002 And Material And Finishes Schedule Lsc-Gn-Pa05-0005; Type Pin Kerb Cu-02; 150 Mm Wide And Height Varies | 50 | m | AED | 100
2020-01 | 2 | 2.0058 |  | United Arab Emirates | Dubai | Hard & Soft Landscaping | MBR - Dubai Hills Estate | PA-05 Phase 2 | EMAAR | Zaid Alhussain | Award | 2020 | Fixed Price Lump Sum | SITE WORK | Landscaping | Geotextile Filter Fabric; Woven Geotextile Fabric, Made From Polyolefins Or Polyesters; Class 2, Aashto M 288; As Drawings Lsc-Ld-Pa05-9001, 9002 & 9003 And Section 32400 Of Specification 19-6187-Keo-Lan-Spc-001; To Pavings | 5513 | m² | AED | 0.1
2020-01 | 2 | 2.0058 |  | United Arab Emirates | Dubai | Hard & Soft Landscaping | MBR - Dubai Hills Estate | PA-05 Phase 2 | EMAAR | Zaid Alhussain | Award | 2020 | Fixed Price Lump Sum | SITE WORK | Landscaping | Geotextile Filter Fabric; Nonwoven, Needle-Punched Geotextile, Made From Polyolefins Or Polyesters; Astm D 4759; Weight 220 G/M² To According To Astm D 5261, Water Flow Rate 110 Liters/M² According To Astm D 4491; As Drawings Lsc-Ld-Pa05-9001, 9002 & 9003 And Section 32400 Of Specification 19-6187-Keo-Lan-Spc-001; To Playground Protective Surfacing | 3011 | m² | AED | 0.1
2020-01 | 2 | 2.0058 |  | United Arab Emirates | Dubai | Hard & Soft Landscaping | MBR - Dubai Hills Estate | PA-05 Phase 2 | EMAAR | Zaid Alhussain | Award | 2020 | Fixed Price Lump Sum | SITE WORK | Landscaping | Geotextile Filter Fabric; Nonwoven, Needle-Punched Geotextile, Made From Polyolefins Or Polyesters; Astm D 4759; Weight 220 G/M² To According To Astm D 5261, Water Flow Rate 110 Liters/M² According To Astm D 4491; As Drawings Lsc-Ld-Pa05-9001, 9002 & 9003 And Section 32400 Of Specification 19-6187-Keo-Lan-Spc-001; Allow For Joints To Paving Including Infill; Complete As Required; As Detail 8 On Drawing Lsc-Ld-Pa05-9002 | 1 | Item | AED | 4750
2020-01 | 2 | 2.0058 |  | United Arab Emirates | Dubai | Hard & Soft Landscaping | MBR - Dubai Hills Estate | PA-05 Phase 2 | EMAAR | Zaid Alhussain | Award | 2020 | Fixed Price Lump Sum | SITE WORK | Landscaping | Planting Soil Mix; As Specifications With Zander Mycorrhiza Organic Amendment At 50 Liters Per Plant Pit/ Well Evenly Blended; As Drawing Lsc-Ld-Pa05-9601; To Palm Tree Pits | 320 | m³ | AED | 40
2020-01 | 2 | 2.0058 |  | United Arab Emirates | Dubai | Hard & Soft Landscaping | MBR - Dubai Hills Estate | PA-05 Phase 2 | EMAAR | Zaid Alhussain | Award | 2020 | Fixed Price Lump Sum | SITE WORK | Landscaping | Planting Soil Mix; As Specifications With Zander Mycorrhiza Organic Amendment At 2 Liters Per Plant Pit/ Well Evenly Blended; As Drawing Lsc-Ld-Pa05-9601; To Tree Pits | 185 | m³ | AED | 40
2020-01 | 2 | 2.0058 |  | United Arab Emirates | Dubai | Hard & Soft Landscaping | MBR - Dubai Hills Estate | PA-05 Phase 2 | EMAAR | Zaid Alhussain | Award | 2020 | Fixed Price Lump Sum | SITE WORK | Landscaping | Planting Soil Mix; As Specifications With Zander Mycorrhiza Organic Amendment At 0.25 Liters Each Shrub Pit Thoroughly Blended; As Drawing Lsc-Ld-Pa05-9600; To Planting Areas | 3234 | m³ | AED | 40
2020-01 | 2 | 2.0058 |  | United Arab Emirates | Dubai | Hard & Soft Landscaping | MBR - Dubai Hills Estate | PA-05 Phase 2 | EMAAR | Zaid Alhussain | Award | 2020 | Fixed Price Lump Sum | SITE WORK | Landscaping | Pre-Emergent Herbicide; As Section 329200 Of Specification 19-6187-Keo-Lan-Spc-001; To Planting Areas | 1527 | m² | AED | 0.1
2020-01 | 2 | 2.0058 |  | United Arab Emirates | Dubai | Hard & Soft Landscaping | MBR - Dubai Hills Estate | PA-05 Phase 2 | EMAAR | Zaid Alhussain | Award | 2020 | Fixed Price Lump Sum | SITE WORK | Landscaping | Tree Stakes; 50 Mm Diameter X 3000 Mm Long Galvanized Steel Pipe, Painted Black; With Threaded Cap; Including Approved Rubber Cinch Ties; As Detail 3 On Drawing Lsc-Ld-Pa05-9601; To Trees | 144 | Nr | AED | 10
2020-01 | 2 | 2.0058 |  | United Arab Emirates | Dubai | Hard & Soft Landscaping | MBR - Dubai Hills Estate | PA-05 Phase 2 | EMAAR | Zaid Alhussain | Award | 2020 | Fixed Price Lump Sum | SITE WORK | Landscaping | Root Barrier; Black, Molded, Modular Panels 600 Mm High, 2.2 Mm Thick; Manufactured With Minimum 50 Percent Recycled Polyethylene Plastic With Uv Inhibitors; As Section 32 9300 Of Specification 19-6187-Keo-Lan-Spc-001; To Tree Pits | 268 | m² | AED | 50
2020-01 | 2 | 2.0058 |  | United Arab Emirates | Dubai | Hard & Soft Landscaping | MBR - Dubai Hills Estate | PA-05 Phase 2 | EMAAR | Zaid Alhussain | Award | 2020 | Fixed Price Lump Sum | SITE WORK | Landscaping | Soft Landscaping; Including All Necessary Additional Earthwork, Fertilisers And The Like; As Drawing Lsc-Gn-Pa05-0006 And Section 329200 & 329300 Of Specification 19-6187-Keo-Lan-Spc-001; Grass; Pennisetum Setaceum; Pen Rub; 300-500 Mm Overall Height, 300-500 Mm Spread, At 6 No/M² And 400 Mm Spacing | 3284 | Nr | AED | 3
2020-01 | 2 | 2.0059 |  | United Arab Emirates | Dubai | Hard & Soft Landscaping | MBR - Dubai Hills Estate | PA-05 Phase 2 | EMAAR | Zaid Alhussain | Award | 2020 | Fixed Price Lump Sum | SITE WORK | Landscaping | Soft Landscaping; Including All Necessary Additional Earthwork, Fertilisers And The Like; As Drawing Lsc-Gn-Pa05-0006 And Section 329200 & 329300 Of Specification 19-6187-Keo-Lan-Spc-001; Grass; Pennisetum Setaceum; Pen Set; 300-500 Mm Overall Height, 300-500 Mm Spread, At 6 No/M² And 400 Mm Spacing | 2518 | Nr | AED | 3
2020-01 | 2 | 2.0059 |  | United Arab Emirates | Dubai | Hard & Soft Landscaping | MBR - Dubai Hills Estate | PA-05 Phase 2 | EMAAR | Zaid Alhussain | Award | 2020 | Fixed Price Lump Sum | SITE WORK | Landscaping | Groundcovers; Allamanda Cathartica; All.Cat; 500-700 Mm Overall Height, 300-500 Mm Spread, At 8 No/M² And 350 Mm Spacing | 2252 | Nr | AED | 5
2020-01 | 2 | 2.0059 |  | United Arab Emirates | Dubai | Hard & Soft Landscaping | MBR - Dubai Hills Estate | PA-05 Phase 2 | EMAAR | Zaid Alhussain | Award | 2020 | Fixed Price Lump Sum | SITE WORK | Landscaping | Groundcovers; Asystasia Gangeti; Asy Gan; 200-300 Mm Overall Height, 200-300 Mm Spread, At 6 No/M² And 400 Mm Spacing | 1635 | Nr | AED | 3
2020-01 | 2 | 2.0059 |  | United Arab Emirates | Dubai | Hard & Soft Landscaping | MBR - Dubai Hills Estate | PA-05 Phase 2 | EMAAR | Zaid Alhussain | Award | 2020 | Fixed Price Lump Sum | SITE WORK | Landscaping | Groundcovers; Carpobrotus Edulis; Car Edu; 200-300 Mm Overall Height, 200 Mm Spread, At 6 No/M² And 400 Mm Spacing | 1292 | Nr | AED | 3
2020-01 | 2 | 2.0059 |  | United Arab Emirates | Dubai | Hard & Soft Landscaping | MBR - Dubai Hills Estate | PA-05 Phase 2 | EMAAR | Zaid Alhussain | Award | 2020 | Fixed Price Lump Sum | SITE WORK | Landscaping | Groundcovers; Catharanthus Roseus; Cat Ros; 100-150 Mm Overall Height, 250 Mm Spread, At 6 No/M² And 400 Mm Spacing | 2082 | Nr | AED | 2
2020-01 | 2 | 2.0059 |  | United Arab Emirates | Dubai | Hard & Soft Landscaping | MBR - Dubai Hills Estate | PA-05 Phase 2 | EMAAR | Zaid Alhussain | Award | 2020 | Fixed Price Lump Sum | SITE WORK | Landscaping | Groundcovers; Ruellia Ciliosa; Rue Cil; 300-500 Mm Overall Height, 300-500 Mm Spread, At 6 No/M² And 400 Mm Spacing | 3528 | Nr | AED | 3
2020-01 | 2 | 2.0059 |  | United Arab Emirates | Dubai | Hard & Soft Landscaping | MBR - Dubai Hills Estate | PA-05 Phase 2 | EMAAR | Zaid Alhussain | Award | 2020 | Fixed Price Lump Sum | SITE WORK | Landscaping | Groundcovers; Sesuvium Portulacastrium; Ses Por; 150 Mm Overall Height, 150 Mm Spread, At 6 No/M² And 400 Mm Spacing | 884 | Nr | AED | 2
2020-01 | 2 | 2.0059 |  | United Arab Emirates | Dubai | Hard & Soft Landscaping | MBR - Dubai Hills Estate | PA-05 Phase 2 | EMAAR | Zaid Alhussain | Award | 2020 | Fixed Price Lump Sum | SITE WORK | Landscaping | Soft Landscaping; Including All Necessary Additional Earthwork, Fertilisers And The Like; As Drawing Lsc-Gn-Pa05-0006 And Section 329200 & 329300 Of Specification 19-6187-Keo-Lan-Spc-001; Shrubs Areas; Adenium Obesum; Ade Obe; 300-400 Mm Overall Height, 300-400 Mm Spread, At 4 No/M² And 500 Mm Spacing | 1004 | Nr | AED | 6
2020-01 | 2 | 2.0059 |  | United Arab Emirates | Dubai | Hard & Soft Landscaping | MBR - Dubai Hills Estate | PA-05 Phase 2 | EMAAR | Zaid Alhussain | Award | 2020 | Fixed Price Lump Sum | SITE WORK | Landscaping | Soft Landscaping; Including All Necessary Additional Earthwork, Fertilisers And The Like; As Drawing Lsc-Gn-Pa05-0006 And Section 329200 & 329300 Of Specification 19-6187-Keo-Lan-Spc-001; Shrubs Areas; Bougainvillea Glabra; Bou Gla; 400-600 Mm Overall Height, 300-400 Mm Spread, At 4 No/M² And 500 Mm Spacing | 2816 | Nr | AED | 4
2020-01 | 2 | 2.0059 |  | United Arab Emirates | Dubai | Hard & Soft Landscaping | MBR - Dubai Hills Estate | PA-05 Phase 2 | EMAAR | Zaid Alhussain | Award | 2020 | Fixed Price Lump Sum | SITE WORK | Landscaping | Soft Landscaping; Including All Necessary Additional Earthwork, Fertilisers And The Like; As Drawing Lsc-Gn-Pa05-0006 And Section 329200 & 329300 Of Specification 19-6187-Keo-Lan-Spc-001; Shrubs Areas; Caesalpinia Pulcherrima; Cae Pul; 400-600 Mm Overall Height, 400-600 Mm Spread, At 4 No/M² And 500 Mm Spacing | 2102 | Nr | AED | 4
2020-01 | 2 | 2.006 |  | United Arab Emirates | Dubai | Hard & Soft Landscaping | MBR - Dubai Hills Estate | PA-05 Phase 2 | EMAAR | Zaid Alhussain | Award | 2020 | Fixed Price Lump Sum | SITE WORK | Landscaping | Soft Landscaping; Including All Necessary Additional Earthwork, Fertilisers And The Like; As Drawing Lsc-Gn-Pa05-0006 And Section 329200 & 329300 Of Specification 19-6187-Keo-Lan-Spc-001; Shrubs Areas; Clerodendrum Inerme; Cle Ine; 300-500 Mm Overall Height, 400 Mm Spread, At 6 No/M² And 400 Mm Spacing | 5967 | Nr | AED | 2.3
2020-01 | 2 | 2.006 |  | United Arab Emirates | Dubai | Hard & Soft Landscaping | MBR - Dubai Hills Estate | PA-05 Phase 2 | EMAAR | Zaid Alhussain | Award | 2020 | Fixed Price Lump Sum | SITE WORK | Landscaping | Soft Landscaping; Including All Necessary Additional Earthwork, Fertilisers And The Like; As Drawing Lsc-Gn-Pa05-0006 And Section 329200 & 329300 Of Specification 19-6187-Keo-Lan-Spc-001; Shrubs Areas; Thevetia Peruviana; The Per; 400-600 Mm Overall Height, 300 Mm Spread, At 4 No/M² And 500 Mm Spacing | 5053 | Nr | AED | 4
2020-01 | 2 | 2.006 |  | United Arab Emirates | Dubai | Hard & Soft Landscaping | MBR - Dubai Hills Estate | PA-05 Phase 2 | EMAAR | Zaid Alhussain | Award | 2020 | Fixed Price Lump Sum | SITE WORK | Landscaping | Trees; Azadirachta Indica; Aza Ind; 3.0 M Overall Height, 1.8 M Trunk | 22 | Nr | AED | 380
2020-01 | 2 | 2.006 |  | United Arab Emirates | Dubai | Hard & Soft Landscaping | MBR - Dubai Hills Estate | PA-05 Phase 2 | EMAAR | Zaid Alhussain | Award | 2020 | Fixed Price Lump Sum | SITE WORK | Landscaping | Trees; Cassia Fistula; Cas Fis; 2.5 M Overall Height, 1.5 M Trunk | 12 | Nr | AED | 380
2020-01 | 2 | 2.006 |  | United Arab Emirates | Dubai | Hard & Soft Landscaping | MBR - Dubai Hills Estate | PA-05 Phase 2 | EMAAR | Zaid Alhussain | Award | 2020 | Fixed Price Lump Sum | SITE WORK | Landscaping | Trees; Delonix Regia; Del Reg; 2.5 M Overall Height, 1.8 M Trunk | 3 | Nr | AED | 380
2020-01 | 2 | 2.006 |  | United Arab Emirates | Dubai | Hard & Soft Landscaping | MBR - Dubai Hills Estate | PA-05 Phase 2 | EMAAR | Zaid Alhussain | Award | 2020 | Fixed Price Lump Sum | SITE WORK | Landscaping | Trees; Plumeria Obtusa; Plu Obt; 2.0 M Overall Height, 1.5 M Trunk | 3 | Nr | AED | 380
2020-01 | 2 | 2.006 |  | United Arab Emirates | Dubai | Hard & Soft Landscaping | MBR - Dubai Hills Estate | PA-05 Phase 2 | EMAAR | Zaid Alhussain | Award | 2020 | Fixed Price Lump Sum | SITE WORK | Landscaping | Trees; Pongamia Glabra; Pon Gla; 2.5 M Overall Height, 1.5 M Trunk | 64 | Nr | AED | 570
2020-01 | 2 | 2.006 |  | United Arab Emirates | Dubai | Hard & Soft Landscaping | MBR - Dubai Hills Estate | PA-05 Phase 2 | EMAAR | Zaid Alhussain | Award | 2020 | Fixed Price Lump Sum | SITE WORK | Landscaping | Soft Landscaping; Including All Necessary Additional Earthwork, Fertilisers And The Like; As Drawing Lsc-Gn-Pa05-0006 And Section 329200 & 329300 Of Specification 19-6187-Keo-Lan-Spc-001; Palm; Phoenix Doctylifera; Pho.Dac; 6.0 M Overall Height, 5.0 M Trunk | 40 | Nr | AED | 2660
2020-01 | 2 | 2.006 |  | United Arab Emirates | Dubai | Hard & Soft Landscaping | MBR - Dubai Hills Estate | PA-05 Phase 2 | EMAAR | Zaid Alhussain | Award | 2020 | Fixed Price Lump Sum | SITE WORK | Landscaping | Grass Lawn; As Drawing Lsc-Gn-Pa05-0006 And Section 329200 & 329300 Of Specification 19-6187-Keo-Lan-Spc-001; Paspalum Vaginatum; Pas Vag; 60 Mm Overall Height | 560 | m² | AED | 15
2020-01 | 2 | 2.006 |  | United Arab Emirates | Dubai | Hard & Soft Landscaping | MBR - Dubai Hills Estate | PA-05 Phase 2 | EMAAR | Zaid Alhussain | Award | 2020 | Fixed Price Lump Sum | SITE WORK | Landscaping | Geotextile Filter Fabric; Nonwoven Geotextile, Made From Polypropylene, Polyolefin, Or Polyester Fibers; As Drawings Lsc-Ld-Pa05-9001, 9002 & 9003 And Section 329300 Of Specification 19-6187-Keo-Lan-Spc-001; To Tree Pits And Planting Areas | 7623 | m² | AED | 0.1
2020-01 | 2 | 2.0061 |  | United Arab Emirates | Dubai | Hard & Soft Landscaping | MBR - Dubai Hills Estate | PA-05 Phase 2 | EMAAR | Zaid Alhussain | Award | 2020 | Fixed Price Lump Sum | SITE WORK | Landscaping | Geotextile Filter Fabric; Nonwoven Geotextile, Made From Polypropylene, Polyolefin, Or Polyester Fibers; As Drawings Lsc-Ld-Pa05-9001, 9002 & 9003 And Section 329300 Of Specification 19-6187-Keo-Lan-Spc-001; Berm For Water Basin; To Trees; 100 Mm High; As Drawing Lsc-Ld-Pa05-9601 | 399 | m | AED | 6
2020-01 | 2 | 2.0061 |  | United Arab Emirates | Dubai | Hard & Soft Landscaping | MBR - Dubai Hills Estate | PA-05 Phase 2 | EMAAR | Zaid Alhussain | Award | 2020 | Fixed Price Lump Sum | SITE WORK | Landscaping | Location Of Trenches And Noc,S | 1 | Item | AED | 10000
2020-01 | 2 | 2.0061 |  | United Arab Emirates | Dubai | Hard & Soft Landscaping | MBR - Dubai Hills Estate | PA-05 Phase 2 | EMAAR | Zaid Alhussain | Award | 2020 | Fixed Price Lump Sum | CONCRETE WORK | Poured concrete | Poured Plain Concrete; As Drawing Lsc-Ld-Pa05-9152; Blinding; 50 Mm Thick | 4 | m³ | AED | 300
2020-01 | 2 | 2.0061 |  | United Arab Emirates | Dubai | Hard & Soft Landscaping | MBR - Dubai Hills Estate | PA-05 Phase 2 | EMAAR | Zaid Alhussain | Award | 2020 | Fixed Price Lump Sum | CONCRETE WORK | Poured concrete | Poured Plain Concrete; As Drawing Lsc-Ld-Pa05-9152; Blinding; To Steps; 60 Mm Thick | 1 | m³ | AED | 300
2020-01 | 2 | 2.0061 |  | United Arab Emirates | Dubai | Hard & Soft Landscaping | MBR - Dubai Hills Estate | PA-05 Phase 2 | EMAAR | Zaid Alhussain | Award | 2020 | Fixed Price Lump Sum | CONCRETE WORK | Poured concrete | Poured Plain Concrete; As Detail 02 On Drawing Lsc-Ld-Pa05-9300; Blinding; To Feature Bench; 150 Mm Thick | 2 | m³ | AED | 360
2020-01 | 2 | 2.0061 |  | United Arab Emirates | Dubai | Hard & Soft Landscaping | MBR - Dubai Hills Estate | PA-05 Phase 2 | EMAAR | Zaid Alhussain | Award | 2020 | Fixed Price Lump Sum | CONCRETE WORK | Poured concrete | Poured Plain Concrete; Grade C40; As Drawings Lsc-Ld-Pa05-9001, 9002 And 9003; Beds; To Paving Bands; 150Mm Thick | 311 | m³ | AED | 360
2020-01 | 2 | 2.0061 |  | United Arab Emirates | Dubai | Hard & Soft Landscaping | MBR - Dubai Hills Estate | PA-05 Phase 2 | EMAAR | Zaid Alhussain | Award | 2020 | Fixed Price Lump Sum | CONCRETE WORK | Poured concrete | Poured Reinforced Concrete; Grade C40; As Engineer'S Details; Including Necessary Reinforcement; As Drawing Lsc-Ld-Pa05-9301 And 9302; Foundations; Bicycle Stands, Seat With Backrest And Bollard | 10 | m³ | AED | 360
2020-01 | 2 | 2.0061 |  | United Arab Emirates | Dubai | Hard & Soft Landscaping | MBR - Dubai Hills Estate | PA-05 Phase 2 | EMAAR | Zaid Alhussain | Award | 2020 | Fixed Price Lump Sum | CONCRETE WORK | Poured concrete | Poured Reinforced Concrete; Grade C40; As Engineer'S Details; Including Necessary Reinforcement; As Drawings Lsc-Ld-Pa05-9500, 9800 And 9801; Foundations; Fence | 4 | m³ | AED | 360
2020-01 | 2 | 2.0061 |  | United Arab Emirates | Dubai | Hard & Soft Landscaping | MBR - Dubai Hills Estate | PA-05 Phase 2 | EMAAR | Zaid Alhussain | Award | 2020 | Fixed Price Lump Sum | CONCRETE WORK | Poured concrete | Poured Reinforced Concrete; Grade C12/15, Cca 0.06 M3; Including Chemical Anchor And Necessary Reinforcement; As Drawing Lsc-Ld-Pa05-9303; Foundations; Litter Bins And Pet Waste Bin | 1 | m³ | AED | 360
2020-01 | 2 | 2.0061 |  | United Arab Emirates | Dubai | Hard & Soft Landscaping | MBR - Dubai Hills Estate | PA-05 Phase 2 | EMAAR | Zaid Alhussain | Award | 2020 | Fixed Price Lump Sum | CONCRETE WORK | Poured concrete | Poured Reinforced Concrete; Grade C40; Including Necessary Reinforcement; As Drawings Lsc-Ld-Pa05-9400; Foundations; Terraforce Walls | 12 | m³ | AED | 360
2020-01 | 2 | 2.0062 |  | United Arab Emirates | Dubai | Hard & Soft Landscaping | MBR - Dubai Hills Estate | PA-05 Phase 2 | EMAAR | Zaid Alhussain | Award | 2020 | Fixed Price Lump Sum | CONCRETE WORK | Poured concrete | Poured Reinforced Concrete; Grade C50; Including Mineral Plaster, Textured Finish; Grey Colour; Anti Slip Band At Edges; As Drawing Lsc-Ld-Pa05-9152 And Material And Finishes Schedule Lsc-Gn-Pa05-0005; Steps | 4 | m³ | AED | 360
2020-01 | 2 | 2.0062 |  | United Arab Emirates | Dubai | Hard & Soft Landscaping | MBR - Dubai Hills Estate | PA-05 Phase 2 | EMAAR | Zaid Alhussain | Award | 2020 | Fixed Price Lump Sum | CONCRETE WORK | Poured concrete | Poured Reinforced Concrete; Grade C40; As Engineer'S Details; Including Necessary Reinforcement; As Detail 02 On Drawing Lsc-Ld-Pa05-9300; Foundations; Feature Bench | 5 | m³ | AED | 360
2020-01 | 2 | 2.0062 |  | United Arab Emirates | Dubai | Hard & Soft Landscaping | MBR - Dubai Hills Estate | PA-05 Phase 2 | EMAAR | Zaid Alhussain | Award | 2020 | Fixed Price Lump Sum | CONCRETE WORK | Poured concrete | Poured Reinforced Concrete; Grade C50; Including Mineral Plaster, Textured Finish; Grey Colour; As Drawing Lsc-Ld-Pa05-9152 And Material And Finishes Schedule Lsc-Gn-Pa05-0005; Step Low Upstands | 2 | m³ | AED | 360
2020-01 | 2 | 2.0062 |  | United Arab Emirates | Dubai | Hard & Soft Landscaping | MBR - Dubai Hills Estate | PA-05 Phase 2 | EMAAR | Zaid Alhussain | Award | 2020 | Fixed Price Lump Sum | CONCRETE WORK | Poured concrete | Poured Reinforced Concrete; Grade C50; Including Mineral Plaster, Textured Finish; Grey Colour; As Drawing Lsc-Ld-Pa05-9152 And Material And Finishes Schedule Lsc-Gn-Pa05-0005; Allow For Foundations And Bases To Shade Structures; Size 900 X 900 X 1200 Mm; Including Reinforced Concrete, Sub-Bases, Excavation, Disposal, Reinforcement, Formwork And Fixing Arrangement Complete As Necessary Including Design; As Drawing Lsc-Ld-Pa05-9200 | 9 | Nr | AED | 5000
2020-01 | 2 | 2.0062 |  | United Arab Emirates | Dubai | Hard & Soft Landscaping | MBR - Dubai Hills Estate | PA-05 Phase 2 | EMAAR | Zaid Alhussain | Award | 2020 | Fixed Price Lump Sum | CONCRETE WORK | Reinforcement | Reinforcement; Generally; Steps | 0.42 | t | AED | 5000
2020-01 | 2 | 2.0062 |  | United Arab Emirates | Dubai | Hard & Soft Landscaping | MBR - Dubai Hills Estate | PA-05 Phase 2 | EMAAR | Zaid Alhussain | Award | 2020 | Fixed Price Lump Sum | CONCRETE WORK | Reinforcement | Reinforcement; Generally; Step Low Upstands | 0.09 | t | AED | 5000
2020-01 | 2 | 2.0062 |  | United Arab Emirates | Dubai | Hard & Soft Landscaping | MBR - Dubai Hills Estate | PA-05 Phase 2 | EMAAR | Zaid Alhussain | Award | 2020 | Fixed Price Lump Sum | CONCRETE WORK | Shuttering | Shuttering; Generally; To Edges Of Beds; 150Mm Thick | 12870 | m | AED | 4
2020-01 | 2 | 2.0062 |  | United Arab Emirates | Dubai | Hard & Soft Landscaping | MBR - Dubai Hills Estate | PA-05 Phase 2 | EMAAR | Zaid Alhussain | Award | 2020 | Fixed Price Lump Sum | CONCRETE WORK | Shuttering | Shuttering; Generally; To Sides Of Foundations | 234 | m² | AED | 75
2020-01 | 2 | 2.0062 |  | United Arab Emirates | Dubai | Hard & Soft Landscaping | MBR - Dubai Hills Estate | PA-05 Phase 2 | EMAAR | Zaid Alhussain | Award | 2020 | Fixed Price Lump Sum | CONCRETE WORK | Shuttering | Shuttering; Generally; To Sides Of Upstands | 7 | m² | AED | 75
2020-01 | 2 | 2.0062 |  | United Arab Emirates | Dubai | Hard & Soft Landscaping | MBR - Dubai Hills Estate | PA-05 Phase 2 | EMAAR | Zaid Alhussain | Award | 2020 | Fixed Price Lump Sum | CONCRETE WORK | Shuttering | Shuttering; Generally; To Sides Of Stairs | 5 | m² | AED | 75
2020-01 | 2 | 2.0063 |  | United Arab Emirates | Dubai | Hard & Soft Landscaping | MBR - Dubai Hills Estate | PA-05 Phase 2 | EMAAR | Zaid Alhussain | Award | 2020 | Fixed Price Lump Sum | MASONRY | Walls and piers | Precast Block Walls; Combination Of Concrete Filled Bottom Blocks, Middle Blocks With Keys And Keyless Top Blocks; Block Size 400 X 350 X 225 Mm; Rockface Finish; Tan Colour; 3 Mm But Joint; Including Minimum 300 Mm Wide Free Draining Granular Fill To Earth Face; Slow Draining Well Graded Sand And Gravel To Earth Face At Lower Levels; Including Geogrid Reinforcement And Drain Pipe And Weep Holes; As Detail 10 On Drawing Lsc-Ld-Pa05-9400; Terraforce Walls | 94 | m² | AED | 550
2020-01 | 2 | 2.0063 |  | United Arab Emirates | Dubai | Hard & Soft Landscaping | MBR - Dubai Hills Estate | PA-05 Phase 2 | EMAAR | Zaid Alhussain | Award | 2020 | Fixed Price Lump Sum | MASONRY | Walls and piers | Precast Block Walls; Combination Of Concrete Filled Bottom Blocks, Middle Blocks With Keys And Keyless Top Blocks; Block Size 400 X 350 X 225 Mm; Rockface Finish; Tan Colour; 3 Mm But Joint; Including Minimum 300 Mm Wide Free Draining Granular Fill To Earth Face; Slow Draining Well Graded Sand And Gravel To Earth Face At Lower Levels; Including Geogrid Reinforcement And Drain Pipe And Weep Holes; As Detail 10 On Drawing Lsc-Ld-Pa05-9400; Surface Drain Collector Block; 260 Mm Wide; At Top Of Terraforce Walls; As Detail 10 On Drawing Lsc-Ld-Pa05-9400 | 39 | m | AED | 48
2020-01 | 2 | 2.0063 |  | United Arab Emirates | Dubai | Hard & Soft Landscaping | MBR - Dubai Hills Estate | PA-05 Phase 2 | EMAAR | Zaid Alhussain | Award | 2020 | Fixed Price Lump Sum | METALWORK | Non structural metalwork | Galvanized Steel Railings; Fabricated From 25 X 50 Mm Top Galvanized Steel Handrail And 15 Mm Galvanized Steel Bar Verticals And Bottom Rail Members; 80 X 50 Mm Galvanized Steel Square Tube Posts; Including Base Plate, Grout, Finishing And Fixing Accessories; As Detail 10 On Drawing Lsc-Ld-Pa05-9152; Type R01; 900 Mm High; To Ramp And Steps | 29 | m | AED | 1200
2020-01 | 2 | 2.0063 |  | United Arab Emirates | Dubai | Hard & Soft Landscaping | MBR - Dubai Hills Estate | PA-05 Phase 2 | EMAAR | Zaid Alhussain | Award | 2020 | Fixed Price Lump Sum | METALWORK | Non structural metalwork | Aluminum Fence; Powder Coated Finish; Grey Colour; Made Of 50 X 50 X 3 Mm Thick Hollow Section Top & Bottom Frame And Gate Post; 30 X 30 Mm Square Bar Vertical Fence Railing Members; Polished Finish; Grey Colour; Including All Necessary Finishing, Fixings And Accessories As Required; As Detail 01 On Drawing Lsc-Ld-Pa05-9500 And Material And Finishes Schedule Lsc-Gn-Pa05-0005; Type F01; 1200 Mm High | 105 | m | AED | 1200
2020-01 | 2 | 2.0063 |  | United Arab Emirates | Dubai | Hard & Soft Landscaping | MBR - Dubai Hills Estate | PA-05 Phase 2 | EMAAR | Zaid Alhussain | Award | 2020 | Fixed Price Lump Sum | METALWORK | Non structural metalwork | Steel Post; Galvanized Steel Finish; Powder Coated Paint; Including Top Mounting Angle And Sub Surface Mounted; To Engineer'S Details; As Drawing Lsc-Ld-Pa05-9200; To Shade Structure; 4.50 To 6.0 M Height | 9 | Nr | AED | 6000
2020-01 | 2 | 2.0063 |  | United Arab Emirates | Dubai | Hard & Soft Landscaping | MBR - Dubai Hills Estate | PA-05 Phase 2 | EMAAR | Zaid Alhussain | Award | 2020 | Fixed Price Lump Sum | METALWORK | Non structural metalwork | Steel Post; Galvanized Steel Finish; Powder Coated Paint; Including Top Mounting Angle And Sub Surface Mounted; To Engineer'S Details; As Drawing Lsc-Ld-Pa05-9200; Canopy Tensile Fabric To Shade Structure; Uv Coated Finish; Beige Colour; Including G.I. Cable And Fixing Bracket; Installed As Manufacturer'S Details And Engineer'S And Drawing Lsc-Ld-Pa05-9200 And Material And Finishes Schedule Lsc-Gn-Pa05-0005 | 550 | m² | AED | 232
2020-01 | 2 | 2.0063 |  | United Arab Emirates | Dubai | Hard & Soft Landscaping | MBR - Dubai Hills Estate | PA-05 Phase 2 | EMAAR | Zaid Alhussain | Award | 2020 | Fixed Price Lump Sum | METALWORK | Non structural metalwork | Aluminum Gate; Hot Galvanized Steel; Polyester Powder Coated Finish; Green Colour; Including Reinforced Concrete Footing, Sub-Bases, Excavation, Disposal, Reinforcement, Formwork And Fixing Arrangement Complete As Required; As Material And Finishes Schedule Lsc-Gn-Pa05-0005; Type F21; 1200 Mm High | 1 | Nr | AED | 4750
2020-01 | 2 | 2.0063 |  | United Arab Emirates | Dubai | Hard & Soft Landscaping | MBR - Dubai Hills Estate | PA-05 Phase 2 | EMAAR | Zaid Alhussain | Award | 2020 | Fixed Price Lump Sum | METALWORK | Non structural metalwork | Aluminum Double Leaf Gate; Powder Coated Finish; Grey Colour; Made Of 50 X 50 X 3 Mm Thick Hollow Section Top & Bottom Frame And Gate Post; 30 X 30 Mm Square Bar Vertical Fence Railing Members; Including Reinforced Concrete Footing, Sub-Bases, Excavation, Disposal, Reinforcement, Formwork And Fixing Arrangement Complete As Required; As Material And Finishes Schedule Lsc-Gn-Pa05-0005; Type F20; 1200 Mm High | 1 | Nr | AED | 7600
2020-01 | 2 | 2.0063 |  | United Arab Emirates | Dubai | Hard & Soft Landscaping | MBR - Dubai Hills Estate | PA-05 Phase 2 | EMAAR | Zaid Alhussain | Award | 2020 | Fixed Price Lump Sum | THERMAL AND MOISTURE PROTECTION | Coverings and linings | Waterproofing To Stair Steps; As Drawing Lsc-Ld-Pa05-9152 | 19 | m² | AED | 50
2020-01 | 2 | 2.0063 |  | United Arab Emirates | Dubai | Hard & Soft Landscaping | MBR - Dubai Hills Estate | PA-05 Phase 2 | EMAAR | Zaid Alhussain | Award | 2020 | Fixed Price Lump Sum | THERMAL AND MOISTURE PROTECTION | Coverings and linings | Waterproofing To Feature Bench; As Details 02 On Drawing Lsc-Ld-Pa05-9300 | 19 | m² | AED | 50
2020-01 | 2 | 2.0064 |  | United Arab Emirates | Dubai | Hard & Soft Landscaping | MBR - Dubai Hills Estate | PA-05 Phase 2 | EMAAR | Zaid Alhussain | Award | 2020 | Fixed Price Lump Sum | ACCESSORIES | Generally | Park Seat With Backrest; Type Ff-01; Cast Aluminium With Hardwood; Grey Ral 9007; Including All Necessary Finishings And Fixings; As Detail 01 On Drawing Lsc-Ld-Pa05-9300; Size 180 Mm Long X 548 Mm Wide X 450/767 Mm High | 3 | Nr | AED | 5000
2020-01 | 2 | 2.0064 |  | United Arab Emirates | Dubai | Hard & Soft Landscaping | MBR - Dubai Hills Estate | PA-05 Phase 2 | EMAAR | Zaid Alhussain | Award | 2020 | Fixed Price Lump Sum | ACCESSORIES | Generally | Precast Concrete Bench; Type Ff-02; Grey Colour; Polished Finish; Including Finishings, Mortar And Mechanical Fixing; As Detail 02 On Drawing Lsc-Ld-Pa05-9300; Size 9150 X 650 X 500 Mm | 1 | Nr | AED | 9975
2020-01 | 2 | 2.0064 |  | United Arab Emirates | Dubai | Hard & Soft Landscaping | MBR - Dubai Hills Estate | PA-05 Phase 2 | EMAAR | Zaid Alhussain | Award | 2020 | Fixed Price Lump Sum | ACCESSORIES | Generally | Precast Concrete Bench; Type Ff-02; Grey Colour; Polished Finish; Including Finishings, Mortar And Mechanical Fixing; As Detail 02 On Drawing Lsc-Ld-Pa05-9300; Size 8090 X 650 X 500 Mm | 1 | Nr | AED | 10830
2020-01 | 2 | 2.0064 |  | United Arab Emirates | Dubai | Hard & Soft Landscaping | MBR - Dubai Hills Estate | PA-05 Phase 2 | EMAAR | Zaid Alhussain | Award | 2020 | Fixed Price Lump Sum | ACCESSORIES | Generally | Litter Bins Including Recycling Bin; Type Ff-04; Cast Aluminium With Hardwood; Grey Ral 9007 Colour; Powder Coated Finish; Including All Necessary Finishings And Fixings; As Detail 01 And 03 On Drawing Lsc-Ld-Pa05-9303; Size 580 X 370 X 1060 Mm | 3 | Nr | AED | 4180
2020-01 | 2 | 2.0064 |  | United Arab Emirates | Dubai | Hard & Soft Landscaping | MBR - Dubai Hills Estate | PA-05 Phase 2 | EMAAR | Zaid Alhussain | Award | 2020 | Fixed Price Lump Sum | ACCESSORIES | Generally | Pet Waste Bin; Type Ff-06; Stainless Steel; On 50 Mm Diameter Pole; Including All Necessary Finishings And Fixings; As Detail 02 On Drawing Lsc-Ld-Pa05-9303; Size 310 X 310 X 580 Mm; | 2 | Nr | AED | 1520
2020-01 | 2 | 2.0064 |  | United Arab Emirates | Dubai | Hard & Soft Landscaping | MBR - Dubai Hills Estate | PA-05 Phase 2 | EMAAR | Zaid Alhussain | Award | 2020 | Fixed Price Lump Sum | FURNISHINGS | Generally | Play Equipments As Per Manufacturer'S Specifications; With And Including Posts, Grade C25 Reinforced Concrete Footing, Anchor Bolts, Fasteners, Finishes And All Necessary Fixing Accessories (As Required); Luckey Climber; Type Pe-01; White, Yellow And Lime Green Colour; As Detail 01 On Drawing Lsc-Ld-Pa05-9700 | 1 | Nr | AED | 315000
2020-01 | 2 | 2.0064 |  | United Arab Emirates | Dubai | Hard & Soft Landscaping | MBR - Dubai Hills Estate | PA-05 Phase 2 | EMAAR | Zaid Alhussain | Award | 2020 | Fixed Price Lump Sum | FURNISHINGS | Generally | Play Equipments As Per Manufacturer'S Specifications; With And Including Posts, Grade C25 Reinforced Concrete Footing, Anchor Bolts, Fasteners, Finishes And All Necessary Fixing Accessories (As Required); Inground Trampoline; Type Pe-02; Dark Blue And Grey Colour; As Detail 02 On Drawing Lsc-Ld-Pa05-9700 | 5 | Nr | AED | 30000
2020-01 | 2 | 2.0064 |  | United Arab Emirates | Dubai | Hard & Soft Landscaping | MBR - Dubai Hills Estate | PA-05 Phase 2 | EMAAR | Zaid Alhussain | Award | 2020 | Fixed Price Lump Sum | FURNISHINGS | Generally | Play Equipments As Per Manufacturer'S Specifications; With And Including Posts, Grade C25 Reinforced Concrete Footing, Anchor Bolts, Fasteners, Finishes And All Necessary Fixing Accessories (As Required); Combined Swing; Type Pe-03; Black Cords And Lime Green Structure Colour; As Detail 03 On Drawing Lsc-Ld-Pa05-9700 | 1 | Nr | AED | 25000
2020-01 | 2 | 2.0064 |  | United Arab Emirates | Dubai | Hard & Soft Landscaping | MBR - Dubai Hills Estate | PA-05 Phase 2 | EMAAR | Zaid Alhussain | Award | 2020 | Fixed Price Lump Sum | FURNISHINGS | Generally | Play Equipments As Per Manufacturer'S Specifications; With And Including Posts, Grade C25 Reinforced Concrete Footing, Anchor Bolts, Fasteners, Finishes And All Necessary Fixing Accessories (As Required); Multiplay Climber; Type Pe-04; Blue Colour; As Detail 04 On Drawing Lsc-Ld-Pa05-9700 | 1 | Nr | AED | 90000
2020-01 | 2 | 2.0064 |  | United Arab Emirates | Dubai | Hard & Soft Landscaping | MBR - Dubai Hills Estate | PA-05 Phase 2 | EMAAR | Zaid Alhussain | Award | 2020 | Fixed Price Lump Sum | FURNISHINGS | Generally | Play Equipments As Per Manufacturer'S Specifications; With And Including Posts, Grade C25 Reinforced Concrete Footing, Anchor Bolts, Fasteners, Finishes And All Necessary Fixing Accessories (As Required); Whirlybob; Type Pe-09; Grey And Lime Green Colour; As Detail 03 On Drawing Lsc-Ld-Pa05-9701 | 1 | Nr | AED | 25000
2020-01 | 2 | 2.0065 |  | United Arab Emirates | Dubai | Hard & Soft Landscaping | MBR - Dubai Hills Estate | PA-05 Phase 2 | EMAAR | Zaid Alhussain | Award | 2020 | Fixed Price Lump Sum | SITE WORK | Landscaping | Irrigation Installation Complete; As Landscape Specifications Section 32 8000 And Drawings Lsc-Ir-Pa05-7331-32, 7337-38, 7343-44, Lsc-Ir-Pa05-7201-7247, Lsc-Ir-Pa05-7001-7047 And Lsc-Ir-Pa05-7100; Upvc Pipework Class E; 25 Mm Diameter Pipes | 1263 | m | AED | 8
2020-01 | 2 | 2.0065 |  | United Arab Emirates | Dubai | Hard & Soft Landscaping | MBR - Dubai Hills Estate | PA-05 Phase 2 | EMAAR | Zaid Alhussain | Award | 2020 | Fixed Price Lump Sum | SITE WORK | Underground drainage | Upvc Pipework Class D; 40 Mm Diameter Pipes | 2163 | m | AED | 9.5
2020-01 | 2 | 2.0065 |  | United Arab Emirates | Dubai | Hard & Soft Landscaping | MBR - Dubai Hills Estate | PA-05 Phase 2 | EMAAR | Zaid Alhussain | Award | 2020 | Fixed Price Lump Sum | SITE WORK | Underground drainage | Upvc Pipework Class D; 50 Mm Diameter Pipes | 881 | m | AED | 17
2020-01 | 2 | 2.0065 |  | United Arab Emirates | Dubai | Hard & Soft Landscaping | MBR - Dubai Hills Estate | PA-05 Phase 2 | EMAAR | Zaid Alhussain | Award | 2020 | Fixed Price Lump Sum | SITE WORK | Underground drainage | Upvc Pipework Class D; 75 Mm Diameter Pipes | 520 | m | AED | 19
2020-01 | 2 | 2.0065 |  | United Arab Emirates | Dubai | Hard & Soft Landscaping | MBR - Dubai Hills Estate | PA-05 Phase 2 | EMAAR | Zaid Alhussain | Award | 2020 | Fixed Price Lump Sum | SITE WORK | Underground drainage | Upvc Pipework Class D; 100 Mm Diameter Pipes | 89 | m | AED | 38
2020-01 | 2 | 2.0065 |  | United Arab Emirates | Dubai | Hard & Soft Landscaping | MBR - Dubai Hills Estate | PA-05 Phase 2 | EMAAR | Zaid Alhussain | Award | 2020 | Fixed Price Lump Sum | SITE WORK | Underground drainage | Fittings For Upvc Pipes; Bend; 90 Degree; 75 Mm Diameter | 10 | Nr | AED | 62
2020-01 | 2 | 2.0065 |  | United Arab Emirates | Dubai | Hard & Soft Landscaping | MBR - Dubai Hills Estate | PA-05 Phase 2 | EMAAR | Zaid Alhussain | Award | 2020 | Fixed Price Lump Sum | SITE WORK | Underground drainage | Fittings For Upvc Pipes; Bend; 90 Degree; 100 Mm Diameter | 1 | Nr | AED | 72
2020-01 | 2 | 2.0065 |  | United Arab Emirates | Dubai | Hard & Soft Landscaping | MBR - Dubai Hills Estate | PA-05 Phase 2 | EMAAR | Zaid Alhussain | Award | 2020 | Fixed Price Lump Sum | SITE WORK | Underground drainage | Bend; 120 Degree; 75 Mm Diameter | 2 | Nr | AED | 53
2020-01 | 2 | 2.0065 |  | United Arab Emirates | Dubai | Hard & Soft Landscaping | MBR - Dubai Hills Estate | PA-05 Phase 2 | EMAAR | Zaid Alhussain | Award | 2020 | Fixed Price Lump Sum | SITE WORK | Underground drainage | Equal Tee; 75 X 75 X 75 Mm Diameter | 1 | Nr | AED | 190
2020-01 | 2 | 2.0065 |  | United Arab Emirates | Dubai | Hard & Soft Landscaping | MBR - Dubai Hills Estate | PA-05 Phase 2 | EMAAR | Zaid Alhussain | Award | 2020 | Fixed Price Lump Sum | SITE WORK | Landscaping | Irrigation Installation Complete; As Landscape Specifications Section 32 8000 And Drawings Lsc-Ir-Pa05-7331-32, 7337-38, 7343-44, Lsc-Ir-Pa05-7201-7247, Lsc-Ir-Pa05-7001-7047 And Lsc-Ir-Pa05-7100; Fittings For Upvc Pipes; Un-Equal Tee; 75 X 25 X 50 Mm Diameter | 1 | Nr | AED | 190
2020-01 | 2 | 2.0066 |  | United Arab Emirates | Dubai | Hard & Soft Landscaping | MBR - Dubai Hills Estate | PA-05 Phase 2 | EMAAR | Zaid Alhussain | Award | 2020 | Fixed Price Lump Sum | SITE WORK | Landscaping | Irrigation Installation Complete; As Landscape Specifications Section 32 8000 And Drawings Lsc-Ir-Pa05-7331-32, 7337-38, 7343-44, Lsc-Ir-Pa05-7201-7247, Lsc-Ir-Pa05-7001-7047 And Lsc-Ir-Pa05-7100; Fittings For Upvc Pipes; Un-Equal Tee; 75 X 25 X 75 Mm Diameter | 1 | Nr | AED | 190
2020-01 | 2 | 2.0066 |  | United Arab Emirates | Dubai | Hard & Soft Landscaping | MBR - Dubai Hills Estate | PA-05 Phase 2 | EMAAR | Zaid Alhussain | Award | 2020 | Fixed Price Lump Sum | SITE WORK | Landscaping | Irrigation Installation Complete; As Landscape Specifications Section 32 8000 And Drawings Lsc-Ir-Pa05-7331-32, 7337-38, 7343-44, Lsc-Ir-Pa05-7201-7247, Lsc-Ir-Pa05-7001-7047 And Lsc-Ir-Pa05-7100; Fittings For Upvc Pipes; Un-Equal Tee; 75 X 75 X 25 Mm Diameter | 1 | Nr | AED | 190
2020-01 | 2 | 2.0066 |  | United Arab Emirates | Dubai | Hard & Soft Landscaping | MBR - Dubai Hills Estate | PA-05 Phase 2 | EMAAR | Zaid Alhussain | Award | 2020 | Fixed Price Lump Sum | SITE WORK | Landscaping | Irrigation Installation Complete; As Landscape Specifications Section 32 8000 And Drawings Lsc-Ir-Pa05-7331-32, 7337-38, 7343-44, Lsc-Ir-Pa05-7201-7247, Lsc-Ir-Pa05-7001-7047 And Lsc-Ir-Pa05-7100; Fittings For Upvc Pipes; Un-Equal Tee; 75 X 75 X 40 Mm Diameter | 1 | Nr | AED | 190
2020-01 | 2 | 2.0066 |  | United Arab Emirates | Dubai | Hard & Soft Landscaping | MBR - Dubai Hills Estate | PA-05 Phase 2 | EMAAR | Zaid Alhussain | Award | 2020 | Fixed Price Lump Sum | SITE WORK | Landscaping | Irrigation Installation Complete; As Landscape Specifications Section 32 8000 And Drawings Lsc-Ir-Pa05-7331-32, 7337-38, 7343-44, Lsc-Ir-Pa05-7201-7247, Lsc-Ir-Pa05-7001-7047 And Lsc-Ir-Pa05-7100; Fittings For Upvc Pipes; Un-Equal Tee; 75 X 75 X 50 Mm Diameter | 1 | Nr | AED | 190
2020-01 | 2 | 2.0066 |  | United Arab Emirates | Dubai | Hard & Soft Landscaping | MBR - Dubai Hills Estate | PA-05 Phase 2 | EMAAR | Zaid Alhussain | Award | 2020 | Fixed Price Lump Sum | SITE WORK | Landscaping | Irrigation Installation Complete; As Landscape Specifications Section 32 8000 And Drawings Lsc-Ir-Pa05-7331-32, 7337-38, 7343-44, Lsc-Ir-Pa05-7201-7247, Lsc-Ir-Pa05-7001-7047 And Lsc-Ir-Pa05-7100; Fittings For Upvc Pipes; Un-Equal Tee; 75 X 75 X 100 Mm Diameter | 2 | Nr | AED | 238
2020-01 | 2 | 2.0066 |  | United Arab Emirates | Dubai | Hard & Soft Landscaping | MBR - Dubai Hills Estate | PA-05 Phase 2 | EMAAR | Zaid Alhussain | Award | 2020 | Fixed Price Lump Sum | SITE WORK | Landscaping | Irrigation Installation Complete; As Landscape Specifications Section 32 8000 And Drawings Lsc-Ir-Pa05-7331-32, 7337-38, 7343-44, Lsc-Ir-Pa05-7201-7247, Lsc-Ir-Pa05-7001-7047 And Lsc-Ir-Pa05-7100; Accessories; Valve Assembly; 50 Mm Diameter; Rotor Valve For Turf; Type Ro | 1 | Nr | AED | 1425
2020-01 | 2 | 2.0066 |  | United Arab Emirates | Dubai | Hard & Soft Landscaping | MBR - Dubai Hills Estate | PA-05 Phase 2 | EMAAR | Zaid Alhussain | Award | 2020 | Fixed Price Lump Sum | SITE WORK | Landscaping | Irrigation Installation Complete; As Landscape Specifications Section 32 8000 And Drawings Lsc-Ir-Pa05-7331-32, 7337-38, 7343-44, Lsc-Ir-Pa05-7201-7247, Lsc-Ir-Pa05-7001-7047 And Lsc-Ir-Pa05-7100; Accessories; Valve Assembly; 50 Mm Diameter; Spray Valve For Turf; Type Sv | 1 | Nr | AED | 1425
2020-01 | 2 | 2.0066 |  | United Arab Emirates | Dubai | Hard & Soft Landscaping | MBR - Dubai Hills Estate | PA-05 Phase 2 | EMAAR | Zaid Alhussain | Award | 2020 | Fixed Price Lump Sum | SITE WORK | Landscaping | Irrigation Installation Complete; As Landscape Specifications Section 32 8000 And Drawings Lsc-Ir-Pa05-7331-32, 7337-38, 7343-44, Lsc-Ir-Pa05-7201-7247, Lsc-Ir-Pa05-7001-7047 And Lsc-Ir-Pa05-7100; Accessories; Valve Assembly; 80 Mm Diameter; Spray Valve For Turf; Type Sv; "50 Mm Diameter; Drip Valve For Tree And Palms; Type Dt" | 1 | Nr | AED | 1758
2020-01 | 2 | 2.0066 |  | United Arab Emirates | Dubai | Hard & Soft Landscaping | MBR - Dubai Hills Estate | PA-05 Phase 2 | EMAAR | Zaid Alhussain | Award | 2020 | Fixed Price Lump Sum | SITE WORK | Landscaping | Irrigation Installation Complete; As Landscape Specifications Section 32 8000 And Drawings Lsc-Ir-Pa05-7331-32, 7337-38, 7343-44, Lsc-Ir-Pa05-7201-7247, Lsc-Ir-Pa05-7001-7047 And Lsc-Ir-Pa05-7100; Accessories; Valve Assembly; 50 Mm Diameter; Drip Valve For Grass Covers And Shrubs; Type Dv | 1 | Nr | AED | 1425
2020-01 | 2 | 2.0066 |  | United Arab Emirates | Dubai | Hard & Soft Landscaping | MBR - Dubai Hills Estate | PA-05 Phase 2 | EMAAR | Zaid Alhussain | Award | 2020 | Fixed Price Lump Sum | SITE WORK | Landscaping | Irrigation Installation Complete; As Landscape Specifications Section 32 8000 And Drawings Lsc-Ir-Pa05-7331-32, 7337-38, 7343-44, Lsc-Ir-Pa05-7201-7247, Lsc-Ir-Pa05-7001-7047 And Lsc-Ir-Pa05-7100; Accessories; Valve Assembly; 80 Mm Diameter; Drip Valve For Grass Covers And Shrubs; Type Dv | 1 | Nr | AED | 1425
2020-01 | 2 | 2.0067 |  | United Arab Emirates | Dubai | Hard & Soft Landscaping | MBR - Dubai Hills Estate | PA-05 Phase 2 | EMAAR | Zaid Alhussain | Award | 2020 | Fixed Price Lump Sum | SITE WORK | Landscaping | Irrigation Installation Complete; As Landscape Specifications Section 32 8000 And Drawings Lsc-Ir-Pa05-7331-32, 7337-38, 7343-44, Lsc-Ir-Pa05-7201-7247, Lsc-Ir-Pa05-7001-7047 And Lsc-Ir-Pa05-7100; Accessories; Valve Assembly | 2 | Nr | AED | 1758
2020-01 | 2 | 2.0067 |  | United Arab Emirates | Dubai | Hard & Soft Landscaping | MBR - Dubai Hills Estate | PA-05 Phase 2 | EMAAR | Zaid Alhussain | Award | 2020 | Fixed Price Lump Sum | SITE WORK | Underground drainage | Multi Risers; Multi Riser 25 Mm Diameter | 107 | Nr | AED | 246
2020-01 | 2 | 2.0067 |  | United Arab Emirates | Dubai | Hard & Soft Landscaping | MBR - Dubai Hills Estate | PA-05 Phase 2 | EMAAR | Zaid Alhussain | Award | 2020 | Fixed Price Lump Sum | SITE WORK | Underground drainage | Multi Risers; Multi Riser 40 Mm Diameter | 53 | Nr | AED | 285
2020-01 | 2 | 2.0067 |  | United Arab Emirates | Dubai | Hard & Soft Landscaping | MBR - Dubai Hills Estate | PA-05 Phase 2 | EMAAR | Zaid Alhussain | Award | 2020 | Fixed Price Lump Sum | SITE WORK | Underground drainage | Multi Risers; Multi Riser 50 Mm Diameter | 29 | Nr | AED | 475
2020-01 | 2 | 2.0067 |  | United Arab Emirates | Dubai | Hard & Soft Landscaping | MBR - Dubai Hills Estate | PA-05 Phase 2 | EMAAR | Zaid Alhussain | Award | 2020 | Fixed Price Lump Sum | SITE WORK | Underground drainage | Multi Risers; Multi Riser 75 Mm Diameter | 14 | Nr | AED | 713
2020-01 | 2 | 2.0067 |  | United Arab Emirates | Dubai | Hard & Soft Landscaping | MBR - Dubai Hills Estate | PA-05 Phase 2 | EMAAR | Zaid Alhussain | Award | 2020 | Fixed Price Lump Sum | SITE WORK | Landscaping | Irrigation Installation Complete; As Landscape Specifications Section 32 8000 And Drawings Lsc-Ir-Pa05-7331-32, 7337-38, 7343-44, Lsc-Ir-Pa05-7201-7247, Lsc-Ir-Pa05-7001-7047 And Lsc-Ir-Pa05-7100; Accessories; Turf Rotor; 30; H; With Built In Check Valve; 25 Mm Diameter | 2 | Nr | AED | 114
2020-01 | 2 | 2.0067 |  | United Arab Emirates | Dubai | Hard & Soft Landscaping | MBR - Dubai Hills Estate | PA-05 Phase 2 | EMAAR | Zaid Alhussain | Award | 2020 | Fixed Price Lump Sum | SITE WORK | Landscaping | Irrigation Installation Complete; As Landscape Specifications Section 32 8000 And Drawings Lsc-Ir-Pa05-7331-32, 7337-38, 7343-44, Lsc-Ir-Pa05-7201-7247, Lsc-Ir-Pa05-7001-7047 And Lsc-Ir-Pa05-7100; Accessories; Turf Rotor; 30; T; With Built In Check Valve; 25 Mm Diameter | 1 | Nr | AED | 114
2020-01 | 2 | 2.0067 |  | United Arab Emirates | Dubai | Hard & Soft Landscaping | MBR - Dubai Hills Estate | PA-05 Phase 2 | EMAAR | Zaid Alhussain | Award | 2020 | Fixed Price Lump Sum | SITE WORK | Landscaping | Irrigation Installation Complete; As Landscape Specifications Section 32 8000 And Drawings Lsc-Ir-Pa05-7331-32, 7337-38, 7343-44, Lsc-Ir-Pa05-7201-7247, Lsc-Ir-Pa05-7001-7047 And Lsc-Ir-Pa05-7100; Accessories; Mpr Turf Spray; 12 Series; With Built In Check Valve; 25 Mm Diameter; Full Angle | 1 | Nr | AED | 75
2020-01 | 2 | 2.0067 |  | United Arab Emirates | Dubai | Hard & Soft Landscaping | MBR - Dubai Hills Estate | PA-05 Phase 2 | EMAAR | Zaid Alhussain | Award | 2020 | Fixed Price Lump Sum | SITE WORK | Landscaping | Irrigation Installation Complete; As Landscape Specifications Section 32 8000 And Drawings Lsc-Ir-Pa05-7331-32, 7337-38, 7343-44, Lsc-Ir-Pa05-7201-7247, Lsc-Ir-Pa05-7001-7047 And Lsc-Ir-Pa05-7100; Accessories; Mpr Turf Spray; 12 Series; With Built In Check Valve; 25 Mm Diameter; Quarter Angle | 1 | Nr | AED | 75
2020-01 | 2 | 2.0067 |  | United Arab Emirates | Dubai | Hard & Soft Landscaping | MBR - Dubai Hills Estate | PA-05 Phase 2 | EMAAR | Zaid Alhussain | Award | 2020 | Fixed Price Lump Sum | SITE WORK | Landscaping | Irrigation Installation Complete; As Landscape Specifications Section 32 8000 And Drawings Lsc-Ir-Pa05-7331-32, 7337-38, 7343-44, Lsc-Ir-Pa05-7201-7247, Lsc-Ir-Pa05-7001-7047 And Lsc-Ir-Pa05-7100; Accessories; Mpr Turf Spray; 15 Series; With Built In Check Valve; 25 Mm Diameter; Full Angle | 8 | Nr | AED | 75
2020-01 | 2 | 2.0068 |  | United Arab Emirates | Dubai | Hard & Soft Landscaping | MBR - Dubai Hills Estate | PA-05 Phase 2 | EMAAR | Zaid Alhussain | Award | 2020 | Fixed Price Lump Sum | SITE WORK | Landscaping | Irrigation Installation Complete; As Landscape Specifications Section 32 8000 And Drawings Lsc-Ir-Pa05-7331-32, 7337-38, 7343-44, Lsc-Ir-Pa05-7201-7247, Lsc-Ir-Pa05-7001-7047 And Lsc-Ir-Pa05-7100; Accessories; Mpr Turf Spray; 15 Series; With Built In Check Valve; 25 Mm Diameter; Half Angle | 3 | Nr | AED | 75
2020-01 | 2 | 2.0068 |  | United Arab Emirates | Dubai | Hard & Soft Landscaping | MBR - Dubai Hills Estate | PA-05 Phase 2 | EMAAR | Zaid Alhussain | Award | 2020 | Fixed Price Lump Sum | SITE WORK | Landscaping | Irrigation Installation Complete; As Landscape Specifications Section 32 8000 And Drawings Lsc-Ir-Pa05-7331-32, 7337-38, 7343-44, Lsc-Ir-Pa05-7201-7247, Lsc-Ir-Pa05-7001-7047 And Lsc-Ir-Pa05-7100; Accessories; Mpr Turf Spray; 15 Series; With Built In Check Valve; 25 Mm Diameter; Quarter Angle | 2 | Nr | AED | 75
2020-01 | 2 | 2.0068 |  | United Arab Emirates | Dubai | Hard & Soft Landscaping | MBR - Dubai Hills Estate | PA-05 Phase 2 | EMAAR | Zaid Alhussain | Award | 2020 | Fixed Price Lump Sum | SITE WORK | Landscaping | Irrigation Installation Complete; As Landscape Specifications Section 32 8000 And Drawings Lsc-Ir-Pa05-7331-32, 7337-38, 7343-44, Lsc-Ir-Pa05-7201-7247, Lsc-Ir-Pa05-7001-7047 And Lsc-Ir-Pa05-7100; Accessories; Mpr Turf Spray; 15 Series; With Built In Check Valve; 40 Mm Diameter; Full Angle | 7 | Nr | AED | 75
2020-01 | 2 | 2.0068 |  | United Arab Emirates | Dubai | Hard & Soft Landscaping | MBR - Dubai Hills Estate | PA-05 Phase 2 | EMAAR | Zaid Alhussain | Award | 2020 | Fixed Price Lump Sum | SITE WORK | Landscaping | Irrigation Installation Complete; As Landscape Specifications Section 32 8000 And Drawings Lsc-Ir-Pa05-7331-32, 7337-38, 7343-44, Lsc-Ir-Pa05-7201-7247, Lsc-Ir-Pa05-7001-7047 And Lsc-Ir-Pa05-7100; Accessories; Turf Spray Adj; 12 Series; With Built In Check Valve; 25 Mm Diameter | 3 | Nr | AED | 75
2020-01 | 2 | 2.0068 |  | United Arab Emirates | Dubai | Hard & Soft Landscaping | MBR - Dubai Hills Estate | PA-05 Phase 2 | EMAAR | Zaid Alhussain | Award | 2020 | Fixed Price Lump Sum | SITE WORK | Landscaping | Irrigation Installation Complete; As Landscape Specifications Section 32 8000 And Drawings Lsc-Ir-Pa05-7331-32, 7337-38, 7343-44, Lsc-Ir-Pa05-7201-7247, Lsc-Ir-Pa05-7001-7047 And Lsc-Ir-Pa05-7100; Accessories; Turf Spray Adj; 15 Series; With Built In Check Valve; 25 Mm Diameter | 15 | Nr | AED | 75
2020-01 | 2 | 2.0068 |  | United Arab Emirates | Dubai | Hard & Soft Landscaping | MBR - Dubai Hills Estate | PA-05 Phase 2 | EMAAR | Zaid Alhussain | Award | 2020 | Fixed Price Lump Sum | SITE WORK | Landscaping | Irrigation Installation Complete; As Landscape Specifications Section 32 8000 And Drawings Lsc-Ir-Pa05-7331-32, 7337-38, 7343-44, Lsc-Ir-Pa05-7201-7247, Lsc-Ir-Pa05-7001-7047 And Lsc-Ir-Pa05-7100; Accessories; Turf Spray Adj; 15 Series; With Built In Check Valve; 40 Mm Diameter | 7 | Nr | AED | 75
2020-01 | 2 | 2.0068 |  | United Arab Emirates | Dubai | Hard & Soft Landscaping | MBR - Dubai Hills Estate | PA-05 Phase 2 | EMAAR | Zaid Alhussain | Award | 2020 | Fixed Price Lump Sum | SITE WORK | Landscaping | Irrigation Installation Complete; As Landscape Specifications Section 32 8000 And Drawings Lsc-Ir-Pa05-7331-32, 7337-38, 7343-44, Lsc-Ir-Pa05-7201-7247, Lsc-Ir-Pa05-7001-7047 And Lsc-Ir-Pa05-7100; Accessories; Turf Spray Adj; 15 Series; With Built In Check Valve; 50 Mm Diameter | 3 | Nr | AED | 75
2020-01 | 2 | 2.0068 |  | United Arab Emirates | Dubai | Hard & Soft Landscaping | MBR - Dubai Hills Estate | PA-05 Phase 2 | EMAAR | Zaid Alhussain | Award | 2020 | Fixed Price Lump Sum | SITE WORK | Landscaping | Irrigation Installation Complete; As Landscape Specifications Section 32 8000 And Drawings Lsc-Ir-Pa05-7331-32, 7337-38, 7343-44, Lsc-Ir-Pa05-7201-7247, Lsc-Ir-Pa05-7001-7047 And Lsc-Ir-Pa05-7100; Accessories; Turf Spray Adj; 15 Series; With Built In Check Valve; 75 Mm Diameter | 3 | Nr | AED | 75
2020-01 | 2 | 2.0068 |  | United Arab Emirates | Dubai | Hard & Soft Landscaping | MBR - Dubai Hills Estate | PA-05 Phase 2 | EMAAR | Zaid Alhussain | Award | 2020 | Fixed Price Lump Sum | SITE WORK | Landscaping | Valve Box; For Drip Valve | 4 | Nr | AED | 333
2020-01 | 2 | 2.0068 |  | United Arab Emirates | Dubai | Hard & Soft Landscaping | MBR - Dubai Hills Estate | PA-05 Phase 2 | EMAAR | Zaid Alhussain | Award | 2020 | Fixed Price Lump Sum | SITE WORK | Landscaping | Valve Box; For Turf Valve | 3 | Nr | AED | 333
2020-01 | 2 | 2.0069 |  | United Arab Emirates | Dubai | Hard & Soft Landscaping | MBR - Dubai Hills Estate | PA-05 Phase 2 | EMAAR | Zaid Alhussain | Award | 2020 | Fixed Price Lump Sum | SITE WORK | Landscaping | Irrigation Installation Complete; As Landscape Specifications Section 32 8000 And Drawings Lsc-Ir-Pa05-7331-32, 7337-38, 7343-44, Lsc-Ir-Pa05-7201-7247, Lsc-Ir-Pa05-7001-7047 And Lsc-Ir-Pa05-7100; Thrust Block; For Bend; 90 Degree; 75 Mm Diameter | 10 | Nr | AED | 143
2020-01 | 2 | 2.0069 |  | United Arab Emirates | Dubai | Hard & Soft Landscaping | MBR - Dubai Hills Estate | PA-05 Phase 2 | EMAAR | Zaid Alhussain | Award | 2020 | Fixed Price Lump Sum | SITE WORK | Landscaping | Irrigation Installation Complete; As Landscape Specifications Section 32 8000 And Drawings Lsc-Ir-Pa05-7331-32, 7337-38, 7343-44, Lsc-Ir-Pa05-7201-7247, Lsc-Ir-Pa05-7001-7047 And Lsc-Ir-Pa05-7100; Thrust Block; For Bend; 90 Degree; 100 Mm Diameter | 1 | Nr | AED | 238
2020-01 | 2 | 2.0069 |  | United Arab Emirates | Dubai | Hard & Soft Landscaping | MBR - Dubai Hills Estate | PA-05 Phase 2 | EMAAR | Zaid Alhussain | Award | 2020 | Fixed Price Lump Sum | SITE WORK | Landscaping | For Bend; 120 Degree; 75 Mm Diameter | 2 | Nr | AED | 143
2020-01 | 2 | 2.0069 |  | United Arab Emirates | Dubai | Hard & Soft Landscaping | MBR - Dubai Hills Estate | PA-05 Phase 2 | EMAAR | Zaid Alhussain | Award | 2020 | Fixed Price Lump Sum | SITE WORK | Landscaping | For Equal Tee; 75 X 75 X 75 Mm Diameter | 1 | Nr | AED | 190
2020-01 | 2 | 2.0069 |  | United Arab Emirates | Dubai | Hard & Soft Landscaping | MBR - Dubai Hills Estate | PA-05 Phase 2 | EMAAR | Zaid Alhussain | Award | 2020 | Fixed Price Lump Sum | SITE WORK | Underground drainage | For Un-Equal Tee; 75 X 25 X 50 Mm Diameter | 1 | Nr | AED | 190
2020-01 | 2 | 2.0069 |  | United Arab Emirates | Dubai | Hard & Soft Landscaping | MBR - Dubai Hills Estate | PA-05 Phase 2 | EMAAR | Zaid Alhussain | Award | 2020 | Fixed Price Lump Sum | SITE WORK | Underground drainage | For Un-Equal Tee; 75 X 25 X 75 Mm Diameter | 1 | Nr | AED | 190
2020-01 | 2 | 2.0069 |  | United Arab Emirates | Dubai | Hard & Soft Landscaping | MBR - Dubai Hills Estate | PA-05 Phase 2 | EMAAR | Zaid Alhussain | Award | 2020 | Fixed Price Lump Sum | SITE WORK | Underground drainage | For Un-Equal Tee; 75 X 75 X 25 Mm Diameter | 1 | Nr | AED | 190
2020-01 | 2 | 2.0069 |  | United Arab Emirates | Dubai | Hard & Soft Landscaping | MBR - Dubai Hills Estate | PA-05 Phase 2 | EMAAR | Zaid Alhussain | Award | 2020 | Fixed Price Lump Sum | SITE WORK | Underground drainage | For Un-Equal Tee; 75 X 75 X 40 Mm Diameter | 1 | Nr | AED | 190
2020-01 | 2 | 2.0069 |  | United Arab Emirates | Dubai | Hard & Soft Landscaping | MBR - Dubai Hills Estate | PA-05 Phase 2 | EMAAR | Zaid Alhussain | Award | 2020 | Fixed Price Lump Sum | SITE WORK | Underground drainage | For Un-Equal Tee; 75 X 75 X 50 Mm Diameter | 1 | Nr | AED | 190
2020-01 | 2 | 2.0069 |  | United Arab Emirates | Dubai | Hard & Soft Landscaping | MBR - Dubai Hills Estate | PA-05 Phase 2 | EMAAR | Zaid Alhussain | Award | 2020 | Fixed Price Lump Sum | SITE WORK | Underground drainage | For Un-Equal Tee; 75 X 75 X 100 Mm Diameter | 1 | Nr | AED | 190
2020-01 | 2 | 2.007 |  | United Arab Emirates | Dubai | Hard & Soft Landscaping | MBR - Dubai Hills Estate | PA-05 Phase 2 | EMAAR | Zaid Alhussain | Award | 2020 | Fixed Price Lump Sum | SITE WORK | Landscaping | Irrigation Installation Complete; As Landscape Specifications Section 32 8000 And Drawings Lsc-Ir-Pa05-7331-32, 7337-38, 7343-44, Lsc-Ir-Pa05-7201-7247, Lsc-Ir-Pa05-7001-7047 And Lsc-Ir-Pa05-7100; Warning Marker Tape | 4916 | m | AED | 1
2020-01 | 2 | 2.007 |  | United Arab Emirates | Dubai | Hard & Soft Landscaping | MBR - Dubai Hills Estate | PA-05 Phase 2 | EMAAR | Zaid Alhussain | Award | 2020 | Fixed Price Lump Sum | SITE WORK | Landscaping | Drip Irrigation For Shrubs, Herbs And Grasses; Drip Line Irrigation Loop Of 16 Mm Diameter (13Id) Inline Pressure Compensating Emitter Tubing With 1/2" Ldpe Class C Pipe, 1/2" Male X Compression Poly Adaptor, Female Threaded Upvc Adaptor And Pvc Tee Piece As Irrigation Specification Section 32 8000 And Drawings Lsc-Ir-Pa05-Pp2-7001 To 7004 Inclusive, Lsc-Ir-Pa05-Pp2-7100 And Lsc-Ld-Pa05-Pp2-9900; "Area To Receive Dripline (46 Cm X 50 Cm @ 0.9 Gph)" | 6708 | m² | AED | 5
2020-01 | 2 | 2.007 |  | United Arab Emirates | Dubai | Hard & Soft Landscaping | MBR - Dubai Hills Estate | PA-05 Phase 2 | EMAAR | Zaid Alhussain | Award | 2020 | Fixed Price Lump Sum | SITE WORK | Landscaping | Tree Irrigation Loop Of Inline Pressure Compensating Emitter Tubing With 1/2" Ldpe Class C Pipe, 1/2" Male Threads X 20 Mm Compression Adaptor, 1/2" Female Threaded Pvc Adaptor And Pvc Tee Piece Or 90°Elbow As Irrigation Specification Section 32 8000 And Drawings Lsc-Ir-Pa05-Pp2-7001 To 7004 Inclusive, Lsc-Ir-Pa05-Pp2-7100 And Lsc-Ld-Pa05-Pp2-9900; "15 No. X 0.92 Gph In-Line Emitters Per Ring For Each Tree " | 107 | Nr | AED | 57
2020-01 | 2 | 2.007 |  | United Arab Emirates | Dubai | Hard & Soft Landscaping | MBR - Dubai Hills Estate | PA-05 Phase 2 | EMAAR | Zaid Alhussain | Award | 2020 | Fixed Price Lump Sum | SITE WORK | Landscaping | Tree Irrigation Loop Of Inline Pressure Compensating Emitter Tubing With 1/2" Ldpe Class C Pipe, 1/2" Male Threads X 20 Mm Compression Adaptor, 1/2" Female Threaded Pvc Adaptor And Pvc Tee Piece Or 90°Elbow As Irrigation Specification Section 32 8000 And Drawings Lsc-Ir-Pa05-Pp2-7001 To 7004 Inclusive, Lsc-Ir-Pa05-Pp2-7100 And Lsc-Ld-Pa05-Pp2-9900; "22 No. X 0.92 Gph In-Line Emitters Per Ring For Each Palm " | 40 | Nr | AED | 67
2020-01 | 2 | 2.007 |  | United Arab Emirates | Dubai | Hard & Soft Landscaping | MBR - Dubai Hills Estate | PA-05 Phase 2 | EMAAR | Zaid Alhussain | Award | 2020 | Fixed Price Lump Sum | SITE WORK | Underground drainage | Storm Water; 150Mm Dia Perforated Pipe | 19 | m | AED | 500
2020-01 | 2 | 2.007 |  | United Arab Emirates | Dubai | Hard & Soft Landscaping | MBR - Dubai Hills Estate | PA-05 Phase 2 | EMAAR | Zaid Alhussain | Award | 2020 | Fixed Price Lump Sum | SITE WORK | Landscaping | Irrigation Electrical Mains Installations Complete; As Irrigation Specification Section 32 8000, Division 26 And Drawings Lsc-Ir-Pa05-7001-7047 Inclusive, Lsc-Ll-Pa05-5001 To 5047 Inclusive And Lsc-Ld-Pa05-9305; Switch Gear And Equipment; Allow For Feeder Pillar Including Foundation, Plinths, Concreting And Cable Termination; Underground Incoming Cable Including Upvc Ducts, Excavation, Backfilling, Beds And Surrounds | 1 | Item | AED | 19000
2020-01 | 2 | 2.007 |  | United Arab Emirates | Dubai | Hard & Soft Landscaping | MBR - Dubai Hills Estate | PA-05 Phase 2 | EMAAR | Zaid Alhussain | Award | 2020 | Fixed Price Lump Sum | ELECTRICAL ENGINEERING INSTALLATIONS | Final sub-circuits and auxiliary installations | Irrigation Small Power Installations Complete; As Irrigation Specification Section 32 8000, Division 26 And Drawings Lsc-Ir-Pa05-7001-7047 Inclusive, Lsc-Ll-Pa05-5001 To Lsc-Ll-Pa05-5047 Inclusive And Lsc-Ld-Pa05-9305; Upvc Conduit Class D; Cable Conduit 25 Mm Diameter | 26 | m | AED | 10
2020-01 | 2 | 2.007 |  | United Arab Emirates | Dubai | Hard & Soft Landscaping | MBR - Dubai Hills Estate | PA-05 Phase 2 | EMAAR | Zaid Alhussain | Award | 2020 | Fixed Price Lump Sum | ELECTRICAL ENGINEERING INSTALLATIONS | Final sub-circuits and auxiliary installations | Irrigation Small Power Installations Complete; As Irrigation Specification Section 32 8000, Division 26 And Drawings Lsc-Ir-Pa05-7001-7047 Inclusive, Lsc-Ll-Pa05-5001 To Lsc-Ll-Pa05-5047 Inclusive And Lsc-Ld-Pa05-9305; Upvc Conduit Class D; Allow For Valve Cable | 1 | Item | AED | 61750
2020-01 | 2 | 2.007 |  | United Arab Emirates | Dubai | Hard & Soft Landscaping | MBR - Dubai Hills Estate | PA-05 Phase 2 | EMAAR | Zaid Alhussain | Award | 2020 | Fixed Price Lump Sum | ELECTRICAL ENGINEERING INSTALLATIONS | Final sub-circuits and auxiliary installations | Irrigation Small Power Installations Complete; As Irrigation Specification Section 32 8000, Division 26 And Drawings Lsc-Ir-Pa05-7001-7047 Inclusive, Lsc-Ll-Pa05-5001 To Lsc-Ll-Pa05-5047 Inclusive And Lsc-Ld-Pa05-9305; Upvc Conduit Class D; Pull Box | 1 | Item | AED | 9500
2020-01 | 2 | 2.007 |  | United Arab Emirates | Dubai | Hard & Soft Landscaping | MBR - Dubai Hills Estate | PA-05 Phase 2 | EMAAR | Zaid Alhussain | Award | 2020 | Fixed Price Lump Sum | ELECTRICAL ENGINEERING INSTALLATIONS | Final sub-circuits and auxiliary installations | Irrigation Small Power Installations Complete; As Irrigation Specification Section 32 8000, Division 26 And Drawings Lsc-Ir-Pa05-7001-7047 Inclusive, Lsc-Ll-Pa05-5001 To Lsc-Ll-Pa05-5047 Inclusive And Lsc-Ld-Pa05-9305; Upvc Conduit Class D; Allow For 100 Mm Diameter Pvc Ducts For All Cables Under Parking / Driveways As Lighting Note In Drawing Lsc-Gn-Pa05-0004 | 1 | Item | AED | 20900
2020-01 | 2 | 2.0071 |  | United Arab Emirates | Dubai | Hard & Soft Landscaping | MBR - Dubai Hills Estate | PA-05 Phase 2 | EMAAR | Zaid Alhussain | Award | 2020 | Fixed Price Lump Sum | ELECTRICAL ENGINEERING INSTALLATIONS | Final sub-circuits and auxiliary installations | Final Sub-Circuits And Ancillary Installations Complete; Including Trench Excavation, Backfilling, Containment, Cabling And Terminations As Necessary; Lighting Points | 166 | Nr | AED | 750
2020-01 | 2 | 2.0071 |  | United Arab Emirates | Dubai | Hard & Soft Landscaping | MBR - Dubai Hills Estate | PA-05 Phase 2 | EMAAR | Zaid Alhussain | Award | 2020 | Fixed Price Lump Sum | ELECTRICAL ENGINEERING INSTALLATIONS | Final sub-circuits and auxiliary installations | Landscape Lighting Luminaires Including Lamps, Bollard, Control Gear, Ballast, Fixings, Supports, Foundations And All Ancillary Works As Necessary; As Landscape Specifications Section 265600 And Drawings Lsc-Ll-Pa05-Pp2-5001 To 5047 Inclusive; Luminaires; 5.1 W; Module Connected, 6.7 W Luminaire Connected, Warm White 3000K, Ip65, Surface Washer Light; Type-St01 | 7 | Nr | AED | 143
2020-01 | 2 | 2.0071 |  | United Arab Emirates | Dubai | Hard & Soft Landscaping | MBR - Dubai Hills Estate | PA-05 Phase 2 | EMAAR | Zaid Alhussain | Award | 2020 | Fixed Price Lump Sum | ELECTRICAL ENGINEERING INSTALLATIONS | Final sub-circuits and auxiliary installations | Landscape Lighting Luminaires Including Lamps, Bollard, Control Gear, Ballast, Fixings, Supports, Foundations And All Ancillary Works As Necessary; As Landscape Specifications Section 265600 And Drawings Lsc-Ll-Pa05-Pp2-5001 To 5047 Inclusive; Luminaires; 11 W; Neutral White 4000K, Ip66, Narrow Beam, Floor Mounted, Flood Light; Type-Fl02; 12 W; Warm White 3000K, Ip65, Led Light Mounted On 1M High Bollard; Type-Bl01 | 9 | Nr | AED | 143
2020-01 | 2 | 2.0071 |  | United Arab Emirates | Dubai | Hard & Soft Landscaping | MBR - Dubai Hills Estate | PA-05 Phase 2 | EMAAR | Zaid Alhussain | Award | 2020 | Fixed Price Lump Sum | ELECTRICAL ENGINEERING INSTALLATIONS | Final sub-circuits and auxiliary installations | Landscape Lighting Luminaires Including Lamps, Bollard, Control Gear, Ballast, Fixings, Supports, Foundations And All Ancillary Works As Necessary; As Landscape Specifications Section 265600 And Drawings Lsc-Ll-Pa05-Pp2-5001 To 5047 Inclusive; Luminaires; 16 W; Warm White 3000K, Ip65, Exterior Grade Surface, Ground Mounted, Medium Beam, Up Light Led Spike Light; Type-Sl01 | 99 | Nr | AED | 143
2020-01 | 2 | 2.0071 |  | United Arab Emirates | Dubai | Hard & Soft Landscaping | MBR - Dubai Hills Estate | PA-05 Phase 2 | EMAAR | Zaid Alhussain | Award | 2020 | Fixed Price Lump Sum | ELECTRICAL ENGINEERING INSTALLATIONS | Final sub-circuits and auxiliary installations | Landscape Lighting Luminaires Including Lamps, Bollard, Control Gear, Ballast, Fixings, Supports, Foundations And All Ancillary Works As Necessary; As Landscape Specifications Section 265600 And Drawings Lsc-Ll-Pa05-Pp2-5001 To 5047 Inclusive; Luminaires; 20 Lumens Output Wall Light Including 5 White Led Bulbs, Solar Panel, Integral Lithium Rechargeable Battery, Automatic Dusk To Dawn Operation, Aluminium Construction, Size 200 X 130 X 65 Mm; Type-Wl01 | 3 | Nr | AED | 143
2020-01 | 2 | 2.0071 |  | United Arab Emirates | Dubai | Hard & Soft Landscaping | MBR - Dubai Hills Estate | PA-05 Phase 2 | EMAAR | Zaid Alhussain | Award | 2020 | Fixed Price Lump Sum | ELECTRICAL ENGINEERING INSTALLATIONS | Final sub-circuits and auxiliary installations | Landscape Lighting Luminaires Including Lamps, Bollard, Control Gear, Ballast, Fixings, Supports, Foundations And All Ancillary Works As Necessary; As Landscape Specifications Section 265600 And Drawings Lsc-Ll-Pa05-Pp2-5001 To 5047 Inclusive; Luminaires | 48 | Nr | AED | 143
2021-01 | 2 | 2.0071 |  | United Arab Emirates | Abu Dhabi | Hard & Soft Landscaping | Celebration Plaza | External works | DMT | Basatin Landscaping | Award | 2021 | Fixed Price Lump Sum | SITE WORK | Site preparation | Site Clearance And Groundworks ; Clearing The Site Including Removing Rubbish, Vegetation, Undergrowth, Bushes, Hedges, Trees And The Like; All In Accordance With Drawings And Specifications ; Clearing The Site From Existing Obstructions And Levelling | 58585 | m² | AED | 9
2021-01 | 2 | 2.0071 |  | United Arab Emirates | Abu Dhabi | Hard & Soft Landscaping | Celebration Plaza | External works | DMT | Basatin Landscaping | Award | 2021 | Fixed Price Lump Sum | SITE WORK | Site preparation | Site Clearance And Groundworks ; Clearing The Site Including Removing Rubbish, Vegetation, Undergrowth, Bushes, Hedges, Trees And The Like; All In Accordance With Drawings And Specifications ; Removal Of Existing Planting Material; To Be Resurfaced | 482 | m² | AED | 95.5
2021-01 | 2 | 2.0071 |  | United Arab Emirates | Abu Dhabi | Hard & Soft Landscaping | Celebration Plaza | External works | DMT | Basatin Landscaping | Award | 2021 | Fixed Price Lump Sum | SITE WORK | Landscaping | Allowance For All Necessary Works To Relocate Existing Trees; All In Accordance With The Specifications ; Removal And Relocation Of Existing Trees On Site | 9 | Nr | AED | 699.7
2021-01 | 2 | 2.0071 |  | United Arab Emirates | Abu Dhabi | Hard & Soft Landscaping | Celebration Plaza | External works | DMT | Basatin Landscaping | Award | 2021 | Fixed Price Lump Sum | SITE WORK | Demolitions and alterations | Refurbishment Works Including Cleaning, Decorating, Etc. ; All In Accordance With Drawings And Specifications ; Refurbishment Of Existing Manhole Chambers | 17 | Nr | AED | 10813.3
2021-01 | 2 | 2.0072 |  | United Arab Emirates | Abu Dhabi | Hard & Soft Landscaping | Celebration Plaza | External works | DMT | Basatin Landscaping | Award | 2021 | Fixed Price Lump Sum | SITE WORK | Demolitions and alterations | Refurbishment Works Including Cleaning, Decorating, Etc. ; All In Accordance With Drawings And Specifications ; Removal Of Existing Underground Utility Markers; To Be Replaced | 23 | Nr | AED | 699.7
2021-01 | 2 | 2.0072 |  | United Arab Emirates | Abu Dhabi | Hard & Soft Landscaping | Celebration Plaza | External works | DMT | Basatin Landscaping | Award | 2021 | Fixed Price Lump Sum | SITE WORK | Landscaping | Protection Works; To Existing Trees/Structures To Be Retained ; Electrical Poles To Be Retained; Allowance For Protection | 2 | Nr | AED | 2544.3
2021-01 | 2 | 2.0072 |  | United Arab Emirates | Abu Dhabi | Hard & Soft Landscaping | Celebration Plaza | External works | DMT | Basatin Landscaping | Award | 2021 | Fixed Price Lump Sum | SITE WORK | Landscaping | Protection Works; To Existing Trees/Structures To Be Retained ; Lighting Poles To Be Retained; Allowance For Protection | 12 | Nr | AED | 2544.3
2021-01 | 2 | 2.0072 |  | United Arab Emirates | Abu Dhabi | Hard & Soft Landscaping | Celebration Plaza | External works | DMT | Basatin Landscaping | Award | 2021 | Fixed Price Lump Sum | SITE WORK | Landscaping | Protection Works; To Existing Trees/Structures To Be Retained ; Sign Posts To Be Retained; Allowance For Protection | 9 | Nr | AED | 254.5
2021-01 | 2 | 2.0072 |  | United Arab Emirates | Abu Dhabi | Hard & Soft Landscaping | Celebration Plaza | External works | DMT | Basatin Landscaping | Award | 2021 | Fixed Price Lump Sum | SITE WORK | Landscaping | Protection Works; To Existing Trees/Structures To Be Retained ;Water Valves To Be Retained; Allowance For Protection | 13 | Nr | AED | 1908.3
2021-01 | 2 | 2.0072 |  | United Arab Emirates | Abu Dhabi | Hard & Soft Landscaping | Celebration Plaza | External works | DMT | Basatin Landscaping | Award | 2021 | Fixed Price Lump Sum | SITE WORK | Landscaping | Protection Works; To Existing Trees/Structures To Be Retained ; Trees To Be Retained; Allowance For Protection | 30 | Nr | AED | 1017.8
2021-01 | 2 | 2.0072 |  | United Arab Emirates | Abu Dhabi | Hard & Soft Landscaping | Celebration Plaza | External works | DMT | Basatin Landscaping | Award | 2021 | Fixed Price Lump Sum | SITE WORK | Landscaping | Protection Works; To Existing Trees/Structures To Be Retained ; Existing Kerbs To Be Retained | 489 | Nr | AED | 53.5
2021-01 | 2 | 2.0072 |  | United Arab Emirates | Abu Dhabi | Hard & Soft Landscaping | Celebration Plaza | External works | DMT | Basatin Landscaping | Award | 2021 | Fixed Price Lump Sum | SITE WORK | Landscaping | Protection Works; To Existing Trees/Structures To Be Retained ; Existing Paving To Be Retained | 203 | m² | AED | 54.8
2021-01 | 2 | 2.0072 |  | United Arab Emirates | Abu Dhabi | Hard & Soft Landscaping | Celebration Plaza | External works | DMT | Basatin Landscaping | Award | 2021 | Fixed Price Lump Sum | SITE WORK | Excavation | Excavation Of Existing Ground Levels; All In Accordance With Drawings And Specifications ; Pit Excavation To Receive Foundations | 877 | m³ | AED | 25.5
2021-01 | 2 | 2.0072 |  | United Arab Emirates | Abu Dhabi | Hard & Soft Landscaping | Celebration Plaza | External works | DMT | Basatin Landscaping | Award | 2021 | Fixed Price Lump Sum | SITE WORK | Excavation | Excavation Of Existing Ground Levels; All In Accordance With Drawings And Specifications ; Excavation To Reduced Level | 22 | m³ | AED | 25.5
2021-01 | 2 | 2.0073 |  | United Arab Emirates | Abu Dhabi | Hard & Soft Landscaping | Celebration Plaza | External works | DMT | Basatin Landscaping | Award | 2021 | Fixed Price Lump Sum | SITE WORK | Filling | Filling Of Material Arising From Excavation; Compacted In Layers In Accordance With The Specification ; Backfilling In To Excavation | 34 | m³ | AED | 30.6
2021-01 | 2 | 2.0073 |  | United Arab Emirates | Abu Dhabi | Hard & Soft Landscaping | Celebration Plaza | External works | DMT | Basatin Landscaping | Award | 2021 | Fixed Price Lump Sum | SITE WORK | Filling | Filling Of Material Arising From Excavation; Compacted In Layers In Accordance With The Specification ; Filling To Making Up Levels; From Excavated Material | 874 | m³ | AED | 28
2021-01 | 2 | 2.0073 |  | United Arab Emirates | Abu Dhabi | Hard & Soft Landscaping | Celebration Plaza | External works | DMT | Basatin Landscaping | Award | 2021 | Fixed Price Lump Sum | SITE WORK | Filling | Filling Of Material Arising From Excavation; Compacted In Layers In Accordance With The Specification ; Filling To Making Up Levels; Imported Material | 1438 | m³ | AED | 58.6
2021-01 | 2 | 2.0073 |  | United Arab Emirates | Abu Dhabi | Hard & Soft Landscaping | Celebration Plaza | External works | DMT | Basatin Landscaping | Award | 2021 | Fixed Price Lump Sum | SITE WORK | Landscaping | Allowance For Compaction Of Existing Sub-Grades, In Preparation For Paving And Surfacing; All In Accordance With Drawings And Specifications ; Generally | 41741 | m³ | AED | 25.5
2021-01 | 2 | 2.0073 |  | United Arab Emirates | Abu Dhabi | Hard & Soft Landscaping | Celebration Plaza | External works | DMT | Basatin Landscaping | Award | 2021 | Fixed Price Lump Sum | SITE WORK | Site preparation | Allow For Termite Control; Prepare And Apply Anti-Termite Treatment; All In Accordance With The Specifications And Subject To The Engineer'S Approval ; To Horizontal Surfaces | 699 | m² | AED | 7.7
2021-01 | 2 | 2.0073 |  | United Arab Emirates | Abu Dhabi | Hard & Soft Landscaping | Celebration Plaza | External works | DMT | Basatin Landscaping | Award | 2021 | Fixed Price Lump Sum | SITE WORK | Site preparation | Allow For Termite Control; Prepare And Apply Anti-Termite Treatment; All In Accordance With The Specifications And Subject To The Engineer'S Approval ; To Vertical Surfaces | 725 | m² | AED | 7.7
2021-01 | 2 | 2.0073 |  | United Arab Emirates | Abu Dhabi | Hard & Soft Landscaping | Celebration Plaza | External works | DMT | Basatin Landscaping | Award | 2021 | Fixed Price Lump Sum | SITE WORK | Paving and surfacing | Pavings And Surfacings; As Shown On Drawing Nr. 2020_018-02-Icn-Ls-Dt-09004 To 09006; All In Accordance With The Schedule And Specifications ; Flag Paving; Type Fp2A (Ext-103) ; 500X250X80Mm Flag Paver; Umbriano Finish; Colours: Grey White | 5813 | m² | AED | 119.8
2021-01 | 2 | 2.0073 |  | United Arab Emirates | Abu Dhabi | Hard & Soft Landscaping | Celebration Plaza | External works | DMT | Basatin Landscaping | Award | 2021 | Fixed Price Lump Sum | SITE WORK | Paving and surfacing | Pavings And Surfacings; As Shown On Drawing Nr. 2020_018-02-Icn-Ls-Dt-09004 To 09006; All In Accordance With The Schedule And Specifications ; Flag Paving; Type Fp2A (Ext-103) ; 50Mm Thick Sand Bed | 5813 | m² | AED | 5.1
2021-01 | 2 | 2.0073 |  | United Arab Emirates | Abu Dhabi | Hard & Soft Landscaping | Celebration Plaza | External works | DMT | Basatin Landscaping | Award | 2021 | Fixed Price Lump Sum | SITE WORK | Paving and surfacing | Pavings And Surfacings; As Shown On Drawing Nr. 2020_018-02-Icn-Ls-Dt-09004 To 09006; All In Accordance With The Schedule And Specifications ; Flag Paving; Type Fp2A (Ext-103) ; Geotextile Membrane | 5813 | m² | AED | 3.2
2021-01 | 2 | 2.0073 |  | United Arab Emirates | Abu Dhabi | Hard & Soft Landscaping | Celebration Plaza | External works | DMT | Basatin Landscaping | Award | 2021 | Fixed Price Lump Sum | SITE WORK | Paving and surfacing | Pavings And Surfacings; As Shown On Drawing Nr. 2020_018-02-Icn-Ls-Dt-09004 To 09006; All In Accordance With The Schedule And Specifications ; Flag Paving; Type Fp2A (Ext-103) ; 150Mm Thick Road Base Material | 5813 | m² | AED | 16.3
2021-01 | 2 | 2.0074 |  | United Arab Emirates | Abu Dhabi | Hard & Soft Landscaping | Celebration Plaza | External works | DMT | Basatin Landscaping | Award | 2021 | Fixed Price Lump Sum | SITE WORK | Paving and surfacing | Pavings And Surfacings; As Shown On Drawing Nr. 2020_018-02-Icn-Ls-Dt-09004 To 09006; All In Accordance With The Schedule And Specifications ; Flag Paving; Type Fp2A (Ext-103) ; 150Mm Thick Sub Base | 5813 | m² | AED | 8.6
2021-01 | 2 | 2.0074 |  | United Arab Emirates | Abu Dhabi | Hard & Soft Landscaping | Celebration Plaza | External works | DMT | Basatin Landscaping | Award | 2021 | Fixed Price Lump Sum | SITE WORK | Paving and surfacing | Precast Concrete Pavers; Type Bp3A (Ext-153) ;300X100X80Mm Thick Concrete Pavers; Shotblasted Finish Finish; Colours: Dark Grey | 320 | m² | AED | 119.8
2021-01 | 2 | 2.0074 |  | United Arab Emirates | Abu Dhabi | Hard & Soft Landscaping | Celebration Plaza | External works | DMT | Basatin Landscaping | Award | 2021 | Fixed Price Lump Sum | SITE WORK | Paving and surfacing | Precast Concrete Pavers; Type Bp3A (Ext-153) ; 50Mm Thick Sand Base | 320 | m² | AED | 5.1
2021-01 | 2 | 2.0074 |  | United Arab Emirates | Abu Dhabi | Hard & Soft Landscaping | Celebration Plaza | External works | DMT | Basatin Landscaping | Award | 2021 | Fixed Price Lump Sum | SITE WORK | Paving and surfacing | Precast Concrete Pavers; Type Bp3A (Ext-153) ; Geotextile Membrane | 320 | m² | AED | 3.2
2021-01 | 2 | 2.0074 |  | United Arab Emirates | Abu Dhabi | Hard & Soft Landscaping | Celebration Plaza | External works | DMT | Basatin Landscaping | Award | 2021 | Fixed Price Lump Sum | SITE WORK | Paving and surfacing | Precast Concrete Pavers; Type Bp3A (Ext-153) ; 150Mm Thick Road Base Material | 320 | m² | AED | 16.3
2021-01 | 2 | 2.0074 |  | United Arab Emirates | Abu Dhabi | Hard & Soft Landscaping | Celebration Plaza | External works | DMT | Basatin Landscaping | Award | 2021 | Fixed Price Lump Sum | SITE WORK | Paving and surfacing | Precast Concrete Pavers; Type Bp3A (Ext-153) ; 150Mm Thick Sub Base | 320 | m² | AED | 8.6
2021-01 | 2 | 2.0074 |  | United Arab Emirates | Abu Dhabi | Hard & Soft Landscaping | Celebration Plaza | External works | DMT | Basatin Landscaping | Award | 2021 | Fixed Price Lump Sum | SITE WORK | Paving and surfacing | Precast Concrete Pavers; Type Bp3A (Ext-153) To Speed Table ; 300X100X80Mm Thick Concrete Pavers; Shotblasted Finish Finish; Colours: Dark Grey | 542 | m² | AED | 119.8
2021-01 | 2 | 2.0074 |  | United Arab Emirates | Abu Dhabi | Hard & Soft Landscaping | Celebration Plaza | External works | DMT | Basatin Landscaping | Award | 2021 | Fixed Price Lump Sum | SITE WORK | Paving and surfacing | Precast Concrete Pavers; Type Bp3A (Ext-153) To Speed Table ;50Mm Thick Sand Base | 542 | m² | AED | 5.1
2021-01 | 2 | 2.0074 |  | United Arab Emirates | Abu Dhabi | Hard & Soft Landscaping | Celebration Plaza | External works | DMT | Basatin Landscaping | Award | 2021 | Fixed Price Lump Sum | SITE WORK | Paving and surfacing | Precast Concrete Pavers; Type Bp3A (Ext-153) To Speed Table ; Geotextile Membrane | 542 | m² | AED | 3.2
2021-01 | 2 | 2.0074 |  | United Arab Emirates | Abu Dhabi | Hard & Soft Landscaping | Celebration Plaza | External works | DMT | Basatin Landscaping | Award | 2021 | Fixed Price Lump Sum | SITE WORK | Paving and surfacing | Precast Concrete Pavers; Type Bp3A (Ext-153) To Speed Table ; 150Mm Thick Road Base Material | 542 | m² | AED | 16.3
2021-01 | 2 | 2.0075 |  | United Arab Emirates | Abu Dhabi | Hard & Soft Landscaping | Celebration Plaza | External works | DMT | Basatin Landscaping | Award | 2021 | Fixed Price Lump Sum | SITE WORK | Paving and surfacing | Precast Concrete Pavers; Type Bp3A (Ext-153) To Speed Table ; 150Mm Thick Sub Base | 542 | m² | AED | 8.6
2021-01 | 2 | 2.0075 |  | United Arab Emirates | Abu Dhabi | Hard & Soft Landscaping | Celebration Plaza | External works | DMT | Basatin Landscaping | Award | 2021 | Fixed Price Lump Sum | SITE WORK | Paving and surfacing | Precast Concrete Pavers; Type Pcp (Ext-105) ; 200X100X60Mm Thick Concrete Pavers; Shotblasted Finish Finish; Colours: Grey | 451 | m² | AED | 114.5
2021-01 | 2 | 2.0075 |  | United Arab Emirates | Abu Dhabi | Hard & Soft Landscaping | Celebration Plaza | External works | DMT | Basatin Landscaping | Award | 2021 | Fixed Price Lump Sum | SITE WORK | Paving and surfacing | Precast Concrete Pavers; Type Pcp (Ext-105) ; 50Mm Thick Sand Base | 451 | m² | AED | 5.1
2021-01 | 2 | 2.0075 |  | United Arab Emirates | Abu Dhabi | Hard & Soft Landscaping | Celebration Plaza | External works | DMT | Basatin Landscaping | Award | 2021 | Fixed Price Lump Sum | SITE WORK | Paving and surfacing | Precast Concrete Pavers; Type Pcp (Ext-105) ; Geotextile Membrane | 451 | m² | AED | 3.2
2021-01 | 2 | 2.0075 |  | United Arab Emirates | Abu Dhabi | Hard & Soft Landscaping | Celebration Plaza | External works | DMT | Basatin Landscaping | Award | 2021 | Fixed Price Lump Sum | SITE WORK | Paving and surfacing | Precast Concrete Pavers; Type Pcp (Ext-105) ; 150Mm Thick Road Base Material | 451 | m² | AED | 16.3
2021-01 | 2 | 2.0075 |  | United Arab Emirates | Abu Dhabi | Hard & Soft Landscaping | Celebration Plaza | External works | DMT | Basatin Landscaping | Award | 2021 | Fixed Price Lump Sum | SITE WORK | Paving and surfacing | Precast Concrete Pavers; Type Pcp (Ext-105) ; 150Mm Thick Sub Base | 451 | m² | AED | 8.6
2021-01 | 2 | 2.0075 |  | United Arab Emirates | Abu Dhabi | Hard & Soft Landscaping | Celebration Plaza | External works | DMT | Basatin Landscaping | Award | 2021 | Fixed Price Lump Sum | SITE WORK | Underground drainage | Natural Granite Slab; Type Gp3 (Ext-106) ; 600 X 600 X 30Mm Thick Graite Slab; Flamed Finish For Slip Resistance; Colour Grey; Including Sand/Mortar Setting Bed | 90 | m² | AED | 638.7
2021-01 | 2 | 2.0075 |  | United Arab Emirates | Abu Dhabi | Hard & Soft Landscaping | Celebration Plaza | External works | DMT | Basatin Landscaping | Award | 2021 | Fixed Price Lump Sum | SITE WORK | Underground drainage | Natural Granite Slab; Type Gp3 (Ext-106) ; 200Mm Thick Concrete Base; On Natural Ground Base | 18 | m³ | AED | 90.4
2021-01 | 2 | 2.0075 |  | United Arab Emirates | Abu Dhabi | Hard & Soft Landscaping | Celebration Plaza | External works | DMT | Basatin Landscaping | Award | 2021 | Fixed Price Lump Sum | SITE WORK | Underground drainage | Natural Granite Slab; Type Gp3 (Ext-106) ; Allowance For One Layer Of A393 Mesh Reinforcement To Concrete Base | 90 | m² | AED | 52.6
2021-01 | 2 | 2.0075 |  | United Arab Emirates | Abu Dhabi | Hard & Soft Landscaping | Celebration Plaza | External works | DMT | Basatin Landscaping | Award | 2021 | Fixed Price Lump Sum | SITE WORK | Underground drainage | Natural Granite Slab; Type Gp3 (Ext-106) ; 50Mm Thick Protection Screed | 90 | m² | AED | 25.5
2021-01 | 2 | 2.0076 |  | United Arab Emirates | Abu Dhabi | Hard & Soft Landscaping | Celebration Plaza | External works | DMT | Basatin Landscaping | Award | 2021 | Fixed Price Lump Sum | SITE WORK | Paving and surfacing | Pavings And Surfacings; As Shown On Drawing Nr. 2020_018-02-Icn-Ls-Dt-09004 To 09006; All In Accordance With The Schedule And Specifications ; In-Situ Concrete; Type Ic (Con-207) ; Two-Tone Cast In-Situ Concrete; 150Mm Thick | 440 | m³ | AED | 480.9
2021-01 | 2 | 2.0076 |  | United Arab Emirates | Abu Dhabi | Hard & Soft Landscaping | Celebration Plaza | External works | DMT | Basatin Landscaping | Award | 2021 | Fixed Price Lump Sum | SITE WORK | Paving and surfacing | Pavings And Surfacings; As Shown On Drawing Nr. 2020_018-02-Icn-Ls-Dt-09004 To 09006; All In Accordance With The Schedule And Specifications ; In-Situ Concrete; Type Ic (Con-207) ; Allowance For One Layer Of A393 Mesh Reinforcement To Concrete Base | 2933 | m² | AED | 52.6
2021-01 | 2 | 2.0076 |  | United Arab Emirates | Abu Dhabi | Hard & Soft Landscaping | Celebration Plaza | External works | DMT | Basatin Landscaping | Award | 2021 | Fixed Price Lump Sum | SITE WORK | Paving and surfacing | Pavings And Surfacings; As Shown On Drawing Nr. 2020_018-02-Icn-Ls-Dt-09004 To 09006; All In Accordance With The Schedule And Specifications ; In-Situ Concrete; Type Ic (Con-207) ; Polythene Sheet | 2933 | m² | AED | 35
2021-01 | 2 | 2.0076 |  | United Arab Emirates | Abu Dhabi | Hard & Soft Landscaping | Celebration Plaza | External works | DMT | Basatin Landscaping | Award | 2021 | Fixed Price Lump Sum | SITE WORK | Paving and surfacing | Pavings And Surfacings; As Shown On Drawing Nr. 2020_018-02-Icn-Ls-Dt-09004 To 09006; All In Accordance With The Schedule And Specifications ; In-Situ Concrete; Type Ic (Con-207) ; 100Mm Thick Stone Base Course | 2933 | m² | AED | 16.3
2021-01 | 2 | 2.0076 |  | United Arab Emirates | Abu Dhabi | Hard & Soft Landscaping | Celebration Plaza | External works | DMT | Basatin Landscaping | Award | 2021 | Fixed Price Lump Sum | SITE WORK | Paving and surfacing | Pavings And Surfacings; As Shown On Drawing Nr. 2020_018-02-Icn-Ls-Dt-09004 To 09006; All In Accordance With The Schedule And Specifications ; In-Situ Concrete; Type Ic (Con-207) ; 200Mm Thick Compacted Sub Grade | 2933 | m² | AED | 8.6
2021-01 | 2 | 2.0076 |  | United Arab Emirates | Abu Dhabi | Hard & Soft Landscaping | Celebration Plaza | External works | DMT | Basatin Landscaping | Award | 2021 | Fixed Price Lump Sum | SITE WORK | Landscaping | In-Situ Concrete; Type Ic2 (Con-208) ; Two-Tone Cast In-Situ Concrete; 150Mm Thick | 164 | m³ | AED | 480.9
2021-01 | 2 | 2.0076 |  | United Arab Emirates | Abu Dhabi | Hard & Soft Landscaping | Celebration Plaza | External works | DMT | Basatin Landscaping | Award | 2021 | Fixed Price Lump Sum | SITE WORK | Landscaping | In-Situ Concrete; Type Ic2 (Con-208) ; Allowance For One Layer Of A393 Mesh Reinforcement To Concrete Base | 1090 | m² | AED | 52.6
2021-01 | 2 | 2.0076 |  | United Arab Emirates | Abu Dhabi | Hard & Soft Landscaping | Celebration Plaza | External works | DMT | Basatin Landscaping | Award | 2021 | Fixed Price Lump Sum | SITE WORK | Landscaping | In-Situ Concrete; Type Ic2 (Con-208) ; Polythene Sheet | 1090 | m² | AED | 35
2021-01 | 2 | 2.0076 |  | United Arab Emirates | Abu Dhabi | Hard & Soft Landscaping | Celebration Plaza | External works | DMT | Basatin Landscaping | Award | 2021 | Fixed Price Lump Sum | SITE WORK | Landscaping | In-Situ Concrete; Type Ic2 (Con-208) ; 100Mm Thick Stone Base Course | 1090 | m² | AED | 16.3
2021-01 | 2 | 2.0076 |  | United Arab Emirates | Abu Dhabi | Hard & Soft Landscaping | Celebration Plaza | External works | DMT | Basatin Landscaping | Award | 2021 | Fixed Price Lump Sum | SITE WORK | Landscaping | In-Situ Concrete; Type Ic2 (Con-208) ; 200Mm Thick Compacted Sub Grade | 1090 | m² | AED | 8.6
2021-01 | 2 | 2.0077 |  | United Arab Emirates | Abu Dhabi | Hard & Soft Landscaping | Celebration Plaza | External works | DMT | Basatin Landscaping | Award | 2021 | Fixed Price Lump Sum | SITE WORK | Paving and surfacing | Vehicular Asphalt; Type Va (Ext-122) ; 50Mm Thick Bituminous Wearing Course | 6933 | m² | AED | 51.1
2021-01 | 2 | 2.0077 |  | United Arab Emirates | Abu Dhabi | Hard & Soft Landscaping | Celebration Plaza | External works | DMT | Basatin Landscaping | Award | 2021 | Fixed Price Lump Sum | SITE WORK | Paving and surfacing | Vehicular Asphalt; Type Va (Ext-122) ; Tack Coat Layer | 6933 | m² | AED | 1.4
2021-01 | 2 | 2.0077 |  | United Arab Emirates | Abu Dhabi | Hard & Soft Landscaping | Celebration Plaza | External works | DMT | Basatin Landscaping | Award | 2021 | Fixed Price Lump Sum | SITE WORK | Paving and surfacing | Vehicular Asphalt; Type Va (Ext-122) ; 80Mm Bituminous Base Course | 6933 | m² | AED | 74.5
2021-01 | 2 | 2.0077 |  | United Arab Emirates | Abu Dhabi | Hard & Soft Landscaping | Celebration Plaza | External works | DMT | Basatin Landscaping | Award | 2021 | Fixed Price Lump Sum | SITE WORK | Paving and surfacing | Vehicular Asphalt; Type Va (Ext-122) ; Prime Coat Layer | 6933 | m² | AED | 4.1
2021-01 | 2 | 2.0077 |  | United Arab Emirates | Abu Dhabi | Hard & Soft Landscaping | Celebration Plaza | External works | DMT | Basatin Landscaping | Award | 2021 | Fixed Price Lump Sum | SITE WORK | Paving and surfacing | Vehicular Asphalt; Type Va (Ext-122) ; 200Mm Thick Granular Sub Base (Cbr>65) Compacted To 95% Mdd | 6933 | m² | AED | 22.8
2021-01 | 2 | 2.0077 |  | United Arab Emirates | Abu Dhabi | Hard & Soft Landscaping | Celebration Plaza | External works | DMT | Basatin Landscaping | Award | 2021 | Fixed Price Lump Sum | SITE WORK | Paving and surfacing | Vehicular Asphalt; Type Va (Ext-122) ; Geotextile Fabric | 6933 | m² | AED | 3.2
2021-01 | 2 | 2.0077 |  | United Arab Emirates | Abu Dhabi | Hard & Soft Landscaping | Celebration Plaza | External works | DMT | Basatin Landscaping | Award | 2021 | Fixed Price Lump Sum | SITE WORK | Paving and surfacing | Vehicular Asphalt; Type Va (Ext-122) ; 300Mm Thick Sub Grade (Cbr>25) Compacted To 95% Mdd | 6933 | m² | AED | 34.1
2021-01 | 2 | 2.0077 |  | United Arab Emirates | Abu Dhabi | Hard & Soft Landscaping | Celebration Plaza | External works | DMT | Basatin Landscaping | Award | 2021 | Fixed Price Lump Sum | SITE WORK | Paving and surfacing | Vehicular Asphalt; Type Va (Ext-122); To Speed Hump ; 50Mm Thick Bituminous Wearing Course | 11 | m² | AED | 51.1
2021-01 | 2 | 2.0077 |  | United Arab Emirates | Abu Dhabi | Hard & Soft Landscaping | Celebration Plaza | External works | DMT | Basatin Landscaping | Award | 2021 | Fixed Price Lump Sum | SITE WORK | Paving and surfacing | Vehicular Asphalt; Type Va (Ext-122); To Speed Hump ; Tack Coat Layer | 11 | m² | AED | 1.4
2021-01 | 2 | 2.0077 |  | United Arab Emirates | Abu Dhabi | Hard & Soft Landscaping | Celebration Plaza | External works | DMT | Basatin Landscaping | Award | 2021 | Fixed Price Lump Sum | SITE WORK | Paving and surfacing | Vehicular Asphalt; Type Va (Ext-122); To Speed Hump ; 80Mm Bituminous Base Course | 11 | m² | AED | 74.5
2021-01 | 2 | 2.0078 |  | United Arab Emirates | Abu Dhabi | Hard & Soft Landscaping | Celebration Plaza | External works | DMT | Basatin Landscaping | Award | 2021 | Fixed Price Lump Sum | SITE WORK | Paving and surfacing | Vehicular Asphalt; Type Va (Ext-122); To Speed Hump ; Prime Coat Layer | 11 | m² | AED | 4.1
2021-01 | 2 | 2.0078 |  | United Arab Emirates | Abu Dhabi | Hard & Soft Landscaping | Celebration Plaza | External works | DMT | Basatin Landscaping | Award | 2021 | Fixed Price Lump Sum | SITE WORK | Paving and surfacing | Vehicular Asphalt; Type Va (Ext-122); To Speed Hump ; 200Mm Thick Granular Sub Base (Cbr>65) Compacted To 95% Mdd | 11 | m² | AED | 22.8
2021-01 | 2 | 2.0078 |  | United Arab Emirates | Abu Dhabi | Hard & Soft Landscaping | Celebration Plaza | External works | DMT | Basatin Landscaping | Award | 2021 | Fixed Price Lump Sum | SITE WORK | Paving and surfacing | Vehicular Asphalt; Type Va (Ext-122); To Speed Hump ; Geotextile Fabric | 11 | m² | AED | 3.2
2021-01 | 2 | 2.0078 |  | United Arab Emirates | Abu Dhabi | Hard & Soft Landscaping | Celebration Plaza | External works | DMT | Basatin Landscaping | Award | 2021 | Fixed Price Lump Sum | SITE WORK | Paving and surfacing | Vehicular Asphalt; Type Va (Ext-122); To Speed Hump ; 300Mm Thick Sub Grade (Cbr>25) Compacted To 95% Mdd | 11 | m² | AED | 34.1
2021-01 | 2 | 2.0078 |  | United Arab Emirates | Abu Dhabi | Hard & Soft Landscaping | Celebration Plaza | External works | DMT | Basatin Landscaping | Award | 2021 | Fixed Price Lump Sum | SITE WORK | Paving and surfacing | Pavings And Surfacings; As Shown On Drawing Nr. 2020_018-02-Icn-Ls-Dt-09004 To 09006; All In Accordance With The Schedule And Specifications ; Acrylic Sports Paint; Type Acr (Ext-901) ; High Quality Acrylic Sports Paint; 4-4.5Mm Thick Combination Of Wet-Pour Acrylic 758 M2 210.50 159,559.00 Coating | 758 | m² | AED | 210.5
2021-01 | 2 | 2.0078 |  | United Arab Emirates | Abu Dhabi | Hard & Soft Landscaping | Celebration Plaza | External works | DMT | Basatin Landscaping | Award | 2021 | Fixed Price Lump Sum | SITE WORK | Paving and surfacing | Pavings And Surfacings; As Shown On Drawing Nr. 2020_018-02-Icn-Ls-Dt-09004 To 09006; All In Accordance With The Schedule And Specifications ; Acrylic Sports Paint; Type Acr (Ext-901) ; 25Mm Thick Intermediate Course Asphalt | 758 | m² | AED | 62.3
2021-01 | 2 | 2.0078 |  | United Arab Emirates | Abu Dhabi | Hard & Soft Landscaping | Celebration Plaza | External works | DMT | Basatin Landscaping | Award | 2021 | Fixed Price Lump Sum | SITE WORK | Paving and surfacing | Pavings And Surfacings; As Shown On Drawing Nr. 2020_018-02-Icn-Ls-Dt-09004 To 09006; All In Accordance With The Schedule And Specifications ; Acrylic Sports Paint; Type Acr (Ext-901) ; 25Mm Thick Asphalt Wearing Course | 758 | m² | AED | 59.6
2021-01 | 2 | 2.0078 |  | United Arab Emirates | Abu Dhabi | Hard & Soft Landscaping | Celebration Plaza | External works | DMT | Basatin Landscaping | Award | 2021 | Fixed Price Lump Sum | SITE WORK | Paving and surfacing | Pavings And Surfacings; As Shown On Drawing Nr. 2020_018-02-Icn-Ls-Dt-09004 To 09006; All In Accordance With The Schedule And Specifications ; Acrylic Sports Paint; Type Acr (Ext-901) ; 200Mm Thick Compacted Sub-Base | 758 | m² | AED | 22.8
2021-01 | 2 | 2.0078 |  | United Arab Emirates | Abu Dhabi | Hard & Soft Landscaping | Celebration Plaza | External works | DMT | Basatin Landscaping | Award | 2021 | Fixed Price Lump Sum | SITE WORK | Paving and surfacing | Pavings And Surfacings; As Shown On Drawing Nr. 2020_018-02-Icn-Ls-Dt-09004 To 09006; All In Accordance With The Schedule And Specifications ; Acrylic Sports Paint; Type Acr (Ext-901) ; Compacted Sub Grade | 758 | m² | AED | 7.7
2021-01 | 2 | 2.0078 |  | United Arab Emirates | Abu Dhabi | Hard & Soft Landscaping | Celebration Plaza | External works | DMT | Basatin Landscaping | Award | 2021 | Fixed Price Lump Sum | SITE WORK | Paving and surfacing | Running Track; Type Rt (Ext-926) ; 10Mm Tpv Rubber Soft Membrane And Styrene Butadiene Rubber (Sbr) | 1887 | m² | AED | 318.1
2021-01 | 2 | 2.0079 |  | United Arab Emirates | Abu Dhabi | Hard & Soft Landscaping | Celebration Plaza | External works | DMT | Basatin Landscaping | Award | 2021 | Fixed Price Lump Sum | SITE WORK | Paving and surfacing | Running Track; Type Rt (Ext-926) ; >10Mm Sbr Wear Layer | 1887 | m² | AED | 132.4
2021-01 | 2 | 2.0079 |  | United Arab Emirates | Abu Dhabi | Hard & Soft Landscaping | Celebration Plaza | External works | DMT | Basatin Landscaping | Award | 2021 | Fixed Price Lump Sum | SITE WORK | Paving and surfacing | Running Track; Type Rt (Ext-926) ; 50Mm Thick Bituminous Macadam Wearing Course | 1887 | m² | AED | 57.8
2021-01 | 2 | 2.0079 |  | United Arab Emirates | Abu Dhabi | Hard & Soft Landscaping | Celebration Plaza | External works | DMT | Basatin Landscaping | Award | 2021 | Fixed Price Lump Sum | SITE WORK | Paving and surfacing | Running Track; Type Rt (Ext-926) ; Prime Coat | 1887 | m² | AED | 4.1
2021-01 | 2 | 2.0079 |  | United Arab Emirates | Abu Dhabi | Hard & Soft Landscaping | Celebration Plaza | External works | DMT | Basatin Landscaping | Award | 2021 | Fixed Price Lump Sum | SITE WORK | Paving and surfacing | Running Track; Type Rt (Ext-926) ; 150Mm Thick Consolidated Granular Base Course | 1887 | m² | AED | 16.3
2021-01 | 2 | 2.0079 |  | United Arab Emirates | Abu Dhabi | Hard & Soft Landscaping | Celebration Plaza | External works | DMT | Basatin Landscaping | Award | 2021 | Fixed Price Lump Sum | SITE WORK | Paving and surfacing | Safety Surfacing; Type Wpr (Ext-147) ; 10Mm Tpv Rubber Soft Membrane And Styrene Butadiene Rubber (Sbr); 40-80Mm Thick | 776 | m² | AED | 318.1
2021-01 | 2 | 2.0079 |  | United Arab Emirates | Abu Dhabi | Hard & Soft Landscaping | Celebration Plaza | External works | DMT | Basatin Landscaping | Award | 2021 | Fixed Price Lump Sum | SITE WORK | Paving and surfacing | Safety Surfacing; Type Wpr (Ext-147) ; 150Mm Thick Concrete Base | 116 | m² | AED | 287.3
2021-01 | 2 | 2.0079 |  | United Arab Emirates | Abu Dhabi | Hard & Soft Landscaping | Celebration Plaza | External works | DMT | Basatin Landscaping | Award | 2021 | Fixed Price Lump Sum | SITE WORK | Paving and surfacing | Safety Surfacing; Type Wpr (Ext-147) ;Safety Surfacing; Type Wpr (Ext-147) ; 150Mm Thick Concrete Base Allowance For One Layer Of A393 Mesh Reinforcement To Concrete Base | 776 | m² | AED | 52.6
2021-01 | 2 | 2.0079 |  | United Arab Emirates | Abu Dhabi | Hard & Soft Landscaping | Celebration Plaza | External works | DMT | Basatin Landscaping | Award | 2021 | Fixed Price Lump Sum | SITE WORK | Paving and surfacing | Safety Surfacing; Type Wpr (Ext-147) ; 200Mm Thick Compacted Sub Base | 776 | m² | AED | 22.8
2021-01 | 2 | 2.0079 |  | United Arab Emirates | Abu Dhabi | Hard & Soft Landscaping | Celebration Plaza | External works | DMT | Basatin Landscaping | Award | 2021 | Fixed Price Lump Sum | SITE WORK | Landscaping | Permatrack Paving; Type Ptd (Ext-174) ; 1500X300X80Mm Thick Concrete Pavers; Shotblasted Finish Finish; Colours: Grey White | 416 | m² | AED | 119.8
2021-01 | 2 | 2.0079 |  | United Arab Emirates | Abu Dhabi | Hard & Soft Landscaping | Celebration Plaza | External works | DMT | Basatin Landscaping | Award | 2021 | Fixed Price Lump Sum | SITE WORK | Landscaping | Permatrack Paving; Type Ptd (Ext-174) ;50Mm Thick Compacted Black Sand | 416 | m² | AED | 5.5
2021-01 | 2 | 2.008 |  | United Arab Emirates | Abu Dhabi | Hard & Soft Landscaping | Celebration Plaza | External works | DMT | Basatin Landscaping | Award | 2021 | Fixed Price Lump Sum | SITE WORK | Landscaping | Permatrack Paving; Type Ptd (Ext-174) ; Geotextile Membrane | 416 | m² | AED | 3.2
2021-01 | 2 | 2.008 |  | United Arab Emirates | Abu Dhabi | Hard & Soft Landscaping | Celebration Plaza | External works | DMT | Basatin Landscaping | Award | 2021 | Fixed Price Lump Sum | SITE WORK | Landscaping | Permatrack Paving; Type Ptd (Ext-174) ; 150Mm Thick Road Base Material | 416 | m² | AED | 16.3
2021-01 | 2 | 2.008 |  | United Arab Emirates | Abu Dhabi | Hard & Soft Landscaping | Celebration Plaza | External works | DMT | Basatin Landscaping | Award | 2021 | Fixed Price Lump Sum | SITE WORK | Landscaping | Permatrack Paving; Type Ptd (Ext-174) ;150Mm Thick Sub Base | 416 | m² | AED | 8.6
2021-01 | 2 | 2.008 |  | United Arab Emirates | Abu Dhabi | Hard & Soft Landscaping | Celebration Plaza | External works | DMT | Basatin Landscaping | Award | 2021 | Fixed Price Lump Sum | SITE WORK | Filling | Decomposed Granite; Type Dg (Ext-134) ; 100Mm Thick Polymer Infused Decomposed Granite; 5-10Mm Size; Colour Beige | 1461 | m² | AED | 1083.9
2021-01 | 2 | 2.008 |  | United Arab Emirates | Abu Dhabi | Hard & Soft Landscaping | Celebration Plaza | External works | DMT | Basatin Landscaping | Award | 2021 | Fixed Price Lump Sum | SITE WORK | Filling | Decomposed Granite; Type Dg (Ext-134) ; 300Mm Thick Base Course In Two Layers, Compacted To 80% Compacttion | 1461 | m² | AED | 70
2021-01 | 2 | 2.008 |  | United Arab Emirates | Abu Dhabi | Hard & Soft Landscaping | Celebration Plaza | External works | DMT | Basatin Landscaping | Award | 2021 | Fixed Price Lump Sum | SITE WORK | Paving and surfacing | Pavings And Surfacings; As Shown On Drawing Nr. 2020_018-02-Icn-Ls-Dt-09004 To 09006; All In Accordance With The Schedule And Specifications ; Loose Gravel; Type Lg1 (Ext-131) ; 60Mm Thick Loose Gravel; 10-20Mm Size;Colour Beige | 8181 | m² | AED | 49.7
2021-01 | 2 | 2.008 |  | United Arab Emirates | Abu Dhabi | Hard & Soft Landscaping | Celebration Plaza | External works | DMT | Basatin Landscaping | Award | 2021 | Fixed Price Lump Sum | SITE WORK | Paving and surfacing | Pavings And Surfacings; As Shown On Drawing Nr. 2020_018-02-Icn-Ls-Dt-09004 To 09006; All In Accordance With The Schedule And Specifications ; Loose Gravel; Type Lg1 (Ext-131) ; Geotextile Fabric | 8181 | m² | AED | 3.2
2021-01 | 2 | 2.008 |  | United Arab Emirates | Abu Dhabi | Hard & Soft Landscaping | Celebration Plaza | External works | DMT | Basatin Landscaping | Award | 2021 | Fixed Price Lump Sum | SITE WORK | Paving and surfacing | Pavings And Surfacings; As Shown On Drawing Nr. 2020_018-02-Icn-Ls-Dt-09004 To 09006; All In Accordance With The Schedule And Specifications ; Loose Gravel; Type Lg1 (Ext-131) ; 150Mm Thick Sub Base Material | 8181 | m² | AED | 16.3
2021-01 | 2 | 2.008 |  | United Arab Emirates | Abu Dhabi | Hard & Soft Landscaping | Celebration Plaza | External works | DMT | Basatin Landscaping | Award | 2021 | Fixed Price Lump Sum | SITE WORK | Filling | Compacted Gravel; Type Lg2 (Ext-132) ; 150Mm Thick Well Graded Gravel; 98% Compaction; 5-10Mm Size;Colour Beige | 8782 | m² | AED | 36.1
2021-01 | 2 | 2.008 |  | United Arab Emirates | Abu Dhabi | Hard & Soft Landscaping | Celebration Plaza | External works | DMT | Basatin Landscaping | Award | 2021 | Fixed Price Lump Sum | SITE WORK | Filling | Compacted Gravel; Type Lg2 (Ext-132) ; Geotextile Fabric | 8782 | m² | AED | 3.2
2021-01 | 2 | 2.0081 |  | United Arab Emirates | Abu Dhabi | Hard & Soft Landscaping | Celebration Plaza | External works | DMT | Basatin Landscaping | Award | 2021 | Fixed Price Lump Sum | SITE WORK | Filling | Compacted Gravel; Type Lg2 (Ext-132) ; 200Mm Thick Sub Base Material | 8782 | m² | AED | 22.8
2021-01 | 2 | 2.0081 |  | United Arab Emirates | Abu Dhabi | Hard & Soft Landscaping | Celebration Plaza | External works | DMT | Basatin Landscaping | Award | 2021 | Fixed Price Lump Sum | SITE WORK | Paving and surfacing | Bandings; Including Mortar, Filling, Joints, Concrete Bed, Haunching And All Necessary Fixing Accessories; As Shown On Drawing Nr. 2020_018-02-Icn-Ls-Dt-09006; All In Accordance With The Specifications ; Pcc Banding; Type Pcp2 (Ext-105); 100X100X60 Mm Thick; Shotblasted Finish | 1848 | m | AED | 75.1
2021-01 | 2 | 2.0081 |  | United Arab Emirates | Abu Dhabi | Hard & Soft Landscaping | Celebration Plaza | External works | DMT | Basatin Landscaping | Award | 2021 | Fixed Price Lump Sum | SITE WORK | Paving and surfacing | Kerbs; Including Mortar, Filling, Joints, Concrete Bed, Haunching And All Necessary Fixing Accessories; As Shown On Drawing Nr. 2020_018-02-Icn-Ls-Dt-09006; All In Accordance With The Specifications ; Pcc Bull Nose Kerb; Type Bn (Ext-201); 916X150X305Mm Raised Kerb; Shotblasted Finish; Colour: Grey | 1733 | m | AED | 100.5
2021-01 | 2 | 2.0081 |  | United Arab Emirates | Abu Dhabi | Hard & Soft Landscaping | Celebration Plaza | External works | DMT | Basatin Landscaping | Award | 2021 | Fixed Price Lump Sum | SITE WORK | Paving and surfacing | Kerbs; Including Mortar, Filling, Joints, Concrete Bed, Haunching And All Necessary Fixing Accessories; As Shown On Drawing Nr. 2020_018-02-Icn-Ls-Dt-09006; All In Accordance With The Specifications ; Pcc Drop Kerb/Transition Kerb; Type Dk (Ext-204); 1200X150Xvaries Transition Kerb; Shotblasted Finish; Colour: Grey | 9 | m | AED | 100.5
2021-01 | 2 | 2.0081 |  | United Arab Emirates | Abu Dhabi | Hard & Soft Landscaping | Celebration Plaza | External works | DMT | Basatin Landscaping | Award | 2021 | Fixed Price Lump Sum | SITE WORK | Paving and surfacing | Kerbs; Including Mortar, Filling, Joints, Concrete Bed, Haunching And All Necessary Fixing Accessories; As Shown On Drawing Nr. 2020_018-02-Icn-Ls-Dt-09006; All In Accordance With The Specifications ; Pcc Flush Kerb; Type Cs1 (Ext-801);915X150X305Mm Flush Kerb; Shotblasted; Colour:Grey | 16 | m | AED | 100.5
2021-01 | 2 | 2.0081 |  | United Arab Emirates | Abu Dhabi | Hard & Soft Landscaping | Celebration Plaza | External works | DMT | Basatin Landscaping | Award | 2021 | Fixed Price Lump Sum | SITE WORK | Paving and surfacing | Kerbs; Including Mortar, Filling, Joints, Concrete Bed, Haunching And All Necessary Fixing Accessories; As Shown On Drawing Nr. 2020_018-02-Icn-Ls-Dt-09006; All In Accordance With The Specifications ; Pcc Heel Kerb; Type Ef (Ext-241); 750X75X150Mm Heel Kerb; Shotblasted;Colour: Grey | 3686 | m | AED | 75.1
2021-01 | 2 | 2.0081 |  | United Arab Emirates | Abu Dhabi | Hard & Soft Landscaping | Celebration Plaza | External works | DMT | Basatin Landscaping | Award | 2021 | Fixed Price Lump Sum | SITE WORK | Landscaping | Edgings; Including Steel Anchoring Spike, Laps And All Necessary Fixing Accessories; As Shown On Details And Schedule; All In Accordance With The Specifications ; Aluminum Edge; Type Em (Ext-246) | 3901 | m | AED | 39.5
2021-01 | 2 | 2.0081 |  | United Arab Emirates | Abu Dhabi | Hard & Soft Landscaping | Celebration Plaza | External works | DMT | Basatin Landscaping | Award | 2021 | Fixed Price Lump Sum | SITE WORK | Landscaping | Edgings; Including Steel Anchoring Spike, Laps And All Necessary Fixing Accessories; As Shown On Details And Schedule; All In Accordance With The Specifications ; Metal Edge; Type Em1 (Ext-247) | 784 | m | AED | 166.7
2021-01 | 2 | 2.0081 |  | United Arab Emirates | Abu Dhabi | Hard & Soft Landscaping | Celebration Plaza | External works | DMT | Basatin Landscaping | Award | 2021 | Fixed Price Lump Sum | SITE WORK | Landscaping | Hazard Warning Tactile-Blister; Type B (Ext-167) ; 500X500X60 Tactile Paving; Shotblasted Finish; Colour: Grey; Including Sand/Mortar Setting Bed, Sub Base And All Necessary Fixing To Completer In Accordace With Drawings And Specifications; As Per Drawing No. 2020_018-02-Icn-Ri-Dt-09005 | 111 | m² | AED | 391.9
2021-01 | 2 | 2.0081 |  | United Arab Emirates | Abu Dhabi | Hard & Soft Landscaping | Celebration Plaza | External works | DMT | Basatin Landscaping | Award | 2021 | Fixed Price Lump Sum | SITE WORK | Paving and surfacing | Surface Markings; All In Accordance With The Specifications ; Speed Humps; Size 7000Mm Long X 1500Mm Wide | 1 | Nr | AED | 84
2021-01 | 2 | 2.0082 |  | United Arab Emirates | Abu Dhabi | Hard & Soft Landscaping | Celebration Plaza | External works | DMT | Basatin Landscaping | Award | 2021 | Fixed Price Lump Sum | SITE WORK | Paving and surfacing | Surface Markings; All In Accordance With The Specifications ; Pavement Markings; To Running Track | 785 | m | AED | 84
2021-01 | 2 | 2.0082 |  | United Arab Emirates | Abu Dhabi | Hard & Soft Landscaping | Celebration Plaza | External works | DMT | Basatin Landscaping | Award | 2021 | Fixed Price Lump Sum | SITE WORK | Paving and surfacing | Surface Markings; All In Accordance With The Specifications ; Pavement Markings; To Pedestrian | 265 | m | AED | 9
2021-01 | 2 | 2.0082 |  | United Arab Emirates | Abu Dhabi | Hard & Soft Landscaping | Celebration Plaza | External works | DMT | Basatin Landscaping | Award | 2021 | Fixed Price Lump Sum | SITE WORK | Paving and surfacing | Surface Markings; All In Accordance With The Specifications ; Pavement Marking And Pedestrian Crossing; To Raised Road Crossings | 542 | m² | AED | 84
2021-01 | 2 | 2.0082 |  | United Arab Emirates | Abu Dhabi | Hard & Soft Landscaping | Celebration Plaza | External works | DMT | Basatin Landscaping | Award | 2021 | Fixed Price Lump Sum | SITE WORK | Paving and surfacing | Surface Markings; All In Accordance With The Specifications ; Road Marking To Parking Areas; Disabled And Ev Parking Bays | 186 | m² | AED | 84
2021-01 | 2 | 2.0082 |  | United Arab Emirates | Abu Dhabi | Hard & Soft Landscaping | Celebration Plaza | External works | DMT | Basatin Landscaping | Award | 2021 | Fixed Price Lump Sum | SITE WORK | Paving and surfacing | Surface Markings; All In Accordance With The Specifications ; Road Marking To Parking Areas; Parking Lines | 3928 | m | AED | 9
2021-01 | 2 | 2.0082 |  | United Arab Emirates | Abu Dhabi | Hard & Soft Landscaping | Celebration Plaza | External works | DMT | Basatin Landscaping | Award | 2021 | Fixed Price Lump Sum | SITE WORK | Paving and surfacing | Surface Markings; All In Accordance With The Specifications ;Markings To Sports Surfaces | 666 | m | AED | 84
2021-01 | 2 | 2.0082 |  | United Arab Emirates | Abu Dhabi | Hard & Soft Landscaping | Celebration Plaza | External works | DMT | Basatin Landscaping | Award | 2021 | Fixed Price Lump Sum | SITE WORK | Paving and surfacing | Surface Markings; All In Accordance With The Specifications ; Stop Line Marking (601) | 31 | m | AED | 52.2
2021-01 | 2 | 2.0082 |  | United Arab Emirates | Abu Dhabi | Hard & Soft Landscaping | Celebration Plaza | External works | DMT | Basatin Landscaping | Award | 2021 | Fixed Price Lump Sum | SITE WORK | Paving and surfacing | Surface Markings; All In Accordance With The Specifications ; Give Way Line Marking (602) | 42 | m | AED | 52.2
2021-01 | 2 | 2.0082 |  | United Arab Emirates | Abu Dhabi | Hard & Soft Landscaping | Celebration Plaza | External works | DMT | Basatin Landscaping | Award | 2021 | Fixed Price Lump Sum | SITE WORK | Paving and surfacing | Surface Markings; All In Accordance With The Specifications ; No Passing Line (611) | 6 | m | AED | 53.5
2021-01 | 2 | 2.0082 |  | United Arab Emirates | Abu Dhabi | Hard & Soft Landscaping | Celebration Plaza | External works | DMT | Basatin Landscaping | Award | 2021 | Fixed Price Lump Sum | SITE WORK | Paving and surfacing | Surface Markings; All In Accordance With The Specifications ; Arrow Marking (614) | 16 | Nr | AED | 138.7
2021-01 | 2 | 2.0083 |  | United Arab Emirates | Abu Dhabi | Hard & Soft Landscaping | Celebration Plaza | External works | DMT | Basatin Landscaping | Award | 2021 | Fixed Price Lump Sum | SITE WORK | Paving and surfacing | Surface Markings; All In Accordance With The Specifications ; Right Turn Arrow Marking (615) | 4 | Nr | AED | 210
2021-01 | 2 | 2.0083 |  | United Arab Emirates | Abu Dhabi | Hard & Soft Landscaping | Celebration Plaza | External works | DMT | Basatin Landscaping | Award | 2021 | Fixed Price Lump Sum | SITE WORK | Paving and surfacing | Surface Markings; All In Accordance With The Specifications ; Arrow Marking (618) | 2 | Nr | AED | 210
2021-01 | 2 | 2.0083 |  | United Arab Emirates | Abu Dhabi | Hard & Soft Landscaping | Celebration Plaza | External works | DMT | Basatin Landscaping | Award | 2021 | Fixed Price Lump Sum | SITE WORK | Paving and surfacing | Surface Markings; All In Accordance With The Specifications ; Arrow Marking (619) | 1 | Nr | AED | 210
2021-01 | 2 | 2.0083 |  | United Arab Emirates | Abu Dhabi | Hard & Soft Landscaping | Celebration Plaza | External works | DMT | Basatin Landscaping | Award | 2021 | Fixed Price Lump Sum | SITE WORK | Paving and surfacing | Surface Markings; All In Accordance With The Specifications ; Lane Line Marking (652) | 122 | m | AED | 52.2
2021-01 | 2 | 2.0083 |  | United Arab Emirates | Abu Dhabi | Hard & Soft Landscaping | Celebration Plaza | External works | DMT | Basatin Landscaping | Award | 2021 | Fixed Price Lump Sum | SITE WORK | Paving and surfacing | Surface Markings; All In Accordance With The Specifications ; Hatch Marking | 111 | m² | AED | 84
2021-01 | 2 | 2.0083 |  | United Arab Emirates | Abu Dhabi | Hard & Soft Landscaping | Celebration Plaza | External works | DMT | Basatin Landscaping | Award | 2021 | Fixed Price Lump Sum | SITE WORK | Landscaping | Supply And Plant The Following Shrubs, Ground Covers ; Including Excavation, Planting Soil, Geotextile Fabric Drainage Layer, Composite Mulch Layer (Where Required), Earthwork And All Necessary Planting Accessories; As Shown On Drawing Nr. 02-Icn-Ls-Dt-09101 And 02-Icn-Ls-Pl-05101 To 05106; All In Accordance With The Specifications ; Date Palm; Type Phodac | 25 | Nr | AED | 3355
2021-01 | 2 | 2.0083 |  | United Arab Emirates | Abu Dhabi | Hard & Soft Landscaping | Celebration Plaza | External works | DMT | Basatin Landscaping | Award | 2021 | Fixed Price Lump Sum | SITE WORK | Landscaping | Supply And Plant The Following Shrubs, Ground Covers ; Including Excavation, Planting Soil, Geotextile Fabric Drainage Layer, Composite Mulch Layer (Where Required), Earthwork And All Necessary Planting Accessories; As Shown On Drawing Nr. 02-Icn-Ls-Dt-09101 And 02-Icn-Ls-Pl-05101 To 05106; All In Accordance With The Specifications ; Neem Tree; Type Azaind | 79 | Nr | AED | 1360.9
2021-01 | 2 | 2.0083 |  | United Arab Emirates | Abu Dhabi | Hard & Soft Landscaping | Celebration Plaza | External works | DMT | Basatin Landscaping | Award | 2021 | Fixed Price Lump Sum | SITE WORK | Landscaping | Supply And Plant The Following Shrubs, Ground Covers ; Including Excavation, Planting Soil, Geotextile Fabric Drainage Layer, Composite Mulch Layer (Where Required), Earthwork And All Necessary Planting Accessories; As Shown On Drawing Nr. 02-Icn-Ls-Dt-09101 And 02-Icn-Ls-Pl-05101 To 05106; All In Accordance With The Specifications ; Black Olive Tree; Type Bucbuc | 60 | Nr | AED | 5007.6
2021-01 | 2 | 2.0083 |  | United Arab Emirates | Abu Dhabi | Hard & Soft Landscaping | Celebration Plaza | External works | DMT | Basatin Landscaping | Award | 2021 | Fixed Price Lump Sum | SITE WORK | Landscaping | Supply And Plant The Following Shrubs, Ground Covers ; Including Excavation, Planting Soil, Geotextile Fabric Drainage Layer, Composite Mulch Layer (Where Required), Earthwork And All Necessary Planting Accessories; As Shown On Drawing Nr. 02-Icn-Ls-Dt-09101 And 02-Icn-Ls-Pl-05101 To 05106; All In Accordance With The Specifications ; Royal Poinciana Tree; Type Delreg | 40 | Nr | AED | 2629.9
2021-01 | 2 | 2.0083 |  | United Arab Emirates | Abu Dhabi | Hard & Soft Landscaping | Celebration Plaza | External works | DMT | Basatin Landscaping | Award | 2021 | Fixed Price Lump Sum | SITE WORK | Landscaping | Supply And Plant The Following Shrubs, Ground Covers ; Including Excavation, Planting Soil, Geotextile Fabric Drainage Layer, Composite Mulch Layer (Where Required), Earthwork And All Necessary Planting Accessories; As Shown On Drawing Nr. 02-Icn-Ls-Dt-09101 And 02-Icn-Ls-Pl-05101 To 05106; All In Accordance With The Specifications ; Indian Cork Tree; Type Milhor | 22 | Nr | AED | 1093.8
2021-01 | 2 | 2.0084 |  | United Arab Emirates | Abu Dhabi | Hard & Soft Landscaping | Celebration Plaza | External works | DMT | Basatin Landscaping | Award | 2021 | Fixed Price Lump Sum | SITE WORK | Landscaping | Supply And Plant The Following Shrubs, Ground Covers ; Including Excavation, Planting Soil, Geotextile Fabric Drainage Layer, Composite Mulch Layer (Where Required), Earthwork And All Necessary Planting Accessories; As Shown On Drawing Nr. 02-Icn-Ls-Dt-09101 And 02-Icn-Ls-Pl-05101 To 05106; All In Accordance With The Specifications ; Jerusalem Thorn Tree; Type Paracu | 40 | Nr | AED | 1277.4
2021-01 | 2 | 2.0084 |  | United Arab Emirates | Abu Dhabi | Hard & Soft Landscaping | Celebration Plaza | External works | DMT | Basatin Landscaping | Award | 2021 | Fixed Price Lump Sum | SITE WORK | Landscaping | Supply And Plant The Following Shrubs, Ground Covers ; Including Excavation, Planting Soil, Geotextile Fabric Drainage Layer, Composite Mulch Layer (Where Required), Earthwork And All Necessary Planting Accessories; As Shown On Drawing Nr. 02-Icn-Ls-Dt-09101 And 02-Icn-Ls-Pl-05101 To 05106; All In Accordance With The Specifications ; Yellow Flame Tree; Type Pelpte | 27 | Nr | AED | 1360.9
2021-01 | 2 | 2.0084 |  | United Arab Emirates | Abu Dhabi | Hard & Soft Landscaping | Celebration Plaza | External works | DMT | Basatin Landscaping | Award | 2021 | Fixed Price Lump Sum | SITE WORK | Landscaping | Supply And Plant The Following Shrubs, Ground Covers ; Including Excavation, Planting Soil, Geotextile Fabric Drainage Layer, Composite Mulch Layer (Where Required), Earthwork And All Necessary Planting Accessories; As Shown On Drawing Nr. 02-Icn-Ls-Dt-09101 And 02-Icn-Ls-Pl-05101 To 05106; All In Accordance With The Specifications ; Ghaf Tree; Type Procin | 92 | Nr | AED | 1227.4
2021-01 | 2 | 2.0084 |  | United Arab Emirates | Abu Dhabi | Hard & Soft Landscaping | Celebration Plaza | External works | DMT | Basatin Landscaping | Award | 2021 | Fixed Price Lump Sum | SITE WORK | Landscaping | Supply And Plant The Following Shrubs, Ground Covers ; Including Excavation, Planting Soil, Geotextile Fabric Drainage Layer, Composite Mulch Layer (Where Required), Earthwork And All Necessary Planting Accessories; As Shown On Drawing Nr. 02-Icn-Ls-Dt-09101 And 02-Icn-Ls-Pl-05101 To 05106; All In Accordance With The Specifications ; Sidr Tree; Type Zizspi | 78 | Nr | AED | 1277.4
2021-01 | 2 | 2.0084 |  | United Arab Emirates | Abu Dhabi | Hard & Soft Landscaping | Celebration Plaza | External works | DMT | Basatin Landscaping | Award | 2021 | Fixed Price Lump Sum | SITE WORK | Landscaping | Supply And Plant The Following Shrubs, Ground Covers ; Including Excavation, Planting Soil, Geotextile Fabric Drainage Layer, Composite Mulch Layer (Where Required), Earthwork And All Necessary Planting Accessories; As Shown On Drawing Nr. 02-Icn-Ls-Dt-09101 And 02-Icn-Ls-Pl-05101 To 05106; All In Accordance With The Specifications ; Shrubs; Sea Orach; Type Atrhal | 777 | m² | AED | 97.2
2021-01 | 2 | 2.0084 |  | United Arab Emirates | Abu Dhabi | Hard & Soft Landscaping | Celebration Plaza | External works | DMT | Basatin Landscaping | Award | 2021 | Fixed Price Lump Sum | SITE WORK | Landscaping | Supply And Plant The Following Shrubs, Ground Covers ; Including Excavation, Planting Soil, Geotextile Fabric Drainage Layer, Composite Mulch Layer (Where Required), Earthwork And All Necessary Planting Accessories; As Shown On Drawing Nr. 02-Icn-Ls-Dt-09101 And 02-Icn-Ls-Pl-05101 To 05106; All In Accordance With The Specifications ; Shurbs; Paper Flower; Type Bougla | 123 | m² | AED | 102.6
2021-01 | 2 | 2.0084 |  | United Arab Emirates | Abu Dhabi | Hard & Soft Landscaping | Celebration Plaza | External works | DMT | Basatin Landscaping | Award | 2021 | Fixed Price Lump Sum | SITE WORK | Landscaping | Supply And Plant The Following Shrubs, Ground Covers ; Including Excavation, Planting Soil, Geotextile Fabric Drainage Layer, Composite Mulch Layer (Where Required), Earthwork And All Necessary Planting Accessories; As Shown On Drawing Nr. 02-Icn-Ls-Dt-09101 And 02-Icn-Ls-Pl-05101 To 05106; All In Accordance With The Specifications ; Shurbs; Hop Bush/Shahus; Type Dodvis | 148 | m² | AED | 102.6
2021-01 | 2 | 2.0084 |  | United Arab Emirates | Abu Dhabi | Hard & Soft Landscaping | Celebration Plaza | External works | DMT | Basatin Landscaping | Award | 2021 | Fixed Price Lump Sum | SITE WORK | Landscaping | Supply And Plant The Following Shrubs, Ground Covers ; Including Excavation, Planting Soil, Geotextile Fabric Drainage Layer, Composite Mulch Layer (Where Required), Earthwork And All Necessary Planting Accessories; As Shown On Drawing Nr. 02-Icn-Ls-Dt-09101 And 02-Icn-Ls-Pl-05101 To 05106; All In Accordance With The Specifications ; Shurbs; Henna; Type Lawine | 1110 | m² | AED | 113.3
2021-01 | 2 | 2.0084 |  | United Arab Emirates | Abu Dhabi | Hard & Soft Landscaping | Celebration Plaza | External works | DMT | Basatin Landscaping | Award | 2021 | Fixed Price Lump Sum | SITE WORK | Landscaping | Supply And Plant The Following Shrubs, Ground Covers ; Including Excavation, Planting Soil, Geotextile Fabric Drainage Layer, Composite Mulch Layer (Where Required), Earthwork And All Necessary Planting Accessories; As Shown On Drawing Nr. 02-Icn-Ls-Dt-09101 And 02-Icn-Ls-Pl-05101 To 05106; All In Accordance With The Specifications ; Shurbs; Fire Plant; Type Leppyr | 1259 | m² | AED | 92.7
2021-01 | 2 | 2.0084 |  | United Arab Emirates | Abu Dhabi | Hard & Soft Landscaping | Celebration Plaza | External works | DMT | Basatin Landscaping | Award | 2021 | Fixed Price Lump Sum | SITE WORK | Landscaping | Supply And Plant The Following Shrubs, Ground Covers ; Including Excavation, Planting Soil, Geotextile Fabric Drainage Layer, Composite Mulch Layer (Where Required), Earthwork And All Necessary Planting Accessories; As Shown On Drawing Nr. 02-Icn-Ls-Dt-09101 And 02-Icn-Ls-Pl-05101 To 05106; All In Accordance With The Specifications ; Shurbs; Thunder Cloud; Type Leucan | 437 | m² | AED | 97.2
2021-01 | 2 | 2.0085 |  | United Arab Emirates | Abu Dhabi | Hard & Soft Landscaping | Celebration Plaza | External works | DMT | Basatin Landscaping | Award | 2021 | Fixed Price Lump Sum | SITE WORK | Landscaping | Supply And Plant The Following Shrubs, Ground Covers ; Including Excavation, Planting Soil, Geotextile Fabric Drainage Layer, Composite Mulch Layer (Where Required), Earthwork And All Necessary Planting Accessories; As Shown On Drawing Nr. 02-Icn-Ls-Dt-09101 And 02-Icn-Ls-Pl-05101 To 05106; All In Accordance With The Specifications ; Shurbs; Chaste Tree Vitex; Type Vitagn | 202 | m² | AED | 84.6
2021-01 | 2 | 2.0085 |  | United Arab Emirates | Abu Dhabi | Hard & Soft Landscaping | Celebration Plaza | External works | DMT | Basatin Landscaping | Award | 2021 | Fixed Price Lump Sum | SITE WORK | Landscaping | Supply And Plant The Following Shrubs, Ground Covers ; Including Excavation, Planting Soil, Geotextile Fabric Drainage Layer, Composite Mulch Layer (Where Required), Earthwork And All Necessary Planting Accessories; As Shown On Drawing Nr. 02-Icn-Ls-Dt-09101 And 02-Icn-Ls-Pl-05101 To 05106; All In Accordance With The Specifications ; Grasses; Texas Muhly Grass; Type Muhcap | 297 | m² | AED | 103
2021-01 | 2 | 2.0085 |  | United Arab Emirates | Abu Dhabi | Hard & Soft Landscaping | Celebration Plaza | External works | DMT | Basatin Landscaping | Award | 2021 | Fixed Price Lump Sum | SITE WORK | Landscaping | Supply And Plant The Following Shrubs, Ground Covers ; Including Excavation, Planting Soil, Geotextile Fabric Drainage Layer, Composite Mulch Layer (Where Required), Earthwork And All Necessary Planting Accessories; As Shown On Drawing Nr. 02-Icn-Ls-Dt-09101 And 02-Icn-Ls-Pl-05101 To 05106; All In Accordance With The Specifications ; Grasses; Bristle Grass; Type Pendiv | 1150 | m² | AED | 90.9
2021-01 | 2 | 2.0085 |  | United Arab Emirates | Abu Dhabi | Hard & Soft Landscaping | Celebration Plaza | External works | DMT | Basatin Landscaping | Award | 2021 | Fixed Price Lump Sum | SITE WORK | Landscaping | Supply And Plant The Following Shrubs, Ground Covers ; Including Excavation, Planting Soil, Geotextile Fabric Drainage Layer, Composite Mulch Layer (Where Required), Earthwork And All Necessary Planting Accessories; As Shown On Drawing Nr. 02-Icn-Ls-Dt-09101 And 02-Icn-Ls-Pl-05101 To 05106; All In Accordance With The Specifications ; Grasses; Fountain Grass; Type Penset | 655 | m² | AED | 80.9
2021-01 | 2 | 2.0085 |  | United Arab Emirates | Abu Dhabi | Hard & Soft Landscaping | Celebration Plaza | External works | DMT | Basatin Landscaping | Award | 2021 | Fixed Price Lump Sum | SITE WORK | Landscaping | Supply And Plant The Following Shrubs, Ground Covers ; Including Excavation, Planting Soil, Geotextile Fabric Drainage Layer, Composite Mulch Layer (Where Required), Earthwork And All Necessary Planting Accessories; As Shown On Drawing Nr. 02-Icn-Ls-Dt-09101 And 02-Icn-Ls-Pl-05101 To 05106; All In Accordance With The Specifications ; Groundcovers; Caper Bush; Type Capsp | 440 | m² | AED | 261
2021-01 | 2 | 2.0085 |  | United Arab Emirates | Abu Dhabi | Hard & Soft Landscaping | Celebration Plaza | External works | DMT | Basatin Landscaping | Award | 2021 | Fixed Price Lump Sum | SITE WORK | Landscaping | Supply And Plant The Following Shrubs, Ground Covers ; Including Excavation, Planting Soil, Geotextile Fabric Drainage Layer, Composite Mulch Layer (Where Required), Earthwork And All Necessary Planting Accessories; As Shown On Drawing Nr. 02-Icn-Ls-Dt-09101 And 02-Icn-Ls-Pl-05101 To 05106; All In Accordance With The Specifications ; Groundcovers; Morning Glory; Type Convir | 223 | m² | AED | 321.1
2021-01 | 2 | 2.0085 |  | United Arab Emirates | Abu Dhabi | Hard & Soft Landscaping | Celebration Plaza | External works | DMT | Basatin Landscaping | Award | 2021 | Fixed Price Lump Sum | SITE WORK | Landscaping | Supply And Plant The Following Shrubs, Ground Covers ; Including Excavation, Planting Soil, Geotextile Fabric Drainage Layer, Composite Mulch Layer (Where Required), Earthwork And All Necessary Planting Accessories; As Shown On Drawing Nr. 02-Icn-Ls-Dt-09101 And 02-Icn-Ls-Pl-05101 To 05106; All In Accordance With The Specifications ; Groundcovers; Flax Lily; Type Diatas | 67 | m² | AED | 152.8
2021-01 | 2 | 2.0085 |  | United Arab Emirates | Abu Dhabi | Hard & Soft Landscaping | Celebration Plaza | External works | DMT | Basatin Landscaping | Award | 2021 | Fixed Price Lump Sum | SITE WORK | Landscaping | Supply And Plant The Following Shrubs, Ground Covers ; Including Excavation, Planting Soil, Geotextile Fabric Drainage Layer, Composite Mulch Layer (Where Required), Earthwork And All Necessary Planting Accessories; As Shown On Drawing Nr. 02-Icn-Ls-Dt-09101 And 02-Icn-Ls-Pl-05101 To 05106; All In Accordance With The Specifications ; Groundcovers; False Fleabane; Type Pulund | 555 | m² | AED | 321.1
2021-01 | 2 | 2.0085 |  | United Arab Emirates | Abu Dhabi | Hard & Soft Landscaping | Celebration Plaza | External works | DMT | Basatin Landscaping | Award | 2021 | Fixed Price Lump Sum | SITE WORK | Landscaping | Supply And Plant The Following Shrubs, Ground Covers ; Including Excavation, Planting Soil, Geotextile Fabric Drainage Layer, Composite Mulch Layer (Where Required), Earthwork And All Necessary Planting Accessories; As Shown On Drawing Nr. 02-Icn-Ls-Dt-09101 And 02-Icn-Ls-Pl-05101 To 05106; All In Accordance With The Specifications ; Groundcovers; Minnieroot; Type Ruetub | 77 | m² | AED | 117.9
2021-01 | 2 | 2.0085 |  | United Arab Emirates | Abu Dhabi | Hard & Soft Landscaping | Celebration Plaza | External works | DMT | Basatin Landscaping | Award | 2021 | Fixed Price Lump Sum | SITE WORK | Landscaping | Supply And Plant The Following Shrubs, Ground Covers ; Including Excavation, Planting Soil, Geotextile Fabric Drainage Layer, Composite Mulch Layer (Where Required), Earthwork And All Necessary Planting Accessories; As Shown On Drawing Nr. 02-Icn-Ls-Dt-09101 And 02-Icn-Ls-Pl-05101 To 05106; All In Accordance With The Specifications ; Groundcovers; Hureim; Type Zygsim | 1714 | m² | AED | 321.1
2021-01 | 2 | 2.0086 |  | United Arab Emirates | Abu Dhabi | Hard & Soft Landscaping | Celebration Plaza | External works | DMT | Basatin Landscaping | Award | 2021 | Fixed Price Lump Sum | SITE WORK | Landscaping | Supply And Plant The Following Shrubs, Ground Covers ; Including Excavation, Planting Soil, Geotextile Fabric Drainage Layer, Composite Mulch Layer (Where Required), Earthwork And All Necessary Planting Accessories; As Shown On Drawing Nr. 02-Icn-Ls-Dt-09101 And 02-Icn-Ls-Pl-05101 To 05106; All In Accordance With The Specifications ; Groundcovers; Dhafra; Type Tepapo | 93 | m² | AED | 200.9
2021-01 | 2 | 2.0086 |  | United Arab Emirates | Abu Dhabi | Hard & Soft Landscaping | Celebration Plaza | External works | DMT | Basatin Landscaping | Award | 2021 | Fixed Price Lump Sum | SITE WORK | Landscaping | Supply And Plant The Following Shrubs, Ground Covers ; Including Excavation, Planting Soil, Geotextile Fabric Drainage Layer, Composite Mulch Layer (Where Required), Earthwork And All Necessary Planting Accessories; As Shown On Drawing Nr. 02-Icn-Ls-Dt-09101 And 02-Icn-Ls-Pl-05101 To 05106; All In Accordance With The Specifications ; Creepers And Climbers; Australian Goldvine; Type Triaus | 160 | m² | AED | 102.6
2021-01 | 2 | 2.0086 |  | United Arab Emirates | Abu Dhabi | Hard & Soft Landscaping | Celebration Plaza | External works | DMT | Basatin Landscaping | Award | 2021 | Fixed Price Lump Sum | SITE WORK | Landscaping | Supply And Plant The Following Shrubs, Ground Covers ; Including Excavation, Planting Soil, Geotextile Fabric Drainage Layer, Composite Mulch Layer (Where Required), Earthwork And All Necessary Planting Accessories; As Shown On Drawing Nr. 02-Icn-Ls-Dt-09101 And 02-Icn-Ls-Pl-05101 To 05106; All In Accordance With The Specifications ; Creepers And Climbers; Messina Creeper; Type Ipocai | 40 | m² | AED | 135
2021-01 | 2 | 2.0086 |  | United Arab Emirates | Abu Dhabi | Hard & Soft Landscaping | Celebration Plaza | External works | DMT | Basatin Landscaping | Award | 2021 | Fixed Price Lump Sum | SITE WORK | Landscaping | Supply And Plant The Following Shrubs, Ground Covers ; Including Excavation, Planting Soil, Geotextile Fabric Drainage Layer, Composite Mulch Layer (Where Required), Earthwork And All Necessary Planting Accessories; As Shown On Drawing Nr. 02-Icn-Ls-Dt-09101 And 02-Icn-Ls-Pl-05101 To 05106; All In Accordance With The Specifications ; Lawn; Seashore Paspalum; Type Pasvag | 6128 | m² | AED | 93.8
2021-01 | 2 | 2.0086 |  | United Arab Emirates | Abu Dhabi | Hard & Soft Landscaping | Celebration Plaza | External works | DMT | Basatin Landscaping | Award | 2021 | Fixed Price Lump Sum | SITE WORK | Landscaping | Supply And Plant The Following Shrubs, Ground Covers ; Including Excavation, Planting Soil, Geotextile Fabric Drainage Layer, Composite Mulch Layer (Where Required), Earthwork And All Necessary Planting Accessories; As Shown On Drawing Nr. 02-Icn-Ls-Dt-09101 And 02-Icn-Ls-Pl-05101 To 05106; All In Accordance With The Specifications ; Lawn; Korean Grass; Type Zoyjap | 506 | m² | AED | 176.8
2021-01 | 2 | 2.0086 |  | United Arab Emirates | Abu Dhabi | Hard & Soft Landscaping | Celebration Plaza | External works | DMT | Basatin Landscaping | Award | 2021 | Fixed Price Lump Sum | SITE WORK | Landscaping | Trellis; Type Wtw1; 50 X 5Mm Thick Galvanized Steel Trellis; Including All Necessary Finishes, Footings, Supports And Fixing Accessories; All In Accordance With The Specifications ; To Receive Climbers Planting | 433 | m² | AED | 1017.8
2021-01 | 2 | 2.0086 |  | United Arab Emirates | Abu Dhabi | Hard & Soft Landscaping | Celebration Plaza | External works | DMT | Basatin Landscaping | Award | 2021 | Fixed Price Lump Sum | SITE WORK | Landscaping | Irrigation Water Supply ; Main Line ; Supply And Installation Of Below Ground Hdpe, Irrigation Pipes, Including Fittings, All Necessary Excavation, Backfilling, Beds And Surrounds As Required, Warning Tapes, Accessories And Connections; Complete All In Accordance With Drawings And Specifications ; 90Mm Diameter, Depth Not Exceeding 1M | 717 | m | AED | 70
2021-01 | 2 | 2.0086 |  | United Arab Emirates | Abu Dhabi | Hard & Soft Landscaping | Celebration Plaza | External works | DMT | Basatin Landscaping | Award | 2021 | Fixed Price Lump Sum | SITE WORK | Landscaping | Irrigation Water Supply ; Main Line ; Supply And Installation Of Below Ground Hdpe, Irrigation Pipes, Including Fittings, All Necessary Excavation, Backfilling, Beds And Surrounds As Required, Warning Tapes, Accessories And Connections; Complete All In Accordance With Drawings And Specifications ; 110Mm Diameter, Depth Not Exceeding 1M | 963 | m | AED | 95.5
2021-01 | 2 | 2.0086 |  | United Arab Emirates | Abu Dhabi | Hard & Soft Landscaping | Celebration Plaza | External works | DMT | Basatin Landscaping | Award | 2021 | Fixed Price Lump Sum | SITE WORK | Landscaping | Irrigation Water Supply ; Main Line ; Supply And Installation Of Below Ground Hdpe, Irrigation Pipes, Including Fittings, All Necessary Excavation, Backfilling, Beds And Surrounds As Required, Warning Tapes, Accessories And Connections; Complete All In Accordance With Drawings And Specifications ; 160Mm Diameter, Depth Not Exceeding 1M | 399 | m | AED | 146.3
2021-01 | 2 | 2.0086 |  | United Arab Emirates | Abu Dhabi | Hard & Soft Landscaping | Celebration Plaza | External works | DMT | Basatin Landscaping | Award | 2021 | Fixed Price Lump Sum | MECHANICAL ENGINEERING INSTALLATIONS | Pipework and gutterwork | Supply And Installation Of Above Ground Hdpe Irrigation Pipes, Including Fittings, Fixing, Supports And All Necessary Accessories And Connections; Complete All In Accordance With The Drawings And Specifications ; 160Mm Diameter | 3 | m | AED | 142.5
2021-01 | 2 | 2.0087 |  | United Arab Emirates | Abu Dhabi | Hard & Soft Landscaping | Celebration Plaza | External works | DMT | Basatin Landscaping | Award | 2021 | Fixed Price Lump Sum | MECHANICAL ENGINEERING INSTALLATIONS | Pipework and gutterwork | Supply And Installation Of Above Ground Pre Insulated Hdpe Irrigation Pipes, Including Fittings, Fixing, Supports And All Necessary Accessories And Connections; Complete All In Accordance With The Drawings And Specifications ; 200Mm Diameter | 7 | m | AED | 222.7
2021-01 | 2 | 2.0087 |  | United Arab Emirates | Abu Dhabi | Hard & Soft Landscaping | Celebration Plaza | External works | DMT | Basatin Landscaping | Award | 2021 | Fixed Price Lump Sum | MECHANICAL ENGINEERING INSTALLATIONS | Pipework and gutterwork | Supply And Installation Of Above Ground Stainless Steel, Schedule 40, Grade 316, Seamless, Irrigation Pipes, Including Fittings, Fixing, Supports And All Necessary Accessories And Connections; Complete All In Accordance With The Drawings And Specifications ; 80Mm Diameter | 2 | m | AED | 222.7
2021-01 | 2 | 2.0087 |  | United Arab Emirates | Abu Dhabi | Hard & Soft Landscaping | Celebration Plaza | External works | DMT | Basatin Landscaping | Award | 2021 | Fixed Price Lump Sum | MECHANICAL ENGINEERING INSTALLATIONS | Pipework and gutterwork | Supply And Installation Of Above Ground Stainless Steel, Schedule 40, Grade 316, Seamless, Irrigation Pipes, Including Fittings, Fixing, Supports And All Necessary Accessories And Connections; Complete All In Accordance With The Drawings And Specifications ; 100Mm Diameter | 4 | m | AED | 324.4
2021-01 | 2 | 2.0087 |  | United Arab Emirates | Abu Dhabi | Hard & Soft Landscaping | Celebration Plaza | External works | DMT | Basatin Landscaping | Award | 2021 | Fixed Price Lump Sum | MECHANICAL ENGINEERING INSTALLATIONS | Pipework and gutterwork | Supply And Installation Of Above Ground Stainless Steel, Schedule 40, Grade 316, Seamless, Irrigation Pipes, Including Fittings, Fixing, Supports And All Necessary Accessories And Connections; Complete All In Accordance With The Drawings And Specifications ; 150Mm Diameter | 12 | m | AED | 858.8
2021-01 | 2 | 2.0087 |  | United Arab Emirates | Abu Dhabi | Hard & Soft Landscaping | Celebration Plaza | External works | DMT | Basatin Landscaping | Award | 2021 | Fixed Price Lump Sum | SITE WORK | Paving and surfacing | Road Crossing Duct, (Upvc Pipe Class 10) With Concrete Surrounds, Including All Necessary Accessories And; Complete All In Accordance With Drawings And Specifications ; For 90Mm Diameter Pipe | 16 | m | AED | 826.9
2021-01 | 2 | 2.0087 |  | United Arab Emirates | Abu Dhabi | Hard & Soft Landscaping | Celebration Plaza | External works | DMT | Basatin Landscaping | Award | 2021 | Fixed Price Lump Sum | SITE WORK | Paving and surfacing | Road Crossing Duct, (Upvc Pipe Class 10) With Concrete Surrounds, Including All Necessary Accessories And; Complete All In Accordance With Drawings And Specifications ; For 160Mm Diameter Pipe | 9 | m | AED | 1061.4
2021-01 | 2 | 2.0087 |  | United Arab Emirates | Abu Dhabi | Hard & Soft Landscaping | Celebration Plaza | External works | DMT | Basatin Landscaping | Award | 2021 | Fixed Price Lump Sum | SITE WORK | Paving and surfacing | Road Crossing Duct, (Upvc Pipe Class 10) With Concrete Surrounds, Including All Necessary Accessories And; Complete All In Accordance With Drawings And Specifications ;For 200Mm Diameter Pipe (For Existing Main Line) | 41 | m | AED | 1272.2
2021-01 | 2 | 2.0087 |  | United Arab Emirates | Abu Dhabi | Hard & Soft Landscaping | Celebration Plaza | External works | DMT | Basatin Landscaping | Award | 2021 | Fixed Price Lump Sum | SITE WORK | Underground drainage | Non Destructive Reinforced Concrete Protection For Below Ground Pipework At Asphalt Roads, Including All Necessary Accessories And; Complete All In Accordance With Drawings And Specifications ; For 160Mm Diameter Pipe | 27 | m | AED | 1653.8
2021-01 | 2 | 2.0087 |  | United Arab Emirates | Abu Dhabi | Hard & Soft Landscaping | Celebration Plaza | External works | DMT | Basatin Landscaping | Award | 2021 | Fixed Price Lump Sum | SITE WORK | Landscaping | Irrigation Water Supply ; Main Line ; Irrigation Decoder Cables Including Conduits, Pull Boxes Where Required, Complete With, All Necessary Excavation, Backfilling, Beds And Surrounds As Required, Warning Tapes, Accessories And Connections; Complete All In Accordance With Drawings And Specifications ; From Solenoid Valves To Irrigation Controller, 14 Awg 2-Wire Cable | 1656 | m | AED | 19.1
2021-01 | 2 | 2.0087 |  | United Arab Emirates | Abu Dhabi | Hard & Soft Landscaping | Celebration Plaza | External works | DMT | Basatin Landscaping | Award | 2021 | Fixed Price Lump Sum | SITE WORK | Landscaping | Valves And Ancillaries Including, Adaptors And Flanges As Required; Complete All In Accordance With Drawings And Specifications ; Isolation Valve, 90Mm Diameter | 2 | Nr | AED | 1526.6
2021-01 | 2 | 2.0088 |  | United Arab Emirates | Abu Dhabi | Hard & Soft Landscaping | Celebration Plaza | External works | DMT | Basatin Landscaping | Award | 2021 | Fixed Price Lump Sum | SITE WORK | Landscaping | Valves And Ancillaries Including, Adaptors And Flanges As Required; Complete All In Accordance With Drawings And Specifications ; Isolation Valve, 110Mm Diameter | 2 | Nr | AED | 2035.5
2021-01 | 2 | 2.0088 |  | United Arab Emirates | Abu Dhabi | Hard & Soft Landscaping | Celebration Plaza | External works | DMT | Basatin Landscaping | Award | 2021 | Fixed Price Lump Sum | SITE WORK | Landscaping | Valves And Ancillaries Including, Adaptors And Flanges As Required; Complete All In Accordance With Drawings And Specifications ; Isolation Valve, 160Mm Diameter | 1 | Nr | AED | 3434.9
2021-01 | 2 | 2.0088 |  | United Arab Emirates | Abu Dhabi | Hard & Soft Landscaping | Celebration Plaza | External works | DMT | Basatin Landscaping | Award | 2021 | Fixed Price Lump Sum | SITE WORK | Landscaping | Valves And Ancillaries Including, Adaptors And Flanges As Required; Complete All In Accordance With Drawings And Specifications ; Butterfly Valve, 150Mm Diameter | 3 | Nr | AED | 3180.4
2021-01 | 2 | 2.0088 |  | United Arab Emirates | Abu Dhabi | Hard & Soft Landscaping | Celebration Plaza | External works | DMT | Basatin Landscaping | Award | 2021 | Fixed Price Lump Sum | SITE WORK | Landscaping | Valves And Ancillaries Including, Adaptors And Flanges As Required; Complete All In Accordance With Drawings And Specifications ; Gate Valve, 110Mm Diameter | 3 | Nr | AED | 2035.5
2021-01 | 2 | 2.0088 |  | United Arab Emirates | Abu Dhabi | Hard & Soft Landscaping | Celebration Plaza | External works | DMT | Basatin Landscaping | Award | 2021 | Fixed Price Lump Sum | SITE WORK | Landscaping | Valves And Ancillaries Including, Adaptors And Flanges As Required; Complete All In Accordance With Drawings And Specifications ; Gate Valve, 150Mm Diameter | 1 | Nr | AED | 3434.9
2021-01 | 2 | 2.0088 |  | United Arab Emirates | Abu Dhabi | Hard & Soft Landscaping | Celebration Plaza | External works | DMT | Basatin Landscaping | Award | 2021 | Fixed Price Lump Sum | SITE WORK | Landscaping | Valves And Ancillaries Including, Adaptors And Flanges As Required; Complete All In Accordance With Drawings And Specifications ; Gate Valve, 200Mm Diameter | 2 | Nr | AED | 7378.5
2021-01 | 2 | 2.0088 |  | United Arab Emirates | Abu Dhabi | Hard & Soft Landscaping | Celebration Plaza | External works | DMT | Basatin Landscaping | Award | 2021 | Fixed Price Lump Sum | SITE WORK | Landscaping | Valves And Ancillaries Including, Adaptors And Flanges As Required; Complete All In Accordance With Drawings And Specifications ; Check Valve, 150Mm Diameter | 1 | Nr | AED | 4070.9
2021-01 | 2 | 2.0088 |  | United Arab Emirates | Abu Dhabi | Hard & Soft Landscaping | Celebration Plaza | External works | DMT | Basatin Landscaping | Award | 2021 | Fixed Price Lump Sum | SITE WORK | Landscaping | Valves And Ancillaries Including, Adaptors And Flanges As Required; Complete All In Accordance With Drawings And Specifications ; Wash Out Valve, 150Mm Diameter | 1 | Nr | AED | 3434.9
2021-01 | 2 | 2.0088 |  | United Arab Emirates | Abu Dhabi | Hard & Soft Landscaping | Celebration Plaza | External works | DMT | Basatin Landscaping | Award | 2021 | Fixed Price Lump Sum | SITE WORK | Landscaping | Valves And Ancillaries Including, Adaptors And Flanges As Required; Complete All In Accordance With Drawings And Specifications ; Air Release Valve, 110Mm Diameter | 1 | Nr | AED | 4070.9
2021-01 | 2 | 2.0088 |  | United Arab Emirates | Abu Dhabi | Hard & Soft Landscaping | Celebration Plaza | External works | DMT | Basatin Landscaping | Award | 2021 | Fixed Price Lump Sum | SITE WORK | Landscaping | Valves And Ancillaries Including, Adaptors And Flanges As Required; Complete All In Accordance With Drawings And Specifications ; Electromagnetic Flow Meter, 150Mm Diameter | 1 | Nr | AED | 45797.4
2021-01 | 2 | 2.0089 |  | United Arab Emirates | Abu Dhabi | Hard & Soft Landscaping | Celebration Plaza | External works | DMT | Basatin Landscaping | Award | 2021 | Fixed Price Lump Sum | SITE WORK | Landscaping | Valves And Ancillaries Including, Adaptors And Flanges As Required; Complete All In Accordance With Drawings And Specifications ; Flow Meter Assembly, 160Mm Diameter | 1 | Nr | AED | 40708.8
2021-01 | 2 | 2.0089 |  | United Arab Emirates | Abu Dhabi | Hard & Soft Landscaping | Celebration Plaza | External works | DMT | Basatin Landscaping | Award | 2021 | Fixed Price Lump Sum | SITE WORK | Landscaping | Valves And Ancillaries Including, Adaptors And Flanges As Required; Complete All In Accordance With Drawings And Specifications ; Basket Strainer, 150Mm Diameter | 1 | Nr | AED | 10813.3
2021-01 | 2 | 2.0089 |  | United Arab Emirates | Abu Dhabi | Hard & Soft Landscaping | Celebration Plaza | External works | DMT | Basatin Landscaping | Award | 2021 | Fixed Price Lump Sum | SITE WORK | Landscaping | Valves And Ancillaries Including, Adaptors And Flanges As Required; Complete All In Accordance With Drawings And Specifications ; Quick Coupling Valve, 20Mm Diameter | 10 | Nr | AED | 706.1
2021-01 | 2 | 2.0089 |  | United Arab Emirates | Abu Dhabi | Hard & Soft Landscaping | Celebration Plaza | External works | DMT | Basatin Landscaping | Award | 2021 | Fixed Price Lump Sum | SITE WORK | Landscaping | Valve Chambers, Including Cover And Frame, Excavation, Backfilling, Disposal, And All Necessary Accessories And Connections; Complete All In Accordance With Drawings And Specifications ; For Gate Valves, As Shown On Drawing Wa-725-4-103 | 3 | Nr | AED | 10813.3
2021-01 | 2 | 2.0089 |  | United Arab Emirates | Abu Dhabi | Hard & Soft Landscaping | Celebration Plaza | External works | DMT | Basatin Landscaping | Award | 2021 | Fixed Price Lump Sum | SITE WORK | Landscaping | Valve Chambers, Including Cover And Frame, Excavation, Backfilling, Disposal, And All Necessary Accessories And Connections; Complete All In Accordance With Drawings And Specifications ; For Isolation Valves, As Shown On Drawing Wa-725-4-103 | 4 | Nr | AED | 10813.3
2021-01 | 2 | 2.0089 |  | United Arab Emirates | Abu Dhabi | Hard & Soft Landscaping | Celebration Plaza | External works | DMT | Basatin Landscaping | Award | 2021 | Fixed Price Lump Sum | SITE WORK | Landscaping | Irrigation Water Supply ; Main Line ; Valve Chambers, Including Cover And Frame, Excavation, Backfilling, Disposal, And All Necessary Accessories And Connections; Complete All In Accordance With Drawings And Specifications ; For Wash Out Valves, As Shown On Drawing Wa-725-4-105 | 1 | Nr | AED | 15265.8
2021-01 | 2 | 2.0089 |  | United Arab Emirates | Abu Dhabi | Hard & Soft Landscaping | Celebration Plaza | External works | DMT | Basatin Landscaping | Award | 2021 | Fixed Price Lump Sum | SITE WORK | Landscaping | Irrigation Water Supply ; Main Line ; Valve Chambers, Including Cover And Frame, Excavation, Backfilling, Disposal, And All Necessary Accessories And Connections; Complete All In Accordance With Drawings And Specifications ; For Air Release Valves, As Shown On Drawing Wa-725-4-105 | 1 | Nr | AED | 15265.8
2021-01 | 2 | 2.0089 |  | United Arab Emirates | Abu Dhabi | Hard & Soft Landscaping | Celebration Plaza | External works | DMT | Basatin Landscaping | Award | 2021 | Fixed Price Lump Sum | SITE WORK | Landscaping | Irrigation Water Supply ; Main Line ; Valve Chambers, Including Cover And Frame, Excavation, Backfilling, Disposal, And All Necessary Accessories And Connections; Complete All In Accordance With Drawings And Specifications ; For Flow Meter Assembly, As Shown On Drawing Wa-725-4-104 | 1 | Nr | AED | 20354.4
2021-01 | 2 | 2.0089 |  | United Arab Emirates | Abu Dhabi | Hard & Soft Landscaping | Celebration Plaza | External works | DMT | Basatin Landscaping | Award | 2021 | Fixed Price Lump Sum | SITE WORK | Landscaping | Irrigation Water Supply ; Main Line ; Valve Chambers, Including Cover And Frame, Excavation, Backfilling, Disposal, And All Necessary Accessories And Connections; Complete All In Accordance With Drawings And Specifications ; For Quick Coupling Valve Assembly, As Shown On Drawing Wa-725-4-119 | 10 | Nr | AED | 362.6
2021-01 | 2 | 2.0089 |  | United Arab Emirates | Abu Dhabi | Hard & Soft Landscaping | Celebration Plaza | External works | DMT | Basatin Landscaping | Award | 2021 | Fixed Price Lump Sum | SITE WORK | Underground drainage | Equipment And Ancillaries Including All Necessary Support/Mounting, Wire/Cables Up To Electrical Isolator, Accessories And Connections; Complete All In Accordance With Drawings And Specifications ; Rtu Type Irrigation Decoder Controller, 100 Addresses; Ref. A | 1 | Nr | AED | 89050.5
2021-01 | 2 | 2.009 |  | United Arab Emirates | Abu Dhabi | Hard & Soft Landscaping | Celebration Plaza | External works | DMT | Basatin Landscaping | Award | 2021 | Fixed Price Lump Sum | SITE WORK | Excavation | Equipment And Ancillaries Including All Necessary Support/Mounting, Wire/Cables Up To Electrical Isolator, Accessories And Connections; Complete All In Accordance With Drawings And Specifications ; Rtu Type Irrigation Decoder Controller, 100 Addresses; Ref. B | 1 | Nr | AED | 89050.5
2021-01 | 2 | 2.009 |  | United Arab Emirates | Abu Dhabi | Hard & Soft Landscaping | Celebration Plaza | External works | DMT | Basatin Landscaping | Award | 2021 | Fixed Price Lump Sum | SITE WORK | Underground drainage | Equipment And Ancillaries Including All Necessary Support/Mounting, Wire/Cables Up To Electrical Isolator, Accessories And Connections; Complete All In Accordance With Drawings And Specifications ; Automatic Screen Filter, Capacity 100M3/Hr | 1 | Nr | AED | 58518.9
2021-01 | 2 | 2.009 |  | United Arab Emirates | Abu Dhabi | Hard & Soft Landscaping | Celebration Plaza | External works | DMT | Basatin Landscaping | Award | 2021 | Fixed Price Lump Sum | MECHANICAL ENGINEERING INSTALLATIONS | Equipment | Pumps; Complete With Driving Motor, Base Mounting, Anti-Vibration Control Panel, Wiring And Controls, And All Necessary Valve Sets, Accessories And Connections, As Per Equipment Schedule, Drawings And Specifications ; Vertical Multistage Pump Set, 1-Duty And 1-Standby; 11L/S Flow Rate At 55M Head Including Pressure Vessel | 1 | set | AED | 98591.7
2021-01 | 2 | 2.009 |  | United Arab Emirates | Abu Dhabi | Hard & Soft Landscaping | Celebration Plaza | External works | DMT | Basatin Landscaping | Award | 2021 | Fixed Price Lump Sum | SITE WORK | Underground drainage | Water Tanks, Including But Not Limited To Balancing Pipe And Valve, Vent Pipes, Drain Pipes And Valves, Overflow Arrengement, Internal And External Ladders, Tank Covers, Water Level Indicators, Bms Content Indication, And Temperature Probes, All Necessary Accessories And Connections, Complete All In Accordance With The Drawings And Specifications ; Grp Water Tank, 300 M3 Capacity | 1 | Nr | AED | 358746.3
2021-01 | 2 | 2.009 |  | United Arab Emirates | Abu Dhabi | Hard & Soft Landscaping | Celebration Plaza | External works | DMT | Basatin Landscaping | Award | 2021 | Fixed Price Lump Sum | SITE WORK | Underground drainage | Allow For The Pipework Connections; Including All Necessary Accessories And Making Good To All Works Disturbed, Complete All In Accordance With Drawings And Specifications ; Connection Of 90Mm Diameter Pipe To Existing Network | 2 | Nr | AED | 81417.6
2021-01 | 2 | 2.009 |  | United Arab Emirates | Abu Dhabi | Hard & Soft Landscaping | Celebration Plaza | External works | DMT | Basatin Landscaping | Award | 2021 | Fixed Price Lump Sum | SITE WORK | Landscaping | Irrigation Water Supply ; Drip Line ; Supply And Installation Of Below Ground Upvc, Irrigation Pipes, Including Fittings, All Necessary Excavation, Backfilling, Beds And Surrounds As Required, Warning Tapes, Accessories And Connections; Complete All In Accordance With Drawings And Specifications ; 32Mm Diameter, Depth Not Exceeding 1M | 2092 | m | AED | 14
2021-01 | 2 | 2.009 |  | United Arab Emirates | Abu Dhabi | Hard & Soft Landscaping | Celebration Plaza | External works | DMT | Basatin Landscaping | Award | 2021 | Fixed Price Lump Sum | SITE WORK | Landscaping | Irrigation Water Supply ; Drip Line ; Supply And Installation Of Below Ground Upvc, Irrigation Pipes, Including Fittings, All Necessary Excavation, Backfilling, Beds And Surrounds As Required, Warning Tapes, Accessories And Connections; Complete All In Accordance With Drawings And Specifications ; 50Mm Diameter, Depth Not Exceeding 1M | 833 | m | AED | 22.9
2021-01 | 2 | 2.009 |  | United Arab Emirates | Abu Dhabi | Hard & Soft Landscaping | Celebration Plaza | External works | DMT | Basatin Landscaping | Award | 2021 | Fixed Price Lump Sum | SITE WORK | Landscaping | Irrigation Water Supply ; Drip Line ; Supply And Installation Of Below Ground Upvc, Irrigation Pipes, Including Fittings, All Necessary Excavation, Backfilling, Beds And Surrounds As Required, Warning Tapes, Accessories And Connections; Complete All In Accordance With Drawings And Specifications ; 63Mm Diameter, Depth Not Exceeding 1M | 547 | m | AED | 35.7
2021-01 | 2 | 2.009 |  | United Arab Emirates | Abu Dhabi | Hard & Soft Landscaping | Celebration Plaza | External works | DMT | Basatin Landscaping | Award | 2021 | Fixed Price Lump Sum | SITE WORK | Landscaping | Irrigation Water Supply ; Drip Line ; Supply And Installation Of Below Ground Upvc, Irrigation Pipes, Including Fittings, All Necessary Excavation, Backfilling, Beds And Surrounds As Required, Warning Tapes, Accessories And Connections; Complete All In Accordance With Drawings And Specifications ; 90Mm Diameter, Depth Not Exceeding 1M | 198 | m | AED | 50.9
2021-01 | 2 | 2.009 |  | United Arab Emirates | Abu Dhabi | Hard & Soft Landscaping | Celebration Plaza | External works | DMT | Basatin Landscaping | Award | 2021 | Fixed Price Lump Sum | SITE WORK | Underground drainage | Upvc Pipe Sleeves For Below Ground Pipework, Including All Necessary Accessories And; Complete All In Accordance With Drawings And Specifications ; 90Mm Diameter Duct | 547 | m | AED | 43.3
2021-01 | 2 | 2.0091 |  | United Arab Emirates | Abu Dhabi | Hard & Soft Landscaping | Celebration Plaza | External works | DMT | Basatin Landscaping | Award | 2021 | Fixed Price Lump Sum | SITE WORK | Underground drainage | Upvc Pipe Sleeves For Below Ground Pipework, Including All Necessary Accessories And; Complete All In Accordance With Drawings And Specifications ; 110Mm Diameter Duct | 117 | m | AED | 76.4
2021-01 | 2 | 2.0091 |  | United Arab Emirates | Abu Dhabi | Hard & Soft Landscaping | Celebration Plaza | External works | DMT | Basatin Landscaping | Award | 2021 | Fixed Price Lump Sum | SITE WORK | Underground drainage | Upvc Pipe Sleeves For Below Ground Pipework, Including All Necessary Accessories And; Complete All In Accordance With Drawings And Specifications ; 200Mm Diameter Duct | 20 | m | AED | 152.7
2021-01 | 2 | 2.0091 |  | United Arab Emirates | Abu Dhabi | Hard & Soft Landscaping | Celebration Plaza | External works | DMT | Basatin Landscaping | Award | 2021 | Fixed Price Lump Sum | SITE WORK | Landscaping | Drip Riser Assembly Including Drip Tubes, Compression Fittings And Emitters, As Shown On Wa-725-4-120 ; 20 Mm Dia Class ‘C’ Pe Riser Take-Off Pipe | 696 | m | AED | 38.2
2021-01 | 2 | 2.0091 |  | United Arab Emirates | Abu Dhabi | Hard & Soft Landscaping | Celebration Plaza | External works | DMT | Basatin Landscaping | Award | 2021 | Fixed Price Lump Sum | SITE WORK | Landscaping | Drip Riser Assembly Including Drip Tubes, Compression Fittings And Emitters, As Shown On Wa-725-4-120 ; 16Mm Dia Lldpe Drip Tube, 3.4Lph Emitter Discharge @ 0.457M Spacing (For Park) | 7733 | m | AED | 6
2021-01 | 2 | 2.0091 |  | United Arab Emirates | Abu Dhabi | Hard & Soft Landscaping | Celebration Plaza | External works | DMT | Basatin Landscaping | Award | 2021 | Fixed Price Lump Sum | SITE WORK | Landscaping | Drip Riser Assembly Including Drip Tubes, Compression Fittings And Emitters, As Shown On Wa-725-4-120 ; 16Mm Dia Lldpe Drip Tube, 2.3Lph Emitter Discharge @ 0.457M Spacing (For Park) | 6728 | m | AED | 5.6
2021-01 | 2 | 2.0091 |  | United Arab Emirates | Abu Dhabi | Hard & Soft Landscaping | Celebration Plaza | External works | DMT | Basatin Landscaping | Award | 2021 | Fixed Price Lump Sum | SITE WORK | Landscaping | Drip Riser Assembly Including Drip Tubes, Compression Fittings And Emitters, As Shown On Wa-725-4-120 ; 16Mm Dia Lldpe Drip Tube, 3.4 Lph Emitter Discharge @ 0.305M Spacing(For Park) | 3494 | m | AED | 6.3
2021-01 | 2 | 2.0091 |  | United Arab Emirates | Abu Dhabi | Hard & Soft Landscaping | Celebration Plaza | External works | DMT | Basatin Landscaping | Award | 2021 | Fixed Price Lump Sum | SITE WORK | Landscaping | Drip Riser Assembly Including Drip Tubes, Compression Fittings And Emitters, As Shown On Wa-725-4-120 ; 16Mm Dia Lldpe Drip Tube, 3.4Lph Emitter Discharge @ 0.457M Spacing (For St.Scape) | 711 | m | AED | 6
2021-01 | 2 | 2.0091 |  | United Arab Emirates | Abu Dhabi | Hard & Soft Landscaping | Celebration Plaza | External works | DMT | Basatin Landscaping | Award | 2021 | Fixed Price Lump Sum | SITE WORK | Landscaping | Drip Riser Assembly Including Drip Tubes, Compression Fittings And Emitters, As Shown On Wa-725-4-120 ; 16Mm Dia Lldpe Drip Tube, 2.3Lph Emitter Discharge @ 0.457M Spacing (For St.Scape) | 4616 | m | AED | 5.6
2021-01 | 2 | 2.0091 |  | United Arab Emirates | Abu Dhabi | Hard & Soft Landscaping | Celebration Plaza | External works | DMT | Basatin Landscaping | Award | 2021 | Fixed Price Lump Sum | SITE WORK | Landscaping | Drip Riser Assembly Including Drip Tubes, Compression Fittings And Emitters, As Shown On Wa-725-4-120 ; 16Mm Dia Lldpe Drip Tube, 3.4 Lph Emitter Discharge @ 0.305M Spacing (For St.Scape) | 732 | m | AED | 6.3
2021-01 | 2 | 2.0091 |  | United Arab Emirates | Abu Dhabi | Hard & Soft Landscaping | Celebration Plaza | External works | DMT | Basatin Landscaping | Award | 2021 | Fixed Price Lump Sum | SITE WORK | Landscaping | Valves And Ancillaries Including, Adaptors And Flanges As Required; Complete All In Accordance With Drawings And Specifications ; Solenoid Valve Assembly With Single Station Decoder, 1.5 Inch Diameter, As Shown On Wa-725-4-119 | 11 | Nr | AED | 1634.8
2021-01 | 2 | 2.0092 |  | United Arab Emirates | Abu Dhabi | Hard & Soft Landscaping | Celebration Plaza | External works | DMT | Basatin Landscaping | Award | 2021 | Fixed Price Lump Sum | SITE WORK | Landscaping | Valves And Ancillaries Including, Adaptors And Flanges As Required; Complete All In Accordance With Drawings And Specifications ; Solenoid Valve Assembly With Single Station Decoder, 2 Inch Diameter, As Shown On Wa-725-4-119 | 3 | Nr | AED | 2143.6
2021-01 | 2 | 2.0092 |  | United Arab Emirates | Abu Dhabi | Hard & Soft Landscaping | Celebration Plaza | External works | DMT | Basatin Landscaping | Award | 2021 | Fixed Price Lump Sum | SITE WORK | Landscaping | Valves And Ancillaries Including, Adaptors And Flanges As Required; Complete All In Accordance With Drawings And Specifications ; | 18 | Nr | AED | 324.4
2021-01 | 2 | 2.0092 |  | United Arab Emirates | Abu Dhabi | Hard & Soft Landscaping | Celebration Plaza | External works | DMT | Basatin Landscaping | Award | 2021 | Fixed Price Lump Sum | SITE WORK | Landscaping | Valve Chambers, Including Cover And Frame, Excavation, Backfilling, Disposal, And All Necessary Accessories And Connections; Complete All In Accordance With Drawings And Specifications ; For Solenoid Valve Assembly, As Shown On Drawing Wa-725-4-119 | 14 | Nr | AED | 330.8
2021-01 | 2 | 2.0092 |  | United Arab Emirates | Abu Dhabi | Hard & Soft Landscaping | Celebration Plaza | External works | DMT | Basatin Landscaping | Award | 2021 | Fixed Price Lump Sum | SITE WORK | Landscaping | Valve Chambers, Including Cover And Frame, Excavation, Backfilling, Disposal, And All Necessary Accessories And Connections; Complete All In Accordance With Drawings And Specifications ; For Flush Valve, As Shown On Drawing Wa-725-4-119 | 18 | Nr | AED | 203.6
2021-01 | 2 | 2.0092 |  | United Arab Emirates | Abu Dhabi | Hard & Soft Landscaping | Celebration Plaza | External works | DMT | Basatin Landscaping | Award | 2021 | Fixed Price Lump Sum | SITE WORK | Landscaping | Irrigation Water Supply ; Bubbler Line ; Supply And Installation Of Below Ground Upvc, Irrigation Pipes, Including Fittings, All Necessary Excavation, Backfilling, Beds And Surrounds As Required, Warning Tapes, Accessories And Connections; Complete All In Accordance With Drawings And Specifications ; 32Mm Diameter, Depth Not Exceeding 1M | 26636 | m | AED | 14
2021-01 | 2 | 2.0092 |  | United Arab Emirates | Abu Dhabi | Hard & Soft Landscaping | Celebration Plaza | External works | DMT | Basatin Landscaping | Award | 2021 | Fixed Price Lump Sum | SITE WORK | Landscaping | Irrigation Water Supply ; Bubbler Line ; Supply And Installation Of Below Ground Upvc, Irrigation Pipes, Including Fittings, All Necessary Excavation, Backfilling, Beds And Surrounds As Required, Warning Tapes, Accessories And Connections; Complete All In Accordance With Drawings And Specifications ; 50Mm Diameter, Depth Not Exceeding 1M | 965 | m | AED | 22.9
2021-01 | 2 | 2.0092 |  | United Arab Emirates | Abu Dhabi | Hard & Soft Landscaping | Celebration Plaza | External works | DMT | Basatin Landscaping | Award | 2021 | Fixed Price Lump Sum | SITE WORK | Landscaping | Irrigation Water Supply ; Bubbler Line ; Supply And Installation Of Below Ground Upvc, Irrigation Pipes, Including Fittings, All Necessary Excavation, Backfilling, Beds And Surrounds As Required, Warning Tapes, Accessories And Connections; Complete All In Accordance With Drawings And Specifications ; 63Mm Diameter, Depth Not Exceeding 1M | 620 | m | AED | 35.7
2021-01 | 2 | 2.0092 |  | United Arab Emirates | Abu Dhabi | Hard & Soft Landscaping | Celebration Plaza | External works | DMT | Basatin Landscaping | Award | 2021 | Fixed Price Lump Sum | SITE WORK | Landscaping | Irrigation Water Supply ; Bubbler Line ; Supply And Installation Of Below Ground Upvc, Irrigation Pipes, Including Fittings, All Necessary Excavation, Backfilling, Beds And Surrounds As Required, Warning Tapes, Accessories And Connections; Complete All In Accordance With Drawings And Specifications ; 90Mm Diameter, Depth Not Exceeding 1M | 223 | m | AED | 50.9
2021-01 | 2 | 2.0092 |  | United Arab Emirates | Abu Dhabi | Hard & Soft Landscaping | Celebration Plaza | External works | DMT | Basatin Landscaping | Award | 2021 | Fixed Price Lump Sum | SITE WORK | Underground drainage | Upvc Pipe Sleeves For Below Ground Pipework, Including All Necessary Accessories And; Complete All In Accordance With Drawings And Specifications ; 90Mm Diameter Duct | 588 | m | AED | 43.3
2021-01 | 2 | 2.0092 |  | United Arab Emirates | Abu Dhabi | Hard & Soft Landscaping | Celebration Plaza | External works | DMT | Basatin Landscaping | Award | 2021 | Fixed Price Lump Sum | SITE WORK | Underground drainage | Upvc Pipe Sleeves For Below Ground Pipework, Including All Necessary Accessories And; Complete All In Accordance With Drawings And Specifications ; 110Mm Diameter Duct | 145 | m | AED | 76.4
2021-01 | 2 | 2.0093 |  | United Arab Emirates | Abu Dhabi | Hard & Soft Landscaping | Celebration Plaza | External works | DMT | Basatin Landscaping | Award | 2021 | Fixed Price Lump Sum | SITE WORK | Underground drainage | Upvc Pipe Sleeves For Below Ground Pipework, Including All Necessary Accessories And; Complete All In Accordance With Drawings And Specifications ; 200Mm Diameter Duct | 51 | m | AED | 152.7
2021-01 | 2 | 2.0093 |  | United Arab Emirates | Abu Dhabi | Hard & Soft Landscaping | Celebration Plaza | External works | DMT | Basatin Landscaping | Award | 2021 | Fixed Price Lump Sum | SITE WORK | Landscaping | Bubbler Riser Assembly Including Poly Tube Loops, Compression Fittings And Bubblers, As Shown On Wa-725-4-120; Complete All In Accordance With Drawings And Specifications ; 20 Mm Dia Class ‘C’ Pe Riser Take-Off Pipe | 786 | m | AED | 38.2
2021-01 | 2 | 2.0093 |  | United Arab Emirates | Abu Dhabi | Hard & Soft Landscaping | Celebration Plaza | External works | DMT | Basatin Landscaping | Award | 2021 | Fixed Price Lump Sum | SITE WORK | Landscaping | Bubbler Riser Assembly Including Poly Tube Loops, Compression Fittings And Bubblers, As Shown On Wa-725-4-120; Complete All In Accordance With Drawings And Specifications ; Poly Tube Loops Including 1 Gpm Bubblers For Trees And Palms | 524 | Nr | AED | 26.8
2021-01 | 2 | 2.0093 |  | United Arab Emirates | Abu Dhabi | Hard & Soft Landscaping | Celebration Plaza | External works | DMT | Basatin Landscaping | Award | 2021 | Fixed Price Lump Sum | SITE WORK | Landscaping | Valves And Ancillaries Including, Adaptors And Flanges As Required; Complete All In Accordance With Drawings And Specifications ; Solenoid Valve Assembly With Single Station Decoder, 1 Inch Diameter, As Shown On Wa-725-4-119 | 3 | Nr | AED | 1443.9
2021-01 | 2 | 2.0093 |  | United Arab Emirates | Abu Dhabi | Hard & Soft Landscaping | Celebration Plaza | External works | DMT | Basatin Landscaping | Award | 2021 | Fixed Price Lump Sum | SITE WORK | Landscaping | Valves And Ancillaries Including, Adaptors And Flanges As Required; Complete All In Accordance With Drawings And Specifications ; Solenoid Valve Assembly With Single Station Decoder, 1.5 Inch Diameter, As Shown On Wa-725-4-119 | 5 | Nr | AED | 19520.8
2021-01 | 2 | 2.0093 |  | United Arab Emirates | Abu Dhabi | Hard & Soft Landscaping | Celebration Plaza | External works | DMT | Basatin Landscaping | Award | 2021 | Fixed Price Lump Sum | SITE WORK | Landscaping | Valves And Ancillaries Including, Adaptors And Flanges As Required; Complete All In Accordance With Drawings And Specifications ; Solenoid Valve Assembly With Single Station Decoder, 2 Inch Diameter, As Shown On Wa-725-4-119 | 5 | Nr | AED | 2652.5
2021-01 | 2 | 2.0093 |  | United Arab Emirates | Abu Dhabi | Hard & Soft Landscaping | Celebration Plaza | External works | DMT | Basatin Landscaping | Award | 2021 | Fixed Price Lump Sum | SITE WORK | Landscaping | Valve Chambers, Including Cover And Frame, Excavation, Backfilling, Disposal, And All Necessary Accessories And Connections; Complete All In Accordance With Drawings And Specifications ; For Solenoid Valve Assembly, As Shown On Drawing Wa-725-4-119 | 13 | Nr | AED | 464.4
2021-01 | 2 | 2.0093 |  | United Arab Emirates | Abu Dhabi | Hard & Soft Landscaping | Celebration Plaza | External works | DMT | Basatin Landscaping | Award | 2021 | Fixed Price Lump Sum | SITE WORK | Landscaping | Irrigation Water Supply ; Sprayer Line ; Supply And Installation Of Below Ground Upvc, Irrigation Pipes, Including Fittings, All Necessary Excavation, Backfilling, Beds And Surrounds As Required, Warning Tapes, Accessories And Connections; Complete All In Accordance With Drawings And Specifications ; 32Mm Diameter, Depth Not Exceeding 1M | 932 | m | AED | 14
2021-01 | 2 | 2.0093 |  | United Arab Emirates | Abu Dhabi | Hard & Soft Landscaping | Celebration Plaza | External works | DMT | Basatin Landscaping | Award | 2021 | Fixed Price Lump Sum | SITE WORK | Landscaping | Irrigation Water Supply ; Sprayer Line ; Supply And Installation Of Below Ground Upvc, Irrigation Pipes, Including Fittings, All Necessary Excavation, Backfilling, Beds And Surrounds As Required, Warning Tapes, Accessories And Connections; Complete All In Accordance With Drawings And Specifications ; 50Mm Diameter, Depth Not Exceeding 1M | 255 | m | AED | 22.9
2021-01 | 2 | 2.0093 |  | United Arab Emirates | Abu Dhabi | Hard & Soft Landscaping | Celebration Plaza | External works | DMT | Basatin Landscaping | Award | 2021 | Fixed Price Lump Sum | SITE WORK | Landscaping | Irrigation Water Supply ; Sprayer Line ; Supply And Installation Of Below Ground Upvc, Irrigation Pipes, Including Fittings, All Necessary Excavation, Backfilling, Beds And Surrounds As Required, Warning Tapes, Accessories And Connections; Complete All In Accordance With Drawings And Specifications ; 63Mm Diameter, Depth Not Exceeding 1M | 133 | m | AED | 35.7
2021-01 | 2 | 2.0094 |  | United Arab Emirates | Abu Dhabi | Hard & Soft Landscaping | Celebration Plaza | External works | DMT | Basatin Landscaping | Award | 2021 | Fixed Price Lump Sum | SITE WORK | Landscaping | Irrigation Water Supply ; Sprayer Line ; Supply And Installation Of Below Ground Upvc, Irrigation Pipes, Including Fittings, All Necessary Excavation, Backfilling, Beds And Surrounds As Required, Warning Tapes, Accessories And Connections; Complete All In Accordance With Drawings And Specifications ; 90Mm Diameter, Depth Not Exceeding 1M | 29 | m | AED | 50.9
2021-01 | 2 | 2.0094 |  | United Arab Emirates | Abu Dhabi | Hard & Soft Landscaping | Celebration Plaza | External works | DMT | Basatin Landscaping | Award | 2021 | Fixed Price Lump Sum | SITE WORK | Underground drainage | Upvc Pipe Sleeves For Below Ground Pipework, Including All Necessary Accessories And; Complete All In Accordance With Drawings And Specifications ; 90Mm Diameter Duct | 15 | m | AED | 43.3
2021-01 | 2 | 2.0094 |  | United Arab Emirates | Abu Dhabi | Hard & Soft Landscaping | Celebration Plaza | External works | DMT | Basatin Landscaping | Award | 2021 | Fixed Price Lump Sum | SITE WORK | Landscaping | Pop Up Sprayer Assembly Including Poly Tube, Compression Fittings And Sprayers, As Shown On Wa-725-4-119; Complete All In Accordance With Drawings And Specifications ; 20 Mm Dia Class ‘C’ Pe Riser Take-Off Pipe | 72 | m | AED | 38.2
2021-01 | 2 | 2.0094 |  | United Arab Emirates | Abu Dhabi | Hard & Soft Landscaping | Celebration Plaza | External works | DMT | Basatin Landscaping | Award | 2021 | Fixed Price Lump Sum | SITE WORK | Landscaping | Pop Up Sprayer Assembly Including Poly Tube, Compression Fittings And Sprayers, As Shown On Wa-725-4-119; Complete All In Accordance With Drawings And Specifications ; Pop-Up Sprayers (R=2.5-3.0M) | 48 | Nr | AED | 29.3
2021-01 | 2 | 2.0094 |  | United Arab Emirates | Abu Dhabi | Hard & Soft Landscaping | Celebration Plaza | External works | DMT | Basatin Landscaping | Award | 2021 | Fixed Price Lump Sum | SITE WORK | Landscaping | Pop-Up Stream Rotating Nozzle, All In Accordance With Drawings And Specifications ; 20 Mm Dia Class ‘C’ Pe Riser Take-Off Pipe | 225 | m | AED | 38.2
2021-01 | 2 | 2.0094 |  | United Arab Emirates | Abu Dhabi | Hard & Soft Landscaping | Celebration Plaza | External works | DMT | Basatin Landscaping | Award | 2021 | Fixed Price Lump Sum | SITE WORK | Landscaping | Pop-Up Stream Rotating Nozzle, All In Accordance With Drawings And Specifications ; Pop-Up Stream Rotating Nozzle (R= 4.0 - 9.0 M) | 150 | Nr | AED | 42
2021-01 | 2 | 2.0094 |  | United Arab Emirates | Abu Dhabi | Hard & Soft Landscaping | Celebration Plaza | External works | DMT | Basatin Landscaping | Award | 2021 | Fixed Price Lump Sum | SITE WORK | Landscaping | Valves And Ancillaries Including, Adaptors And Flanges As Required; Complete All In Accordance With Drawings And Specifications ; Solenoid Valve Assembly With Single Station Decoder, 1.5 Inch Diameter,As Shown On Wa-725-4-119 | 11 | Nr | AED | 1634.8
2021-01 | 2 | 2.0094 |  | United Arab Emirates | Abu Dhabi | Hard & Soft Landscaping | Celebration Plaza | External works | DMT | Basatin Landscaping | Award | 2021 | Fixed Price Lump Sum | SITE WORK | Landscaping | Valve Chambers, Including Cover And Frame, Excavation, Backfilling, Disposal, And All Necessary Accessories And Connections; Complete All In Accordance With Drawings And Specifications ; For Solenoid Valve Assembly, As Shown On Drawing Wa-725-4-119 | 11 | Nr | AED | 330.8
2021-01 | 2 | 2.0094 |  | United Arab Emirates | Abu Dhabi | Hard & Soft Landscaping | Celebration Plaza | External works | DMT | Basatin Landscaping | Award | 2021 | Fixed Price Lump Sum | SITE WORK | Landscaping | Irrigation Water Supply ; Sundries; Allow For All Necessary Testing And Commissioning, Including Sterilizing And Testing Completed Installations, And All Necessary Fuel, Water And Power For The Commissioning Process | 1 | Item | AED | 12721.5
2021-01 | 2 | 2.0094 |  | United Arab Emirates | Abu Dhabi | Hard & Soft Landscaping | Celebration Plaza | External works | DMT | Basatin Landscaping | Award | 2021 | Fixed Price Lump Sum | SITE WORK | Fencing | Fencing, Railings And Walls ; Fencing And Railings ; Balustrade; Glass On Aluminum Frame; 1200Mm High; 2X Toughened Laminated Glass With 1.5Mm Interlayer; Natural Colour Clear Glass; Including Base Plate, Fixings And All Necessary Accessories To Complete All In Accordance With Drawings And Specifications ; Glass Balustrade; Type Gb1 (Bal-101) | 88 | m | AED | 3053.2
2021-01 | 2 | 2.0095 |  | United Arab Emirates | Abu Dhabi | Hard & Soft Landscaping | Celebration Plaza | External works | DMT | Basatin Landscaping | Award | 2021 | Fixed Price Lump Sum | CONCRETE WORK | Poured concrete | Palisade Fence; Type Wp1 (Ews-701); Complete All In Accordance With Drawings Specifications; Details As Shown On Drawing No. 2020_018-02-Icn-St-Dt-09107 ; Plain In-Situ Concrete; Blinding - Assumed 75 Mm Thick; Concrete Grade C15/20; To Underside Of Slab On Grade | 8 | m | AED | 384.2
2021-01 | 2 | 2.0095 |  | United Arab Emirates | Abu Dhabi | Hard & Soft Landscaping | Celebration Plaza | External works | DMT | Basatin Landscaping | Award | 2021 | Fixed Price Lump Sum | CONCRETE WORK | Poured concrete | Palisade Fence; Type Wp1 (Ews-701); Complete All In Accordance With Drawings Specifications; Details As Shown On Drawing No. 2020_018-02-Icn-St-Dt-09107 ; Cast In-Situ Reinforced Concrete; Strip Footing - 600Mm Thick; Concrete Grade C35/45 | 51 | m³ | AED | 480.9
2021-01 | 2 | 2.0095 |  | United Arab Emirates | Abu Dhabi | Hard & Soft Landscaping | Celebration Plaza | External works | DMT | Basatin Landscaping | Award | 2021 | Fixed Price Lump Sum | CONCRETE WORK | Shuttering | Palisade Fence; Type Wp1 (Ews-701); Complete All In Accordance With Drawings Specifications; Details As Shown On Drawing No. 2020_018-02-Icn-St-Dt-09107 ; Formworks; Edges Of Horizontal Work; 600Mm Thick | 203 | m³ | AED | 56.8
2021-01 | 2 | 2.0095 |  | United Arab Emirates | Abu Dhabi | Hard & Soft Landscaping | Celebration Plaza | External works | DMT | Basatin Landscaping | Award | 2021 | Fixed Price Lump Sum | CONCRETE WORK | Poured concrete | Palisade Fence; Type Wp1 (Ews-701); Complete All In Accordance With Drawings Specifications; Details As Shown On Drawing No. 2020_018-02-Icn-St-Dt-09107 ; Reinforcement; High Yield Steel Bars With Varying Size; Including Main Bars And Inks; To Concrete Slab; Rebar Allowance Of 150Kg/M3 | 7650 | m² | AED | 4.3
2021-01 | 2 | 2.0095 |  | United Arab Emirates | Abu Dhabi | Hard & Soft Landscaping | Celebration Plaza | External works | DMT | Basatin Landscaping | Award | 2021 | Fixed Price Lump Sum | THERMAL AND MOISTURE PROTECTION | Coverings and linings | Palisade Fence; Type Wp1 (Ews-701); Complete All In Accordance With Drawings Specifications; Details As Shown On Drawing No. 2020_018-02-Icn-St-Dt-09107 ; Surface Finishes To In-Situ Concrete; Waterproofing Membrane; Horizontally To Underside Of Strip Footing; Comprising Of Bituminous Paint Primer Coat And 5Mm Sbs Modified Bitumonous Membrane | 85 | kg | AED | 50.3
2021-01 | 2 | 2.0095 |  | United Arab Emirates | Abu Dhabi | Hard & Soft Landscaping | Celebration Plaza | External works | DMT | Basatin Landscaping | Award | 2021 | Fixed Price Lump Sum | THERMAL AND MOISTURE PROTECTION | Coverings and linings | Palisade Fence; Type Wp1 (Ews-701); Complete All In Accordance With Drawings Specifications; Details As Shown On Drawing No. 2020_018-02-Icn-St-Dt-09107 ; Surface Finishes To In-Situ Concrete; Waterproofing Membrane; Vertical Sides To Face Of Soil; Comprising Of Bituminous Paint Primer Coat And 5Mm Sbs Modified Bitumonous Membrane | 203 | m² | AED | 50.3
2021-01 | 2 | 2.0095 |  | United Arab Emirates | Abu Dhabi | Hard & Soft Landscaping | Celebration Plaza | External works | DMT | Basatin Landscaping | Award | 2021 | Fixed Price Lump Sum | CONCRETE WORK | Poured concrete | Palisade Fence; Type Wp1 (Ews-701); Complete All In Accordance With Drawings Specifications; Details As Shown On Drawing No. 2020_018-02-Icn-St-Dt-09107 ; Surface Finishes To In-Situ Concrete; 50Mm Thick Protection Screed; Horizontally To Underside Of Strip Footing | 85 | m² | AED | 30.6
2021-01 | 2 | 2.0095 |  | United Arab Emirates | Abu Dhabi | Hard & Soft Landscaping | Celebration Plaza | External works | DMT | Basatin Landscaping | Award | 2021 | Fixed Price Lump Sum | THERMAL AND MOISTURE PROTECTION | Coverings and linings | Palisade Fence; Type Wp1 (Ews-701); Complete All In Accordance With Drawings Specifications; Details As Shown On Drawing No. 2020_018-02-Icn-St-Dt-09107 ; Surface Finishes To In-Situ Concrete; 6Mm Bituminous Protection Board; Vertical Sides To Face Of Soil | 203 | m² | AED | 50.3
2021-01 | 2 | 2.0095 |  | United Arab Emirates | Abu Dhabi | Hard & Soft Landscaping | Celebration Plaza | External works | DMT | Basatin Landscaping | Award | 2021 | Fixed Price Lump Sum | THERMAL AND MOISTURE PROTECTION | Coverings and linings | Palisade Fence; Type Wp1 (Ews-701); Complete All In Accordance With Drawings Specifications; Details As Shown On Drawing No. 2020_018-02-Icn-St-Dt-09107 ; Surface Finishes To In-Situ Concrete; 1 Layer Of 1000 Gauge Polythene Sheet; Horizontally To Top Surfaces Of To Underside Of Strip Footing | 85 | m² | AED | 3.9
2021-01 | 2 | 2.0095 |  | United Arab Emirates | Abu Dhabi | Hard & Soft Landscaping | Celebration Plaza | External works | DMT | Basatin Landscaping | Award | 2021 | Fixed Price Lump Sum | SITE WORK | Fencing | Palisade Fence; Type Wp1 (Ews-701); Complete All In Accordance With Drawings Specifications; Details As Shown On Drawing No. 2020_018-02-Icn-St-Dt-09107 ; Surface Finishes To In-Situ Concrete; 1 Layer Of 150Mm Thick Road Base Material Of 80% Cbr Value To A Strenght Of 98%Mdd | 85 | m² | AED | 47.1
2021-01 | 2 | 2.0096 |  | United Arab Emirates | Abu Dhabi | Hard & Soft Landscaping | Celebration Plaza | External works | DMT | Basatin Landscaping | Award | 2021 | Fixed Price Lump Sum | CONCRETE WORK | Poured concrete | Palisade Fence; Type Wp1 (Ews-701); Complete All In Accordance With Drawings Specifications; Details As Shown On Drawing No. 2020_018-02-Icn-St-Dt-09107 ; Palisade Fence; Rhs 120X60X8Mm Thick; 3M High; With Wodden Coat; Natural Colour; Including 15Mm Thick Base Plate, M16 Gi Anchor Bolts, 25Mm Thick Grout And All Necessary Fixing Accessories | 169 | m | AED | 572.5
2021-01 | 2 | 2.0096 |  | United Arab Emirates | Abu Dhabi | Hard & Soft Landscaping | Celebration Plaza | External works | DMT | Basatin Landscaping | Award | 2021 | Fixed Price Lump Sum | CONCRETE WORK | Poured concrete | Walls And Screens ; Plain Concrete; Grade C15/20; All In Accordance With The Drawings And Specification ; Blinding Concrete; 75 Mm Thick | 7 | m³ | AED | 384.2
2021-01 | 2 | 2.0096 |  | United Arab Emirates | Abu Dhabi | Hard & Soft Landscaping | Celebration Plaza | External works | DMT | Basatin Landscaping | Award | 2021 | Fixed Price Lump Sum | CONCRETE WORK | Poured concrete | Cast In Situ Reinforced Concrete; Grade C35/45; All In Accordance With The Drawings And Specification ; Walls; 300Mm Thick; Type W3 (Ext-581) | 21 | m³ | AED | 480.9
2021-01 | 2 | 2.0096 |  | United Arab Emirates | Abu Dhabi | Hard & Soft Landscaping | Celebration Plaza | External works | DMT | Basatin Landscaping | Award | 2021 | Fixed Price Lump Sum | CONCRETE WORK | Poured concrete | Cast In Situ Reinforced Concrete; Grade C35/45; All In Accordance With The Drawings And Specification ; Footing; To Walls; 250Mm Thick | 94 | m³ | AED | 480.9
2021-01 | 2 | 2.0096 |  | United Arab Emirates | Abu Dhabi | Hard & Soft Landscaping | Celebration Plaza | External works | DMT | Basatin Landscaping | Award | 2021 | Fixed Price Lump Sum | CONCRETE WORK | Precast concrete | Precast Reinforced Concrete; Grade C35/45; All In Accordance With The Drawings And Specification ; Walls; 300Mm Thick; Type W3 (Ext-581) | 10 | m³ | AED | 480.9
2021-01 | 2 | 2.0096 |  | United Arab Emirates | Abu Dhabi | Hard & Soft Landscaping | Celebration Plaza | External works | DMT | Basatin Landscaping | Award | 2021 | Fixed Price Lump Sum | CONCRETE WORK | Reinforcement | Supply And Placement Of Reinforcement Steel Bars, Including Rolling Margin, Supports, Spacers And Tying Wire, Complete; All In Accordance With The Drawings And Structural Specification ; To Walls; Assume Rebar Allowance 200Kg/M3 | 18800 | kg | AED | 4.3
2021-01 | 2 | 2.0096 |  | United Arab Emirates | Abu Dhabi | Hard & Soft Landscaping | Celebration Plaza | External works | DMT | Basatin Landscaping | Award | 2021 | Fixed Price Lump Sum | CONCRETE WORK | Reinforcement | Supply And Placement Of Reinforcement Steel Bars, Including Rolling Margin, Supports, Spacers And Tying Wire, Complete; All In Accordance With The Drawings And Structural Specification ; To Footings; Assumed Rebar Allowance 130Kg/M3 | 2730 | kg | AED | 4.3
2021-01 | 2 | 2.0096 |  | United Arab Emirates | Abu Dhabi | Hard & Soft Landscaping | Celebration Plaza | External works | DMT | Basatin Landscaping | Award | 2021 | Fixed Price Lump Sum | CONCRETE WORK | Shuttering | Formworks; Smooth Finish; All In Accordance With Drawings And Specifications ; Formwork To Sides Of Walls | 381 | m² | AED | 56.8
2021-01 | 2 | 2.0096 |  | United Arab Emirates | Abu Dhabi | Hard & Soft Landscaping | Celebration Plaza | External works | DMT | Basatin Landscaping | Award | 2021 | Fixed Price Lump Sum | CONCRETE WORK | Shuttering | Formworks; Smooth Finish; All In Accordance With Drawings And Specifications ; Formwork To Sides Of Footing | 44 | m² | AED | 56.8
2021-01 | 2 | 2.0096 |  | United Arab Emirates | Abu Dhabi | Hard & Soft Landscaping | Celebration Plaza | External works | DMT | Basatin Landscaping | Award | 2021 | Fixed Price Lump Sum | THERMAL AND MOISTURE PROTECTION | Coverings and linings | Polythene Sheet; 1 Layer Of 1000 Gauge Polythene Sheet; Laid As Per Manufacturer'S Instructions; Including Laps, Surface Preparations, All Necessary Fixing Accessories To Complete All In Accordance With The Drawings And Specifications ; Footing; Waterproofing To Horizontal Surfaces | 133 | m² | AED | 3.9
2021-01 | 2 | 2.0097 |  | United Arab Emirates | Abu Dhabi | Hard & Soft Landscaping | Celebration Plaza | External works | DMT | Basatin Landscaping | Award | 2021 | Fixed Price Lump Sum | THERMAL AND MOISTURE PROTECTION | Coverings and linings | Waterproofing Membrane System; Comprising Of Bitumunous Paint - Primer Coat And 5Mm Sbs Modified Bituminous Membrane; Laid As Per Manufacturer'S Instructions; Including Laps, Surface Preparations, All Necessary Fixing Accessories; All In Accordance With The Specifications ; Footing; Waterproofing To Horizontal Surfaces | 133 | m² | AED | 50.3
2021-01 | 2 | 2.0097 |  | United Arab Emirates | Abu Dhabi | Hard & Soft Landscaping | Celebration Plaza | External works | DMT | Basatin Landscaping | Award | 2021 | Fixed Price Lump Sum | THERMAL AND MOISTURE PROTECTION | Coverings and linings | Waterproofing Membrane System; Comprising Of Bitumunous Paint - Primer Coat And 5Mm Sbs Modified Bituminous Membrane; Laid As Per Manufacturer'S Instructions; Including Laps, Surface Preparations, All Necessary Fixing Accessories; All In Accordance With The Specifications ; Footing; Waterproofing To Vertical Surfaces | 44 | m² | AED | 50.3
2021-01 | 2 | 2.0097 |  | United Arab Emirates | Abu Dhabi | Hard & Soft Landscaping | Celebration Plaza | External works | DMT | Basatin Landscaping | Award | 2021 | Fixed Price Lump Sum | THERMAL AND MOISTURE PROTECTION | Coverings and linings | Waterproofing Membrane System; Comprising Of Bitumunous Paint - Primer Coat And 5Mm Sbs Modified Bituminous Membrane; Laid As Per Manufacturer'S Instructions; Including Laps, Surface Preparations, All Necessary Fixing Accessories; All In Accordance With The Specifications ; Walls Below Grade; Waterproofing To Walls | 26 | m² | AED | 50.3
2021-01 | 2 | 2.0097 |  | United Arab Emirates | Abu Dhabi | Hard & Soft Landscaping | Celebration Plaza | External works | DMT | Basatin Landscaping | Award | 2021 | Fixed Price Lump Sum | CONCRETE WORK | Poured concrete | Protection Screed; 50Mm Thick With Concrete Grade C15/20; Laid As Per Manufacturer'S Instructions; Including Laps, Surface Preparations, All Necessary Fixing Accessories; All In Accordance With The Specifications ; Footing; Protection Screed To Horizontal Surfaces | 133 | m² | AED | 30.6
2021-01 | 2 | 2.0097 |  | United Arab Emirates | Abu Dhabi | Hard & Soft Landscaping | Celebration Plaza | External works | DMT | Basatin Landscaping | Award | 2021 | Fixed Price Lump Sum | THERMAL AND MOISTURE PROTECTION | Coverings and linings | Protection Board; Laid As Per Manufacturer'S Instructions; Including Laps, Surface Preparations, All Necessary Fixing Accessories; All In Accordance With The Specifications ; Footing; Protection Board To Vertical Surfaces | 44 | m² | AED | 50.3
2021-01 | 2 | 2.0097 |  | United Arab Emirates | Abu Dhabi | Hard & Soft Landscaping | Celebration Plaza | External works | DMT | Basatin Landscaping | Award | 2021 | Fixed Price Lump Sum | THERMAL AND MOISTURE PROTECTION | Coverings and linings | Protection Board; Laid As Per Manufacturer'S Instructions; Including Laps, Surface Preparations, All Necessary Fixing Accessories; All In Accordance With The Specifications ; Walls At Below Grade; Protection Board To Vertical Surfaces | 26 | m² | AED | 50.3
2021-01 | 2 | 2.0097 |  | United Arab Emirates | Abu Dhabi | Hard & Soft Landscaping | Celebration Plaza | External works | DMT | Basatin Landscaping | Award | 2021 | Fixed Price Lump Sum | THERMAL AND MOISTURE PROTECTION | Coverings and linings | Walls And Screens ; Waterproof Coating; Cementitious Polymer; Laid As Per Manufacturer'S Instructions; Including Laps, Surface Preparations, All Necessary Fixing Accessories; All In Accordance With The Specifications ; Vertically; To Walls | 423 | m² | AED | 50.3
2021-01 | 2 | 2.0097 |  | United Arab Emirates | Abu Dhabi | Hard & Soft Landscaping | Celebration Plaza | External works | DMT | Basatin Landscaping | Award | 2021 | Fixed Price Lump Sum | FINISHES | Finishings | Supply And Apply Painting To External Walls; Complete All In Accordance With Drawings And Specifications ; Plaster And Paint Finish To Walls; Assume Special Paint | 460 | m² | AED | 50.3
2021-01 | 2 | 2.0097 |  | United Arab Emirates | Abu Dhabi | Hard & Soft Landscaping | Celebration Plaza | External works | DMT | Basatin Landscaping | Award | 2021 | Fixed Price Lump Sum | CONCRETE WORK | Poured concrete | Retaining Walls ; Plain Concrete; Grade C15/20; All In Accordance With The Drawings And Specification ;Blinding Concrete; 75 Mm Thick | 17 | m³ | AED | 384.2
2021-01 | 2 | 2.0097 |  | United Arab Emirates | Abu Dhabi | Hard & Soft Landscaping | Celebration Plaza | External works | DMT | Basatin Landscaping | Award | 2021 | Fixed Price Lump Sum | CONCRETE WORK | Poured concrete | Retaining Walls ; Plain Concrete; Grade C15/20; All In Accordance With The Drawings And Specification ; Blinding Concrete; 100 Mm Thick | 13 | m³ | AED | 384.2
2021-01 | 2 | 2.0098 |  | United Arab Emirates | Abu Dhabi | Hard & Soft Landscaping | Celebration Plaza | External works | DMT | Basatin Landscaping | Award | 2021 | Fixed Price Lump Sum | CONCRETE WORK | Poured concrete | Cast In Situ Reinforced Concrete; Grade C35/45; All In Accordance With The Drawings And Specification ; Footing; To Walls; 250Mm Thick | 37 | m³ | AED | 480.9
2021-01 | 2 | 2.0098 |  | United Arab Emirates | Abu Dhabi | Hard & Soft Landscaping | Celebration Plaza | External works | DMT | Basatin Landscaping | Award | 2021 | Fixed Price Lump Sum | CONCRETE WORK | Poured concrete | Cast In Situ Reinforced Concrete; Grade C35/45; All In Accordance With The Drawings And Specification ; Footing; To Walls; 300Mm Thick | 10 | m³ | AED | 480.9
2021-01 | 2 | 2.0098 |  | United Arab Emirates | Abu Dhabi | Hard & Soft Landscaping | Celebration Plaza | External works | DMT | Basatin Landscaping | Award | 2021 | Fixed Price Lump Sum | CONCRETE WORK | Poured concrete | Cast In Situ Reinforced Concrete; Grade C35/45; All In Accordance With The Drawings And Specification ; Footing; To Walls; 400Mm Thick | 85 | m³ | AED | 480.9
2021-01 | 2 | 2.0098 |  | United Arab Emirates | Abu Dhabi | Hard & Soft Landscaping | Celebration Plaza | External works | DMT | Basatin Landscaping | Award | 2021 | Fixed Price Lump Sum | CONCRETE WORK | Poured concrete | Cast In Situ Reinforced Concrete; Grade C35/45; All In Accordance With The Drawings And Specification ; Walls; To Amphitheatre; 500Mm Thick; Type Gw1 (Ext-401) | 212 | m³ | AED | 480.9
2021-01 | 2 | 2.0098 |  | United Arab Emirates | Abu Dhabi | Hard & Soft Landscaping | Celebration Plaza | External works | DMT | Basatin Landscaping | Award | 2021 | Fixed Price Lump Sum | CONCRETE WORK | Poured concrete | Cast In Situ Reinforced Concrete; Grade C35/45; All In Accordance With The Drawings And Specification ; Seating Walls; To Amphitheatre; 900Mm Wide X 450Mm High; Type St4 (Ext-403) | 116 | m³ | AED | 480.9
2021-01 | 2 | 2.0098 |  | United Arab Emirates | Abu Dhabi | Hard & Soft Landscaping | Celebration Plaza | External works | DMT | Basatin Landscaping | Award | 2021 | Fixed Price Lump Sum | CONCRETE WORK | Reinforcement | Supply And Placement Of Reinforcement Steel Bars, Including Rolling Margin, Supports, Spacers And Tying Wire, Complete; All In Accordance With The Drawings And Structural Specification ; To Walls; Assume Rebar Allowance 200Kg/M3 | 65600 | kg | AED | 4.3
2021-01 | 2 | 2.0098 |  | United Arab Emirates | Abu Dhabi | Hard & Soft Landscaping | Celebration Plaza | External works | DMT | Basatin Landscaping | Award | 2021 | Fixed Price Lump Sum | CONCRETE WORK | Reinforcement | Supply And Placement Of Reinforcement Steel Bars, Including Rolling Margin, Supports, Spacers And Tying Wire, Complete; All In Accordance With The Drawings And Structural Specification ; To Footings; Assumed Rebar Allowance 130Kg/M3 | 17160 | kg | AED | 4.3
2021-01 | 2 | 2.0098 |  | United Arab Emirates | Abu Dhabi | Hard & Soft Landscaping | Celebration Plaza | External works | DMT | Basatin Landscaping | Award | 2021 | Fixed Price Lump Sum | CONCRETE WORK | Shuttering | Formworks; Smooth Finish; All In Accordance With Drawings And Specifications ; Formwork To Sides Of Walls | 1236 | m² | AED | 56.8
2021-01 | 2 | 2.0098 |  | United Arab Emirates | Abu Dhabi | Hard & Soft Landscaping | Celebration Plaza | External works | DMT | Basatin Landscaping | Award | 2021 | Fixed Price Lump Sum | CONCRETE WORK | Shuttering | Formworks; Smooth Finish; All In Accordance With Drawings And Specifications ; Formwork To Sides Of Footing | 226 | m² | AED | 56.8
2021-01 | 2 | 2.0098 |  | United Arab Emirates | Abu Dhabi | Hard & Soft Landscaping | Celebration Plaza | External works | DMT | Basatin Landscaping | Award | 2021 | Fixed Price Lump Sum | THERMAL AND MOISTURE PROTECTION | Coverings and linings | Polythene Sheet; 1 Layer Of 1000 Gauge Polythene Sheet; Laid As Per Manufacturer'S Instructions; Including Laps, Surface Preparations, All Necessary Fixing Accessories To Complete All In Accordance With The Drawings And Specifications ; Footing; Waterproofing To Horizontal Surfaces | 691 | m² | AED | 3.9
2021-01 | 2 | 2.0099 |  | United Arab Emirates | Abu Dhabi | Hard & Soft Landscaping | Celebration Plaza | External works | DMT | Basatin Landscaping | Award | 2021 | Fixed Price Lump Sum | THERMAL AND MOISTURE PROTECTION | Coverings and linings | Retaining Walls ; Waterproofing Membrane System Laid As Per Manufacturer'S Instructions; Including Laps, Surface Preparations, All Necessary Fixing Accessories; All In Accordance With The Specifications ; Footing; Waterproofing To Horizontal Surfaces | 691 | m² | AED | 50.3
2021-01 | 2 | 2.0099 |  | United Arab Emirates | Abu Dhabi | Hard & Soft Landscaping | Celebration Plaza | External works | DMT | Basatin Landscaping | Award | 2021 | Fixed Price Lump Sum | THERMAL AND MOISTURE PROTECTION | Coverings and linings | Retaining Walls ; Waterproofing Membrane System Laid As Per Manufacturer'S Instructions; Including Laps, Surface Preparations, All Necessary Fixing Accessories; All In Accordance With The Specifications ; Footing; Waterproofing To Vertical Surfaces | 226 | m² | AED | 50.3
2021-01 | 2 | 2.0099 |  | United Arab Emirates | Abu Dhabi | Hard & Soft Landscaping | Celebration Plaza | External works | DMT | Basatin Landscaping | Award | 2021 | Fixed Price Lump Sum | THERMAL AND MOISTURE PROTECTION | Coverings and linings | Retaining Walls ; Waterproofing Membrane System Laid As Per Manufacturer'S Instructions; Including Laps, Surface Preparations, All Necessary Fixing Accessories; All In Accordance With The Specifications ; Walls Below Grade; Waterproofing To Walls | 428 | m² | AED | 50.3
2021-01 | 2 | 2.0099 |  | United Arab Emirates | Abu Dhabi | Hard & Soft Landscaping | Celebration Plaza | External works | DMT | Basatin Landscaping | Award | 2021 | Fixed Price Lump Sum | CONCRETE WORK | Poured concrete | Protection Screed; 50Mm Thick With Concrete Grade C15/20; Laid As Per Manufacturer'S Instructions; Including Laps, Surface Preparations, All Necessary Fixing Accessories; All In Accordance With The Specifications ; Protection Screed; 50Mm Thick With Concrete Grade C15/20; Laid As Per Manufacturer'S Instructions; Including Laps, Surface Preparations, All Necessary Fixing Accessories; All In Accordance With The Specifications | 691 | m² | AED | 30.6
2021-01 | 2 | 2.0099 |  | United Arab Emirates | Abu Dhabi | Hard & Soft Landscaping | Celebration Plaza | External works | DMT | Basatin Landscaping | Award | 2021 | Fixed Price Lump Sum | THERMAL AND MOISTURE PROTECTION | Coverings and linings | Protection Board; Laid As Per Manufacturer'S Instructions; Including Laps, Surface Preparations, All Necessary Fixing Accessories; All In Accordance With The Specifications ; Footing; Protection Board To Vertical Surfaces | 226 | m² | AED | 50.3
2021-01 | 2 | 2.0099 |  | United Arab Emirates | Abu Dhabi | Hard & Soft Landscaping | Celebration Plaza | External works | DMT | Basatin Landscaping | Award | 2021 | Fixed Price Lump Sum | THERMAL AND MOISTURE PROTECTION | Coverings and linings | Protection Board; Laid As Per Manufacturer'S Instructions; Including Laps, Surface Preparations, All Necessary Fixing Accessories; All In Accordance With The Specifications ; Walls At Below Grade; Protection Board To Vertical Surfaces | 428 | m² | AED | 50.3
2021-01 | 2 | 2.0099 |  | United Arab Emirates | Abu Dhabi | Hard & Soft Landscaping | Celebration Plaza | External works | DMT | Basatin Landscaping | Award | 2021 | Fixed Price Lump Sum | THERMAL AND MOISTURE PROTECTION | Coverings and linings | Waterproof Coating; Cementitious Polymer; Laid As Per Manufacturer'S Instructions; Including Laps, Surface Preparations, All Necessary Fixing Accessories; All In Accordance With The Specifications ; Vertically; To Walls | 808 | m² | AED | 50.3
2021-01 | 2 | 2.0099 |  | United Arab Emirates | Abu Dhabi | Hard & Soft Landscaping | Celebration Plaza | External works | DMT | Basatin Landscaping | Award | 2021 | Fixed Price Lump Sum | FINISHES | Finishings | Supply And Apply Finish To External Walls; Complete All In Accordance With Drawings And Specifications ; Shotblast Finish | 334 | m² | AED | 53.5
2021-01 | 2 | 2.0099 |  | United Arab Emirates | Abu Dhabi | Hard & Soft Landscaping | Celebration Plaza | External works | DMT | Basatin Landscaping | Award | 2021 | Fixed Price Lump Sum | FINISHES | Finishings | Supply And Apply Finish To External Walls; Complete All In Accordance With Drawings And Specifications ; Allowance For Graffiti/ Mural (Approx. Area = 150M2) | 307 | m² | AED | 318.1
2021-01 | 2 | 2.0099 |  | United Arab Emirates | Abu Dhabi | Hard & Soft Landscaping | Celebration Plaza | External works | DMT | Basatin Landscaping | Award | 2021 | Fixed Price Lump Sum | CONCRETE WORK | Poured concrete | Litter Bins All In Accordance With Drawing Ref 2020_018-02-Icn-Ls-Dt-09205 11. In Situ Concrete C35/C45 ; 200Mm Thk; In Footings; Poured Against Blinding | 0.81 | m³ | AED | 1086.5
2021-01 | 2 | 2.01 |  | United Arab Emirates | Abu Dhabi | Hard & Soft Landscaping | Celebration Plaza | External works | DMT | Basatin Landscaping | Award | 2021 | Fixed Price Lump Sum | CONCRETE WORK | Poured concrete | Litter Bins All In Accordance With Drawing Ref 2020_018-02-Icn-Ls-Dt-09205 11. In Situ Concrete C35/C45 ; 75Mm Thick; C15/20; Blinding, Poured Against Earth | 0.15 | m³ | AED | 480.9
2021-01 | 2 | 2.01 |  | United Arab Emirates | Abu Dhabi | Hard & Soft Landscaping | Celebration Plaza | External works | DMT | Basatin Landscaping | Award | 2021 | Fixed Price Lump Sum | CONCRETE WORK | Shuttering | Litter Bins All In Accordance With Drawing Ref 2020_018-02-Icn-Ls-Dt-09205 11. In Situ Concrete C35/C45 ; Formwork | 5.4 | m² | AED | 56.8
2021-01 | 2 | 2.01 |  | United Arab Emirates | Abu Dhabi | Hard & Soft Landscaping | Celebration Plaza | External works | DMT | Basatin Landscaping | Award | 2021 | Fixed Price Lump Sum | THERMAL AND MOISTURE PROTECTION | Coverings and linings | Litter Bins All In Accordance With Drawing Ref 2020_018-02-Icn-Ls-Dt-09205 11. In Situ Concrete C35/C45 ; Waterproofing; 1 Layer Of 1000 Gauge Polythene Sheet | 7.43 | m² | AED | 50.3
2021-01 | 2 | 2.01 |  | United Arab Emirates | Abu Dhabi | Hard & Soft Landscaping | Celebration Plaza | External works | DMT | Basatin Landscaping | Award | 2021 | Fixed Price Lump Sum | SITE WORK | Landscaping | Litter Bins All In Accordance With Drawing Ref 2020_018-02-Icn-Ls-Dt-09205 11. In Situ Concrete C35/C45 ; Imported Filling; Layer Of 150Mm Thick Road Base Material Of 80% Cbr Value | 2.03 | m² | AED | 28
2021-01 | 2 | 2.01 |  | United Arab Emirates | Abu Dhabi | Hard & Soft Landscaping | Celebration Plaza | External works | DMT | Basatin Landscaping | Award | 2021 | Fixed Price Lump Sum | CONCRETE WORK | Reinforcement | Reinforcement | 121.5 | kg | AED | 4.3
2021-01 | 2 | 2.01 |  | United Arab Emirates | Abu Dhabi | Hard & Soft Landscaping | Celebration Plaza | External works | DMT | Basatin Landscaping | Award | 2021 | Fixed Price Lump Sum | ACCESSORIES | Generally | Site Works ; Litter Bin Type 6, Lb7, Aluminium, Size 380(Dia)X900(H)Mm; Colour Light Grey (Ral9016), Strip Salmon(Ral3018); Litter Bin; Fixings In Accordance With Specialists Details | 10 | Nr | AED | 4401.7
2021-01 | 2 | 2.01 |  | United Arab Emirates | Abu Dhabi | Hard & Soft Landscaping | Celebration Plaza | External works | DMT | Basatin Landscaping | Award | 2021 | Fixed Price Lump Sum | CONCRETE WORK | Poured concrete | Recycle Bins All In Accordance With Drawing Ref 2020_018-02-Icn-Ls-Dt-09205 11. In Situ Concrete C35/C45 ; 200Mm Thk; In Footings; Poured Against Blinding | 4.21 | m³ | AED | 1086.5
2021-01 | 2 | 2.01 |  | United Arab Emirates | Abu Dhabi | Hard & Soft Landscaping | Celebration Plaza | External works | DMT | Basatin Landscaping | Award | 2021 | Fixed Price Lump Sum | CONCRETE WORK | Poured concrete | Recycle Bins All In Accordance With Drawing Ref 2020_018-02-Icn-Ls-Dt-09205 11. In Situ Concrete C35/C45 ; 75Mm Thick; C15/20; Blinding, Poured Against Earth | 1.58 | m³ | AED | 480.9
2021-01 | 2 | 2.01 |  | United Arab Emirates | Abu Dhabi | Hard & Soft Landscaping | Celebration Plaza | External works | DMT | Basatin Landscaping | Award | 2021 | Fixed Price Lump Sum | CONCRETE WORK | Shuttering | Recycle Bins All In Accordance With Drawing Ref 2020_018-02-Icn-Ls-Dt-09205 11. In Situ Concrete C35/C45 ; Formwork | 14.04 | m² | AED | 56.8
2021-01 | 2 | 2.01 |  | United Arab Emirates | Abu Dhabi | Hard & Soft Landscaping | Celebration Plaza | External works | DMT | Basatin Landscaping | Award | 2021 | Fixed Price Lump Sum | THERMAL AND MOISTURE PROTECTION | Coverings and linings | Recycle Bins All In Accordance With Drawing Ref 2020_018-02-Icn-Ls-Dt-09205 11. In Situ Concrete C35/C45 ; Waterproofing; 1 Layer Of 1000 Gauge Polythene Sheet | 35.1 | m² | AED | 50.3
2021-01 | 2 | 2.0101 |  | United Arab Emirates | Abu Dhabi | Hard & Soft Landscaping | Celebration Plaza | External works | DMT | Basatin Landscaping | Award | 2021 | Fixed Price Lump Sum | SITE WORK | Filling | Recycle Bins All In Accordance With Drawing Ref 2020_018-02-Icn-Ls-Dt-09205 11. In Situ Concrete C35/C45 ; Imported Filling; Layer Of 150Mm Thick Road Base Material Of 80% Cbr Value | 21.06 | m² | AED | 28
2021-01 | 2 | 2.0101 |  | United Arab Emirates | Abu Dhabi | Hard & Soft Landscaping | Celebration Plaza | External works | DMT | Basatin Landscaping | Award | 2021 | Fixed Price Lump Sum | CONCRETE WORK | Reinforcement | Recycle Bins All In Accordance With Drawing Ref 2020_018-02-Icn-Ls-Dt-09205 11. In Situ Concrete C35/C45 ; Reinforcement | 631.5 | kg | AED | 4.3
2021-01 | 2 | 2.0101 |  | United Arab Emirates | Abu Dhabi | Hard & Soft Landscaping | Celebration Plaza | External works | DMT | Basatin Landscaping | Award | 2021 | Fixed Price Lump Sum | ACCESSORIES | Generally | Site Works ; Recycle Bin Type 6, Rb4, Colour Light Grey (Ral9016), Strip Salmon (Ral3018); Aluminium, 3 X 380(Dia)X900(H)Mm; Litter Bin; Fixings In Accordance With Specialists Details | 26 | Nr | AED | 10686.1
2021-01 | 2 | 2.0101 |  | United Arab Emirates | Abu Dhabi | Hard & Soft Landscaping | Celebration Plaza | External works | DMT | Basatin Landscaping | Award | 2021 | Fixed Price Lump Sum | ACCESSORIES | Generally | Free Standing Benches All In Accordance With Drawing Ref 2020_018-02-Icn-Ls-Dt-09202 ; 11. In Situ Concrete C35/C45 11. In Situ Concrete C35/C45 ; 200Mm Thk; In Footings; Poured Against Blinding | 3.25 | m³ | AED | 1086.5
2021-01 | 2 | 2.0101 |  | United Arab Emirates | Abu Dhabi | Hard & Soft Landscaping | Celebration Plaza | External works | DMT | Basatin Landscaping | Award | 2021 | Fixed Price Lump Sum | ACCESSORIES | Generally | Free Standing Benches All In Accordance With Drawing Ref 2020_018-02-Icn-Ls-Dt-09202 ; 11. In Situ Concrete C35/C45 11. In Situ Concrete C35/C45 ; 75Mm Thick; C15/20; Blinding, Poured Against Earth | 1.22 | m³ | AED | 480.9
2021-01 | 2 | 2.0101 |  | United Arab Emirates | Abu Dhabi | Hard & Soft Landscaping | Celebration Plaza | External works | DMT | Basatin Landscaping | Award | 2021 | Fixed Price Lump Sum | ACCESSORIES | Generally | Free Standing Benches All In Accordance With Drawing Ref 2020_018-02-Icn-Ls-Dt-09202 ; 11. In Situ Concrete C35/C45 11. In Situ Concrete C35/C45 ; Formwork | 9.1 | m² | AED | 56.8
2021-01 | 2 | 2.0101 |  | United Arab Emirates | Abu Dhabi | Hard & Soft Landscaping | Celebration Plaza | External works | DMT | Basatin Landscaping | Award | 2021 | Fixed Price Lump Sum | ACCESSORIES | Generally | Free Standing Benches All In Accordance With Drawing Ref 2020_018-02-Icn-Ls-Dt-09202 ; 11. In Situ Concrete C35/C45 11. In Situ Concrete C35/C45 ; Waterproofing; 1 Layer Of 1000 Gauge Polythene Sheet | 25.35 | m² | AED | 50.3
2021-01 | 2 | 2.0101 |  | United Arab Emirates | Abu Dhabi | Hard & Soft Landscaping | Celebration Plaza | External works | DMT | Basatin Landscaping | Award | 2021 | Fixed Price Lump Sum | ACCESSORIES | Generally | Free Standing Benches All In Accordance With Drawing Ref 2020_018-02-Icn-Ls-Dt-09202 ; 11. In Situ Concrete C35/C45 11. In Situ Concrete C35/C45 ; Imported Filling; Layer Of 150Mm Thick Road Base Material Of 80% Cbr Value | 16.25 | m² | AED | 28
2021-01 | 2 | 2.0101 |  | United Arab Emirates | Abu Dhabi | Hard & Soft Landscaping | Celebration Plaza | External works | DMT | Basatin Landscaping | Award | 2021 | Fixed Price Lump Sum | ACCESSORIES | Generally | Free Standing Benches All In Accordance With Drawing Ref 2020_018-02-Icn-Ls-Dt-09202 ; 11. In Situ Concrete C35/C45 11. In Situ Concrete C35/C45 ; Reinforcement | 487.5 | kg | AED | 4.3
2021-01 | 2 | 2.0101 |  | United Arab Emirates | Abu Dhabi | Hard & Soft Landscaping | Celebration Plaza | External works | DMT | Basatin Landscaping | Award | 2021 | Fixed Price Lump Sum | ACCESSORIES | Generally | Site Works ; Box 250; Free Standing Modular Bench Type 1E, Be5; Recycled Concrete, Acid Etched Finish; 2500(L)X500(W)X450(H)Mm Light Grey - Ral 9016; Bench; Fixings In Accordance With Specialists Details | 13 | Nr | AED | 5088.6
2021-01 | 2 | 2.0102 |  | United Arab Emirates | Abu Dhabi | Hard & Soft Landscaping | Celebration Plaza | External works | DMT | Basatin Landscaping | Award | 2021 | Fixed Price Lump Sum | CONCRETE WORK | Poured concrete | Seat Walls In Accordance With Drawing Nr 2020_018-02-Icn-Ls-Dt-09201 ; 11. In Situ Concrete C35/C45 ; 250Mm Thk; In Footings; Poured Against Blinding | 4.5 | m³ | AED | 1086.5
2021-01 | 2 | 2.0102 |  | United Arab Emirates | Abu Dhabi | Hard & Soft Landscaping | Celebration Plaza | External works | DMT | Basatin Landscaping | Award | 2021 | Fixed Price Lump Sum | CONCRETE WORK | Poured concrete | Seat Walls In Accordance With Drawing Nr 2020_018-02-Icn-Ls-Dt-09201 ; 11. In Situ Concrete C35/C45 ; 75Mm Thick; C15/20; Blinding, Poured Against Earth | 1.35 | m³ | AED | 480.9
2021-01 | 2 | 2.0102 |  | United Arab Emirates | Abu Dhabi | Hard & Soft Landscaping | Celebration Plaza | External works | DMT | Basatin Landscaping | Award | 2021 | Fixed Price Lump Sum | CONCRETE WORK | Shuttering | Seat Walls In Accordance With Drawing Nr 2020_018-02-Icn-Ls-Dt-09201 ; 11. In Situ Concrete C35/C45 ; Formwork | 9.25 | m² | AED | 56.8
2021-01 | 2 | 2.0102 |  | United Arab Emirates | Abu Dhabi | Hard & Soft Landscaping | Celebration Plaza | External works | DMT | Basatin Landscaping | Award | 2021 | Fixed Price Lump Sum | THERMAL AND MOISTURE PROTECTION | Coverings and linings | Seat Walls In Accordance With Drawing Nr 2020_018-02-Icn-Ls-Dt-09201 ; 11. In Situ Concrete C35/C45 ; Waterproofing; 1 Layer Of 1000 Gauge Polythene Sheet | 27.5 | m² | AED | 50.3
2021-01 | 2 | 2.0102 |  | United Arab Emirates | Abu Dhabi | Hard & Soft Landscaping | Celebration Plaza | External works | DMT | Basatin Landscaping | Award | 2021 | Fixed Price Lump Sum | CONCRETE WORK | Precast concrete | Seat Walls In Accordance With Drawing Nr 2020_018-02-Icn-Ls-Dt-09201 ; 11. In Situ Concrete C35/C45 ; Imported Filling; Layer Of 250Mm Thick Road Base Material Of 80% Cbr Value | 18 | m² | AED | 28
2021-01 | 2 | 2.0102 |  | United Arab Emirates | Abu Dhabi | Hard & Soft Landscaping | Celebration Plaza | External works | DMT | Basatin Landscaping | Award | 2021 | Fixed Price Lump Sum | CONCRETE WORK | Reinforcement | Seat Walls In Accordance With Drawing Nr 2020_018-02-Icn-Ls-Dt-09201 ; 11. In Situ Concrete C35/C45 ; Reinforcement | 675 | kg | AED | 4.3
2021-01 | 2 | 2.0102 |  | United Arab Emirates | Abu Dhabi | Hard & Soft Landscaping | Celebration Plaza | External works | DMT | Basatin Landscaping | Award | 2021 | Fixed Price Lump Sum | ACCESSORIES | Generally | Site Works ;Be25; Seat Wall Type 1; Variable Length, 500(W)X450(H); Pre-Cast Concrete; Light Grey (Ral 9016); Fixing As Per Manufacturers Recommendation | 36 | m | AED | 1526.6
2021-01 | 2 | 2.0102 |  | United Arab Emirates | Abu Dhabi | Hard & Soft Landscaping | Celebration Plaza | External works | DMT | Basatin Landscaping | Award | 2021 | Fixed Price Lump Sum | CONCRETE WORK | Poured concrete | In Situ Concrete C35/C45 ; 250Mm Thk; In Footings; Poured Against Blinding | 15.75 | m³ | AED | 1086.5
2021-01 | 2 | 2.0102 |  | United Arab Emirates | Abu Dhabi | Hard & Soft Landscaping | Celebration Plaza | External works | DMT | Basatin Landscaping | Award | 2021 | Fixed Price Lump Sum | CONCRETE WORK | Poured concrete | In Situ Concrete C35/C45 ; 75Mm Thick; C15/20; Blinding, Poured Against Earth | 4.73 | m³ | AED | 480.9
2021-01 | 2 | 2.0102 |  | United Arab Emirates | Abu Dhabi | Hard & Soft Landscaping | Celebration Plaza | External works | DMT | Basatin Landscaping | Award | 2021 | Fixed Price Lump Sum | CONCRETE WORK | Shuttering | In Situ Concrete C35/C45 ; Formwork | 31.75 | m² | AED | 56.8
2021-01 | 2 | 2.0103 |  | United Arab Emirates | Abu Dhabi | Hard & Soft Landscaping | Celebration Plaza | External works | DMT | Basatin Landscaping | Award | 2021 | Fixed Price Lump Sum | THERMAL AND MOISTURE PROTECTION | Coverings and linings | In Situ Concrete C35/C45 ; Waterproofing; 1 Layer Of 1000 Gauge Polythene Sheet | 94.37 | m² | AED | 50.3
2021-01 | 2 | 2.0103 |  | United Arab Emirates | Abu Dhabi | Hard & Soft Landscaping | Celebration Plaza | External works | DMT | Basatin Landscaping | Award | 2021 | Fixed Price Lump Sum | SITE WORK | Landscaping | In Situ Concrete C35/C45 ; Imported Filling; Layer Of 250Mm Thick Road Base Material Of 80% Cbr Value | 63 | m² | AED | 28
2021-01 | 2 | 2.0103 |  | United Arab Emirates | Abu Dhabi | Hard & Soft Landscaping | Celebration Plaza | External works | DMT | Basatin Landscaping | Award | 2021 | Fixed Price Lump Sum | CONCRETE WORK | Reinforcement | In Situ Concrete C35/C45 ; Reinforcement | 2362.5 | kg | AED | 4.3
2021-01 | 2 | 2.0103 |  | United Arab Emirates | Abu Dhabi | Hard & Soft Landscaping | Celebration Plaza | External works | DMT | Basatin Landscaping | Award | 2021 | Fixed Price Lump Sum | ACCESSORIES | Generally | Site Works ; Be26; Seat Wall Type 2A; Variable Length, 500(W)X150(H)(H); Pre-Cast Concrete; Light Grey (Ral 9016); Fixing As Per Manufacturers Recommendation | 126 | m | AED | 1145
2021-01 | 2 | 2.0103 |  | United Arab Emirates | Abu Dhabi | Hard & Soft Landscaping | Celebration Plaza | External works | DMT | Basatin Landscaping | Award | 2021 | Fixed Price Lump Sum | CONCRETE WORK | Poured concrete | In Situ Concrete C35/C45 ; 250Mm Thk; In Footings; Poured Against Blinding | 6.38 | m³ | AED | 1086.5
2021-01 | 2 | 2.0103 |  | United Arab Emirates | Abu Dhabi | Hard & Soft Landscaping | Celebration Plaza | External works | DMT | Basatin Landscaping | Award | 2021 | Fixed Price Lump Sum | CONCRETE WORK | Poured concrete | In Situ Concrete C35/C45 ;75Mm Thick; C15/20; Blinding, Poured Against Earth | 1.94 | m³ | AED | 480.9
2021-01 | 2 | 2.0103 |  | United Arab Emirates | Abu Dhabi | Hard & Soft Landscaping | Celebration Plaza | External works | DMT | Basatin Landscaping | Award | 2021 | Fixed Price Lump Sum | CONCRETE WORK | Poured concrete | In Situ Concrete C35/C45 ;Formwork | 13.21 | m² | AED | 56.8
2021-01 | 2 | 2.0103 |  | United Arab Emirates | Abu Dhabi | Hard & Soft Landscaping | Celebration Plaza | External works | DMT | Basatin Landscaping | Award | 2021 | Fixed Price Lump Sum | THERMAL AND MOISTURE PROTECTION | Coverings and linings | In Situ Concrete C35/C45 ;Waterproofing; 1 Layer Of 1000 Gauge Polythene Sheet | 39.12 | m² | AED | 50.3
2021-01 | 2 | 2.0103 |  | United Arab Emirates | Abu Dhabi | Hard & Soft Landscaping | Celebration Plaza | External works | DMT | Basatin Landscaping | Award | 2021 | Fixed Price Lump Sum | SITE WORK | Poured concrete | In Situ Concrete C35/C45 ;Imported Filling; Layer Of 250Mm Thick Road Base Material Of 80% Cbr Value | 25.91 | m² | AED | 28
2021-01 | 2 | 2.0103 |  | United Arab Emirates | Abu Dhabi | Hard & Soft Landscaping | Celebration Plaza | External works | DMT | Basatin Landscaping | Award | 2021 | Fixed Price Lump Sum | CONCRETE WORK | Reinforcement | In Situ Concrete C35/C45 ;Reinforcement | 957 | kg | AED | 4.3
2021-01 | 2 | 2.0104 |  | United Arab Emirates | Abu Dhabi | Hard & Soft Landscaping | Celebration Plaza | External works | DMT | Basatin Landscaping | Award | 2021 | Fixed Price Lump Sum | ACCESSORIES | Generally | Site Works ; Be26; Seat Wall Type 2B; Variable Length, 500(W)X150-450(H)Mm; Pre-Cast Concrete; Light Grey (Ral 9016); Fixing As Per Manufacturers Recommendation | 52 | m | AED | 1399.4
2021-01 | 2 | 2.0104 |  | United Arab Emirates | Abu Dhabi | Hard & Soft Landscaping | Celebration Plaza | External works | DMT | Basatin Landscaping | Award | 2021 | Fixed Price Lump Sum | CONCRETE WORK | Poured concrete | In Situ Concrete C35/C45 ; 250Mm Thk; In Footings; Poured Against Blinding | 8.19 | m³ | AED | 1086.5
2021-01 | 2 | 2.0104 |  | United Arab Emirates | Abu Dhabi | Hard & Soft Landscaping | Celebration Plaza | External works | DMT | Basatin Landscaping | Award | 2021 | Fixed Price Lump Sum | CONCRETE WORK | Poured concrete | In Situ Concrete C35/C45 ; 75Mm Thick; C15/20; Blinding, Poured Against Earth | 2.46 | m³ | AED | 480.9
2021-01 | 2 | 2.0104 |  | United Arab Emirates | Abu Dhabi | Hard & Soft Landscaping | Celebration Plaza | External works | DMT | Basatin Landscaping | Award | 2021 | Fixed Price Lump Sum | CONCRETE WORK | Shuttering | In Situ Concrete C35/C45 ; Formwork | 16.64 | m² | AED | 56.8
2021-01 | 2 | 2.0104 |  | United Arab Emirates | Abu Dhabi | Hard & Soft Landscaping | Celebration Plaza | External works | DMT | Basatin Landscaping | Award | 2021 | Fixed Price Lump Sum | THERMAL AND MOISTURE PROTECTION | Coverings and linings | In Situ Concrete C35/C45 ; Waterproofing; 1 Layer Of 1000 Gauge Polythene Sheet | 49.41 | m² | AED | 50.3
2021-01 | 2 | 2.0104 |  | United Arab Emirates | Abu Dhabi | Hard & Soft Landscaping | Celebration Plaza | External works | DMT | Basatin Landscaping | Award | 2021 | Fixed Price Lump Sum | SITE WORK | Landscaping | In Situ Concrete C35/C45 ; Imported Filling; Layer Of 250Mm Thick Road Base Material Of 80% Cbr Value | 32.77 | m² | AED | 28
2021-01 | 2 | 2.0104 |  | United Arab Emirates | Abu Dhabi | Hard & Soft Landscaping | Celebration Plaza | External works | DMT | Basatin Landscaping | Award | 2021 | Fixed Price Lump Sum | CONCRETE WORK | Reinforcement | In Situ Concrete C35/C45 ; Reinforcement | 1228.5 | kg | AED | 4.3
2021-01 | 2 | 2.0104 |  | United Arab Emirates | Abu Dhabi | Hard & Soft Landscaping | Celebration Plaza | External works | DMT | Basatin Landscaping | Award | 2021 | Fixed Price Lump Sum | ACCESSORIES | Generally | Site Works ; Be26; Seat Wall Type 2C; Variable Length, 500(W)X450(H)Mm; Pre-Cast Concrete; Light Grey (Ral 9016); Fixing As Per Manufacturers Recommendation | 66 | m | AED | 1526.6
2021-01 | 2 | 2.0104 |  | United Arab Emirates | Abu Dhabi | Hard & Soft Landscaping | Celebration Plaza | External works | DMT | Basatin Landscaping | Award | 2021 | Fixed Price Lump Sum | ACCESSORIES | Generally | General Waste Bins All In Accordance With Drawings And Specifications ; 35. Site Work ; General Waste Bin; Wbg1; Aluminium; Powder Coated Finish; Capacity 1100Ltr; Grey Body, Black Cover (Ral 9005); Fixings In Accordance With Suppliers Details | 1 | Nr | AED | 4834.2
2021-01 | 2 | 2.0104 |  | United Arab Emirates | Abu Dhabi | Hard & Soft Landscaping | Celebration Plaza | External works | DMT | Basatin Landscaping | Award | 2021 | Fixed Price Lump Sum | SITE WORK | Underground drainage | Non-Metal Waste Bin All In Accordance With The Drawings And Specifications ; 35. Site Worknon-Metal Waste Bin; Wbpp; Aluminium; Powder Coated Finish; Capacity 1100Ltr; Grey Body, Black Cover (Ral 9005); Fixings In Accordance With Suppliers Details | 2 | Nr | AED | 6106.4
2021-01 | 2 | 2.0105 |  | United Arab Emirates | Abu Dhabi | Hard & Soft Landscaping | Celebration Plaza | External works | DMT | Basatin Landscaping | Award | 2021 | Fixed Price Lump Sum | CONCRETE WORK | Poured concrete | Reverse Vending Machine All In Accordance With Drawings And Specifications ; 11. In Situ Concrete C35/C45 ; 11. In Situ Concrete C35/C45 ; 250Mm Thk; In Footings; Poured Against Blinding | 3.05 | m³ | AED | 1086.5
2021-01 | 2 | 2.0105 |  | United Arab Emirates | Abu Dhabi | Hard & Soft Landscaping | Celebration Plaza | External works | DMT | Basatin Landscaping | Award | 2021 | Fixed Price Lump Sum | CONCRETE WORK | Poured concrete | Reverse Vending Machine All In Accordance With Drawings And Specifications ; 11. In Situ Concrete C35/C45 ; 11. In Situ Concrete C35/C45 ; 75Mm Thick; C15/20; Blinding, Poured Against Earth | 0.87 | m³ | AED | 480.9
2021-01 | 2 | 2.0105 |  | United Arab Emirates | Abu Dhabi | Hard & Soft Landscaping | Celebration Plaza | External works | DMT | Basatin Landscaping | Award | 2021 | Fixed Price Lump Sum | CONCRETE WORK | Shuttering | Reverse Vending Machine All In Accordance With Drawings And Specifications ; 11. In Situ Concrete C35/C45 ; 11. In Situ Concrete C35/C45 ; Formwork | 4.14 | m² | AED | 56.8
2021-01 | 2 | 2.0105 |  | United Arab Emirates | Abu Dhabi | Hard & Soft Landscaping | Celebration Plaza | External works | DMT | Basatin Landscaping | Award | 2021 | Fixed Price Lump Sum | THERMAL AND MOISTURE PROTECTION | Coverings and linings | Reverse Vending Machine All In Accordance With Drawings And Specifications ; 11. In Situ Concrete C35/C45 ; 11. In Situ Concrete C35/C45 ; Waterproofing; 1 Layer Of 1000 Gauge Polythene Sheet | 12.86 | m² | AED | 50.3
2021-01 | 2 | 2.0105 |  | United Arab Emirates | Abu Dhabi | Hard & Soft Landscaping | Celebration Plaza | External works | DMT | Basatin Landscaping | Award | 2021 | Fixed Price Lump Sum | SITE WORK | Filling | Reverse Vending Machine All In Accordance With Drawings And Specifications ; 11. In Situ Concrete C35/C45 ; 11. In Situ Concrete C35/C45 ; Imported Filling; Layer Of 250Mm Thick Road Base Material Of 80% Cbr Value | 8.72 | m² | AED | 28
2021-01 | 2 | 2.0105 |  | United Arab Emirates | Abu Dhabi | Hard & Soft Landscaping | Celebration Plaza | External works | DMT | Basatin Landscaping | Award | 2021 | Fixed Price Lump Sum | CONCRETE WORK | Reinforcement | Reverse Vending Machine All In Accordance With Drawings And Specifications ; 11. In Situ Concrete C35/C45 ; 11. In Situ Concrete C35/C45 ; Reinforcement | 457.5 | kg | AED | 4.3
2021-01 | 2 | 2.0105 |  | United Arab Emirates | Abu Dhabi | Hard & Soft Landscaping | Celebration Plaza | External works | DMT | Basatin Landscaping | Award | 2021 | Fixed Price Lump Sum | ACCESSORIES | Generally | Site Works ; Reverse Vending Machine, Rvm, 3000(L)X1500(W)X2300(H); Weight 60Kg; Fixings In Accordance With Specialists Details | 2 | Nr | AED | 534303
2021-01 | 2 | 2.0105 |  | United Arab Emirates | Abu Dhabi | Hard & Soft Landscaping | Celebration Plaza | External works | DMT | Basatin Landscaping | Award | 2021 | Fixed Price Lump Sum | CONCRETE WORK | Poured concrete | Radial Bench At Listening Circle All In Accordance With Drawing Number 01-Bma-Ls-Dt-09209 ; 11. In Situ Concrete C35/C45 ; 250Mm Thk; In Footings; Poured Against Blinding | 4.05 | m³ | AED | 1086.5
2021-01 | 2 | 2.0105 |  | United Arab Emirates | Abu Dhabi | Hard & Soft Landscaping | Celebration Plaza | External works | DMT | Basatin Landscaping | Award | 2021 | Fixed Price Lump Sum | CONCRETE WORK | Poured concrete | Radial Bench At Listening Circle All In Accordance With Drawing Number 01-Bma-Ls-Dt-09209 ; 11. In Situ Concrete C35/C45 ;75Mm Thick; C15/20; Blinding, Poured Against Earth | 1.22 | m³ | AED | 480.9
2021-01 | 2 | 2.0105 |  | United Arab Emirates | Abu Dhabi | Hard & Soft Landscaping | Celebration Plaza | External works | DMT | Basatin Landscaping | Award | 2021 | Fixed Price Lump Sum | CONCRETE WORK | Shuttering | Radial Bench At Listening Circle All In Accordance With Drawing Number 01-Bma-Ls-Dt-09209 ; 11. In Situ Concrete C35/C45 ; Formwork | 6.15 | m² | AED | 56.8
2021-01 | 2 | 2.0106 |  | United Arab Emirates | Abu Dhabi | Hard & Soft Landscaping | Celebration Plaza | External works | DMT | Basatin Landscaping | Award | 2021 | Fixed Price Lump Sum | THERMAL AND MOISTURE PROTECTION | Coverings and linings | Radial Bench At Listening Circle All In Accordance With Drawing Number 01-Bma-Ls-Dt-09209 ; 11. In Situ Concrete C35/C45 ; Waterproofing; 1 Layer Of 1000 Gauge Polythene Sheet | 19.28 | m² | AED | 50.3
2021-01 | 2 | 2.0106 |  | United Arab Emirates | Abu Dhabi | Hard & Soft Landscaping | Celebration Plaza | External works | DMT | Basatin Landscaping | Award | 2021 | Fixed Price Lump Sum | SITE WORK | Filling | Radial Bench At Listening Circle All In Accordance With Drawing Number 01-Bma-Ls-Dt-09209 ; 11. In Situ Concrete C35/C45 ; Imported Filling; Layer Of 250Mm Thick Road Base Material Of 80% Cbr Value | 16.2 | m² | AED | 28
2021-01 | 2 | 2.0106 |  | United Arab Emirates | Abu Dhabi | Hard & Soft Landscaping | Celebration Plaza | External works | DMT | Basatin Landscaping | Award | 2021 | Fixed Price Lump Sum | CONCRETE WORK | Reinforcement | Radial Bench At Listening Circle All In Accordance With Drawing Number 01-Bma-Ls-Dt-09209 ; 11. In Situ Concrete C35/C45 ; Reinforcement | 607.5 | kg | AED | 4.3
2021-01 | 2 | 2.0106 |  | United Arab Emirates | Abu Dhabi | Hard & Soft Landscaping | Celebration Plaza | External works | DMT | Basatin Landscaping | Award | 2021 | Fixed Price Lump Sum | ACCESSORIES | Generally | Site Works ; Radial Bench, Be31, Cast In-Situ Concrete, 10800X800X1050Mm; 25Mm Thick Polished Exposed Aggregate Finish Finish, Resting On The Ground Or Anchored With Epoxy Resin. | 2 | Nr | AED | 22262.7
2021-01 | 2 | 2.0106 |  | United Arab Emirates | Abu Dhabi | Hard & Soft Landscaping | Celebration Plaza | External works | DMT | Basatin Landscaping | Award | 2021 | Fixed Price Lump Sum | CONCRETE WORK | Poured concrete | Surf Bench All In Accordance With Drawing Ref 2020_018-02-Icn-Ls-Dt-09210 ; 11. In Situ Concrete C35/C45 ; 200Mm Thk; In Footings; Poured Against Blinding | 0.79 | m³ | AED | 1086.5
2021-01 | 2 | 2.0106 |  | United Arab Emirates | Abu Dhabi | Hard & Soft Landscaping | Celebration Plaza | External works | DMT | Basatin Landscaping | Award | 2021 | Fixed Price Lump Sum | CONCRETE WORK | Poured concrete | Surf Bench All In Accordance With Drawing Ref 2020_018-02-Icn-Ls-Dt-09210 ; 11. In Situ Concrete C35/C45 ; 75Mm Thick; C15/20; Blinding, Poured Against Earth | 0.3 | m³ | AED | 480.9
2021-01 | 2 | 2.0106 |  | United Arab Emirates | Abu Dhabi | Hard & Soft Landscaping | Celebration Plaza | External works | DMT | Basatin Landscaping | Award | 2021 | Fixed Price Lump Sum | CONCRETE WORK | Poured concrete | Surf Bench All In Accordance With Drawing Ref 2020_018-02-Icn-Ls-Dt-09210 ; 11. In Situ Concrete C35/C45 ; Formwork | 1.99 | m² | AED | 56.8
2021-01 | 2 | 2.0106 |  | United Arab Emirates | Abu Dhabi | Hard & Soft Landscaping | Celebration Plaza | External works | DMT | Basatin Landscaping | Award | 2021 | Fixed Price Lump Sum | THERMAL AND MOISTURE PROTECTION | Coverings and linings | Surf Bench All In Accordance With Drawing Ref 2020_018-02-Icn-Ls-Dt-09210 ; 11. In Situ Concrete C35/C45 ; Waterproofing; 1 Layer Of 1000 Gauge Polythene Sheet | 5.96 | m² | AED | 50.3
2021-01 | 2 | 2.0106 |  | United Arab Emirates | Abu Dhabi | Hard & Soft Landscaping | Celebration Plaza | External works | DMT | Basatin Landscaping | Award | 2021 | Fixed Price Lump Sum | SITE WORK | Landscaping | Surf Bench All In Accordance With Drawing Ref 2020_018-02-Icn-Ls-Dt-09210 ; 11. In Situ Concrete C35/C45 ; Imported Filling; Layer Of 150Mm Thick Road Base Material Of 80% Cbr Value | 3.97 | m² | AED | 28
2021-01 | 2 | 2.0106 |  | United Arab Emirates | Abu Dhabi | Hard & Soft Landscaping | Celebration Plaza | External works | DMT | Basatin Landscaping | Award | 2021 | Fixed Price Lump Sum | CONCRETE WORK | Reinforcement | Surf Bench All In Accordance With Drawing Ref 2020_018-02-Icn-Ls-Dt-09210 ; 11. In Situ Concrete C35/C45 ; Reinforcement | 118.5 | kg | AED | 4.3
2021-01 | 2 | 2.0107 |  | United Arab Emirates | Abu Dhabi | Hard & Soft Landscaping | Celebration Plaza | External works | DMT | Basatin Landscaping | Award | 2021 | Fixed Price Lump Sum | ACCESSORIES | Generally | Site Works ; Surf Bench/ Wavy Bench; Be24; Bunda; Corten Coloured Cast Iron Frame And Supports; Tropical Hardwood Wood On Steel Frame; Natural Wood Colour;2000(L)X4000(W)Mm Varies In Height; Fixings In Accordance With Manufacturers Details | 2 | Nr | AED | 10177.2
2021-01 | 2 | 2.0107 |  | United Arab Emirates | Abu Dhabi | Hard & Soft Landscaping | Celebration Plaza | External works | DMT | Basatin Landscaping | Award | 2021 | Fixed Price Lump Sum | CONCRETE WORK | Poured concrete | Trellis Column In Accordance With Drawing Number -01-Bma-Ls-Dt-09506 ; 11. In Situ Concrete C35/C45 ; 200Mm Thk; In Footings; Poured Against Blinding | 1.12 | m³ | AED | 1086.5
2021-01 | 2 | 2.0107 |  | United Arab Emirates | Abu Dhabi | Hard & Soft Landscaping | Celebration Plaza | External works | DMT | Basatin Landscaping | Award | 2021 | Fixed Price Lump Sum | CONCRETE WORK | Poured concrete | Trellis Column In Accordance With Drawing Number -01-Bma-Ls-Dt-09506 ; 11. In Situ Concrete C35/C45 ; 75Mm Thick; C15/20; Blinding, Poured Against Earth | 0.22 | m³ | AED | 480.9
2021-01 | 2 | 2.0107 |  | United Arab Emirates | Abu Dhabi | Hard & Soft Landscaping | Celebration Plaza | External works | DMT | Basatin Landscaping | Award | 2021 | Fixed Price Lump Sum | CONCRETE WORK | Shuttering | Trellis Column In Accordance With Drawing Number -01-Bma-Ls-Dt-09506 ; 11. In Situ Concrete C35/C45 ; Formwork | 8.4 | m² | AED | 56.8
2021-01 | 2 | 2.0107 |  | United Arab Emirates | Abu Dhabi | Hard & Soft Landscaping | Celebration Plaza | External works | DMT | Basatin Landscaping | Award | 2021 | Fixed Price Lump Sum | THERMAL AND MOISTURE PROTECTION | Coverings and linings | Trellis Column In Accordance With Drawing Number -01-Bma-Ls-Dt-09506 ; 11. In Situ Concrete C35/C45 ; Waterproofing; 1 Layer Of 1000 Gauge Polythene Sheet | 10.64 | m² | AED | 50.3
2021-01 | 2 | 2.0107 |  | United Arab Emirates | Abu Dhabi | Hard & Soft Landscaping | Celebration Plaza | External works | DMT | Basatin Landscaping | Award | 2021 | Fixed Price Lump Sum | SITE WORK | Filling | Trellis Column In Accordance With Drawing Number -01-Bma-Ls-Dt-09506 ; 11. In Situ Concrete C35/C45 ; Imported Filling; Layer Of 250Mm Thick Road Base Material Of 80% Cbr Value | 2.24 | m² | AED | 28
2021-01 | 2 | 2.0107 |  | United Arab Emirates | Abu Dhabi | Hard & Soft Landscaping | Celebration Plaza | External works | DMT | Basatin Landscaping | Award | 2021 | Fixed Price Lump Sum | CONCRETE WORK | Poured concrete | Trellis Column In Accordance With Drawing Number -01-Bma-Ls-Dt-09506 ; 11. In Situ Concrete C35/C45 ; Reinforcement | 1260 | kg | AED | 4.3
2021-01 | 2 | 2.0107 |  | United Arab Emirates | Abu Dhabi | Hard & Soft Landscaping | Celebration Plaza | External works | DMT | Basatin Landscaping | Award | 2021 | Fixed Price Lump Sum | SITE WORK | Fencing | Site Works ; Trellis Column; Tc1; 3800(H)X600(Dia); 50X5Mm Thick Galvanised Steel Trellis Ring Support To Engineers Detail; Chain Link Fence As Per Specification | 14 | Nr | AED | 1469.4
2021-01 | 2 | 2.0107 |  | United Arab Emirates | Abu Dhabi | Hard & Soft Landscaping | Celebration Plaza | External works | DMT | Basatin Landscaping | Award | 2021 | Fixed Price Lump Sum | CONCRETE WORK | Poured concrete | Cycle Racks All In Accordance With Drawing Nr 2020_018-02-Icn-Ls-Dt-09206 ; 11. In Situ Concrete C35/C45 ; 400Mm Thk; In Footings; Poured Against Blinding | 1.18 | m³ | AED | 1086.5
2021-01 | 2 | 2.0107 |  | United Arab Emirates | Abu Dhabi | Hard & Soft Landscaping | Celebration Plaza | External works | DMT | Basatin Landscaping | Award | 2021 | Fixed Price Lump Sum | CONCRETE WORK | Poured concrete | Cycle Racks All In Accordance With Drawing Nr 2020_018-02-Icn-Ls-Dt-09206 ; 11. In Situ Concrete C35/C45 ; 75Mm Thick; C15/20; Blinding, Poured Against Earth | 0.22 | m³ | AED | 480.9
2021-01 | 2 | 2.0108 |  | United Arab Emirates | Abu Dhabi | Hard & Soft Landscaping | Celebration Plaza | External works | DMT | Basatin Landscaping | Award | 2021 | Fixed Price Lump Sum | CONCRETE WORK | Shuttering | Cycle Racks All In Accordance With Drawing Nr 2020_018-02-Icn-Ls-Dt-09206 ; 11. In Situ Concrete C35/C45 ; Formwork | 10.88 | m² | AED | 56.8
2021-01 | 2 | 2.0108 |  | United Arab Emirates | Abu Dhabi | Hard & Soft Landscaping | Celebration Plaza | External works | DMT | Basatin Landscaping | Award | 2021 | Fixed Price Lump Sum | THERMAL AND MOISTURE PROTECTION | Coverings and linings | Cycle Racks All In Accordance With Drawing Nr 2020_018-02-Icn-Ls-Dt-09206 ; 11. In Situ Concrete C35/C45 ; Waterproofing; 1 Layer Of 1000 Gauge Polythene Sheet | 13.02 | m² | AED | 50.3
2021-01 | 2 | 2.0108 |  | United Arab Emirates | Abu Dhabi | Hard & Soft Landscaping | Celebration Plaza | External works | DMT | Basatin Landscaping | Award | 2021 | Fixed Price Lump Sum | SITE WORK | Filling | Cycle Racks All In Accordance With Drawing Nr 2020_018-02-Icn-Ls-Dt-09206 ; 11. In Situ Concrete C35/C45 ; Imported Filling; Layer Of 250Mm Thick Road Base Material Of 80% Cbr Value | 2.94 | m² | AED | 28
2021-01 | 2 | 2.0108 |  | United Arab Emirates | Abu Dhabi | Hard & Soft Landscaping | Celebration Plaza | External works | DMT | Basatin Landscaping | Award | 2021 | Fixed Price Lump Sum | CONCRETE WORK | Reinforcement | Cycle Racks All In Accordance With Drawing Nr 2020_018-02-Icn-Ls-Dt-09206 ; 11. In Situ Concrete C35/C45 ; Reinforcement | 177 | kg | AED | 4.3
2021-01 | 2 | 2.0108 |  | United Arab Emirates | Abu Dhabi | Hard & Soft Landscaping | Celebration Plaza | External works | DMT | Basatin Landscaping | Award | 2021 | Fixed Price Lump Sum | ACCESSORIES | Generally | Site Works ; Cycle Rack (Gomez), Cr3, Galvanised Steel With Rubber Coating; 900(Dia)X845(H)Mm; Dark Grey (Ral7043)/ Strip Teal (Ral 5012); Powder Coated; Fixings In Accordance With Specialists Details | 24 | Nr | AED | 2639.8
2021-01 | 2 | 2.0108 |  | United Arab Emirates | Abu Dhabi | Hard & Soft Landscaping | Celebration Plaza | External works | DMT | Basatin Landscaping | Award | 2021 | Fixed Price Lump Sum | CONCRETE WORK | Poured concrete | Bollards All In Accordance With Drawing Nr 2020_018-02-Icn-Ls-Dt-09206 ; 11. In Situ Concrete C35/C45; 400Mm Thk; In Footings; Poured Against Blinding | 0.7 | m³ | AED | 1086.5
2021-01 | 2 | 2.0108 |  | United Arab Emirates | Abu Dhabi | Hard & Soft Landscaping | Celebration Plaza | External works | DMT | Basatin Landscaping | Award | 2021 | Fixed Price Lump Sum | CONCRETE WORK | Poured concrete | Bollards All In Accordance With Drawing Nr 2020_018-02-Icn-Ls-Dt-09206 ; 11. In Situ Concrete C35/C45;75Mm Thick; C15/20; Blinding, Poured Against Earth | 0.19 | m³ | AED | 480.9
2021-01 | 2 | 2.0108 |  | United Arab Emirates | Abu Dhabi | Hard & Soft Landscaping | Celebration Plaza | External works | DMT | Basatin Landscaping | Award | 2021 | Fixed Price Lump Sum | CONCRETE WORK | Shuttering | Bollards All In Accordance With Drawing Nr 2020_018-02-Icn-Ls-Dt-09206 ; 11. In Situ Concrete C35/C45; Formwork | 5.54 | m² | AED | 56.8
2021-01 | 2 | 2.0108 |  | United Arab Emirates | Abu Dhabi | Hard & Soft Landscaping | Celebration Plaza | External works | DMT | Basatin Landscaping | Award | 2021 | Fixed Price Lump Sum | THERMAL AND MOISTURE PROTECTION | Coverings and linings | Bollards All In Accordance With Drawing Nr 2020_018-02-Icn-Ls-Dt-09206 ; 11. In Situ Concrete C35/C45; Waterproofing; 1 Layer Of 1000 Gauge Polythene Sheet | 8.14 | m² | AED | 50.3
2021-01 | 2 | 2.0108 |  | United Arab Emirates | Abu Dhabi | Hard & Soft Landscaping | Celebration Plaza | External works | DMT | Basatin Landscaping | Award | 2021 | Fixed Price Lump Sum | SITE WORK | Landscaping | Bollards All In Accordance With Drawing Nr 2020_018-02-Icn-Ls-Dt-09206 ; 11. In Situ Concrete C35/C45 ; Imported Filling; Layer Of 150Mm Thick Road Base Material Of 80% Cbr Value | 2.6 | m² | AED | 28
2021-01 | 2 | 2.0109 |  | United Arab Emirates | Abu Dhabi | Hard & Soft Landscaping | Celebration Plaza | External works | DMT | Basatin Landscaping | Award | 2021 | Fixed Price Lump Sum | CONCRETE WORK | Reinforcement | Bollards All In Accordance With Drawing Nr 2020_018-02-Icn-Ls-Dt-09206 ; 11. In Situ Concrete C35/C45 ; Reinforcement | 105 | kg | AED | 4.3
2021-01 | 2 | 2.0109 |  | United Arab Emirates | Abu Dhabi | Hard & Soft Landscaping | Celebration Plaza | External works | DMT | Basatin Landscaping | Award | 2021 | Fixed Price Lump Sum | ACCESSORIES | Generally | Site Works ; Custom Made Removable Bollard, Bo4, 150(Dia)X1000(H); Aluminium Powder Coated ; Dark Grey (Ral 7043)/ Strip Salmon (Ral 3018); Removable Installation As Per Manufacturers Details | 18 | Nr | AED | 3562.1
2021-01 | 2 | 2.0109 |  | United Arab Emirates | Abu Dhabi | Hard & Soft Landscaping | Celebration Plaza | External works | DMT | Basatin Landscaping | Award | 2021 | Fixed Price Lump Sum | CONCRETE WORK | Poured concrete | Bollards All In Accordance With Drawing Nr 2020_018-02-Icn-St-Dt-091206 ; 11. In Situ Concrete C35/C45 ; 400Mm Thk; In Footings; Poured Against Blinding | 2.81 | m³ | AED | 1086.5
2021-01 | 2 | 2.0109 |  | United Arab Emirates | Abu Dhabi | Hard & Soft Landscaping | Celebration Plaza | External works | DMT | Basatin Landscaping | Award | 2021 | Fixed Price Lump Sum | CONCRETE WORK | Poured concrete | Bollards All In Accordance With Drawing Nr 2020_018-02-Icn-St-Dt-091206 ; 11. In Situ Concrete C35/C45 ; 75Mm Thick; C15/20; Blinding, Poured Against Earth | 0.78 | m³ | AED | 480.9
2021-01 | 2 | 2.0109 |  | United Arab Emirates | Abu Dhabi | Hard & Soft Landscaping | Celebration Plaza | External works | DMT | Basatin Landscaping | Award | 2021 | Fixed Price Lump Sum | CONCRETE WORK | Shuttering | Bollards All In Accordance With Drawing Nr 2020_018-02-Icn-St-Dt-091206 ; 11. In Situ Concrete C35/C45 ; Formwork | 22.16 | m² | AED | 56.8
2021-01 | 2 | 2.0109 |  | United Arab Emirates | Abu Dhabi | Hard & Soft Landscaping | Celebration Plaza | External works | DMT | Basatin Landscaping | Award | 2021 | Fixed Price Lump Sum | SITE WORK | Landscaping | Bollards All In Accordance With Drawing Nr 2020_018-02-Icn-St-Dt-091206 ; 11. In Situ Concrete C35/C45 ; Waterproofing; 1 Layer Of 1000 Gauge Polythene Sheet | 32.56 | m² | AED | 50.3
2021-01 | 2 | 2.0109 |  | United Arab Emirates | Abu Dhabi | Hard & Soft Landscaping | Celebration Plaza | External works | DMT | Basatin Landscaping | Award | 2021 | Fixed Price Lump Sum | SITE WORK | Landscaping | Bollards All In Accordance With Drawing Nr 2020_018-02-Icn-St-Dt-091206 ; 11. In Situ Concrete C35/C45 ; Imported Filling; Layer Of 150Mm Thick Road Base Material Of 80% Cbr Value | 10.4 | m² | AED | 28
2021-01 | 2 | 2.0109 |  | United Arab Emirates | Abu Dhabi | Hard & Soft Landscaping | Celebration Plaza | External works | DMT | Basatin Landscaping | Award | 2021 | Fixed Price Lump Sum | CONCRETE WORK | Reinforcement | Bollards All In Accordance With Drawing Nr 2020_018-02-Icn-St-Dt-091206 ; 11. In Situ Concrete C35/C45 ; Reinforcement | 421.5 | kg | AED | 4.3
2021-01 | 2 | 2.0109 |  | United Arab Emirates | Abu Dhabi | Hard & Soft Landscaping | Celebration Plaza | External works | DMT | Basatin Landscaping | Award | 2021 | Fixed Price Lump Sum | ACCESSORIES | Generally | Site Works ; Custom Made Removable Bollard, Bo5, 150(Dia)X1000(H); Aluminium Powder Coated ; Dark Grey (Ral 7043)/ Strip Salmon (Ral 3018); Installation As Per Manufacturers Details | 72 | Nr | AED | 2671.6
2021-01 | 2 | 2.0109 |  | United Arab Emirates | Abu Dhabi | Hard & Soft Landscaping | Celebration Plaza | External works | DMT | Basatin Landscaping | Award | 2021 | Fixed Price Lump Sum | SITE WORK | Landscaping | Tree Grill All In Accordance With Drawing Number 2020_018-02-Icn-Ls-Dt-09204 ; 11. In Situ Concrete C35/C45 ; | 0.11 | m³ | AED | 1086.5
2021-01 | 2 | 2.011 |  | United Arab Emirates | Abu Dhabi | Hard & Soft Landscaping | Celebration Plaza | External works | DMT | Basatin Landscaping | Award | 2021 | Fixed Price Lump Sum | SITE WORK | Landscaping | Tree Grill All In Accordance With Drawing Number 2020_018-02-Icn-Ls-Dt-09204 ; 11. In Situ Concrete C35/C45 ; 75Mm Thick; C15/20; Blinding, Poured Against Earth | 0.03 | m³ | AED | 480.9
2021-01 | 2 | 2.011 |  | United Arab Emirates | Abu Dhabi | Hard & Soft Landscaping | Celebration Plaza | External works | DMT | Basatin Landscaping | Award | 2021 | Fixed Price Lump Sum | SITE WORK | Landscaping | Tree Grill All In Accordance With Drawing Number 2020_018-02-Icn-Ls-Dt-09204 ; 11. In Situ Concrete C35/C45 ; Formwork | 1.08 | m² | AED | 56.8
2021-01 | 2 | 2.011 |  | United Arab Emirates | Abu Dhabi | Hard & Soft Landscaping | Celebration Plaza | External works | DMT | Basatin Landscaping | Award | 2021 | Fixed Price Lump Sum | SITE WORK | Landscaping | Tree Grill All In Accordance With Drawing Number 2020_018-02-Icn-Ls-Dt-09204 ; 11. In Situ Concrete C35/C45 ; Waterproofing; 1 Layer Of 1000 Gauge Polythene Sheet | 1.44 | m² | AED | 50.3
2021-01 | 2 | 2.011 |  | United Arab Emirates | Abu Dhabi | Hard & Soft Landscaping | Celebration Plaza | External works | DMT | Basatin Landscaping | Award | 2021 | Fixed Price Lump Sum | SITE WORK | Landscaping | Tree Grill All In Accordance With Drawing Number 2020_018-02-Icn-Ls-Dt-09204 ; 11. In Situ Concrete C35/C45 ; Imported Filling; Layer Of 150Mm Thick Road Base Material Of 80% Cbr Value | 0.36 | m² | AED | 28
2021-01 | 2 | 2.011 |  | United Arab Emirates | Abu Dhabi | Hard & Soft Landscaping | Celebration Plaza | External works | DMT | Basatin Landscaping | Award | 2021 | Fixed Price Lump Sum | SITE WORK | Landscaping | Tree Grill All In Accordance With Drawing Number 2020_018-02-Icn-Ls-Dt-09204 ; 11. In Situ Concrete C35/C45 ; Reinforcement | 16.5 | kg | AED | 4.3
2021-01 | 2 | 2.011 |  | United Arab Emirates | Abu Dhabi | Hard & Soft Landscaping | Celebration Plaza | External works | DMT | Basatin Landscaping | Award | 2021 | Fixed Price Lump Sum | SITE WORK | Landscaping | Site Works ; Tree Grate;Tg4; Ayir; Hot Dipped Galvanised Steel; 2000(Dia)Mm; Fixing Detail As Per Manufacturers Details And Recommendations | 4 | Nr | AED | 8345.4
2021-01 | 2 | 2.011 |  | United Arab Emirates | Abu Dhabi | Hard & Soft Landscaping | Celebration Plaza | External works | DMT | Basatin Landscaping | Award | 2021 | Fixed Price Lump Sum | ACCESSORIES | Generally | Hammock All In Accordance With Drawing Nr 2020_018-02-Icn-Ls-Dt-09203 ; 11. In Situ Concrete C35/C45 ; 500Mm Thk; In Footings; Poured Against Blinding | 0.5 | m³ | AED | 1086.5
2021-01 | 2 | 2.011 |  | United Arab Emirates | Abu Dhabi | Hard & Soft Landscaping | Celebration Plaza | External works | DMT | Basatin Landscaping | Award | 2021 | Fixed Price Lump Sum | ACCESSORIES | Generally | Hammock All In Accordance With Drawing Nr 2020_018-02-Icn-Ls-Dt-09203 ; 11. In Situ Concrete C35/C45 ; 75Mm Thick; C15/20; Blinding, Poured Against Earth | 0.08 | m³ | AED | 480.9
2021-01 | 2 | 2.011 |  | United Arab Emirates | Abu Dhabi | Hard & Soft Landscaping | Celebration Plaza | External works | DMT | Basatin Landscaping | Award | 2021 | Fixed Price Lump Sum | ACCESSORIES | Generally | Hammock All In Accordance With Drawing Nr 2020_018-02-Icn-Ls-Dt-09203 ; 11. In Situ Concrete C35/C45 ; Formwork | 3 | m² | AED | 56.8
2021-01 | 2 | 2.011 |  | United Arab Emirates | Abu Dhabi | Hard & Soft Landscaping | Celebration Plaza | External works | DMT | Basatin Landscaping | Award | 2021 | Fixed Price Lump Sum | ACCESSORIES | Generally | Hammock All In Accordance With Drawing Nr 2020_018-02-Icn-Ls-Dt-09203 ; 11. In Situ Concrete C35/C45 ; Waterproofing; 1 Layer Of 1000 Gauge Polythene Sheet | 4 | m² | AED | 50.3
2021-01 | 2 | 2.0111 |  | United Arab Emirates | Abu Dhabi | Hard & Soft Landscaping | Celebration Plaza | External works | DMT | Basatin Landscaping | Award | 2021 | Fixed Price Lump Sum | ACCESSORIES | Generally | Hammock All In Accordance With Drawing Nr 2020_018-02-Icn-Ls-Dt-09203 ; 11. In Situ Concrete C35/C45 ; Imported Filling; Layer Of 250Mm Thick Road Base Material Of 80% Cbr Value | 1 | m² | AED | 28
2021-01 | 2 | 2.0111 |  | United Arab Emirates | Abu Dhabi | Hard & Soft Landscaping | Celebration Plaza | External works | DMT | Basatin Landscaping | Award | 2021 | Fixed Price Lump Sum | ACCESSORIES | Generally | Hammock All In Accordance With Drawing Nr 2020_018-02-Icn-Ls-Dt-09203 ; 11. In Situ Concrete C35/C45 ; Reinforcement | 75 | kg | AED | 4.3
2021-01 | 2 | 2.0111 |  | United Arab Emirates | Abu Dhabi | Hard & Soft Landscaping | Celebration Plaza | External works | DMT | Basatin Landscaping | Award | 2021 | Fixed Price Lump Sum | ACCESSORIES | Generally | Site Works ; Hammock Swing, Hm1, Gebal; 4200(L)X1000(W)X1400(H); Fixing Detail As Per The Manufacturers Guidelines | 4 | Nr | AED | 22898.7
2021-01 | 2 | 2.0111 |  | United Arab Emirates | Abu Dhabi | Hard & Soft Landscaping | Celebration Plaza | External works | DMT | Basatin Landscaping | Award | 2021 | Fixed Price Lump Sum | ACCESSORIES | Generally | Feature Table And Chairs All In Accordance With Drawing Ref 2020_018-02-Icn-Ls-Dt-09206 ; 35. Site Works ; Table And Benches; Be32; Benches (Stack Stc-157); Steel Epoxy Coated; Seating, 4 Seats; Dark Grey (Ral7043) And Beige (Ral7044); Free Standing | 9 | Nr | AED | 54702.5
2021-01 | 2 | 2.0111 |  | United Arab Emirates | Abu Dhabi | Hard & Soft Landscaping | Celebration Plaza | External works | DMT | Basatin Landscaping | Award | 2021 | Fixed Price Lump Sum | CONCRETE WORK | Poured concrete | Grill All In Accordance With Drawing Nr 2020_018-02-Icn-Ls-Dt-09204 ; 11. In Situ-Concrete ; 250Mm Thk; In Footings; Poured Against Blinding | 0.42 | m³ | AED | 1086.5
2021-01 | 2 | 2.0111 |  | United Arab Emirates | Abu Dhabi | Hard & Soft Landscaping | Celebration Plaza | External works | DMT | Basatin Landscaping | Award | 2021 | Fixed Price Lump Sum | CONCRETE WORK | Poured concrete | Grill All In Accordance With Drawing Nr 2020_018-02-Icn-Ls-Dt-09204 ; 11. In Situ-Concrete ; 75Mm Thick; C15/20; Blinding, Poured Against Earth | 0.13 | m³ | AED | 480.9
2021-01 | 2 | 2.0111 |  | United Arab Emirates | Abu Dhabi | Hard & Soft Landscaping | Celebration Plaza | External works | DMT | Basatin Landscaping | Award | 2021 | Fixed Price Lump Sum | CONCRETE WORK | Shuttering | Grill All In Accordance With Drawing Nr 2020_018-02-Icn-Ls-Dt-09204 ; 11. In Situ-Concrete ; Formwork | 1.69 | m² | AED | 56.8
2021-01 | 2 | 2.0111 |  | United Arab Emirates | Abu Dhabi | Hard & Soft Landscaping | Celebration Plaza | External works | DMT | Basatin Landscaping | Award | 2021 | Fixed Price Lump Sum | THERMAL AND MOISTURE PROTECTION | Coverings and linings | Grill All In Accordance With Drawing Nr 2020_018-02-Icn-Ls-Dt-09204 ; 11. In Situ-Concrete ; Waterproofing; 1 Layer Of 1000 Gauge Polythene Sheet | 3.38 | m² | AED | 50.3
2021-01 | 2 | 2.0111 |  | United Arab Emirates | Abu Dhabi | Hard & Soft Landscaping | Celebration Plaza | External works | DMT | Basatin Landscaping | Award | 2021 | Fixed Price Lump Sum | SITE WORK | Landscaping | Grill All In Accordance With Drawing Nr 2020_018-02-Icn-Ls-Dt-09204 ; 11. In Situ-Concrete ; Imported Filling; Layer Of 250Mm Thick Road Base Material Of 80% Cbr Value | 1.69 | m² | AED | 28
2021-01 | 2 | 2.0111 |  | United Arab Emirates | Abu Dhabi | Hard & Soft Landscaping | Celebration Plaza | External works | DMT | Basatin Landscaping | Award | 2021 | Fixed Price Lump Sum | CONCRETE WORK | Reinforcement | Grill All In Accordance With Drawing Nr 2020_018-02-Icn-Ls-Dt-09204 ; 11. In Situ-Concrete ; Reinforcement | 63 | kg | AED | 4.3
2021-01 | 2 | 2.0112 |  | United Arab Emirates | Abu Dhabi | Hard & Soft Landscaping | Celebration Plaza | External works | DMT | Basatin Landscaping | Award | 2021 | Fixed Price Lump Sum | ACCESSORIES | Generally | Site Works ; Bbq Grill; Bbq3; Steel; Heat Resistant Textured Paint; 1250(Dia)X650(H)Mm; Fixing As Per Manufacturer Recommendation | 3 | Nr | AED | 17937.4
2021-01 | 2 | 2.0112 |  | United Arab Emirates | Abu Dhabi | Hard & Soft Landscaping | Celebration Plaza | External works | DMT | Basatin Landscaping | Award | 2021 | Fixed Price Lump Sum | ACCESSORIES | Generally | Charcoal Waste Bin In Accordance With Drawing Nr 2020_018-02-Icn-Ls-Dt-09205 ; 35. Site Works ; Charcoal Waste Bin; Cbbq, 640(Dia)X910(H); Steel And Concrete, Light Grey Ral9016)/ To Match Litter Bins; Fittings In Accordance With Manufacturers Guidelines | 3 | Nr | AED | 5724.7
2021-01 | 2 | 2.0112 |  | United Arab Emirates | Abu Dhabi | Hard & Soft Landscaping | Celebration Plaza | External works | DMT | Basatin Landscaping | Award | 2021 | Fixed Price Lump Sum | ACCESSORIES | Generally | Wheel Stopper In Accordance With Drawing Nr 2020_018-02-Icn-Ls-Dt-09008 ; 35. Site Works ; Wheel Stopper; Type Cws (Ext-356); 2000 X 150 X 100Mm; With Corrosion Protection ; Coating; Including 2Nos. 13Mm Diameter Deformed Steel Bars/Anchorage Pins | 206 | Nr | AED | 480.9
2021-01 | 2 | 2.0112 |  | United Arab Emirates | Abu Dhabi | Hard & Soft Landscaping | Celebration Plaza | External works | DMT | Basatin Landscaping | Award | 2021 | Fixed Price Lump Sum | CONCRETE WORK | Poured concrete | Parkour Courts In Accordance With Drawings Nr 2020_018-02-Icn-Ls-Dt-09304 ; 11. In Situ Concrete C35/C45 ; 400Mm Thk; In Footings; Poured Against Blinding | 3.86 | m³ | AED | 1086.5
2021-01 | 2 | 2.0112 |  | United Arab Emirates | Abu Dhabi | Hard & Soft Landscaping | Celebration Plaza | External works | DMT | Basatin Landscaping | Award | 2021 | Fixed Price Lump Sum | CONCRETE WORK | Poured concrete | Parkour Courts In Accordance With Drawings Nr 2020_018-02-Icn-Ls-Dt-09304 ; 11. In Situ Concrete C35/C45 ; 75Mm Thick; C15/20; Blinding, Poured Against Earth | 1.07 | m³ | AED | 480.9
2021-01 | 2 | 2.0112 |  | United Arab Emirates | Abu Dhabi | Hard & Soft Landscaping | Celebration Plaza | External works | DMT | Basatin Landscaping | Award | 2021 | Fixed Price Lump Sum | CONCRETE WORK | Shuttering | Parkour Courts In Accordance With Drawings Nr 2020_018-02-Icn-Ls-Dt-09304 ; 11. In Situ Concrete C35/C45 ; Formwork | 4.75 | m² | AED | 56.8
2021-01 | 2 | 2.0112 |  | United Arab Emirates | Abu Dhabi | Hard & Soft Landscaping | Celebration Plaza | External works | DMT | Basatin Landscaping | Award | 2021 | Fixed Price Lump Sum | THERMAL AND MOISTURE PROTECTION | Coverings and linings | Parkour Courts In Accordance With Drawings Nr 2020_018-02-Icn-Ls-Dt-09304 ; 11. In Situ Concrete C35/C45 ; Waterproofing; 1 Layer Of 1000 Gauge Polythene Sheet | 19.07 | m² | AED | 50.3
2021-01 | 2 | 2.0112 |  | United Arab Emirates | Abu Dhabi | Hard & Soft Landscaping | Celebration Plaza | External works | DMT | Basatin Landscaping | Award | 2021 | Fixed Price Lump Sum | SITE WORK | Landscaping | Parkour Courts In Accordance With Drawings Nr 2020_018-02-Icn-Ls-Dt-09304 ; 11. In Situ Concrete C35/C45 ; Imported Filling; Layer Of 250Mm Thick Road Base Material Of 80% Cbr Value | 14.32 | m² | AED | 28
2021-01 | 2 | 2.0112 |  | United Arab Emirates | Abu Dhabi | Hard & Soft Landscaping | Celebration Plaza | External works | DMT | Basatin Landscaping | Award | 2021 | Fixed Price Lump Sum | CONCRETE WORK | Reinforcement | Parkour Courts In Accordance With Drawings Nr 2020_018-02-Icn-Ls-Dt-09304 ; 11. In Situ Concrete C35/C45 ; Reinforcement | 579 | kg | AED | 4.3
2021-01 | 2 | 2.0112 |  | United Arab Emirates | Abu Dhabi | Hard & Soft Landscaping | Celebration Plaza | External works | DMT | Basatin Landscaping | Award | 2021 | Fixed Price Lump Sum | ACCESSORIES | Generally | Site Works ; Parkour Courts; Pe6; Including Products Base Frame, Galvanised Steel Structure, Light Grey (Ral9016); Base S, Galvanised Steel Structure, Light Grey (Ral9016); Base L, Galvanised Steel Structure, Light Grey (Ral9016); Cage M, Galvanised Steel Structure, Light Grey (Ral9016); Fixing In Accordance With Manufacturers Recommendations | 1 | Nr | AED | 462044.9
2021-01 | 2 | 2.0113 |  | United Arab Emirates | Abu Dhabi | Hard & Soft Landscaping | Celebration Plaza | External works | DMT | Basatin Landscaping | Award | 2021 | Fixed Price Lump Sum | CONCRETE WORK | Poured concrete | Ping Pong Table In Accordance With Drawings And Specifications ; 11. In Situ Concrete C35/C45 ;300Mm Thk; In Footings; Poured Against Blinding | 1.62 | m³ | AED | 1086.5
2021-01 | 2 | 2.0113 |  | United Arab Emirates | Abu Dhabi | Hard & Soft Landscaping | Celebration Plaza | External works | DMT | Basatin Landscaping | Award | 2021 | Fixed Price Lump Sum | CONCRETE WORK | Poured concrete | Ping Pong Table In Accordance With Drawings And Specifications ; 11. In Situ Concrete C35/C45 ; 75Mm Thick; C15/20; Blinding, Poured Against Earth | 0.49 | m³ | AED | 480.9
2021-01 | 2 | 2.0113 |  | United Arab Emirates | Abu Dhabi | Hard & Soft Landscaping | Celebration Plaza | External works | DMT | Basatin Landscaping | Award | 2021 | Fixed Price Lump Sum | CONCRETE WORK | Shuttering | Ping Pong Table In Accordance With Drawings And Specifications ; 11. In Situ Concrete C35/C45 ;Formwork | 3.41 | m² | AED | 56.8
2021-01 | 2 | 2.0113 |  | United Arab Emirates | Abu Dhabi | Hard & Soft Landscaping | Celebration Plaza | External works | DMT | Basatin Landscaping | Award | 2021 | Fixed Price Lump Sum | THERMAL AND MOISTURE PROTECTION | Coverings and linings | Ping Pong Table In Accordance With Drawings And Specifications ; 11. In Situ Concrete C35/C45 ; Waterproofing; 1 Layer Of 1000 Gauge Polythene Sheet | 3.41 | m² | AED | 50.3
2021-01 | 2 | 2.0113 |  | United Arab Emirates | Abu Dhabi | Hard & Soft Landscaping | Celebration Plaza | External works | DMT | Basatin Landscaping | Award | 2021 | Fixed Price Lump Sum | SITE WORK | Landscaping | Ping Pong Table In Accordance With Drawings And Specifications ; 11. In Situ Concrete C35/C45 ; Imported Filling; Layer Of 250Mm Thick Road Base Material Of 80% Cbr Value | 6.48 | m² | AED | 28
2021-01 | 2 | 2.0113 |  | United Arab Emirates | Abu Dhabi | Hard & Soft Landscaping | Celebration Plaza | External works | DMT | Basatin Landscaping | Award | 2021 | Fixed Price Lump Sum | CONCRETE WORK | Reinforcement | Ping Pong Table In Accordance With Drawings And Specifications ; 11. In Situ Concrete C35/C45 ; Reinforcement | 243 | kg | AED | 4.3
2021-01 | 2 | 2.0113 |  | United Arab Emirates | Abu Dhabi | Hard & Soft Landscaping | Celebration Plaza | External works | DMT | Basatin Landscaping | Award | 2021 | Fixed Price Lump Sum | ACCESSORIES | Generally | Site Works ; Outdoor Ping Pong Table; Ppt; Reinforced Cast Concrete, Coating Acid Etched Waterproof; Green (Ral 60120); Reinforced Concrete Footings | 3 | Nr | AED | 19082.3
2021-01 | 2 | 2.0113 |  | United Arab Emirates | Abu Dhabi | Hard & Soft Landscaping | Celebration Plaza | External works | DMT | Basatin Landscaping | Award | 2021 | Fixed Price Lump Sum | CONCRETE WORK | Poured concrete | Interactive Hand Sanitizer All In Accordance With Drawing Nr ; 2020_018-02-Icn-Ls-Dt-09306 ; 11. In Situ Concrete C35/C45 ; 400Mm Thk; In Footings; Poured Against Blinding | 0.1 | m³ | AED | 1086.5
2021-01 | 2 | 2.0113 |  | United Arab Emirates | Abu Dhabi | Hard & Soft Landscaping | Celebration Plaza | External works | DMT | Basatin Landscaping | Award | 2021 | Fixed Price Lump Sum | CONCRETE WORK | Poured concrete | Interactive Hand Sanitizer All In Accordance With Drawing Nr ; 2020_018-02-Icn-Ls-Dt-09306 ; 11. In Situ Concrete C35/C45 ; 75Mm Thick; C15/20; Blinding, Poured Against Earth | 0.02 | m³ | AED | 480.9
2021-01 | 2 | 2.0113 |  | United Arab Emirates | Abu Dhabi | Hard & Soft Landscaping | Celebration Plaza | External works | DMT | Basatin Landscaping | Award | 2021 | Fixed Price Lump Sum | CONCRETE WORK | Shuttering | Interactive Hand Sanitizer All In Accordance With Drawing Nr ; 2020_018-02-Icn-Ls-Dt-09306 ; 11. In Situ Concrete C35/C45 ; Formwork | 1.8 | m² | AED | 56.8
2021-01 | 2 | 2.0114 |  | United Arab Emirates | Abu Dhabi | Hard & Soft Landscaping | Celebration Plaza | External works | DMT | Basatin Landscaping | Award | 2021 | Fixed Price Lump Sum | THERMAL AND MOISTURE PROTECTION | Coverings and linings | Interactive Hand Sanitizer All In Accordance With Drawing Nr ; 2020_018-02-Icn-Ls-Dt-09306 ; 11. In Situ Concrete C35/C45 ; Waterproofing; 1 Layer Of 1000 Gauge Polythene Sheet | 0.85 | m² | AED | 50.3
2021-01 | 2 | 2.0114 |  | United Arab Emirates | Abu Dhabi | Hard & Soft Landscaping | Celebration Plaza | External works | DMT | Basatin Landscaping | Award | 2021 | Fixed Price Lump Sum | SITE WORK | Landscaping | Interactive Hand Sanitizer All In Accordance With Drawing Nr ; 2020_018-02-Icn-Ls-Dt-09306 ; 11. In Situ Concrete C35/C45 ; Imported Filling; Layer Of 150Mm Thick Road Base Material Of 80% Cbr Value | 0.25 | m² | AED | 28
2021-01 | 2 | 2.0114 |  | United Arab Emirates | Abu Dhabi | Hard & Soft Landscaping | Celebration Plaza | External works | DMT | Basatin Landscaping | Award | 2021 | Fixed Price Lump Sum | CONCRETE WORK | Reinforcement | Interactive Hand Sanitizer All In Accordance With Drawing Nr ; 2020_018-02-Icn-Ls-Dt-09306 ; 11. In Situ Concrete C35/C45 ; Reinforcement | 15 | kg | AED | 4.3
2021-01 | 2 | 2.0114 |  | United Arab Emirates | Abu Dhabi | Hard & Soft Landscaping | Celebration Plaza | External works | DMT | Basatin Landscaping | Award | 2021 | Fixed Price Lump Sum | ACCESSORIES | Generally | Site Works ; Protectontic Interactive Hand Sanitizer, Adc, Stainless Steel Tube With Rubber Pedestal; 280(D)X1190(H)Mm; To Match Ral Colour Of Lighting Bollard, Strip Salmon (Ral3018); Metal Dowel Fixing As Per Specialist Detail | 1 | Nr | AED | 27478.5
2021-01 | 2 | 2.0114 |  | United Arab Emirates | Abu Dhabi | Hard & Soft Landscaping | Celebration Plaza | External works | DMT | Basatin Landscaping | Award | 2021 | Fixed Price Lump Sum | CONCRETE WORK | Poured concrete | Football And Goal In Accordance With Drawing Nr Dt-09401 ; 11. In Situ Concrete C35/C45 ; 400Mm Thk; In Footings; Poured Against Blinding | 0.07 | m³ | AED | 1086.5
2021-01 | 2 | 2.0114 |  | United Arab Emirates | Abu Dhabi | Hard & Soft Landscaping | Celebration Plaza | External works | DMT | Basatin Landscaping | Award | 2021 | Fixed Price Lump Sum | CONCRETE WORK | Poured concrete | Football And Goal In Accordance With Drawing Nr Dt-09401 ; 11. In Situ Concrete C35/C45 ; 75Mm Thick; C15/20; Blinding, Poured Against Earth | 0.01 | m³ | AED | 480.9
2021-01 | 2 | 2.0114 |  | United Arab Emirates | Abu Dhabi | Hard & Soft Landscaping | Celebration Plaza | External works | DMT | Basatin Landscaping | Award | 2021 | Fixed Price Lump Sum | CONCRETE WORK | Shuttering | Football And Goal In Accordance With Drawing Nr Dt-09401 ; 11. In Situ Concrete C35/C45 ; Formwork | 0.72 | m² | AED | 56.8
2021-01 | 2 | 2.0114 |  | United Arab Emirates | Abu Dhabi | Hard & Soft Landscaping | Celebration Plaza | External works | DMT | Basatin Landscaping | Award | 2021 | Fixed Price Lump Sum | THERMAL AND MOISTURE PROTECTION | Coverings and linings | Football And Goal In Accordance With Drawing Nr Dt-09401 ; 11. In Situ Concrete C35/C45 ; Waterproofing; 1 Layer Of 1000 Gauge Polythene Sheet | 0.9 | m² | AED | 50.3
2021-01 | 2 | 2.0114 |  | United Arab Emirates | Abu Dhabi | Hard & Soft Landscaping | Celebration Plaza | External works | DMT | Basatin Landscaping | Award | 2021 | Fixed Price Lump Sum | SITE WORK | Landscaping | Football And Goal In Accordance With Drawing Nr Dt-09401 ; 11. In Situ Concrete C35/C45 ; Imported Filling; Layer Of 150Mm Thick Road Base Material Of 80% Cbr Value | 0.18 | m² | AED | 28
2021-01 | 2 | 2.0114 |  | United Arab Emirates | Abu Dhabi | Hard & Soft Landscaping | Celebration Plaza | External works | DMT | Basatin Landscaping | Award | 2021 | Fixed Price Lump Sum | CONCRETE WORK | Reinforcement | Football And Goal In Accordance With Drawing Nr Dt-09401 ; 11. In Situ Concrete C35/C45 ; Reinforcement | 10.5 | kg | AED | 4.3
2021-01 | 2 | 2.0115 |  | United Arab Emirates | Abu Dhabi | Hard & Soft Landscaping | Celebration Plaza | External works | DMT | Basatin Landscaping | Award | 2021 | Fixed Price Lump Sum | ACCESSORIES | Generally | Site Works ; Football Goall; Sp3; Steel Strucuture With Safety Foam; Light Grey (Ral9016), Teal ; (Ral5012); Fixing In Accordance With Suppliers Requirements | 2 | Nr | AED | 56610.7
2021-01 | 2 | 2.0115 |  | United Arab Emirates | Abu Dhabi | Hard & Soft Landscaping | Celebration Plaza | External works | DMT | Basatin Landscaping | Award | 2021 | Fixed Price Lump Sum | CONCRETE WORK | Poured concrete | Basketball Hoop, In Accordance With Drawings Nr Dt-09402 ; 11. In Situ Concrete C35/C45 ; 500Mm Thk; In Footings; Poured Against Blinding | 0.25 | m³ | AED | 1086.5
2021-01 | 2 | 2.0115 |  | United Arab Emirates | Abu Dhabi | Hard & Soft Landscaping | Celebration Plaza | External works | DMT | Basatin Landscaping | Award | 2021 | Fixed Price Lump Sum | CONCRETE WORK | Poured concrete | Basketball Hoop, In Accordance With Drawings Nr Dt-09402 ; 11. In Situ Concrete C35/C45 ; 75Mm Thick; C15/20; Blinding, Poured Against Earth | 0.04 | m³ | AED | 480.9
2021-01 | 2 | 2.0115 |  | United Arab Emirates | Abu Dhabi | Hard & Soft Landscaping | Celebration Plaza | External works | DMT | Basatin Landscaping | Award | 2021 | Fixed Price Lump Sum | CONCRETE WORK | Shuttering | Basketball Hoop, In Accordance With Drawings Nr Dt-09402 ; 11. In Situ Concrete C35/C45 ; Formwork | 1.5 | m² | AED | 56.8
2021-01 | 2 | 2.0115 |  | United Arab Emirates | Abu Dhabi | Hard & Soft Landscaping | Celebration Plaza | External works | DMT | Basatin Landscaping | Award | 2021 | Fixed Price Lump Sum | THERMAL AND MOISTURE PROTECTION | Coverings and linings | Basketball Hoop, In Accordance With Drawings Nr Dt-09402 ; 11. In Situ Concrete C35/C45 ; Waterproofing; 1 Layer Of 1000 Gauge Polythene Sheet | 2 | m² | AED | 50.3
2021-01 | 2 | 2.0115 |  | United Arab Emirates | Abu Dhabi | Hard & Soft Landscaping | Celebration Plaza | External works | DMT | Basatin Landscaping | Award | 2021 | Fixed Price Lump Sum | SITE WORK | Landscaping | Basketball Hoop, In Accordance With Drawings Nr Dt-09402 ; 11. In Situ Concrete C35/C45 ; Imported Filling; Layer Of 250Mm Thick Road Base Material Of 80% Cbr Value | 2 | m² | AED | 28
2021-01 | 2 | 2.0115 |  | United Arab Emirates | Abu Dhabi | Hard & Soft Landscaping | Celebration Plaza | External works | DMT | Basatin Landscaping | Award | 2021 | Fixed Price Lump Sum | CONCRETE WORK | Reinforcement | Basketball Hoop, In Accordance With Drawings Nr Dt-09402 ; 11. In Situ Concrete C35/C45 ; Reinforcement | 37.5 | kg | AED | 4.3
2021-01 | 2 | 2.0115 |  | United Arab Emirates | Abu Dhabi | Hard & Soft Landscaping | Celebration Plaza | External works | DMT | Basatin Landscaping | Award | 2021 | Fixed Price Lump Sum | METALWORK | Non structural metalwork | Basketball Hoop, In Accordance With Drawings And Specifications ; 35. Site Works ; Standard Basketball Hoop; Bc1; Steel Strucuture With Safety Foam; Light Grey (Ral9016), Teal (Ral5012); Fixing In Accordance With Suppliers Requirements | 2 | Nr | AED | 9986.4
2021-01 | 2 | 2.0115 |  | United Arab Emirates | Abu Dhabi | Hard & Soft Landscaping | Celebration Plaza | External works | DMT | Basatin Landscaping | Award | 2021 | Fixed Price Lump Sum | CONCRETE WORK | Poured concrete | Basketball Hoop And Goal In Accordance With Drawing Nr Dt-09402 ; 11. In Situ Concrete C35/C45 ; 500Mm Thk; In Footings; Poured Against Blinding | 0.29 | m³ | AED | 1086.5
2021-01 | 2 | 2.0115 |  | United Arab Emirates | Abu Dhabi | Hard & Soft Landscaping | Celebration Plaza | External works | DMT | Basatin Landscaping | Award | 2021 | Fixed Price Lump Sum | CONCRETE WORK | Poured concrete | Basketball Hoop And Goal In Accordance With Drawing Nr Dt-09402 ; 11. In Situ Concrete C35/C45 ; 75Mm Thick; C15/20; Blinding, Poured Against Earth | 0.05 | m³ | AED | 480.9
2021-01 | 2 | 2.0116 |  | United Arab Emirates | Abu Dhabi | Hard & Soft Landscaping | Celebration Plaza | External works | DMT | Basatin Landscaping | Award | 2021 | Fixed Price Lump Sum | CONCRETE WORK | Shuttering | Basketball Hoop And Goal In Accordance With Drawing Nr Dt-09402 ; 11. In Situ Concrete C35/C45 ; Formwork | 2.88 | m² | AED | 56.8
2021-01 | 2 | 2.0116 |  | United Arab Emirates | Abu Dhabi | Hard & Soft Landscaping | Celebration Plaza | External works | DMT | Basatin Landscaping | Award | 2021 | Fixed Price Lump Sum | THERMAL AND MOISTURE PROTECTION | Coverings and linings | Basketball Hoop And Goal In Accordance With Drawing Nr Dt-09402 ; 11. In Situ Concrete C35/C45 ; Waterproofing; 1 Layer Of 1000 Gauge Polythene Sheet | 3.6 | m² | AED | 50.3
2021-01 | 2 | 2.0116 |  | United Arab Emirates | Abu Dhabi | Hard & Soft Landscaping | Celebration Plaza | External works | DMT | Basatin Landscaping | Award | 2021 | Fixed Price Lump Sum | SITE WORK | Landscaping | Basketball Hoop And Goal In Accordance With Drawing Nr Dt-09402 ; 11. In Situ Concrete C35/C45 ; Imported Filling; Layer Of 250Mm Thick Road Base Material Of 80% Cbr Value | 0.72 | m² | AED | 28
2021-01 | 2 | 2.0116 |  | United Arab Emirates | Abu Dhabi | Hard & Soft Landscaping | Celebration Plaza | External works | DMT | Basatin Landscaping | Award | 2021 | Fixed Price Lump Sum | CONCRETE WORK | Reinforcement | Basketball Hoop And Goal In Accordance With Drawing Nr Dt-09402 ; 11. In Situ Concrete C35/C45 ; Reinforcement | 43.5 | kg | AED | 4.3
2021-01 | 2 | 2.0116 |  | United Arab Emirates | Abu Dhabi | Hard & Soft Landscaping | Celebration Plaza | External works | DMT | Basatin Landscaping | Award | 2021 | Fixed Price Lump Sum | ACCESSORIES | Generally | Site Works ; Basketball Hoop With Goal; Bc3; Steel Strucuture With Safety Foam; Light Grey (Ral9016), Teal (Ral5012); Fixing In Accordance With Suppliers Requirements | 2 | Nr | AED | 9986.4
2021-01 | 2 | 2.0116 |  | United Arab Emirates | Abu Dhabi | Hard & Soft Landscaping | Celebration Plaza | External works | DMT | Basatin Landscaping | Award | 2021 | Fixed Price Lump Sum | CONCRETE WORK | Poured concrete | Picnic Table In Accordance With Drawing Nr 2020_018-02-Icn-Ls-Dt-09203 ; 11. In Situ Concrete C35/C45 ; 250Mm Thk; In Footings; Poured Against Blinding | 2.75 | m³ | AED | 1086.5
2021-01 | 2 | 2.0116 |  | United Arab Emirates | Abu Dhabi | Hard & Soft Landscaping | Celebration Plaza | External works | DMT | Basatin Landscaping | Award | 2021 | Fixed Price Lump Sum | CONCRETE WORK | Poured concrete | Picnic Table In Accordance With Drawing Nr 2020_018-02-Icn-Ls-Dt-09203 ; 11. In Situ Concrete C35/C45 ; 75Mm Thick; C15/20; Blinding, Poured Against Earth | 0.83 | m³ | AED | 480.9
2021-01 | 2 | 2.0116 |  | United Arab Emirates | Abu Dhabi | Hard & Soft Landscaping | Celebration Plaza | External works | DMT | Basatin Landscaping | Award | 2021 | Fixed Price Lump Sum | CONCRETE WORK | Reinforcement | Picnic Table In Accordance With Drawing Nr 2020_018-02-Icn-Ls-Dt-09203 ; 11. In Situ Concrete C35/C45 ; Formwork | 8.25 | m² | AED | 56.8
2021-01 | 2 | 2.0116 |  | United Arab Emirates | Abu Dhabi | Hard & Soft Landscaping | Celebration Plaza | External works | DMT | Basatin Landscaping | Award | 2021 | Fixed Price Lump Sum | THERMAL AND MOISTURE PROTECTION | Coverings and linings | Picnic Table In Accordance With Drawing Nr 2020_018-02-Icn-Ls-Dt-09203 ; 11. In Situ Concrete C35/C45 ; Waterproofing; 1 Layer Of 1000 Gauge Polythene Sheet | 38.5 | m² | AED | 50.3
2021-01 | 2 | 2.0116 |  | United Arab Emirates | Abu Dhabi | Hard & Soft Landscaping | Celebration Plaza | External works | DMT | Basatin Landscaping | Award | 2021 | Fixed Price Lump Sum | SITE WORK | Landscaping | Picnic Table In Accordance With Drawing Nr 2020_018-02-Icn-Ls-Dt-09203 ; 11. In Situ Concrete C35/C45 ; Imported Filling; Layer Of 150Mm Thick Road Base Material Of 80% Cbr Value | 22 | m² | AED | 28
2021-01 | 2 | 2.0117 |  | United Arab Emirates | Abu Dhabi | Hard & Soft Landscaping | Celebration Plaza | External works | DMT | Basatin Landscaping | Award | 2021 | Fixed Price Lump Sum | CONCRETE WORK | Poured concrete | Picnic Table In Accordance With Drawing Nr 2020_018-02-Icn-Ls-Dt-09203 ; 11. In Situ Concrete C35/C45 ; Reinforcement | 412.5 | kg | AED | 4.3
2021-01 | 2 | 2.0117 |  | United Arab Emirates | Abu Dhabi | Hard & Soft Landscaping | Celebration Plaza | External works | DMT | Basatin Landscaping | Award | 2021 | Fixed Price Lump Sum | ACCESSORIES | Generally | Site Works ; Picnic Table; Pb2; Timber Board On Steel Support; 3082(L)X1600(W)X750(H)Mm; Steel Dark Grey (Ral7043), Natural Wood, Fixings In Accordance With Manufacturers Detail | 11 | Nr | AED | 14884.2
2021-01 | 2 | 2.0117 |  | United Arab Emirates | Abu Dhabi | Hard & Soft Landscaping | Celebration Plaza | External works | DMT | Basatin Landscaping | Award | 2021 | Fixed Price Lump Sum | CONCRETE WORK | Poured concrete | Box M In Accordance With Drawing Nr 2020_018-02-Icn-Ls-Dt-09301 ; 11. In Situ Concrete C35/C45 ; 200Mm Thk; In Footings; Poured Against Blinding | 0.29 | m³ | AED | 1086.5
2021-01 | 2 | 2.0117 |  | United Arab Emirates | Abu Dhabi | Hard & Soft Landscaping | Celebration Plaza | External works | DMT | Basatin Landscaping | Award | 2021 | Fixed Price Lump Sum | CONCRETE WORK | Poured concrete | Box M In Accordance With Drawing Nr 2020_018-02-Icn-Ls-Dt-09301 ; 11. In Situ Concrete C35/C45 ; 75Mm Thick; C15/20; Blinding, Poured Against Earth | 0.11 | m³ | AED | 480.9
2021-01 | 2 | 2.0117 |  | United Arab Emirates | Abu Dhabi | Hard & Soft Landscaping | Celebration Plaza | External works | DMT | Basatin Landscaping | Award | 2021 | Fixed Price Lump Sum | CONCRETE WORK | Shuttering | Box M In Accordance With Drawing Nr 2020_018-02-Icn-Ls-Dt-09301 ; 11. In Situ Concrete C35/C45 ; Formwork | 0.72 | m² | AED | 56.8
2021-01 | 2 | 2.0117 |  | United Arab Emirates | Abu Dhabi | Hard & Soft Landscaping | Celebration Plaza | External works | DMT | Basatin Landscaping | Award | 2021 | Fixed Price Lump Sum | THERMAL AND MOISTURE PROTECTION | Coverings and linings | Box M In Accordance With Drawing Nr 2020_018-02-Icn-Ls-Dt-09301 ; 11. In Situ Concrete C35/C45 ; Waterproofing; 1 Layer Of 1000 Gauge Polythene Sheet | 2.16 | m² | AED | 50.3
2021-01 | 2 | 2.0117 |  | United Arab Emirates | Abu Dhabi | Hard & Soft Landscaping | Celebration Plaza | External works | DMT | Basatin Landscaping | Award | 2021 | Fixed Price Lump Sum | SITE WORK | Landscaping | Box M In Accordance With Drawing Nr 2020_018-02-Icn-Ls-Dt-09301 ; 11. In Situ Concrete C35/C45 ; Imported Filling; Layer Of 250Mm Thick Road Base Material Of 80% Cbr Value | 1.44 | m² | AED | 28
2021-01 | 2 | 2.0117 |  | United Arab Emirates | Abu Dhabi | Hard & Soft Landscaping | Celebration Plaza | External works | DMT | Basatin Landscaping | Award | 2021 | Fixed Price Lump Sum | CONCRETE WORK | Reinforcement | Box M In Accordance With Drawing Nr 2020_018-02-Icn-Ls-Dt-09301 ; 11. In Situ Concrete C35/C45 ; Reinforcement | 43.5 | kg | AED | 4.3
2021-01 | 2 | 2.0117 |  | United Arab Emirates | Abu Dhabi | Hard & Soft Landscaping | Celebration Plaza | External works | DMT | Basatin Landscaping | Award | 2021 | Fixed Price Lump Sum | ACCESSORIES | Generally | Site Works ; Box M; Og1; Metal Borders With Epdm Rubber Mat; 10080(L)X490(W)X450(H); Light Grey (Ral 9016), Green (Ral6021); Metal Dowel Fixing As Per Specialist Detail | 1 | Nr | AED | 12785.2
2021-01 | 2 | 2.0117 |  | United Arab Emirates | Abu Dhabi | Hard & Soft Landscaping | Celebration Plaza | External works | DMT | Basatin Landscaping | Award | 2021 | Fixed Price Lump Sum | CONCRETE WORK | Poured concrete | Ladders In Accordance With Drawing Nr 2020_018-02-Icn-Ls-Dt-09302 ; 11. In Situ Concrete C35/C45 ; 250Mm Thk; In Footings; Poured Against Blinding | 0.66 | m³ | AED | 1086.5
2021-01 | 2 | 2.0118 |  | United Arab Emirates | Abu Dhabi | Hard & Soft Landscaping | Celebration Plaza | External works | DMT | Basatin Landscaping | Award | 2021 | Fixed Price Lump Sum | CONCRETE WORK | Poured concrete | Ladders In Accordance With Drawing Nr 2020_018-02-Icn-Ls-Dt-09302 ; 11. In Situ Concrete C35/C45 ; 75Mm Thick; C15/20; Blinding, Poured Against Earth | 0.25 | m³ | AED | 480.9
2021-01 | 2 | 2.0118 |  | United Arab Emirates | Abu Dhabi | Hard & Soft Landscaping | Celebration Plaza | External works | DMT | Basatin Landscaping | Award | 2021 | Fixed Price Lump Sum | CONCRETE WORK | Shuttering | Ladders In Accordance With Drawing Nr 2020_018-02-Icn-Ls-Dt-09302 ; 11. In Situ Concrete C35/C45 ; Formwork | 1.18 | m² | AED | 56.8
2021-01 | 2 | 2.0118 |  | United Arab Emirates | Abu Dhabi | Hard & Soft Landscaping | Celebration Plaza | External works | DMT | Basatin Landscaping | Award | 2021 | Fixed Price Lump Sum | THERMAL AND MOISTURE PROTECTION | Coverings and linings | Ladders In Accordance With Drawing Nr 2020_018-02-Icn-Ls-Dt-09302 ; 11. In Situ Concrete C35/C45 ; Waterproofing; 1 Layer Of 1000 Gauge Polythene Sheet | 1.78 | m² | AED | 50.3
2021-01 | 2 | 2.0118 |  | United Arab Emirates | Abu Dhabi | Hard & Soft Landscaping | Celebration Plaza | External works | DMT | Basatin Landscaping | Award | 2021 | Fixed Price Lump Sum | SITE WORK | Poured concrete | Ladders In Accordance With Drawing Nr 2020_018-02-Icn-Ls-Dt-09302 ; 11. In Situ Concrete C35/C45 ; Imported Filling; Layer Of 250Mm Thick Road Base Material Of 80% Cbr Value | 1.05 | m² | AED | 28
2021-01 | 2 | 2.0118 |  | United Arab Emirates | Abu Dhabi | Hard & Soft Landscaping | Celebration Plaza | External works | DMT | Basatin Landscaping | Award | 2021 | Fixed Price Lump Sum | SITE WORK | Landscaping | Ladders In Accordance With Drawing Nr 2020_018-02-Icn-Ls-Dt-09302 ; 11. In Situ Concrete C35/C45 ; Imported Filling; Layer Of 250Mm Thick Road Base Material Of 80% Cbr Value | 99 | kg | AED | 4.3
2021-01 | 2 | 2.0118 |  | United Arab Emirates | Abu Dhabi | Hard & Soft Landscaping | Celebration Plaza | External works | DMT | Basatin Landscaping | Award | 2021 | Fixed Price Lump Sum | ACCESSORIES | Generally | Site Works ; Ladders, Og3, Structured Steel; 1310(L)X240(W)X220(H); Light Grey (Ral9016), Green (Ral 6021); Metal Dowel Fixing As Per Specialist Detail | 1 | Nr | AED | 9795.6
2021-01 | 2 | 2.0118 |  | United Arab Emirates | Abu Dhabi | Hard & Soft Landscaping | Celebration Plaza | External works | DMT | Basatin Landscaping | Award | 2021 | Fixed Price Lump Sum | CONCRETE WORK | Poured concrete | Leopard Crawl In Accordance With Drawing Nr 2020_018-02-Icn-Ls-Dt-09301 ; 11. In Situ Concrete C35/C45 ; 200Mm Thk; In Footings; Poured Against Blinding | 0.66 | m³ | AED | 1086.5
2021-01 | 2 | 2.0118 |  | United Arab Emirates | Abu Dhabi | Hard & Soft Landscaping | Celebration Plaza | External works | DMT | Basatin Landscaping | Award | 2021 | Fixed Price Lump Sum | CONCRETE WORK | Poured concrete | Leopard Crawl In Accordance With Drawing Nr 2020_018-02-Icn-Ls-Dt-09301 ; 11. In Situ Concrete C35/C45 ; 75Mm Thick; C15/20; Blinding, Poured Against Earth | 0.25 | m³ | AED | 480.9
2021-01 | 2 | 2.0118 |  | United Arab Emirates | Abu Dhabi | Hard & Soft Landscaping | Celebration Plaza | External works | DMT | Basatin Landscaping | Award | 2021 | Fixed Price Lump Sum | CONCRETE WORK | Poured concrete | Leopard Crawl In Accordance With Drawing Nr 2020_018-02-Icn-Ls-Dt-09301 ; 11. In Situ Concrete C35/C45 ; 75Mm Thick; C15/20; Blinding, Poured Against Earth | 1.18 | m² | AED | 56.8
2021-01 | 2 | 2.0118 |  | United Arab Emirates | Abu Dhabi | Hard & Soft Landscaping | Celebration Plaza | External works | DMT | Basatin Landscaping | Award | 2021 | Fixed Price Lump Sum | THERMAL AND MOISTURE PROTECTION | Coverings and linings | Leopard Crawl In Accordance With Drawing Nr 2020_018-02-Icn-Ls-Dt-09301 ; 11. In Situ Concrete C35/C45 ; Waterproofing; 1 Layer Of 1000 Gauge Polythene Sheet | 4.48 | m² | AED | 50.3
2021-01 | 2 | 2.0119 |  | United Arab Emirates | Abu Dhabi | Hard & Soft Landscaping | Celebration Plaza | External works | DMT | Basatin Landscaping | Award | 2021 | Fixed Price Lump Sum | SITE WORK | Landscaping | Leopard Crawl In Accordance With Drawing Nr 2020_018-02-Icn-Ls-Dt-09301 ; 11. In Situ Concrete C35/C45 ; Imported Filling; Layer Of 250Mm Thick Road Base Material Of 80% Cbr Value | 3.3 | m² | AED | 28
2021-01 | 2 | 2.0119 |  | United Arab Emirates | Abu Dhabi | Hard & Soft Landscaping | Celebration Plaza | External works | DMT | Basatin Landscaping | Award | 2021 | Fixed Price Lump Sum | CONCRETE WORK | Reinforcement | Leopard Crawl In Accordance With Drawing Nr 2020_018-02-Icn-Ls-Dt-09301 ; 11. In Situ Concrete C35/C45 ; Reinforcement | 99 | kg | AED | 4.3
2021-01 | 2 | 2.0119 |  | United Arab Emirates | Abu Dhabi | Hard & Soft Landscaping | Celebration Plaza | External works | DMT | Basatin Landscaping | Award | 2021 | Fixed Price Lump Sum | ACCESSORIES | Generally | Site Works ; Leopard Crawl; Og4; Coated Steel Cables On Stainless Steel Frame; 2320(L)X1550(W)Mm; Light Grey (Ral9016), Green (Ral 6021); Metal Dowel Fixing As Per Specialist Detail | 1 | Nr | AED | 16601.6
2021-01 | 2 | 2.0119 |  | United Arab Emirates | Abu Dhabi | Hard & Soft Landscaping | Celebration Plaza | External works | DMT | Basatin Landscaping | Award | 2021 | Fixed Price Lump Sum | CONCRETE WORK | Poured concrete | Battling Ropes In Accordance With Drawing Nr 2020_018-02-Icn-Ls-Dt-09303 ; 11. In Situ Concrete C35/C45 ; 200Mm Thk; In Footings; Poured Against Blinding | 0.92 | m³ | AED | 1086.5
2021-01 | 2 | 2.0119 |  | United Arab Emirates | Abu Dhabi | Hard & Soft Landscaping | Celebration Plaza | External works | DMT | Basatin Landscaping | Award | 2021 | Fixed Price Lump Sum | CONCRETE WORK | Poured concrete | Battling Ropes In Accordance With Drawing Nr 2020_018-02-Icn-Ls-Dt-09303 ; 11. In Situ Concrete C35/C45 ; 75Mm Thick; C15/20; Blinding, Poured Against Earth | 0.46 | m³ | AED | 480.9
2021-01 | 2 | 2.0119 |  | United Arab Emirates | Abu Dhabi | Hard & Soft Landscaping | Celebration Plaza | External works | DMT | Basatin Landscaping | Award | 2021 | Fixed Price Lump Sum | CONCRETE WORK | Shuttering | Battling Ropes In Accordance With Drawing Nr 2020_018-02-Icn-Ls-Dt-09303 ; 11. In Situ Concrete C35/C45 ; Formwork | 1.45 | m² | AED | 56.8
2021-01 | 2 | 2.0119 |  | United Arab Emirates | Abu Dhabi | Hard & Soft Landscaping | Celebration Plaza | External works | DMT | Basatin Landscaping | Award | 2021 | Fixed Price Lump Sum | THERMAL AND MOISTURE PROTECTION | Coverings and linings | Battling Ropes In Accordance With Drawing Nr 2020_018-02-Icn-Ls-Dt-09303 ; 11. In Situ Concrete C35/C45 ; Waterproofing; 1 Layer Of 1000 Gauge Polythene Sheet | 18.92 | m² | AED | 50.3
2021-01 | 2 | 2.0119 |  | United Arab Emirates | Abu Dhabi | Hard & Soft Landscaping | Celebration Plaza | External works | DMT | Basatin Landscaping | Award | 2021 | Fixed Price Lump Sum | SITE WORK | Landscaping | Battling Ropes In Accordance With Drawing Nr 2020_018-02-Icn-Ls-Dt-09303 ; 11. In Situ Concrete C35/C45 ; Imported Filling; Layer Of 250Mm Thick Road Base Material Of 80% Cbr Value | 16.48 | m² | AED | 28
2021-01 | 2 | 2.0119 |  | United Arab Emirates | Abu Dhabi | Hard & Soft Landscaping | Celebration Plaza | External works | DMT | Basatin Landscaping | Award | 2021 | Fixed Price Lump Sum | CONCRETE WORK | Poured concrete | Battling Ropes In Accordance With Drawing Nr 2020_018-02-Icn-Ls-Dt-09303 ; 11. In Situ Concrete C35/C45 ; Reinforcement | 138 | kg | AED | 4.3
2021-01 | 2 | 2.0119 |  | United Arab Emirates | Abu Dhabi | Hard & Soft Landscaping | Celebration Plaza | External works | DMT | Basatin Landscaping | Award | 2021 | Fixed Price Lump Sum | ACCESSORIES | Generally | Site Works ; Battling Ropes; Og6; Square Braided Black Polymide; 3870(L)X550(W)1480(H)Mm; Light ; Grey (Ral9016), Green (Ral 6021); Metal Dowel Fixing As Per Specialist Detail | 1 | Nr | AED | 16665.2
2021-01 | 2 | 2.012 |  | United Arab Emirates | Abu Dhabi | Hard & Soft Landscaping | Celebration Plaza | External works | DMT | Basatin Landscaping | Award | 2021 | Fixed Price Lump Sum | CONCRETE WORK | Poured concrete | Barbells In Accordance With Drawing Nr 2020_018-02-Icn-Ls-Dt-09302 ; 11. In Situ Concrete C35/C45 ; 200Mm Thk; In Footings; Poured Against Blinding | 0.32 | m³ | AED | 1086.5
2021-01 | 2 | 2.012 |  | United Arab Emirates | Abu Dhabi | Hard & Soft Landscaping | Celebration Plaza | External works | DMT | Basatin Landscaping | Award | 2021 | Fixed Price Lump Sum | CONCRETE WORK | Poured concrete | Barbells In Accordance With Drawing Nr 2020_018-02-Icn-Ls-Dt-09302 ; 11. In Situ Concrete C35/C45 ; 75Mm Thick; C15/20; Blinding, Poured Against Earth | 0.12 | m³ | AED | 480.9
2021-01 | 2 | 2.012 |  | United Arab Emirates | Abu Dhabi | Hard & Soft Landscaping | Celebration Plaza | External works | DMT | Basatin Landscaping | Award | 2021 | Fixed Price Lump Sum | CONCRETE WORK | Shuttering | Barbells In Accordance With Drawing Nr 2020_018-02-Icn-Ls-Dt-09302 ; 11. In Situ Concrete C35/C45 ; Formwork | 0.72 | m² | AED | 56.8
2021-01 | 2 | 2.012 |  | United Arab Emirates | Abu Dhabi | Hard & Soft Landscaping | Celebration Plaza | External works | DMT | Basatin Landscaping | Award | 2021 | Fixed Price Lump Sum | THERMAL AND MOISTURE PROTECTION | Coverings and linings | Barbells In Accordance With Drawing Nr 2020_018-02-Icn-Ls-Dt-09302 ; 11. In Situ Concrete C35/C45 ; Waterproofing; 1 Layer Of 1000 Gauge Polythene Sheet | 3.62 | m² | AED | 50.3
2021-01 | 2 | 2.012 |  | United Arab Emirates | Abu Dhabi | Hard & Soft Landscaping | Celebration Plaza | External works | DMT | Basatin Landscaping | Award | 2021 | Fixed Price Lump Sum | SITE WORK | Landscaping | Barbells In Accordance With Drawing Nr 2020_018-02-Icn-Ls-Dt-09302 ; 11. In Situ Concrete C35/C45 ; Imported Filling; Layer Of 250Mm Thick Road Base Material Of 80% Cbr Value | 2.48 | m² | AED | 28
2021-01 | 2 | 2.012 |  | United Arab Emirates | Abu Dhabi | Hard & Soft Landscaping | Celebration Plaza | External works | DMT | Basatin Landscaping | Award | 2021 | Fixed Price Lump Sum | CONCRETE WORK | Reinforcement | Barbells In Accordance With Drawing Nr 2020_018-02-Icn-Ls-Dt-09302 ; 11. In Situ Concrete C35/C45 ; Reinforcement | 48 | kg | AED | 4.3
2021-01 | 2 | 2.012 |  | United Arab Emirates | Abu Dhabi | Hard & Soft Landscaping | Celebration Plaza | External works | DMT | Basatin Landscaping | Award | 2021 | Fixed Price Lump Sum | ACCESSORIES | Generally | Site Works ; Barbell S; Og 9; Steel; 1600(L)X500(W)2640(H)Mm; Light Grey (Ral9016), Green (Ral 6021); Metal Dowel Fixing As Per Specialist Detail | 1 | Nr | AED | 19209.5
2021-01 | 2 | 2.012 |  | United Arab Emirates | Abu Dhabi | Hard & Soft Landscaping | Celebration Plaza | External works | DMT | Basatin Landscaping | Award | 2021 | Fixed Price Lump Sum | CONCRETE WORK | Poured concrete | Back 'N' Abs In Accordance With Drawing Nr 2020_018-02-Icn-Ls-Dt-09301 ; 11. In Situ Concrete C35/C45 ; 200Mm Thk; In Footings; Poured Against Blinding | 0.32 | m³ | AED | 1086.5
2021-01 | 2 | 2.012 |  | United Arab Emirates | Abu Dhabi | Hard & Soft Landscaping | Celebration Plaza | External works | DMT | Basatin Landscaping | Award | 2021 | Fixed Price Lump Sum | CONCRETE WORK | Poured concrete | Back 'N' Abs In Accordance With Drawing Nr 2020_018-02-Icn-Ls-Dt-09301 ; 11. In Situ Concrete C35/C45 ; 75Mm Thick; C15/20; Blinding, Poured Against Earth | 0.12 | m³ | AED | 480.9
2021-01 | 2 | 2.012 |  | United Arab Emirates | Abu Dhabi | Hard & Soft Landscaping | Celebration Plaza | External works | DMT | Basatin Landscaping | Award | 2021 | Fixed Price Lump Sum | CONCRETE WORK | Shuttering | Back 'N' Abs In Accordance With Drawing Nr 2020_018-02-Icn-Ls-Dt-09301 ; 11. In Situ Concrete C35/C45 ; Formwork | 0.72 | m² | AED | 56.8
2021-01 | 2 | 2.0121 |  | United Arab Emirates | Abu Dhabi | Hard & Soft Landscaping | Celebration Plaza | External works | DMT | Basatin Landscaping | Award | 2021 | Fixed Price Lump Sum | THERMAL AND MOISTURE PROTECTION | Coverings and linings | Back 'N' Abs In Accordance With Drawing Nr 2020_018-02-Icn-Ls-Dt-09301 ; 11. In Situ Concrete C35/C45 ; Waterproofing; 1 Layer Of 1000 Gauge Polythene Sheet | 5.42 | m² | AED | 50.3
2021-01 | 2 | 2.0121 |  | United Arab Emirates | Abu Dhabi | Hard & Soft Landscaping | Celebration Plaza | External works | DMT | Basatin Landscaping | Award | 2021 | Fixed Price Lump Sum | SITE WORK | Filling | Back 'N' Abs In Accordance With Drawing Nr 2020_018-02-Icn-Ls-Dt-09301 ; 11. In Situ Concrete C35/C45 ; Imported Filling; Layer Of 250Mm Thick Road Base Material Of 80% Cbr Value | 4.2 | m² | AED | 28
2021-01 | 2 | 2.0121 |  | United Arab Emirates | Abu Dhabi | Hard & Soft Landscaping | Celebration Plaza | External works | DMT | Basatin Landscaping | Award | 2021 | Fixed Price Lump Sum | CONCRETE WORK | Reinforcement | Back 'N' Abs In Accordance With Drawing Nr 2020_018-02-Icn-Ls-Dt-09301 ; 11. In Situ Concrete C35/C45 ; Reinforcement | 48 | kg | AED | 4.3
2021-01 | 2 | 2.0121 |  | United Arab Emirates | Abu Dhabi | Hard & Soft Landscaping | Celebration Plaza | External works | DMT | Basatin Landscaping | Award | 2021 | Fixed Price Lump Sum | ACCESSORIES | Generally | Site Works ; Back 'N' Abs; Og12; Metal Borders With Edpm Rubber Mat; Light Grey (Ral9016), Green (Ral 6021); Metal Dowel Fixing As Per Specialist Detail | 1 | Nr | AED | 17174.1
2021-01 | 2 | 2.0121 |  | United Arab Emirates | Abu Dhabi | Hard & Soft Landscaping | Celebration Plaza | External works | DMT | Basatin Landscaping | Award | 2021 | Fixed Price Lump Sum | CONCRETE WORK | Poured concrete | Rope Wall In Accordance With Drawing Nr 2020_018-02-Icn-Ls-Dt-09303 ; 11. In Situ Concrete C35/C45 ; 200Mm Thk; In Footings; Poured Against Blinding | 0.45 | m³ | AED | 1086.5
2021-01 | 2 | 2.0121 |  | United Arab Emirates | Abu Dhabi | Hard & Soft Landscaping | Celebration Plaza | External works | DMT | Basatin Landscaping | Award | 2021 | Fixed Price Lump Sum | CONCRETE WORK | Poured concrete | Rope Wall In Accordance With Drawing Nr 2020_018-02-Icn-Ls-Dt-09303 ; 11. In Situ Concrete C35/C45 ; 75Mm Thick; C15/20; Blinding, Poured Against Earth | 0.14 | m³ | AED | 480.9
2021-01 | 2 | 2.0121 |  | United Arab Emirates | Abu Dhabi | Hard & Soft Landscaping | Celebration Plaza | External works | DMT | Basatin Landscaping | Award | 2021 | Fixed Price Lump Sum | CONCRETE WORK | Shuttering | Rope Wall In Accordance With Drawing Nr 2020_018-02-Icn-Ls-Dt-09303 ; 11. In Situ Concrete C35/C45 ; Formwork | 0.98 | m² | AED | 56.8
2021-01 | 2 | 2.0121 |  | United Arab Emirates | Abu Dhabi | Hard & Soft Landscaping | Celebration Plaza | External works | DMT | Basatin Landscaping | Award | 2021 | Fixed Price Lump Sum | THERMAL AND MOISTURE PROTECTION | Coverings and linings | Rope Wall In Accordance With Drawing Nr 2020_018-02-Icn-Ls-Dt-09303 ; 11. In Situ Concrete C35/C45 ;Waterproofing; 1 Layer Of 1000 Gauge Polythene Sheet | 2.78 | m² | AED | 50.3
2021-01 | 2 | 2.0121 |  | United Arab Emirates | Abu Dhabi | Hard & Soft Landscaping | Celebration Plaza | External works | DMT | Basatin Landscaping | Award | 2021 | Fixed Price Lump Sum | SITE WORK | Filling | Rope Wall In Accordance With Drawing Nr 2020_018-02-Icn-Ls-Dt-09303 ; 11. In Situ Concrete C35/C45 ; Imported Filling; Layer Of 250Mm Thick Road Base Material Of 80% Cbr Value | 1.8 | m² | AED | 28
2021-01 | 2 | 2.0121 |  | United Arab Emirates | Abu Dhabi | Hard & Soft Landscaping | Celebration Plaza | External works | DMT | Basatin Landscaping | Award | 2021 | Fixed Price Lump Sum | CONCRETE WORK | Reinforcement | Rope Wall In Accordance With Drawing Nr 2020_018-02-Icn-Ls-Dt-09303 ; 11. In Situ Concrete C35/C45 ; Reinforcement | 67.5 | kg | AED | 4.3
2021-01 | 2 | 2.0122 |  | United Arab Emirates | Abu Dhabi | Hard & Soft Landscaping | Celebration Plaza | External works | DMT | Basatin Landscaping | Award | 2021 | Fixed Price Lump Sum | ACCESSORIES | Generally | Site Works ; Rope Wall; Og18; Epdm On Hpl Plates, 1490(L)X770(W)X2980(H)Mm; Stainless Steel Rames; Light Grey (Ral9016), Green (Ral 6021); Metal Dowel Fixing As Per Specialist Detail | 1 | Nr | AED | 31931
2021-01 | 2 | 2.0122 |  | United Arab Emirates | Abu Dhabi | Hard & Soft Landscaping | Celebration Plaza | External works | DMT | Basatin Landscaping | Award | 2021 | Fixed Price Lump Sum | CONCRETE WORK | Poured concrete | Flying Rings In Accordance With Drawing Nr 2020_018-02-Icn-Ls-Dt-09302 ; 11. In Situ Concrete C35/C45 ; 250Mm Thk; In Footings; Poured Against Blinding | 0.47 | m³ | AED | 1086.5
2021-01 | 2 | 2.0122 |  | United Arab Emirates | Abu Dhabi | Hard & Soft Landscaping | Celebration Plaza | External works | DMT | Basatin Landscaping | Award | 2021 | Fixed Price Lump Sum | CONCRETE WORK | Poured concrete | Flying Rings In Accordance With Drawing Nr 2020_018-02-Icn-Ls-Dt-09302 ; 11. In Situ Concrete C35/C45 ; 75Mm Thick; C15/20; Blinding, Poured Against Earth | 0.14 | m³ | AED | 480.9
2021-01 | 2 | 2.0122 |  | United Arab Emirates | Abu Dhabi | Hard & Soft Landscaping | Celebration Plaza | External works | DMT | Basatin Landscaping | Award | 2021 | Fixed Price Lump Sum | CONCRETE WORK | Shuttering | Flying Rings In Accordance With Drawing Nr 2020_018-02-Icn-Ls-Dt-09302 ; 11. In Situ Concrete C35/C45 ; Formwork | 1.03 | m² | AED | 56.8
2021-01 | 2 | 2.0122 |  | United Arab Emirates | Abu Dhabi | Hard & Soft Landscaping | Celebration Plaza | External works | DMT | Basatin Landscaping | Award | 2021 | Fixed Price Lump Sum | THERMAL AND MOISTURE PROTECTION | Coverings and linings | Flying Rings In Accordance With Drawing Nr 2020_018-02-Icn-Ls-Dt-09302 ; 11. In Situ Concrete C35/C45 ; Waterproofing; 1 Layer Of 1000 Gauge Polythene Sheet | 2.92 | m² | AED | 50.3
2021-01 | 2 | 2.0122 |  | United Arab Emirates | Abu Dhabi | Hard & Soft Landscaping | Celebration Plaza | External works | DMT | Basatin Landscaping | Award | 2021 | Fixed Price Lump Sum | SITE WORK | Filling | Flying Rings In Accordance With Drawing Nr 2020_018-02-Icn-Ls-Dt-09302 ; 11. In Situ Concrete C35/C45 ; Imported Filling; Layer Of 250Mm Thick Road Base Material Of 80% Cbr Value | 1.89 | m² | AED | 28
2021-01 | 2 | 2.0122 |  | United Arab Emirates | Abu Dhabi | Hard & Soft Landscaping | Celebration Plaza | External works | DMT | Basatin Landscaping | Award | 2021 | Fixed Price Lump Sum | CONCRETE WORK | Reinforcement | Flying Rings In Accordance With Drawing Nr 2020_018-02-Icn-Ls-Dt-09302 ; 11. In Situ Concrete C35/C45 ; Reinforcement | 70.5 | kg | AED | 4.3
2021-01 | 2 | 2.0122 |  | United Arab Emirates | Abu Dhabi | Hard & Soft Landscaping | Celebration Plaza | External works | DMT | Basatin Landscaping | Award | 2021 | Fixed Price Lump Sum | ACCESSORIES | Generally | Site Works ; Flying Rings; Og19; Structured Steel; Light Grey (Ral9016), Green (Ral 6021); Metaldowel Fixing As Per Specialist Detail | 1 | Nr | AED | 19336.7
2021-01 | 2 | 2.0122 |  | United Arab Emirates | Abu Dhabi | Hard & Soft Landscaping | Celebration Plaza | External works | DMT | Basatin Landscaping | Award | 2021 | Fixed Price Lump Sum | CONCRETE WORK | Poured concrete | Site Identification Signage In Accordance With The Drawing Nr Dt-09212 ; 11. In Situ Concrete C35/C45 ; 300Mm Thk; In Footings; Poured Against Blinding | 2.98 | m³ | AED | 1086.5
2021-01 | 2 | 2.0122 |  | United Arab Emirates | Abu Dhabi | Hard & Soft Landscaping | Celebration Plaza | External works | DMT | Basatin Landscaping | Award | 2021 | Fixed Price Lump Sum | CONCRETE WORK | Poured concrete | Site Identification Signage In Accordance With The Drawing Nr Dt-09212 ; 11. In Situ Concrete C35/C45 ; 75Mm Thick; C15/20; Blinding, Poured Against Earth | 0.26 | m³ | AED | 480.9
2021-01 | 2 | 2.0123 |  | United Arab Emirates | Abu Dhabi | Hard & Soft Landscaping | Celebration Plaza | External works | DMT | Basatin Landscaping | Award | 2021 | Fixed Price Lump Sum | CONCRETE WORK | Shuttering | Site Identification Signage In Accordance With The Drawing Nr Dt-09212 ; 11. In Situ Concrete C35/C45 ; Formwork | 10.2 | m² | AED | 56.8
2021-01 | 2 | 2.0123 |  | United Arab Emirates | Abu Dhabi | Hard & Soft Landscaping | Celebration Plaza | External works | DMT | Basatin Landscaping | Award | 2021 | Fixed Price Lump Sum | THERMAL AND MOISTURE PROTECTION | Coverings and linings | Site Identification Signage In Accordance With The Drawing Nr Dt-09212 ; 11. In Situ Concrete C35/C45 ; Waterproofing; 1 Layer Of 1000 Gauge Polythene Sheet | 13.7 | m² | AED | 50.3
2021-01 | 2 | 2.0123 |  | United Arab Emirates | Abu Dhabi | Hard & Soft Landscaping | Celebration Plaza | External works | DMT | Basatin Landscaping | Award | 2021 | Fixed Price Lump Sum | SITE WORK | Site preparation | Site Identification Signage In Accordance With The Drawing Nr Dt-09212 ; 11. In Situ Concrete C35/C45 ; Imported Filling; Layer Of 250Mm Thick Road Base Material Of 80% Cbr Value | 3.5 | m² | AED | 28
2021-01 | 2 | 2.0123 |  | United Arab Emirates | Abu Dhabi | Hard & Soft Landscaping | Celebration Plaza | External works | DMT | Basatin Landscaping | Award | 2021 | Fixed Price Lump Sum | CONCRETE WORK | Reinforcement | Site Identification Signage In Accordance With The Drawing Nr Dt-09212 ; 11. In Situ Concrete C35/C45 ; Reinforcement | 447 | kg | AED | 4.3
2021-01 | 2 | 2.0123 |  | United Arab Emirates | Abu Dhabi | Hard & Soft Landscaping | Celebration Plaza | External works | DMT | Basatin Landscaping | Award | 2021 | Fixed Price Lump Sum | ACCESSORIES | Generally | Site Works ; Site Identification Sign (Id-Site1); 450X2700X75Mm; Corten Steel Frame; Aluminiumsheet Metal; Galvanised Aluminium Off White Painted Lacquer Protective Coating; Fixation Detail And Foundation Are Subject To Design Calculation And Detail, Submittal By Manufacturer For Engineers Review And Approval | 5 | Nr | AED | 5979.2
2021-01 | 2 | 2.0123 |  | United Arab Emirates | Abu Dhabi | Hard & Soft Landscaping | Celebration Plaza | External works | DMT | Basatin Landscaping | Award | 2021 | Fixed Price Lump Sum | CONCRETE WORK | Poured concrete | Site Informational Signage In Accordance With Drawings And Specifications ; 11. In Situ Concrete C35/C45 ; 300Mm Thk; In Footings; Poured Against Blinding | 0.45 | m³ | AED | 1086.5
2021-01 | 2 | 2.0123 |  | United Arab Emirates | Abu Dhabi | Hard & Soft Landscaping | Celebration Plaza | External works | DMT | Basatin Landscaping | Award | 2021 | Fixed Price Lump Sum | CONCRETE WORK | Poured concrete | Site Informational Signage In Accordance With Drawings And Specifications ; 11. In Situ Concrete C35/C45 ; 75Mm Thick; C15/20; Blinding, Poured Against Earth | 0.13 | m³ | AED | 480.9
2021-01 | 2 | 2.0123 |  | United Arab Emirates | Abu Dhabi | Hard & Soft Landscaping | Celebration Plaza | External works | DMT | Basatin Landscaping | Award | 2021 | Fixed Price Lump Sum | CONCRETE WORK | Shuttering | Site Informational Signage In Accordance With Drawings And Specifications ; 11. In Situ Concrete C35/C45 ; Formwork | 2.25 | m² | AED | 56.8
2021-01 | 2 | 2.0123 |  | United Arab Emirates | Abu Dhabi | Hard & Soft Landscaping | Celebration Plaza | External works | DMT | Basatin Landscaping | Award | 2021 | Fixed Price Lump Sum | THERMAL AND MOISTURE PROTECTION | Coverings and linings | Site Informational Signage In Accordance With Drawings And Specifications ; 11. In Situ Concrete C35/C45 ; Waterproofing; 1 Layer Of 1000 Gauge Polythene Sheet | 4.05 | m² | AED | 50.3
2021-01 | 2 | 2.0123 |  | United Arab Emirates | Abu Dhabi | Hard & Soft Landscaping | Celebration Plaza | External works | DMT | Basatin Landscaping | Award | 2021 | Fixed Price Lump Sum | SITE WORK | Site preparation | Site Informational Signage In Accordance With Drawings And Specifications ; 11. In Situ Concrete C35/C45 ; Imported Filling; Layer Of 250Mm Thick Road Base Material Of 80% Cbr Value | 1.8 | m² | AED | 28
2021-01 | 2 | 2.0124 |  | United Arab Emirates | Abu Dhabi | Hard & Soft Landscaping | Celebration Plaza | External works | DMT | Basatin Landscaping | Award | 2021 | Fixed Price Lump Sum | CONCRETE WORK | Poured concrete | Site Informational Signage In Accordance With Drawings And Specifications ; 11. In Situ Concrete C35/C45 ; Reinforcement | 67.5 | kg | AED | 4.3
2021-01 | 2 | 2.0124 |  | United Arab Emirates | Abu Dhabi | Hard & Soft Landscaping | Celebration Plaza | External works | DMT | Basatin Landscaping | Award | 2021 | Fixed Price Lump Sum | ACCESSORIES | Generally | Site Works ; Site Information Signage (Inf-Site); Corten Steel Built Up Frame; 1200(W)X3600(H)Mm; 2.5Mm Aluminium Grey Painted With White Direct Painting For Text With Lacquer Protection Coating; Galvanised Anchor Bolt Fixings; Fixation With Flat Screws And Countersunk, All Fitting Are To Be 316 Stainless Steel | 5 | Nr | AED | 9286.7
2021-01 | 2 | 2.0124 |  | United Arab Emirates | Abu Dhabi | Hard & Soft Landscaping | Celebration Plaza | External works | DMT | Basatin Landscaping | Award | 2021 | Fixed Price Lump Sum | ACCESSORIES | Generally | Feature Informational Signage In Accordance With Drawing Nr Dt-09212 ; 11. In Situ Concrete C35/C45 ; 300Mm Thk; In Footings; Poured Against Blinding | 2.7 | m³ | AED | 1086.5
2021-01 | 2 | 2.0124 |  | United Arab Emirates | Abu Dhabi | Hard & Soft Landscaping | Celebration Plaza | External works | DMT | Basatin Landscaping | Award | 2021 | Fixed Price Lump Sum | ACCESSORIES | Generally | Feature Informational Signage In Accordance With Drawing Nr Dt-09212 ; 11. In Situ Concrete C35/C45 ; 75Mm Thick; C15/20; Blinding, Poured Against Earth | 1.13 | m³ | AED | 480.9
2021-01 | 2 | 2.0124 |  | United Arab Emirates | Abu Dhabi | Hard & Soft Landscaping | Celebration Plaza | External works | DMT | Basatin Landscaping | Award | 2021 | Fixed Price Lump Sum | ACCESSORIES | Generally | Feature Informational Signage In Accordance With Drawing Nr Dt-09212 ; 11. In Situ Concrete C35/C45 ; Formwork | 8.82 | m² | AED | 56.8
2021-01 | 2 | 2.0124 |  | United Arab Emirates | Abu Dhabi | Hard & Soft Landscaping | Celebration Plaza | External works | DMT | Basatin Landscaping | Award | 2021 | Fixed Price Lump Sum | ACCESSORIES | Generally | Feature Informational Signage In Accordance With Drawing Nr Dt-09212 ; 11. In Situ Concrete C35/C45 ; Waterproofing; 1 Layer Of 1000 Gauge Polythene Sheet | 27.4 | m² | AED | 50.3
2021-01 | 2 | 2.0124 |  | United Arab Emirates | Abu Dhabi | Hard & Soft Landscaping | Celebration Plaza | External works | DMT | Basatin Landscaping | Award | 2021 | Fixed Price Lump Sum | ACCESSORIES | Generally | Feature Informational Signage In Accordance With Drawing Nr Dt-09212 ; 11. In Situ Concrete C35/C45 ; Imported Filling; Layer Of 250Mm Thick Road Base Material Of 80% Cbr Value | 7 | m² | AED | 28
2021-01 | 2 | 2.0124 |  | United Arab Emirates | Abu Dhabi | Hard & Soft Landscaping | Celebration Plaza | External works | DMT | Basatin Landscaping | Award | 2021 | Fixed Price Lump Sum | ACCESSORIES | Generally | Feature Informational Signage In Accordance With Drawing Nr Dt-09212 ; 11. In Situ Concrete C35/C45 ; Reinforcement | 405 | kg | AED | 4.3
2021-01 | 2 | 2.0124 |  | United Arab Emirates | Abu Dhabi | Hard & Soft Landscaping | Celebration Plaza | External works | DMT | Basatin Landscaping | Award | 2021 | Fixed Price Lump Sum | ACCESSORIES | Generally | Site Works ; 400(W)X1145(H)X75(D)Mm; 2.5Mm Aluminium Grey Painted With White Direct Painting For Text With Lacquer Protection Coating; Galvanised Anchor Bolt Fixings; Fixation With Flat Screws And Countersunk, All Fitting Are To Be 316 Stainless Steel | 10 | Nr | AED | 3371.2
2021-01 | 2 | 2.0124 |  | United Arab Emirates | Abu Dhabi | Hard & Soft Landscaping | Celebration Plaza | External works | DMT | Basatin Landscaping | Award | 2021 | Fixed Price Lump Sum | CONCRETE WORK | Poured concrete | Cycle Track Signage In Accordance With Drawings Nr 2020_018-02-Icn-Ls-Dt-09023 ; 11. In Situ Concrete C35/C45 ; 1050Mm Thk; In Footings; Poured Against Blinding | 2.46 | m³ | AED | 1086.5
2021-01 | 2 | 2.0125 |  | United Arab Emirates | Abu Dhabi | Hard & Soft Landscaping | Celebration Plaza | External works | DMT | Basatin Landscaping | Award | 2021 | Fixed Price Lump Sum | CONCRETE WORK | Poured concrete | Cycle Track Signage In Accordance With Drawings Nr 2020_018-02-Icn-Ls-Dt-09023 ; 11. In Situ Concrete C35/C45 ; 75Mm Thick; C15/20; Blinding, Poured Against Earth | 0.18 | m³ | AED | 480.9
2021-01 | 2 | 2.0125 |  | United Arab Emirates | Abu Dhabi | Hard & Soft Landscaping | Celebration Plaza | External works | DMT | Basatin Landscaping | Award | 2021 | Fixed Price Lump Sum | CONCRETE WORK | Shuttering | Cycle Track Signage In Accordance With Drawings Nr 2020_018-02-Icn-Ls-Dt-09023 ; 11. In Situ Concrete C35/C45 ; Formwork | 19.78 | m² | AED | 56.8
2021-01 | 2 | 2.0125 |  | United Arab Emirates | Abu Dhabi | Hard & Soft Landscaping | Celebration Plaza | External works | DMT | Basatin Landscaping | Award | 2021 | Fixed Price Lump Sum | THERMAL AND MOISTURE PROTECTION | Coverings and linings | Cycle Track Signage In Accordance With Drawings Nr 2020_018-02-Icn-Ls-Dt-09023 ; 11. In Situ Concrete C35/C45 ; Waterproofing; 1 Layer Of 1000 Gauge Polythene Sheet | 2.26 | m² | AED | 50.3
2021-01 | 2 | 2.0125 |  | United Arab Emirates | Abu Dhabi | Hard & Soft Landscaping | Celebration Plaza | External works | DMT | Basatin Landscaping | Award | 2021 | Fixed Price Lump Sum | SITE WORK | Filling | Cycle Track Signage In Accordance With Drawings Nr 2020_018-02-Icn-Ls-Dt-09023 ; 11. In Situ Concrete C35/C45 ; Imported Filling; Layer Of 250Mm Thick Road Base Material Of 80% Cbr Value | 0.62 | m² | AED | 28
2021-01 | 2 | 2.0125 |  | United Arab Emirates | Abu Dhabi | Hard & Soft Landscaping | Celebration Plaza | External works | DMT | Basatin Landscaping | Award | 2021 | Fixed Price Lump Sum | CONCRETE WORK | Reinforcement | Cycle Track Signage In Accordance With Drawings Nr 2020_018-02-Icn-Ls-Dt-09023 ; 11. In Situ Concrete C35/C45 ; Reinforcement | 369 | kg | AED | 4.3
2021-01 | 2 | 2.0125 |  | United Arab Emirates | Abu Dhabi | Hard & Soft Landscaping | Celebration Plaza | External works | DMT | Basatin Landscaping | Award | 2021 | Fixed Price Lump Sum | ACCESSORIES | Generally | Site Works ; Cycle Track Signage; 89Mm Diameter Galvanised Steel Post; 89(D)X2800(H); Aluminium Sign With Reflective Sheeting Colour White And Blue; Metal Fixing Bracket As Per Specialist | 10 | Nr | AED | 1526.6
2021-01 | 2 | 2.0125 |  | United Arab Emirates | Abu Dhabi | Hard & Soft Landscaping | Celebration Plaza | External works | DMT | Basatin Landscaping | Award | 2021 | Fixed Price Lump Sum | CONCRETE WORK | Poured concrete | Internal Directional Sign In Accordance With Drawing Nr ; 2020_018-02-Icn-Ls-Dt-09212 ; 11. In Situ Concrete C35/C45 ; 500Mm Thk; In Footings; Poured Against Blinding | 1.44 | m³ | AED | 1086.5
2021-01 | 2 | 2.0125 |  | United Arab Emirates | Abu Dhabi | Hard & Soft Landscaping | Celebration Plaza | External works | DMT | Basatin Landscaping | Award | 2021 | Fixed Price Lump Sum | CONCRETE WORK | Poured concrete | Internal Directional Sign In Accordance With Drawing Nr ; 2020_018-02-Icn-Ls-Dt-09212 ; 11. In Situ Concrete C35/C45 ; 75Mm Thick; C15/20; Blinding, Poured Against Earth | 0.22 | m³ | AED | 480.9
2021-01 | 2 | 2.0125 |  | United Arab Emirates | Abu Dhabi | Hard & Soft Landscaping | Celebration Plaza | External works | DMT | Basatin Landscaping | Award | 2021 | Fixed Price Lump Sum | CONCRETE WORK | Poured concrete | Internal Directional Sign In Accordance With Drawing Nr ; 2020_018-02-Icn-Ls-Dt-09212 ; 11. In Situ Concrete C35/C45 ; Formwork | 6 | m² | AED | 56.8
2021-01 | 2 | 2.0125 |  | United Arab Emirates | Abu Dhabi | Hard & Soft Landscaping | Celebration Plaza | External works | DMT | Basatin Landscaping | Award | 2021 | Fixed Price Lump Sum | THERMAL AND MOISTURE PROTECTION | Coverings and linings | Internal Directional Sign In Accordance With Drawing Nr ; 2020_018-02-Icn-Ls-Dt-09212 ; 11. In Situ Concrete C35/C45 ; Waterproofing; 1 Layer Of 1000 Gauge Polythene Sheet | 8.88 | m² | AED | 50.3
2021-01 | 2 | 2.0126 |  | United Arab Emirates | Abu Dhabi | Hard & Soft Landscaping | Celebration Plaza | External works | DMT | Basatin Landscaping | Award | 2021 | Fixed Price Lump Sum | SITE WORK | Landscaping | Internal Directional Sign In Accordance With Drawing Nr ; 2020_018-02-Icn-Ls-Dt-09212 ; 11. In Situ Concrete C35/C45 ; Imported Filling; Layer Of 250Mm Thick Road Base Material Of 80% Cbr Value | 2.48 | m² | AED | 28
2021-01 | 2 | 2.0126 |  | United Arab Emirates | Abu Dhabi | Hard & Soft Landscaping | Celebration Plaza | External works | DMT | Basatin Landscaping | Award | 2021 | Fixed Price Lump Sum | CONCRETE WORK | Reinforcement | Internal Directional Sign In Accordance With Drawing Nr ; 2020_018-02-Icn-Ls-Dt-09212 ; 11. In Situ Concrete C35/C45 ; Reinforcement | 216 | kg | AED | 4.3
2021-01 | 2 | 2.0126 |  | United Arab Emirates | Abu Dhabi | Hard & Soft Landscaping | Celebration Plaza | External works | DMT | Basatin Landscaping | Award | 2021 | Fixed Price Lump Sum | ACCESSORIES | Generally | Site Works ; Internal Directional Sign; Dir-Site; Corten Steel Built Up Frame; 4Mm Thick Aluminium Front And Back; 220(L)X75(W)X1950(H); Acid Or Laser Etching; Metal Dowel Fixings As Per Specialist Detail | 6 | Nr | AED | 7378.5
2021-01 | 2 | 2.0126 |  | United Arab Emirates | Abu Dhabi | Hard & Soft Landscaping | Celebration Plaza | External works | DMT | Basatin Landscaping | Award | 2021 | Fixed Price Lump Sum | METALWORK | Non structural metalwork | Shade Structure In Accordance With Drawing Nr 2020_018-02-Icn-Ls-Dt-09209 ; 35. Site Works ; Food Village Shade Structure; Mpt4 - Tensile Fabric Shade Fixed On Food Village Container; Connection To Container Building As Per Manufacturers Recommendation And Engineers Approval; Inclusive Of 2X 5.5M Steel Posts, Concrete Footing, Blinding And Waterproofing All In Accordance With The Manufacturers Recommendation. | 95 | m² | AED | 1049.6
2021-01 | 2 | 2.0126 |  | United Arab Emirates | Abu Dhabi | Hard & Soft Landscaping | Celebration Plaza | External works | DMT | Basatin Landscaping | Award | 2021 | Fixed Price Lump Sum | CONCRETE WORK | Poured concrete | Main Monument Identification Sign In Accordance With Drawing Nr ; 2020_018-02-Icn-Ls-Dt-09212 ; 11. In Situ Concrete C35/C45 ; 600Mm Thk; In Footings; Poured Against Blinding | 6.9 | m³ | AED | 1086.5
2021-01 | 2 | 2.0126 |  | United Arab Emirates | Abu Dhabi | Hard & Soft Landscaping | Celebration Plaza | External works | DMT | Basatin Landscaping | Award | 2021 | Fixed Price Lump Sum | CONCRETE WORK | Poured concrete | Main Monument Identification Sign In Accordance With Drawing Nr ; 2020_018-02-Icn-Ls-Dt-09212 ; 11. In Situ Concrete C35/C45 ; 75Mm Thick; C15/20; Blinding, Poured Against Earth | 0.86 | m³ | AED | 480.9
2021-01 | 2 | 2.0126 |  | United Arab Emirates | Abu Dhabi | Hard & Soft Landscaping | Celebration Plaza | External works | DMT | Basatin Landscaping | Award | 2021 | Fixed Price Lump Sum | CONCRETE WORK | Shuttering | Main Monument Identification Sign In Accordance With Drawing Nr ; 2020_018-02-Icn-Ls-Dt-09212 ; 11. In Situ Concrete C35/C45 ; Formwork | 27.6 | m² | AED | 56.8
2021-01 | 2 | 2.0126 |  | United Arab Emirates | Abu Dhabi | Hard & Soft Landscaping | Celebration Plaza | External works | DMT | Basatin Landscaping | Award | 2021 | Fixed Price Lump Sum | THERMAL AND MOISTURE PROTECTION | Coverings and linings | Main Monument Identification Sign In Accordance With Drawing Nr ; 2020_018-02-Icn-Ls-Dt-09212 ; 11. In Situ Concrete C35/C45 ; Waterproofing; 1 Layer Of 1000 Gauge Polythene Sheet | 39.1 | m² | AED | 50.3
2021-01 | 2 | 2.0126 |  | United Arab Emirates | Abu Dhabi | Hard & Soft Landscaping | Celebration Plaza | External works | DMT | Basatin Landscaping | Award | 2021 | Fixed Price Lump Sum | SITE WORK | Landscaping | Main Monument Identification Sign In Accordance With Drawing Nr ; 2020_018-02-Icn-Ls-Dt-09212 ; 11. In Situ Concrete C35/C45 ; Imported Filling; Layer Of 250Mm Thick Road Base Material Of 80% Cbr Value | 11.5 | m² | AED | 28
2021-01 | 2 | 2.0126 |  | United Arab Emirates | Abu Dhabi | Hard & Soft Landscaping | Celebration Plaza | External works | DMT | Basatin Landscaping | Award | 2021 | Fixed Price Lump Sum | CONCRETE WORK | Reinforcement | Main Monument Identification Sign In Accordance With Drawing Nr ; 2020_018-02-Icn-Ls-Dt-09212 ; 11. In Situ Concrete C35/C45 ; Reinforcement | 1035 | kg | AED | 4.3
2021-01 | 2 | 2.0127 |  | United Arab Emirates | Abu Dhabi | Hard & Soft Landscaping | Celebration Plaza | External works | DMT | Basatin Landscaping | Award | 2021 | Fixed Price Lump Sum | ACCESSORIES | Generally | Site Works ; Mom Signage; Illuminated Acrylic Board Text Fixed On Concrete; Colour White (Ral 9010); Reinforced Concrete Base; 1350(H)150(D); Fixing As Per Specialist Detail | 23 | Nr | AED | 3384
2021-01 | 2 | 2.0127 |  | United Arab Emirates | Abu Dhabi | Hard & Soft Landscaping | Celebration Plaza | External works | DMT | Basatin Landscaping | Award | 2021 | Fixed Price Lump Sum | CONCRETE WORK | Poured concrete | Shade Structures ; Shade Structure In Accordance With Drawing Nr 2020_018-02-Icn-Ls-Dt-09210 ; 11. In Situ Concrete C35/C45 ; 600Mm Thk; In Footings; Poured Against Blinding | 2.5 | m³ | AED | 1086.5
2021-01 | 2 | 2.0127 |  | United Arab Emirates | Abu Dhabi | Hard & Soft Landscaping | Celebration Plaza | External works | DMT | Basatin Landscaping | Award | 2021 | Fixed Price Lump Sum | CONCRETE WORK | Poured concrete | Shade Structures ; Shade Structure In Accordance With Drawing Nr 2020_018-02-Icn-Ls-Dt-09210 ; 11. In Situ Concrete C35/C45 ; 75Mm Thick; C15/20; Blinding, Poured Against Earth | 0.5 | m³ | AED | 480.9
2021-01 | 2 | 2.0127 |  | United Arab Emirates | Abu Dhabi | Hard & Soft Landscaping | Celebration Plaza | External works | DMT | Basatin Landscaping | Award | 2021 | Fixed Price Lump Sum | CONCRETE WORK | Shuttering | Shade Structures ; Shade Structure In Accordance With Drawing Nr 2020_018-02-Icn-Ls-Dt-09210 ; 11. In Situ Concrete C35/C45 ;Formwork | 8 | m² | AED | 56.8
2021-01 | 2 | 2.0127 |  | United Arab Emirates | Abu Dhabi | Hard & Soft Landscaping | Celebration Plaza | External works | DMT | Basatin Landscaping | Award | 2021 | Fixed Price Lump Sum | THERMAL AND MOISTURE PROTECTION | Coverings and linings | Shade Structures ; Shade Structure In Accordance With Drawing Nr 2020_018-02-Icn-Ls-Dt-09210 ; 11. In Situ Concrete C35/C45 ; Waterproofing; 1 Layer Of 1000 Gauge Polythene Sheet | 12 | m² | AED | 50.3
2021-01 | 2 | 2.0127 |  | United Arab Emirates | Abu Dhabi | Hard & Soft Landscaping | Celebration Plaza | External works | DMT | Basatin Landscaping | Award | 2021 | Fixed Price Lump Sum | SITE WORK | Filling | Shade Structures ; Shade Structure In Accordance With Drawing Nr 2020_018-02-Icn-Ls-Dt-09210 ; 11. In Situ Concrete C35/C45 ; Imported Filling; Layer Of 250Mm Thick Road Base Material Of 80% Cbr Value | 4 | m² | AED | 28
2021-01 | 2 | 2.0127 |  | United Arab Emirates | Abu Dhabi | Hard & Soft Landscaping | Celebration Plaza | External works | DMT | Basatin Landscaping | Award | 2021 | Fixed Price Lump Sum | CONCRETE WORK | Reinforcement | Shade Structures ; Shade Structure In Accordance With Drawing Nr 2020_018-02-Icn-Ls-Dt-09210 ; 11. In Situ Concrete C35/C45 ;Reinforcement | 375 | kg | AED | 4.3
2021-01 | 2 | 2.0127 |  | United Arab Emirates | Abu Dhabi | Hard & Soft Landscaping | Celebration Plaza | External works | DMT | Basatin Landscaping | Award | 2021 | Fixed Price Lump Sum | ACCESSORIES | Generally | Site Works ; Circular Tensile Fabric Shade Structure; Mpt2Type 1; 8168(D)X5000(H)Mm;170(Dia)Mm Chs; 110(Dia)Mm Chs Support Beams; 170(Dia)Mm Chs; 110(Dia)Mm Chs Support Beams; | 4 | Nr | AED | 209752.4
2021-01 | 2 | 2.0127 |  | United Arab Emirates | Abu Dhabi | Hard & Soft Landscaping | Celebration Plaza | External works | DMT | Basatin Landscaping | Award | 2021 | Fixed Price Lump Sum | CONCRETE WORK | Poured concrete | In Situ Concrete C35/C45 ; 600Mm Thk; In Footings; Poured Against Blinding ; 600Mm Thk; In Footings; Poured Against Blinding | 2 | m³ | AED | 1086.5
2021-01 | 2 | 2.0127 |  | United Arab Emirates | Abu Dhabi | Hard & Soft Landscaping | Celebration Plaza | External works | DMT | Basatin Landscaping | Award | 2021 | Fixed Price Lump Sum | CONCRETE WORK | Poured concrete | In Situ Concrete C35/C45 ; 600Mm Thk; In Footings; Poured Against Blinding ; 75Mm Thick; C15/20; Blinding, Poured Against Earth | 0.5 | m³ | AED | 480.9
2021-01 | 2 | 2.0128 |  | United Arab Emirates | Abu Dhabi | Hard & Soft Landscaping | Celebration Plaza | External works | DMT | Basatin Landscaping | Award | 2021 | Fixed Price Lump Sum | CONCRETE WORK | Poured concrete | In Situ Concrete C35/C45 ; 600Mm Thk; In Footings; Poured Against Blinding ; Formwork | 7 | m² | AED | 56.8
2021-01 | 2 | 2.0128 |  | United Arab Emirates | Abu Dhabi | Hard & Soft Landscaping | Celebration Plaza | External works | DMT | Basatin Landscaping | Award | 2021 | Fixed Price Lump Sum | THERMAL AND MOISTURE PROTECTION | Coverings and linings | In Situ Concrete C35/C45 ; 600Mm Thk; In Footings; Poured Against Blinding ; 1 Layer Of 1000 Guage Polythene Sheet | 14 | m² | AED | 50.3
2021-01 | 2 | 2.0128 |  | United Arab Emirates | Abu Dhabi | Hard & Soft Landscaping | Celebration Plaza | External works | DMT | Basatin Landscaping | Award | 2021 | Fixed Price Lump Sum | SITE WORK | Landscaping | In Situ Concrete C35/C45 ; 600Mm Thk; In Footings; Poured Against Blinding ; Imported Filling; Layer Of 250Mm Thick Road Base Material Of 80% Cbr Value | 7 | m² | AED | 28
2021-01 | 2 | 2.0128 |  | United Arab Emirates | Abu Dhabi | Hard & Soft Landscaping | Celebration Plaza | External works | DMT | Basatin Landscaping | Award | 2021 | Fixed Price Lump Sum | CONCRETE WORK | Reinforcement | In Situ Concrete C35/C45 ; 600Mm Thk; In Footings; Poured Against Blinding ; Reinforcement | 300 | kg | AED | 4.3
2021-01 | 2 | 2.0128 |  | United Arab Emirates | Abu Dhabi | Hard & Soft Landscaping | Celebration Plaza | External works | DMT | Basatin Landscaping | Award | 2021 | Fixed Price Lump Sum | ACCESSORIES | Generally | Site Works ; Circular Tensile Fabric Shade Structure; Mpt2Type 2; 6140(D)X5000(H)Mm; 170(Dia)Mm Chs; 110(Dia)Mm Chs Support Beams; | 7 | Nr | AED | 35620.2
2021-01 | 2 | 2.0128 |  | United Arab Emirates | Abu Dhabi | Hard & Soft Landscaping | Celebration Plaza | External works | DMT | Basatin Landscaping | Award | 2021 | Fixed Price Lump Sum | SITE WORK | Landscaping | Listening Circle Shading Structure In Accordance With Drawing Nr ; 2020_018-00-Bma-Ar-Dt-05500 And 2020_018-01-Icn-St-Dt-09103 ; Excavation And Filling ; Foundation Excavation For Footings; Not Exceeding 2M Deeps | 117.6 | m³ | AED | 25.5
2021-01 | 2 | 2.0128 |  | United Arab Emirates | Abu Dhabi | Hard & Soft Landscaping | Celebration Plaza | External works | DMT | Basatin Landscaping | Award | 2021 | Fixed Price Lump Sum | SITE WORK | Landscaping | Listening Circle Shading Structure In Accordance With Drawing Nr ; 2020_018-00-Bma-Ar-Dt-05500 And 2020_018-01-Icn-St-Dt-09103 ; Excavation And Filling ; Disposal Of Previously Excavated Off Site To A Suitable Location In Accordance With Engineer Requirements | 51 | m³ | AED | 30.6
2021-01 | 2 | 2.0128 |  | United Arab Emirates | Abu Dhabi | Hard & Soft Landscaping | Celebration Plaza | External works | DMT | Basatin Landscaping | Award | 2021 | Fixed Price Lump Sum | SITE WORK | Landscaping | Listening Circle Shading Structure In Accordance With Drawing Nr ; 2020_018-00-Bma-Ar-Dt-05500 And 2020_018-01-Icn-St-Dt-09103 ; Excavation And Filling ; Imported Filling; One Layer Of 250Mm Thick Road Base Material Of 80% Cbr Value | 61 | m² | AED | 37.4
2021-01 | 2 | 2.0128 |  | United Arab Emirates | Abu Dhabi | Hard & Soft Landscaping | Celebration Plaza | External works | DMT | Basatin Landscaping | Award | 2021 | Fixed Price Lump Sum | SITE WORK | Landscaping | Listening Circle Shading Structure In Accordance With Drawing Nr ; 2020_018-00-Bma-Ar-Dt-05500 And 2020_018-01-Icn-St-Dt-09103 ; Excavation And Filling ; Filling Obtained From Previously Excavated Material | 67 | m³ | AED | 25.5
2021-01 | 2 | 2.0128 |  | United Arab Emirates | Abu Dhabi | Hard & Soft Landscaping | Celebration Plaza | External works | DMT | Basatin Landscaping | Award | 2021 | Fixed Price Lump Sum | CONCRETE WORK | Poured concrete | In-Site Concrete Works ; Plain In-Situ Concrete; Blinding; 100Mm Thick; In Footings; Poured On Earth | 6 | m³ | AED | 384.2
2021-01 | 2 | 2.0129 |  | United Arab Emirates | Abu Dhabi | Hard & Soft Landscaping | Celebration Plaza | External works | DMT | Basatin Landscaping | Award | 2021 | Fixed Price Lump Sum | CONCRETE WORK | Poured concrete | In-Site Concrete Works ; 50Mm Thick Screed Protection | 61 | m² | AED | 19.3
2021-01 | 2 | 2.0129 |  | United Arab Emirates | Abu Dhabi | Hard & Soft Landscaping | Celebration Plaza | External works | DMT | Basatin Landscaping | Award | 2021 | Fixed Price Lump Sum | CONCRETE WORK | Poured concrete | In-Site Concrete Works ; Reinforced Concrete To Footings Type F1; Concrete Grade Type C35/45; Size 3000Mm X 1200Mm X 450Mm | 25 | m³ | AED | 384.2
2021-01 | 2 | 2.0129 |  | United Arab Emirates | Abu Dhabi | Hard & Soft Landscaping | Celebration Plaza | External works | DMT | Basatin Landscaping | Award | 2021 | Fixed Price Lump Sum | CONCRETE WORK | Poured concrete | In-Site Concrete Works ; Reinforced Concrete To Pedestals; Type P1 And P2; Concrete Grade Type C35/45; Size 350Mm X 400Mm X 700Mm High | 3 | m³ | AED | 384.2
2021-01 | 2 | 2.0129 |  | United Arab Emirates | Abu Dhabi | Hard & Soft Landscaping | Celebration Plaza | External works | DMT | Basatin Landscaping | Award | 2021 | Fixed Price Lump Sum | CONCRETE WORK | Shuttering | In-Site Concrete Works ; Formwork; To Sides Of Footings; Not Exceeding 500Mm High | 53 | m² | AED | 56.8
2021-01 | 2 | 2.0129 |  | United Arab Emirates | Abu Dhabi | Hard & Soft Landscaping | Celebration Plaza | External works | DMT | Basatin Landscaping | Award | 2021 | Fixed Price Lump Sum | CONCRETE WORK | Shuttering | In-Site Concrete Works ; Formwork; To Sides Of Pedestals | 32 | m² | AED | 56.8
2021-01 | 2 | 2.0129 |  | United Arab Emirates | Abu Dhabi | Hard & Soft Landscaping | Celebration Plaza | External works | DMT | Basatin Landscaping | Award | 2021 | Fixed Price Lump Sum | CONCRETE WORK | Reinforcement | In-Site Concrete Works ; Reinforcement; High Yield Reinforcing Bars; To Footings | 3402 | kg | AED | 4.3
2021-01 | 2 | 2.0129 |  | United Arab Emirates | Abu Dhabi | Hard & Soft Landscaping | Celebration Plaza | External works | DMT | Basatin Landscaping | Award | 2021 | Fixed Price Lump Sum | CONCRETE WORK | Reinforcement | In-Site Concrete Works ; Reinforcement; High Yield Reinforcing Bars; To Pedestals | 352.8 | kg | AED | 4.3
2021-01 | 2 | 2.0129 |  | United Arab Emirates | Abu Dhabi | Hard & Soft Landscaping | Celebration Plaza | External works | DMT | Basatin Landscaping | Award | 2021 | Fixed Price Lump Sum | THERMAL AND MOISTURE PROTECTION | Coverings and linings | Waterproofing ; 1 Layer Of 1000Mm Gauge Polythene Sheet | 61 | m² | AED | 3.9
2021-01 | 2 | 2.0129 |  | United Arab Emirates | Abu Dhabi | Hard & Soft Landscaping | Celebration Plaza | External works | DMT | Basatin Landscaping | Award | 2021 | Fixed Price Lump Sum | THERMAL AND MOISTURE PROTECTION | Coverings and linings | Waterproofing ;Waterproofing; Vertically To Footings; Comprising Of Bituminous Paint Primer Coat And 5Mm Sbs Modified Bitumonous Membrane | 53 | m² | AED | 50.3
2021-01 | 2 | 2.0129 |  | United Arab Emirates | Abu Dhabi | Hard & Soft Landscaping | Celebration Plaza | External works | DMT | Basatin Landscaping | Award | 2021 | Fixed Price Lump Sum | THERMAL AND MOISTURE PROTECTION | Coverings and linings | Waterproofing ;Waterproofing; Vertically To Footings; 6Mm Bituminous Protection Board | 53 | m² | AED | 50.3
2021-01 | 2 | 2.013 |  | United Arab Emirates | Abu Dhabi | Hard & Soft Landscaping | Celebration Plaza | External works | DMT | Basatin Landscaping | Award | 2021 | Fixed Price Lump Sum | THERMAL AND MOISTURE PROTECTION | Coverings and linings | Waterproofing ; Waterproofing; Horizontally To Footings; Comprising Of Bituminous Paint Primer Coat And 5Mm Sbs Modified Bitumonous Membrane | 50 | m² | AED | 50.3
2021-01 | 2 | 2.013 |  | United Arab Emirates | Abu Dhabi | Hard & Soft Landscaping | Celebration Plaza | External works | DMT | Basatin Landscaping | Award | 2021 | Fixed Price Lump Sum | THERMAL AND MOISTURE PROTECTION | Coverings and linings | Waterproofing ; Waterproofing; Vertically To Pedestals; Comprising Of Bituminous Paint Primer Coat And 5Mm Sbs Modified Bitumonous Membrane | 32 | m² | AED | 50.3
2021-01 | 2 | 2.013 |  | United Arab Emirates | Abu Dhabi | Hard & Soft Landscaping | Celebration Plaza | External works | DMT | Basatin Landscaping | Award | 2021 | Fixed Price Lump Sum | THERMAL AND MOISTURE PROTECTION | Coverings and linings | Waterproofing ; Waterproofing; Vertically To Pedestals; 6Mm Bituminous Protection Board | 32 | m² | AED | 50.3
2021-01 | 2 | 2.013 |  | United Arab Emirates | Abu Dhabi | Hard & Soft Landscaping | Celebration Plaza | External works | DMT | Basatin Landscaping | Award | 2021 | Fixed Price Lump Sum | METALWORK | Structural metalwork | Structural Metalwork ; 25Mm Non Shrinkable Grout | 4.2 | m² | AED | 445.3
2021-01 | 2 | 2.013 |  | United Arab Emirates | Abu Dhabi | Hard & Soft Landscaping | Celebration Plaza | External works | DMT | Basatin Landscaping | Award | 2021 | Fixed Price Lump Sum | METALWORK | Structural metalwork | Structural Metalwork ; 6Nr Of M16 Anchor Bolts With Grade 8.8; Fixed To Pedestal Type P1 & P2 | 180 | Nr | AED | 114.5
2021-01 | 2 | 2.013 |  | United Arab Emirates | Abu Dhabi | Hard & Soft Landscaping | Celebration Plaza | External works | DMT | Basatin Landscaping | Award | 2021 | Fixed Price Lump Sum | METALWORK | Structural metalwork | Structural Metalwork ; Base Plate Type Bp1; 300Mm X 250Mm X 16Mm Thick | 30 | Nr | AED | 1017.8
2021-01 | 2 | 2.013 |  | United Arab Emirates | Abu Dhabi | Hard & Soft Landscaping | Celebration Plaza | External works | DMT | Basatin Landscaping | Award | 2021 | Fixed Price Lump Sum | METALWORK | Structural metalwork | Structural Metalwork ; A Column Type C1; Rhs 200X100X6.3 | 1475.25 | kg | AED | 19.1
2021-01 | 2 | 2.013 |  | United Arab Emirates | Abu Dhabi | Hard & Soft Landscaping | Celebration Plaza | External works | DMT | Basatin Landscaping | Award | 2021 | Fixed Price Lump Sum | METALWORK | Structural metalwork | Structural Metalwork ; Beam Type B1; Primary Beam; Size Rhs 100 X 50 X 5Mm | 1069.2 | kg | AED | 19.1
2021-01 | 2 | 2.013 |  | United Arab Emirates | Abu Dhabi | Hard & Soft Landscaping | Celebration Plaza | External works | DMT | Basatin Landscaping | Award | 2021 | Fixed Price Lump Sum | METALWORK | Structural metalwork | Structural Metalwork ;Beam Type B2; Ring Beam; Size Shs 70 X 70 X 5Mm | 732.6 | kg | AED | 19.1
2021-01 | 2 | 2.013 |  | United Arab Emirates | Abu Dhabi | Hard & Soft Landscaping | Celebration Plaza | External works | DMT | Basatin Landscaping | Award | 2021 | Fixed Price Lump Sum | METALWORK | Structural metalwork | Structural Metalwork ; 12Mm Thick Plate At U Connections | 15 | Nr | AED | 178.2
2021-01 | 2 | 2.0131 |  | United Arab Emirates | Abu Dhabi | Hard & Soft Landscaping | Celebration Plaza | External works | DMT | Basatin Landscaping | Award | 2021 | Fixed Price Lump Sum | METALWORK | Structural metalwork | Structural Metalwork ; 12Mm Tension Rope | 70.5 | m | AED | 508.9
2021-01 | 2 | 2.0131 |  | United Arab Emirates | Abu Dhabi | Hard & Soft Landscaping | Celebration Plaza | External works | DMT | Basatin Landscaping | Award | 2021 | Fixed Price Lump Sum | THERMAL AND MOISTURE PROTECTION | Coverings and linings | Roof Sheet Covering ; Ews-02; 40X36 Moso Bamboo Shading Structure | 541 | m | AED | 71.3
2021-01 | 2 | 2.0131 |  | United Arab Emirates | Abu Dhabi | Hard & Soft Landscaping | Celebration Plaza | External works | DMT | Basatin Landscaping | Award | 2021 | Fixed Price Lump Sum | CONCRETE WORK | Poured concrete | Water Feature Structure; Complete As Shown On Drawing No.; 2020_018-02-Icn-Ls-Dt-09602; Utility Connections Measured Separately ; Plain In-Situ Concrete; Blinding - Assumed 75 Mm Thick; Concrete Grade C15/20; To Underside Of Slab On Grade | 18 | m³ | AED | 384.2
2021-01 | 2 | 2.0131 |  | United Arab Emirates | Abu Dhabi | Hard & Soft Landscaping | Celebration Plaza | External works | DMT | Basatin Landscaping | Award | 2021 | Fixed Price Lump Sum | CONCRETE WORK | Poured concrete | Water Feature Structure; Complete As Shown On Drawing No.; 2020_018-02-Icn-Ls-Dt-09602; Utility Connections Measured Separately ; Cast In-Situ Reinforced Concrete; Slab On Grade - 200Mm Thick; Concrete Grade C25/30 | 48 | m³ | AED | 480.9
2021-01 | 2 | 2.0131 |  | United Arab Emirates | Abu Dhabi | Hard & Soft Landscaping | Celebration Plaza | External works | DMT | Basatin Landscaping | Award | 2021 | Fixed Price Lump Sum | CONCRETE WORK | Poured concrete | Water Feature Structure; Complete As Shown On Drawing No.; 2020_018-02-Icn-Ls-Dt-09602; Utility Connections Measured Separately ; Cast In-Situ Reinforced Concrete; Retaining Wall - 200Mm Thick; Concrete Grade C35/45 | 8 | m³ | AED | 1086.5
2021-01 | 2 | 2.0131 |  | United Arab Emirates | Abu Dhabi | Hard & Soft Landscaping | Celebration Plaza | External works | DMT | Basatin Landscaping | Award | 2021 | Fixed Price Lump Sum | CONCRETE WORK | Poured concrete | Water Feature Structure; Complete As Shown On Drawing No.; 2020_018-02-Icn-Ls-Dt-09602; Utility Connections Measured Separately ; Cast In-Situ Reinforced Concrete; Wall - 200Mm Thick; Concrete Grade C35/45 | 21 | m³ | AED | 1086.5
2021-01 | 2 | 2.0131 |  | United Arab Emirates | Abu Dhabi | Hard & Soft Landscaping | Celebration Plaza | External works | DMT | Basatin Landscaping | Award | 2021 | Fixed Price Lump Sum | CONCRETE WORK | Shuttering | Water Feature Structure; Complete As Shown On Drawing No.; 2020_018-02-Icn-Ls-Dt-09602; Utility Connections Measured Separately ; Formworks; Edges Of Horizontal Work; 200Mm Thick | 58 | m | AED | 56.8
2021-01 | 2 | 2.0131 |  | United Arab Emirates | Abu Dhabi | Hard & Soft Landscaping | Celebration Plaza | External works | DMT | Basatin Landscaping | Award | 2021 | Fixed Price Lump Sum | CONCRETE WORK | Shuttering | Water Feature Structure; Complete As Shown On Drawing No.; 2020_018-02-Icn-Ls-Dt-09602; Utility Connections Measured Separately ; Formworks; Faces Of Walls; Vertically | 288 | m² | AED | 56.8
2021-01 | 2 | 2.0131 |  | United Arab Emirates | Abu Dhabi | Hard & Soft Landscaping | Celebration Plaza | External works | DMT | Basatin Landscaping | Award | 2021 | Fixed Price Lump Sum | CONCRETE WORK | Reinforcement | Water Feature Structure; Complete As Shown On Drawing No.; 2020_018-02-Icn-Ls-Dt-09602; Utility Connections Measured Separately ; Reinforcement; High Yield Steel Bars With Varying Size; Including Main Bars And Links; To Concrete Slab; Rebar Allowance Of 150Kg/M3 | 7200 | kg | AED | 4.3
2021-01 | 2 | 2.0131 |  | United Arab Emirates | Abu Dhabi | Hard & Soft Landscaping | Celebration Plaza | External works | DMT | Basatin Landscaping | Award | 2021 | Fixed Price Lump Sum | CONCRETE WORK | Reinforcement | Water Feature Structure; Complete As Shown On Drawing No.; 2020_018-02-Icn-Ls-Dt-09602; Utility Connections Measured Separately ; Reinforcement; High Yield Steel Bars With Varying Size; Including Main Bars And Links; To Concrete Walls; Rebar Allowance Of 150Kg/M3 | 5800 | kg | AED | 4.3
2021-01 | 2 | 2.0132 |  | United Arab Emirates | Abu Dhabi | Hard & Soft Landscaping | Celebration Plaza | External works | DMT | Basatin Landscaping | Award | 2021 | Fixed Price Lump Sum | THERMAL AND MOISTURE PROTECTION | Coverings and linings | Water Feature Structure; Complete As Shown On Drawing No.; 2020_018-02-Icn-Ls-Dt-09602; Utility Connections Measured Separately ; Surface Finishes To In-Situ Concrete; Waterproofing Membrane; Horizontally To Underside Of Slab On Grade; Comprising Of Bituminous Paint Primer Coat And 5Mm Sbs Modified Bitumonous Membrane | 238 | m² | AED | 50.3
2021-01 | 2 | 2.0132 |  | United Arab Emirates | Abu Dhabi | Hard & Soft Landscaping | Celebration Plaza | External works | DMT | Basatin Landscaping | Award | 2021 | Fixed Price Lump Sum | THERMAL AND MOISTURE PROTECTION | Coverings and linings | Water Feature Structure; Complete As Shown On Drawing No.; 2020_018-02-Icn-Ls-Dt-09602; Utility Connections Measured Separately ; Surface Finishes To In-Situ Concrete; Waterproofing Membrane; Vertical Sides Surface Finishes To In-Situ Concrete; Waterproofing Membrane; Vertical Sides | 50 | m² | AED | 50.3
2021-01 | 2 | 2.0132 |  | United Arab Emirates | Abu Dhabi | Hard & Soft Landscaping | Celebration Plaza | External works | DMT | Basatin Landscaping | Award | 2021 | Fixed Price Lump Sum | CONCRETE WORK | Poured concrete | Water Feature Structure; Complete As Shown On Drawing No.; 2020_018-02-Icn-Ls-Dt-09602; Utility Connections Measured Separately ; Surface Finishes To In-Situ Concrete; 50Mm Thick Protection Screed; Horizontally To Underside Of Slab On Grade | 238 | m² | AED | 50.3
2021-01 | 2 | 2.0132 |  | United Arab Emirates | Abu Dhabi | Hard & Soft Landscaping | Celebration Plaza | External works | DMT | Basatin Landscaping | Award | 2021 | Fixed Price Lump Sum | THERMAL AND MOISTURE PROTECTION | Coverings and linings | Water Feature Structure; Complete As Shown On Drawing No.; 2020_018-02-Icn-Ls-Dt-09602; Utility Connections Measured Separately ; Surface Finishes To In-Situ Concrete; 6Mm Bituminous Protection Board; Vertical Sides To Face Of Soil | 50 | m² | AED | 50.3
2021-01 | 2 | 2.0132 |  | United Arab Emirates | Abu Dhabi | Hard & Soft Landscaping | Celebration Plaza | External works | DMT | Basatin Landscaping | Award | 2021 | Fixed Price Lump Sum | THERMAL AND MOISTURE PROTECTION | Coverings and linings | Water Feature Structure; Complete As Shown On Drawing No.; 2020_018-02-Icn-Ls-Dt-09602; Utility Connections Measured Separately ; Surface Finishes To In-Situ Concrete; 1 Layer Of 1000 Gauge Polythene Sheet; Horizontally To Top Surfaces Of To Underside Of Slab On Gr | 238 | m² | AED | 3.9
2021-01 | 2 | 2.0132 |  | United Arab Emirates | Abu Dhabi | Hard & Soft Landscaping | Celebration Plaza | External works | DMT | Basatin Landscaping | Award | 2021 | Fixed Price Lump Sum | SITE WORK | Filling | Water Feature Structure; Complete As Shown On Drawing No.; 2020_018-02-Icn-Ls-Dt-09602; Utility Connections Measured Separately ; Surface Finishes To In-Situ Concrete; 1 Layer Of 150Mm Thick Road Base Material Of 80% Cbr Value To A Strenght Of 98%Mdd | 238 | m² | AED | 30.7
2021-01 | 2 | 2.0132 |  | United Arab Emirates | Abu Dhabi | Hard & Soft Landscaping | Celebration Plaza | External works | DMT | Basatin Landscaping | Award | 2021 | Fixed Price Lump Sum | THERMAL AND MOISTURE PROTECTION | Coverings and linings | Water Feature Structure; Complete As Shown On Drawing No.; 2020_018-02-Icn-Ls-Dt-09602; Utility Connections Measured Separately ; Surface Finishes To In-Situ Concrete; Cementitous Polymer Waterproof Coating; Orizontally To Top Surfaces Of Slab On Grade | 238 | m² | AED | 50.3
2021-01 | 2 | 2.0132 |  | United Arab Emirates | Abu Dhabi | Hard & Soft Landscaping | Celebration Plaza | External works | DMT | Basatin Landscaping | Award | 2021 | Fixed Price Lump Sum | THERMAL AND MOISTURE PROTECTION | Coverings and linings | Water Feature Structure; Complete As Shown On Drawing No.; 2020_018-02-Icn-Ls-Dt-09602; Utility Connections Measured Separately ; Surface Finishes To In-Situ Concrete; Cementitous Polymer Waterproof Coating; Vertically To Inner Surfaces Of Walls | 210 | m² | AED | 50.3
2021-01 | 2 | 2.0132 |  | United Arab Emirates | Abu Dhabi | Hard & Soft Landscaping | Celebration Plaza | External works | DMT | Basatin Landscaping | Award | 2021 | Fixed Price Lump Sum | CONCRETE WORK | Poured concrete | Water Feature Structure; Complete As Shown On Drawing No.; 2020_018-02-Icn-Ls-Dt-09602; Utility Connections Measured Separately ; Surface Finishes To In-Situ Concrete; 50Mm Thick Leveling Screed; Concrete Grade C15/20; To Top Surfaces Of Slab On Grade | 195 | m² | AED | 19.3
2021-01 | 2 | 2.0132 |  | United Arab Emirates | Abu Dhabi | Hard & Soft Landscaping | Celebration Plaza | External works | DMT | Basatin Landscaping | Award | 2021 | Fixed Price Lump Sum | FINISHES | Finishings | Water Feature Structure; Complete As Shown On Drawing No.; 2020_018-02-Icn-Ls-Dt-09602; Utility Connections Measured Separately ; Dry Deck Feature; 600X600X50Mm Thick Granite On Pedestals - Type Gp4 (Ext-107); Including Setting Bed/Mortar | 238 | m² | AED | 585.2
2021-01 | 2 | 2.0133 |  | United Arab Emirates | Abu Dhabi | Hard & Soft Landscaping | Celebration Plaza | External works | DMT | Basatin Landscaping | Award | 2021 | Fixed Price Lump Sum | METALWORK | Non structural metalwork | Water Feature Structure; Complete As Shown On Drawing No.; 2020_018-02-Icn-Ls-Dt-09602; Utility Connections Measured Separately ; Steel Grating; 250Mm Wide | 77 | m | AED | 366.4
2021-01 | 2 | 2.0133 |  | United Arab Emirates | Abu Dhabi | Hard & Soft Landscaping | Celebration Plaza | External works | DMT | Basatin Landscaping | Award | 2021 | Fixed Price Lump Sum | SITE WORK | Landscaping | Traffic Signage In Accordance With Drawing Nrs 2020-018-02-Icn-Sm-Pl-05101-06 & Drawing Nrs 2020_018 -02-Icn-Ri-Dt-09009-18 ; 35. Site Works ; Traffic Sign Number 303 - Pedestrian Sp Plate & Sign Number 435 - Speed Hump; Including Post, Mounting Straps, Bracket Assembly; Foundations And Blinding; With Fixings In Accordance With Ad-Qcc Standards | 8 | Nr | AED | 3816.5
2021-01 | 2 | 2.0133 |  | United Arab Emirates | Abu Dhabi | Hard & Soft Landscaping | Celebration Plaza | External works | DMT | Basatin Landscaping | Award | 2021 | Fixed Price Lump Sum | ACCESSORIES | Generally | Site Works ;Traffic Sign Number 303 - Pedestrian Sp Plate & Sign Number 435 - Speed Hump; Including Post, Mounting Straps, Bracket Assembly; Foundations And Blinding; With Fixings In Accordance With Ad-Qcc Standards | 8 | Nr | AED | 3816.5
2021-01 | 2 | 2.0133 |  | United Arab Emirates | Abu Dhabi | Hard & Soft Landscaping | Celebration Plaza | External works | DMT | Basatin Landscaping | Award | 2021 | Fixed Price Lump Sum | ACCESSORIES | Generally | Site Works ; Traffic Sign Number 305 - One Way; Including Post, Mounting Straps, Bracket Assembly; Foundations And Blinding; With Fixings In Accordance With Ad-Qcc Standards | 1 | Nr | AED | 2226.3
2021-01 | 2 | 2.0133 |  | United Arab Emirates | Abu Dhabi | Hard & Soft Landscaping | Celebration Plaza | External works | DMT | Basatin Landscaping | Award | 2021 | Fixed Price Lump Sum | ACCESSORIES | Generally | Site Works ; Traffic Sign Number 326 - Pass Either Side; Including Post, Mounting Straps, Bracket Assembly; Foundations And Blinding; With Fixings In Accordance With Ad-Qcc Standards | 1 | Nr | AED | 2035.5
2021-01 | 2 | 2.0133 |  | United Arab Emirates | Abu Dhabi | Hard & Soft Landscaping | Celebration Plaza | External works | DMT | Basatin Landscaping | Award | 2021 | Fixed Price Lump Sum | ACCESSORIES | Generally | Site Works ; Traffic Sign Number 346 - No Left Turn & Sign Number 301 - Stop Sign; Including Post, Mounting Straps, Bracket Assembly; Foundations And Blinding; With Fixings In Accordance With Ad-Qcc Standards | 1 | Nr | AED | 2353.5
2021-01 | 2 | 2.0133 |  | United Arab Emirates | Abu Dhabi | Hard & Soft Landscaping | Celebration Plaza | External works | DMT | Basatin Landscaping | Award | 2021 | Fixed Price Lump Sum | ACCESSORIES | Generally | Site Works ; Traffic Sign Number 387 - Parking For Disabled Persons; Including Post, Mounting Straps, Bracket Assembly; Foundations And Blinding; With Fixings In Accordance With Ad-Qcc Standards | 4 | Nr | AED | 2162.7
2021-01 | 2 | 2.0133 |  | United Arab Emirates | Abu Dhabi | Hard & Soft Landscaping | Celebration Plaza | External works | DMT | Basatin Landscaping | Award | 2021 | Fixed Price Lump Sum | ACCESSORIES | Generally | Site Works ; Traffic Sign Number 391 - Drop-Off And Pick-Up Only; Including Post, Mounting Straps, | 1 | Nr | AED | 2289.9
2021-01 | 2 | 2.0133 |  | United Arab Emirates | Abu Dhabi | Hard & Soft Landscaping | Celebration Plaza | External works | DMT | Basatin Landscaping | Award | 2021 | Fixed Price Lump Sum | ACCESSORIES | Generally | Site Works ; Traffic Sign Number 301 - Stop Sign; Including Post, Mounting Straps, Bracket Assembly; Foundations And Blinding; With Fixings In Accordance With Ad-Qcc Standards | 5 | Nr | AED | 2417.1
2021-01 | 2 | 2.0133 |  | United Arab Emirates | Abu Dhabi | Hard & Soft Landscaping | Celebration Plaza | External works | DMT | Basatin Landscaping | Award | 2021 | Fixed Price Lump Sum | ACCESSORIES | Generally | Site Works ; Traffic Sign Number 327 - Keep Right; Including Post, Mounting Straps, Bracket Assembly; Foundations And Blinding; With Fixings In Accordance With Ad-Qcc Standards | 1 | Nr | AED | 2035.5
2021-01 | 2 | 2.0134 |  | United Arab Emirates | Abu Dhabi | Hard & Soft Landscaping | Celebration Plaza | External works | DMT | Basatin Landscaping | Award | 2021 | Fixed Price Lump Sum | ACCESSORIES | Generally | Site Works ; Traffic Sign Number 370 - No Stopping Sign; Including Post, Mounting Straps, Bracket Assembly; Foundations And Blinding; With Fixings In Accordance With Ad-Qcc Standards | 1 | Nr | AED | 2289.9
2021-01 | 2 | 2.0134 |  | United Arab Emirates | Abu Dhabi | Hard & Soft Landscaping | Celebration Plaza | External works | DMT | Basatin Landscaping | Award | 2021 | Fixed Price Lump Sum | ACCESSORIES | Generally | Site Works ; Traffic Sign Number 435 - Speed Hump; Including Post, Mounting Straps, Bracket Assembly; Foundations And Blinding; With Fixings In Accordance With Ad-Qcc Standards | 2 | Nr | AED | 2162.7
2021-01 | 2 | 2.0134 |  | United Arab Emirates | Abu Dhabi | Hard & Soft Landscaping | Celebration Plaza | External works | DMT | Basatin Landscaping | Award | 2021 | Fixed Price Lump Sum | SITE WORK | Landscaping | Traffic Signage In Accordance With Drawing Nrs 2020-018-02-Icn-Sm-Pl-05101-06 & Drawing Nrs 2020_018 -02-Icn-Ri-Dt-09009-18 ; 35. Site Works ; Exit Directional Sign (Forward); Green Background With White Arrow; Including Post, Mounting Straps, Bracket Assembly; Foundations And Blinding; With Fixings In Accordance With Ad-Qcc Standards | 2 | Nr | AED | 2544.3
2021-01 | 2 | 2.0134 |  | United Arab Emirates | Abu Dhabi | Hard & Soft Landscaping | Celebration Plaza | External works | DMT | Basatin Landscaping | Award | 2021 | Fixed Price Lump Sum | ACCESSORIES | Generally | Site Works ; Exit Directional Sign (Left); Green Background With White Arrow; Including Post, Mounting Straps, Bracket Assembly; Foundations And Blinding; With Fixings In Accordance With Ad-Qcc Standards | 1 | Nr | AED | 2544.3
2021-01 | 2 | 2.0134 |  | United Arab Emirates | Abu Dhabi | Hard & Soft Landscaping | Celebration Plaza | External works | DMT | Basatin Landscaping | Award | 2021 | Fixed Price Lump Sum | ACCESSORIES | Generally | Exit Directional Sign (Right); Green Background With White Arrow; Including Post, Mounting Straps, Bracket Assembly; Foundations And Blinding; With Fixings In Accordance With Ad-Qcc Standards | 4 | Nr | AED | 2544.3
2021-01 | 2 | 2.0134 |  | United Arab Emirates | Abu Dhabi | Hard & Soft Landscaping | Celebration Plaza | External works | DMT | Basatin Landscaping | Award | 2021 | Fixed Price Lump Sum | SITE WORK | Underground drainage | Foul Water Drainage ; Supply And Installation Of Below Ground Upvc (Pn10) Sewerage Pipes, Including Fittings, All Necessary Excavation, Backfilling, Beds And Surrounds As Required, Accessories And Connections; Complete All In Accordance With Drawings And Specifications ; 160Mm Diameter, House Connection Line, Depth Not Exceeding 1M | 50 | m | AED | 370.2
2021-01 | 2 | 2.0134 |  | United Arab Emirates | Abu Dhabi | Hard & Soft Landscaping | Celebration Plaza | External works | DMT | Basatin Landscaping | Award | 2021 | Fixed Price Lump Sum | SITE WORK | Underground drainage | Foul Water Drainage ; Supply And Installation Of Below Ground Upvc (Pn10) Sewerage Pipes, Including Fittings, All Necessary Excavation, Backfilling, Beds And Surrounds As Required, Accessories And Connections; Complete All In Accordance With Drawings And Specifications ; 160Mm Diameter, House Connection Line, Depth 1M - 1.5M | 107 | m | AED | 384.2
2021-01 | 2 | 2.0134 |  | United Arab Emirates | Abu Dhabi | Hard & Soft Landscaping | Celebration Plaza | External works | DMT | Basatin Landscaping | Award | 2021 | Fixed Price Lump Sum | SITE WORK | Underground drainage | Foul Water Drainage ; Supply And Installation Of Below Ground Upvc (Pn10) Sewerage Pipes, Including Fittings, All Necessary Excavation, Backfilling, Beds And Surrounds As Required, Accessories And Connections; Complete All In Accordance With Drawings And Specifications ; 160Mm Diameter, Manhole To Manhole Pipe, Depth 1M - 1.5M | 43 | m | AED | 399.5
2021-01 | 2 | 2.0134 |  | United Arab Emirates | Abu Dhabi | Hard & Soft Landscaping | Celebration Plaza | External works | DMT | Basatin Landscaping | Award | 2021 | Fixed Price Lump Sum | SITE WORK | Underground drainage | Foul Water Drainage ; Supply And Installation Of Below Ground Upvc (Pn10) Sewerage Pipes, Including Fittings, All Necessary Excavation, Backfilling, Beds And Surrounds As Required, Accessories And Connections; Complete All In Accordance With Drawings And Specifications ; 160Mm Diameter, Manhole To Manhole Pipe, Depth 1M - 1.5M | 51 | m | AED | 413.5
2021-01 | 2 | 2.0134 |  | United Arab Emirates | Abu Dhabi | Hard & Soft Landscaping | Celebration Plaza | External works | DMT | Basatin Landscaping | Award | 2021 | Fixed Price Lump Sum | SITE WORK | Underground drainage | Foul Water Drainage ; Supply And Installation Of Below Ground Upvc (Pn10) Sewerage Pipes, Including Fittings, All Necessary Excavation, Backfilling, Beds And Surrounds As Required, Accessories And Connections; Complete All In Accordance With Drawings And Specifications ; 160Mm Diameter, Manhole To Manhole Pipe, Depth 1.5M - 2M | 91 | m | AED | 445.3
2021-01 | 2 | 2.0135 |  | United Arab Emirates | Abu Dhabi | Hard & Soft Landscaping | Celebration Plaza | External works | DMT | Basatin Landscaping | Award | 2021 | Fixed Price Lump Sum | SITE WORK | Underground drainage | Foul Water Drainage ; Supply And Installation Of Below Ground Upvc (Pn10) Sewerage Pipes, Including Fittings, All Necessary Excavation, Backfilling, Beds And Surrounds As Required, Accessories And Connections; Complete All In Accordance With Drawings And Specifications ; 160Mm Diameter, Manhole To Manhole Pipe, Depth 2M - 2.5M | 116 | m | AED | 508.9
2021-01 | 2 | 2.0135 |  | United Arab Emirates | Abu Dhabi | Hard & Soft Landscaping | Celebration Plaza | External works | DMT | Basatin Landscaping | Award | 2021 | Fixed Price Lump Sum | SITE WORK | Underground drainage | Foul Water Drainage ; Supply And Installation Of Below Ground Upvc (Pn10) Sewerage Pipes, Including Fittings, All Necessary Excavation, Backfilling, Beds And Surrounds As Required, Accessories And Connections; Complete All In Accordance With Drawings And Specifications ; 160Mm Diameter, Manhole To Manhole Pipe, Depth 2.5M - 3M | 57 | m | AED | 572.5
2021-01 | 2 | 2.0135 |  | United Arab Emirates | Abu Dhabi | Hard & Soft Landscaping | Celebration Plaza | External works | DMT | Basatin Landscaping | Award | 2021 | Fixed Price Lump Sum | SITE WORK | Underground drainage | Foul Water Drainage ; Supply And Installation Of Below Ground Upvc (Pn10) Sewerage Pipes, Including Fittings, All Necessary Excavation, Backfilling, Beds And Surrounds As Required, Accessories And Connections; Complete All In Accordance With Drawings And Specifications ; Extra Over For Non Destructive Reinforced Concrete Pipe Protection To 160Mm Diameter Pipe | 11 | m | AED | 1399.4
2021-01 | 2 | 2.0135 |  | United Arab Emirates | Abu Dhabi | Hard & Soft Landscaping | Celebration Plaza | External works | DMT | Basatin Landscaping | Award | 2021 | Fixed Price Lump Sum | SITE WORK | Underground drainage | Nspection Chambers, Concrete, Including 750X600Mm Cover And Frame, Excavation, Backfilling, Disposal, Reinforcement, Interior Grp Lining, Benching, Concrete Blinding, And All Necessary Accessories And Connections; Complete As Detailed In Adssc_Standard Details, And All In Accordance With Drawings And Specifications ; 1000Mm X 600Mm Internal Size; Depth 811 Mm; Ref. Ic-12 | 1 | Nr | AED | 8046.4
2021-01 | 2 | 2.0135 |  | United Arab Emirates | Abu Dhabi | Hard & Soft Landscaping | Celebration Plaza | External works | DMT | Basatin Landscaping | Award | 2021 | Fixed Price Lump Sum | SITE WORK | Underground drainage | Nspection Chambers, Concrete, Including 750X600Mm Cover And Frame, Excavation, Backfilling, Disposal, Reinforcement, Interior Grp Lining, Benching, Concrete Blinding, And All Necessary Accessories And Connections; Complete As Detailed In Adssc_Standard Details, And All In Accordance With Drawings And Specifications ; 1000Mm X 600Mm Internal Size; Depth 820 Mm; Ref. Ic-8/1 | 1 | Nr | AED | 8046.4
2021-01 | 2 | 2.0135 |  | United Arab Emirates | Abu Dhabi | Hard & Soft Landscaping | Celebration Plaza | External works | DMT | Basatin Landscaping | Award | 2021 | Fixed Price Lump Sum | SITE WORK | Underground drainage | Nspection Chambers, Concrete, Including 750X600Mm Cover And Frame, Excavation, Backfilling, Disposal, Reinforcement, Interior Grp Lining, Benching, Concrete Blinding, And All Necessary Accessories And Connections; Complete As Detailed In Adssc_Standard Details, And All In Accordance With Drawings And Specifications ; 1000Mm Dia. Internal Size; Depth 1007 Mm; Ref. Ic-1/1 | 1 | Nr | AED | 8046.4
2021-01 | 2 | 2.0135 |  | United Arab Emirates | Abu Dhabi | Hard & Soft Landscaping | Celebration Plaza | External works | DMT | Basatin Landscaping | Award | 2021 | Fixed Price Lump Sum | SITE WORK | Underground drainage | Nspection Chambers, Concrete, Including 750X600Mm Cover And Frame, Excavation, Backfilling, Disposal, Reinforcement, Interior Grp Lining, Benching, Concrete Blinding, And All Necessary Accessories And Connections; Complete As Detailed In Adssc_Standard Details, And All In Accordance With Drawings And Specifications ; 1000Mm Dia. Internal Size; Depth 1011 Mm; Ref. Ic-3/1 | 1 | Nr | AED | 8046.4
2021-01 | 2 | 2.0135 |  | United Arab Emirates | Abu Dhabi | Hard & Soft Landscaping | Celebration Plaza | External works | DMT | Basatin Landscaping | Award | 2021 | Fixed Price Lump Sum | SITE WORK | Underground drainage | Nspection Chambers, Concrete, Including 750X600Mm Cover And Frame, Excavation, Backfilling, Disposal, Reinforcement, Interior Grp Lining, Benching, Concrete Blinding, And All Necessary Accessories And Connections; Complete As Detailed In Adssc_Standard Details, And All In Accordance With Drawings And Specifications ; 1000Mm Dia. Internal Size; Depth 1017 Mm; Ref. Ic-4/2 | 1 | Nr | AED | 8046.4
2021-01 | 2 | 2.0135 |  | United Arab Emirates | Abu Dhabi | Hard & Soft Landscaping | Celebration Plaza | External works | DMT | Basatin Landscaping | Award | 2021 | Fixed Price Lump Sum | SITE WORK | Underground drainage | Nspection Chambers, Concrete, Including 750X600Mm Cover And Frame, Excavation, Backfilling, Disposal, Reinforcement, Interior Grp Lining, Benching, Concrete Blinding, And All Necessary Accessories And Connections; Complete As Detailed In Adssc_Standard Details, And All In Accordance With Drawings And Specifications ; 1000Mm Dia. Internal Size; Depth 1018 Mm; Ref. Ic-11 | 1 | Nr | AED | 8046.4
2021-01 | 2 | 2.0135 |  | United Arab Emirates | Abu Dhabi | Hard & Soft Landscaping | Celebration Plaza | External works | DMT | Basatin Landscaping | Award | 2021 | Fixed Price Lump Sum | SITE WORK | Underground drainage | Nspection Chambers, Concrete, Including 750X600Mm Cover And Frame, Excavation, Backfilling, Disposal, Reinforcement, Interior Grp Lining, Benching, Concrete Blinding, And All Necessary Accessories And Connections; Complete As Detailed In Adssc_Standard Details, And All In Accordance With Drawings And Specifications ; 1000Mm Dia. Internal Size; Depth 1038 Mm; Ref. Ic-4/1 | 1 | Nr | AED | 8046.4
2021-01 | 2 | 2.0136 |  | United Arab Emirates | Abu Dhabi | Hard & Soft Landscaping | Celebration Plaza | External works | DMT | Basatin Landscaping | Award | 2021 | Fixed Price Lump Sum | SITE WORK | Underground drainage | Nspection Chambers, Concrete, Including 750X600Mm Cover And Frame, Excavation, Backfilling, Disposal, Reinforcement, Interior Grp Lining, Benching, Concrete Blinding, And All Necessary Accessories And Connections; Complete As Detailed In Adssc_Standard Details, And All In Accordance With Drawings And Specifications ; 1000Mm Dia. Internal Size; Depth 1042 Mm; Ref. Ic-5/2 | 1 | Nr | AED | 8046.4
2021-01 | 2 | 2.0136 |  | United Arab Emirates | Abu Dhabi | Hard & Soft Landscaping | Celebration Plaza | External works | DMT | Basatin Landscaping | Award | 2021 | Fixed Price Lump Sum | SITE WORK | Underground drainage | Foul Water Drainage ; Inspection Chambers, Concrete, Including 750X600Mm Cover And Frame, Excavation, Backfilling, Disposal, Reinforcement, Interior Grp Lining, Benching, Concrete Blinding, And All Necessary Accessories And Connections; Complete As Detailed In Adssc_Standard Details, And All In Accordance With Drawings And Specifications ; 1000Mm Dia. Internal Size; Depth 1067 Mm; Ref. Ic-5/1 | 1 | Nr | AED | 8046.4
2021-01 | 2 | 2.0136 |  | United Arab Emirates | Abu Dhabi | Hard & Soft Landscaping | Celebration Plaza | External works | DMT | Basatin Landscaping | Award | 2021 | Fixed Price Lump Sum | SITE WORK | Landscaping | Inspection Chambers, Concrete, Including 750X600Mm Cover And Frame, Excavation, Backfilling, Disposal, Reinforcement, Interior Grp Lining, Benching, Concrete Blinding, And All Necessary Accessories And Connections; Complete As Detailed In Adssc_Standard Details, And All In Accordance With Drawings And Specifications ;Inspection Chamber; Ref. Ic-1/2 | 1 | Nr | AED | 14629.8
2021-01 | 2 | 2.0136 |  | United Arab Emirates | Abu Dhabi | Hard & Soft Landscaping | Celebration Plaza | External works | DMT | Basatin Landscaping | Award | 2021 | Fixed Price Lump Sum | SITE WORK | Landscaping | Inspection Chambers, Concrete, Including 750X600Mm Cover And Frame, Excavation, Backfilling, Disposal, Reinforcement, Interior Grp Lining, Benching, Concrete Blinding, And All Necessary Accessories And Connections; Complete As Detailed In Adssc_Standard Details, And All In Accordance With Drawings And Specifications ; Inspection Chamber; Ref. Ic-8/2 | 1 | Nr | AED | 14629.8
2021-01 | 2 | 2.0136 |  | United Arab Emirates | Abu Dhabi | Hard & Soft Landscaping | Celebration Plaza | External works | DMT | Basatin Landscaping | Award | 2021 | Fixed Price Lump Sum | SITE WORK | Underground drainage | Sewer Manholes, Concrete, Including 750X600Mm Cover And Frame, Excavation, Backfilling, Disposal, Reinforcement, Interior Grp Lining, Benching, Concrete Blinding, And All Necessary Accessories And Connections; Complete As Detailed In Adssc_Standard Details, And All In Accordance With Drawings And Specifications ; 1500Mm Dia. Internal Size; Depth 1410 Mm; Ref. Mh-10 | 1 | Nr | AED | 14629.8
2021-01 | 2 | 2.0136 |  | United Arab Emirates | Abu Dhabi | Hard & Soft Landscaping | Celebration Plaza | External works | DMT | Basatin Landscaping | Award | 2021 | Fixed Price Lump Sum | SITE WORK | Underground drainage | Sewer Manholes, Concrete, Including 750X600Mm Cover And Frame, Excavation, Backfilling, Disposal, Reinforcement, Interior Grp Lining, Benching, Concrete Blinding, And All Necessary Accessories And Connections; Complete As Detailed In Adssc_Standard Details, And All In Accordance With Drawings And Specifications ; 1500Mm Dia. Internal Size; Depth 1422 Mm; Ref. Mh-9 | 1 | Nr | AED | 14629.8
2021-01 | 2 | 2.0136 |  | United Arab Emirates | Abu Dhabi | Hard & Soft Landscaping | Celebration Plaza | External works | DMT | Basatin Landscaping | Award | 2021 | Fixed Price Lump Sum | SITE WORK | Underground drainage | Sewer Manholes, Concrete, Including 750X600Mm Cover And Frame, Excavation, Backfilling, Disposal, Reinforcement, Interior Grp Lining, Benching, Concrete Blinding, And All Necessary Accessories And Connections; Complete As Detailed In Adssc_Standard Details, And All In Accordance With Drawings And Specifications ; 1500Mm Dia. Internal Size; Depth 1526 Mm; Ref. Mh-8 | 1 | Nr | AED | 14629.8
2021-01 | 2 | 2.0136 |  | United Arab Emirates | Abu Dhabi | Hard & Soft Landscaping | Celebration Plaza | External works | DMT | Basatin Landscaping | Award | 2021 | Fixed Price Lump Sum | SITE WORK | Underground drainage | Sewer Manholes, Concrete, Including 750X600Mm Cover And Frame, Excavation, Backfilling, Disposal, Reinforcement, Interior Grp Lining, Benching, Concrete Blinding, And All Necessary Accessories And Connections; Complete As Detailed In Adssc_Standard Details, And All In Accordance With Drawings And Specifications ; 1500Mm Dia. Internal Size; Depth 1674 Mm; Ref. Mh-7 | 1 | Nr | AED | 14629.8
2021-01 | 2 | 2.0136 |  | United Arab Emirates | Abu Dhabi | Hard & Soft Landscaping | Celebration Plaza | External works | DMT | Basatin Landscaping | Award | 2021 | Fixed Price Lump Sum | SITE WORK | Underground drainage | Sewer Manholes, Concrete, Including 750X600Mm Cover And Frame, Excavation, Backfilling, Disposal, Reinforcement, Interior Grp Lining, Benching, Concrete Blinding, And All Necessary Accessories And Connections; Complete As Detailed In Adssc_Standard Details, And All In Accordance With Drawings And Specifications ; 1500Mm Dia. Internal Size; Depth 1777 Mm; Ref. Mh-6 | 1 | Nr | AED | 14629.8
2021-01 | 2 | 2.0136 |  | United Arab Emirates | Abu Dhabi | Hard & Soft Landscaping | Celebration Plaza | External works | DMT | Basatin Landscaping | Award | 2021 | Fixed Price Lump Sum | SITE WORK | Underground drainage | Sewer Manholes, Concrete, Including 750X600Mm Cover And Frame, Excavation, Backfilling, Disposal, Reinforcement, Interior Grp Lining, Benching, Concrete Blinding, And All Necessary Accessories And Connections; Complete As Detailed In Adssc_Standard Details, And All In Accordance With Drawings And Specifications ; 1500Mm Dia. Internal Size; Depth 1890 Mm; Ref. Mh-5 | 1 | Nr | AED | 14629.8
2021-01 | 2 | 2.0137 |  | United Arab Emirates | Abu Dhabi | Hard & Soft Landscaping | Celebration Plaza | External works | DMT | Basatin Landscaping | Award | 2021 | Fixed Price Lump Sum | SITE WORK | Underground drainage | Sewer Manholes, Concrete, Including 750X600Mm Cover And Frame, Excavation, Backfilling, Disposal, Reinforcement, Interior Grp Lining, Benching, Concrete Blinding, And All Necessary Accessories And Connections; Complete As Detailed In Adssc_Standard Details, And All In Accordance With Drawings And Specifications ; 1500Mm Dia. Internal Size; Depth 1957 Mm; Ref. Mh-4 | 1 | Nr | AED | 14629.8
2021-01 | 2 | 2.0137 |  | United Arab Emirates | Abu Dhabi | Hard & Soft Landscaping | Celebration Plaza | External works | DMT | Basatin Landscaping | Award | 2021 | Fixed Price Lump Sum | SITE WORK | Underground drainage | Sewer Manholes, Concrete, Including 750X600Mm Cover And Frame, Excavation, Backfilling, Disposal, Reinforcement, Interior Grp Lining, Benching, Concrete Blinding, And All Necessary Accessories And Connections; Complete As Detailed In Adssc_Standard Details, And All In Accordance With Drawings And Specifications ; 1500Mm Dia. Internal Size; Depth 2172 Mm; Ref. Mh-3 | 1 | Nr | AED | 14629.8
2021-01 | 2 | 2.0137 |  | United Arab Emirates | Abu Dhabi | Hard & Soft Landscaping | Celebration Plaza | External works | DMT | Basatin Landscaping | Award | 2021 | Fixed Price Lump Sum | SITE WORK | Underground drainage | Sewer Manholes, Concrete, Including 750X600Mm Cover And Frame, Excavation, Backfilling, Disposal, Reinforcement, Interior Grp Lining, Benching, Concrete Blinding, And All Necessary Accessories And Connections; Complete As Detailed In Adssc_Standard Details, And All In Accordance With Drawings And Specifications ; 1500Mm Dia. Internal Size; Depth 2256 Mm; Ref. Mh-2 | 1 | Nr | AED | 14629.8
2021-01 | 2 | 2.0137 |  | United Arab Emirates | Abu Dhabi | Hard & Soft Landscaping | Celebration Plaza | External works | DMT | Basatin Landscaping | Award | 2021 | Fixed Price Lump Sum | SITE WORK | Underground drainage | Sewer Manholes, Concrete, Including 750X600Mm Cover And Frame, Excavation, Backfilling, Disposal, Reinforcement, Interior Grp Lining, Benching, Concrete Blinding, And All Necessary Accessories And Connections; Complete As Detailed In Adssc_Standard Details, And All In Accordance With Drawings And Specifications ; 1500Mm Dia. Internal Size; Depth 2520 Mm; Ref. Mh-1 | 1 | Nr | AED | 14629.8
2021-01 | 2 | 2.0137 |  | United Arab Emirates | Abu Dhabi | Hard & Soft Landscaping | Celebration Plaza | External works | DMT | Basatin Landscaping | Award | 2021 | Fixed Price Lump Sum | SITE WORK | Underground drainage | Allow For The Pipework Connections; Including All Necessary Accessories And Making Good To All Works Disturbed, Complete All In Accordance With Drawings And Specifications ; Connection Of 160Mm Diameter Pipe To Existing Manholes | 1 | Nr | AED | 2926
2021-01 | 2 | 2.0137 |  | United Arab Emirates | Abu Dhabi | Hard & Soft Landscaping | Celebration Plaza | External works | DMT | Basatin Landscaping | Award | 2021 | Fixed Price Lump Sum | SITE WORK | Underground drainage | Surface Water ; Supply And Installation Of Below Ground Grp (Pn10) Stormwater Pipes, Including Fittings, All Necessary Excavation, Backfilling, Beds And Surrounds As Required, Accessories And Connections; Complete All In Accordance With Drawings And Specifications ; 160Mm Diameter, Depth Not Exceeding 1M | 57 | m | AED | 445.3
2021-01 | 2 | 2.0137 |  | United Arab Emirates | Abu Dhabi | Hard & Soft Landscaping | Celebration Plaza | External works | DMT | Basatin Landscaping | Award | 2021 | Fixed Price Lump Sum | SITE WORK | Underground drainage | Surface Water ; Supply And Installation Of Below Ground Grp (Pn10) Stormwater Pipes, Including Fittings, All Necessary Excavation, Backfilling, Beds And Surrounds As Required, Accessories And Connections; Complete All In Accordance With Drawings And Specifications ; 300Mm Diameter, Depth Not Exceeding 1M | 164 | m | AED | 468.2
2021-01 | 2 | 2.0137 |  | United Arab Emirates | Abu Dhabi | Hard & Soft Landscaping | Celebration Plaza | External works | DMT | Basatin Landscaping | Award | 2021 | Fixed Price Lump Sum | SITE WORK | Underground drainage | Surface Water ; Supply And Installation Of Below Ground Grp (Pn10) Stormwater Pipes, Including Fittings, All Necessary Excavation, Backfilling, Beds And Surrounds As Required, Accessories And Connections; Complete All In Accordance With Drawings And Specifications ; 300Mm Diameter, Depth 1M - 1.5M | 196 | m | AED | 483.5
2021-01 | 2 | 2.0137 |  | United Arab Emirates | Abu Dhabi | Hard & Soft Landscaping | Celebration Plaza | External works | DMT | Basatin Landscaping | Award | 2021 | Fixed Price Lump Sum | SITE WORK | Underground drainage | Surface Water ; Supply And Installation Of Below Ground Grp (Pn10) Stormwater Pipes, Including Fittings, All Necessary Excavation, Backfilling, Beds And Surrounds As Required, Accessories And Connections; Complete All In Accordance With Drawings And Specifications ; 300Mm Diameter, Depth 1.5M - 2M | 102 | m | AED | 497.5
2021-01 | 2 | 2.0137 |  | United Arab Emirates | Abu Dhabi | Hard & Soft Landscaping | Celebration Plaza | External works | DMT | Basatin Landscaping | Award | 2021 | Fixed Price Lump Sum | SITE WORK | Underground drainage | Surface Water ; Supply And Installation Of Below Ground Grp (Pn10) Stormwater Pipes, Including Fittings, All Necessary Excavation, Backfilling, Beds And Surrounds As Required, Accessories And Connections; Complete All In Accordance With Drawings And Specifications ; 300Mm Diameter, Depth 2M - 2.5M | 128 | m | AED | 512.7
2021-01 | 2 | 2.0138 |  | United Arab Emirates | Abu Dhabi | Hard & Soft Landscaping | Celebration Plaza | External works | DMT | Basatin Landscaping | Award | 2021 | Fixed Price Lump Sum | SITE WORK | Underground drainage | Surface Water ; Supply And Installation Of Below Ground Grp (Pn10) Stormwater Pipes, Including Fittings, All Necessary Excavation, Backfilling, Beds And Surrounds As Required, Accessories And Connections; Complete All In Accordance With Drawings And Specifications ; 400Mm Diameter, Depth 2M - 2.5M | 148 | m | AED | 585.2
2021-01 | 2 | 2.0138 |  | United Arab Emirates | Abu Dhabi | Hard & Soft Landscaping | Celebration Plaza | External works | DMT | Basatin Landscaping | Award | 2021 | Fixed Price Lump Sum | MECHANICAL ENGINEERING INSTALLATIONS | Pipework and gutterwork | Supply And Installation Of Below Ground Upvc (Pn10) Stormwater Pipes, Including Fittings, All Necessary Excavation, Backfilling, Beds And Surrounds As Required, Accessories And Connections; Complete All In Accordance With Drawings And Specifications ; 160Mm Diameter (Pipe End Vertical Pipe) | 6 | m | AED | 445.3
2021-01 | 2 | 2.0138 |  | United Arab Emirates | Abu Dhabi | Hard & Soft Landscaping | Celebration Plaza | External works | DMT | Basatin Landscaping | Award | 2021 | Fixed Price Lump Sum | MECHANICAL ENGINEERING INSTALLATIONS | Pipework and gutterwork | Supply And Installation Of Below Ground Perforated Upvc (Pn6) Stormwater Pipes, Including Fittings, All Necessary Excavation, Backfilling, Beds And Surrounds As Required, Accessories And Connections; Complete All In Accordance With Drawings And Specifications ; 160Mm Diameter, Depth 1.5M - 2M | 174 | m | AED | 458
2021-01 | 2 | 2.0138 |  | United Arab Emirates | Abu Dhabi | Hard & Soft Landscaping | Celebration Plaza | External works | DMT | Basatin Landscaping | Award | 2021 | Fixed Price Lump Sum | SITE WORK | Paving and surfacing | Area Drain, Including All Necessary Accessories And Connections; All In Accordance With Drawings And Specifications ; Fixed To 160Mm Diameter Pipe | 2 | Nr | AED | 4452.6
2021-01 | 2 | 2.0138 |  | United Arab Emirates | Abu Dhabi | Hard & Soft Landscaping | Celebration Plaza | External works | DMT | Basatin Landscaping | Award | 2021 | Fixed Price Lump Sum | ACCESSORIES | Generally | Slot Drain, Including All Necessary Accessories And Connections; All In Accordance With Drawings And Specifications ; Slot Drain | 335 | m | AED | 318.1
2021-01 | 2 | 2.0138 |  | United Arab Emirates | Abu Dhabi | Hard & Soft Landscaping | Celebration Plaza | External works | DMT | Basatin Landscaping | Award | 2021 | Fixed Price Lump Sum | SITE WORK | Underground drainage | Surface Water ; Storm Water Inlet, Concrete, Including Cover And Frame, Kerb/Flush Inlet, Excavation, Backfilling, Disposal, Reinforcement, Interior Epoxy Coating, Concrete Blinding, And All Necessary Accessories And Connections; Complete As Detailed In 2020_018-Storm Qcc Details, And All In Accordance With Drawings And Specifications ; Kerb Inlet, 600Mm X 600Mm Internal Size, Depth 1172 Mm; Ref. In2-9/1/1 | 1 | Nr | AED | 9509.4
2021-01 | 2 | 2.0138 |  | United Arab Emirates | Abu Dhabi | Hard & Soft Landscaping | Celebration Plaza | External works | DMT | Basatin Landscaping | Award | 2021 | Fixed Price Lump Sum | SITE WORK | Underground drainage | Surface Water ; Storm Water Inlet, Concrete, Including Cover And Frame, Kerb/Flush Inlet, Excavation, Backfilling, Disposal, Reinforcement, Interior Epoxy Coating, Concrete Blinding, And All Necessary Accessories And Connections; Complete As Detailed In 2020_018-Storm Qcc Details, And All In Accordance With Drawings And Specifications ; Kerb Inlet, 600Mm X 600Mm Internal Size, Depth 1448 Mm; Ref. In2-1/3 | 1 | Nr | AED | 9509.4
2021-01 | 2 | 2.0138 |  | United Arab Emirates | Abu Dhabi | Hard & Soft Landscaping | Celebration Plaza | External works | DMT | Basatin Landscaping | Award | 2021 | Fixed Price Lump Sum | SITE WORK | Underground drainage | Surface Water ; Storm Water Inlet, Concrete, Including Cover And Frame, Kerb/Flush Inlet, Excavation, Backfilling, Disposal, Reinforcement, Interior Epoxy Coating, Concrete Blinding, And All Necessary Accessories And Connections; Complete As Detailed In 2020_018-Storm Qcc Details, And All In Accordance With Drawings And Specifications ; Kerb Inlet, 600Mm X 600Mm Internal Size, Depth 1606 Mm; Ref. In2-17 | 1 | Nr | AED | 9509.4
2021-01 | 2 | 2.0138 |  | United Arab Emirates | Abu Dhabi | Hard & Soft Landscaping | Celebration Plaza | External works | DMT | Basatin Landscaping | Award | 2021 | Fixed Price Lump Sum | SITE WORK | Underground drainage | Surface Water ; Storm Water Inlet, Concrete, Including Cover And Frame, Kerb/Flush Inlet, Excavation, Backfilling, Disposal, Reinforcement, Interior Epoxy Coating, Concrete Blinding, And All Necessary Accessories And Connections; Complete As Detailed In 2020_018-Storm Qcc Details, And All In Accordance With Drawings And Specifications ; Kerb Inlet, 600Mm X 600Mm Internal Size, Depth 1875 Mm; Ref. In2-16 | 1 | Nr | AED | 9509.4
2021-01 | 2 | 2.0138 |  | United Arab Emirates | Abu Dhabi | Hard & Soft Landscaping | Celebration Plaza | External works | DMT | Basatin Landscaping | Award | 2021 | Fixed Price Lump Sum | SITE WORK | Underground drainage | Surface Water ; Storm Water Inlet, Concrete, Including Cover And Frame, Kerb/Flush Inlet, Excavation, Backfilling, Disposal, Reinforcement, Interior Epoxy Coating, Concrete Blinding, And All Necessary Accessories And Connections; Complete As Detailed In 2020_018-Storm Qcc Details, And All In Accordance With Drawings And Specifications ; Flush Inlet, 600Mm X 600Mm Internal Size, Depth 1547 Mm; Ref. In2-1/2 | 1 | Nr | AED | 9509.4
2021-01 | 2 | 2.0139 |  | United Arab Emirates | Abu Dhabi | Hard & Soft Landscaping | Celebration Plaza | External works | DMT | Basatin Landscaping | Award | 2021 | Fixed Price Lump Sum | SITE WORK | Underground drainage | Surface Water ; Storm Water Inlet, Concrete, Including Cover And Frame, Kerb/Flush Inlet, Excavation, Backfilling, Disposal, Reinforcement, Interior Epoxy Coating, Concrete Blinding, And All Necessary Accessories And Connections; Complete As Detailed In 2020_018-Storm Qcc Details, And All In Accordance With Drawings And Specifications ; Flush Inlet, 600Mm X 600Mm Internal Size, Depth 1617 Mm; Ref. In2-1/1 | 1 | Nr | AED | 9509.4
2021-01 | 2 | 2.0139 |  | United Arab Emirates | Abu Dhabi | Hard & Soft Landscaping | Celebration Plaza | External works | DMT | Basatin Landscaping | Award | 2021 | Fixed Price Lump Sum | SITE WORK | Underground drainage | Surface Water ; Storm Water Inlet, Concrete, Including Cover And Frame, Kerb/Flush Inlet, Excavation, Backfilling, Disposal, Reinforcement, Interior Epoxy Coating, Concrete Blinding, And All Necessary Accessories And Connections; Complete As Detailed In 2020_018-Storm Qcc Details, And All In Accordance With Drawings And Specifications ;Flush Inlet, 600Mm X 600Mm Internal Size, Depth 1723 Mm; Ref. In2-1/4 | 1 | Nr | AED | 9509.4
2021-01 | 2 | 2.0139 |  | United Arab Emirates | Abu Dhabi | Hard & Soft Landscaping | Celebration Plaza | External works | DMT | Basatin Landscaping | Award | 2021 | Fixed Price Lump Sum | SITE WORK | Underground drainage | Storm Water Inlet, Concrete, Including Cover And Frame, Kerb/Flush Inlet, Excavation, Backfilling, Disposal, Reinforcement, Interior Epoxy Coating, Step Irons, Concrete Blinding, And All Necessary Accessories And Connections; Complete As Detailed In 2020_018-Storm Qcc Details, And All In Accordance With Drawings And Specifications ; Kerb Inlet, 1000Mm X 1000Mm Internal Size, Depth 2745 Mm; Ref. In2-2 | 1 | Nr | AED | 11703.8
2021-01 | 2 | 2.0139 |  | United Arab Emirates | Abu Dhabi | Hard & Soft Landscaping | Celebration Plaza | External works | DMT | Basatin Landscaping | Award | 2021 | Fixed Price Lump Sum | SITE WORK | Underground drainage | Storm Water Inlet, Concrete, Including Cover And Frame, Kerb/Flush Inlet, Excavation, Backfilling, Disposal, Reinforcement, Interior Epoxy Coating, Step Irons, Concrete Blinding, And All Necessary Accessories And Connections; Complete As Detailed In 2020_018-Storm Qcc Details, And All In Accordance With Drawings And Specifications ; Flush Inlet, 1000Mm X 1000Mm Internal Size, Depth 2064 Mm; Ref. In2-14 | 1 | Nr | AED | 11703.8
2021-01 | 2 | 2.0139 |  | United Arab Emirates | Abu Dhabi | Hard & Soft Landscaping | Celebration Plaza | External works | DMT | Basatin Landscaping | Award | 2021 | Fixed Price Lump Sum | SITE WORK | Underground drainage | Storm Water Inlet, Concrete, Including Cover And Frame, Kerb/Flush Inlet, Excavation, Backfilling, Disposal, Reinforcement, Interior Epoxy Coating, Step Irons, Concrete Blinding, And All Necessary Accessories And Connections; Complete As Detailed In 2020_018-Storm Qcc Details, And All In Accordance With Drawings And Specifications ; Flush Inlet, 1000Mm X 1000Mm Internal Size, Depth 2393 Mm; Ref. In2-13 | 1 | Nr | AED | 11703.8
2021-01 | 2 | 2.0139 |  | United Arab Emirates | Abu Dhabi | Hard & Soft Landscaping | Celebration Plaza | External works | DMT | Basatin Landscaping | Award | 2021 | Fixed Price Lump Sum | SITE WORK | Underground drainage | Storm Water Inlet, Concrete, Including Cover And Frame, Kerb/Flush Inlet, Excavation, Backfilling, Disposal, Reinforcement, Interior Epoxy Coating, Step Irons, Concrete Blinding, And All Necessary Accessories And Connections; Complete As Detailed In 2020_018-Storm Qcc Details, And All In Accordance With Drawings And Specifications ; Flush Inlet, 1000Mm X 1000Mm Internal Size, Depth 2417 Mm; Ref. In2-6 | 1 | Nr | AED | 11703.8
2021-01 | 2 | 2.0139 |  | United Arab Emirates | Abu Dhabi | Hard & Soft Landscaping | Celebration Plaza | External works | DMT | Basatin Landscaping | Award | 2021 | Fixed Price Lump Sum | SITE WORK | Underground drainage | Storm Water Inlet, Concrete, Including Cover And Frame, Kerb/Flush Inlet, Excavation, Backfilling, Disposal, Reinforcement, Interior Epoxy Coating, Step Irons, Concrete Blinding, And All Necessary Accessories And Connections; Complete As Detailed In 2020_018-Storm Qcc Details, And All In Accordance With Drawings And Specifications ; Flush Inlet, 1000Mm X 1000Mm Internal Size, Depth 2502 Mm; Ref. In2-4 | 1 | Nr | AED | 11703.8
2021-01 | 2 | 2.0139 |  | United Arab Emirates | Abu Dhabi | Hard & Soft Landscaping | Celebration Plaza | External works | DMT | Basatin Landscaping | Award | 2021 | Fixed Price Lump Sum | SITE WORK | Underground drainage | Storm Water Inlet, Concrete, Including Cover And Frame, Kerb/Flush Inlet, Excavation, Backfilling, Disposal, Reinforcement, Interior Epoxy Coating, Step Irons, Concrete Blinding, And All Necessary Accessories And Connections; Complete As Detailed In 2020_018-Storm Qcc Details, And All In Accordance With Drawings And Specifications ;Flush Inlet, 1000Mm X 1000Mm Internal Size, Depth 2558 Mm; Ref. In2-3 | 1 | Nr | AED | 11703.8
2021-01 | 2 | 2.0139 |  | United Arab Emirates | Abu Dhabi | Hard & Soft Landscaping | Celebration Plaza | External works | DMT | Basatin Landscaping | Award | 2021 | Fixed Price Lump Sum | SITE WORK | Underground drainage | Storm Water Inlet, Concrete, Including Cover And Frame, Kerb/Flush Inlet, Excavation, Backfilling, Disposal, Reinforcement, Interior Epoxy Coating, Step Irons, Concrete Blinding, And All Necessary Accessories And Connections; Complete As Detailed In 2020_018-Storm Qcc Details, And All In Accordance With Drawings And Specifications ; Flush Inlet, 1000Mm X 1000Mm Internal Size, Depth 2601 Mm; Ref. In2-5 | 1 | Nr | AED | 11703.8
2021-01 | 2 | 2.0139 |  | United Arab Emirates | Abu Dhabi | Hard & Soft Landscaping | Celebration Plaza | External works | DMT | Basatin Landscaping | Award | 2021 | Fixed Price Lump Sum | SITE WORK | Underground drainage | Surface Water ; Catch Basin, Concrete, Including Cover And Frame, Kerb/Flush Inlet, Excavation, Backfilling, Disposal, Reinforcement, Interior Epoxy Coating, Step Irons, Concrete Blinding, And All Necessary Accessories And Connections; Complete As Detailed In 2020_018-Storm Qcc Details, And All In Accordance With Drawings And Specifications ; Kerb Catch Basin, 1600Mm X 600Mm Internal Size, Depth 1034 Mm; Ref. Cb2-7/1 | 1 | Nr | AED | 9509.4
2021-01 | 2 | 2.014 |  | United Arab Emirates | Abu Dhabi | Hard & Soft Landscaping | Celebration Plaza | External works | DMT | Basatin Landscaping | Award | 2021 | Fixed Price Lump Sum | SITE WORK | Underground drainage | Surface Water ; Catch Basin, Concrete, Including Cover And Frame, Kerb/Flush Inlet, Excavation, Backfilling, Disposal, Reinforcement, Interior Epoxy Coating, Step Irons, Concrete Blinding, And All Necessary Accessories And Connections; Complete As Detailed In 2020_018-Storm Qcc Details, And All In Accordance With Drawings And Specifications ; Kerb Catch Basin, 1600Mm X 600Mm Internal Size, Depth 1059 Mm; Ref. Cb2-7/1/1 | 1 | Nr | AED | 9509.4
2021-01 | 2 | 2.014 |  | United Arab Emirates | Abu Dhabi | Hard & Soft Landscaping | Celebration Plaza | External works | DMT | Basatin Landscaping | Award | 2021 | Fixed Price Lump Sum | SITE WORK | Underground drainage | Surface Water ; Catch Basin, Concrete, Including Cover And Frame, Kerb/Flush Inlet, Excavation, Backfilling, Disposal, Reinforcement, Interior Epoxy Coating, Step Irons, Concrete Blinding, And All Necessary Accessories And Connections; Complete As Detailed In 2020_018-Storm Qcc Details, And All In Accordance With Drawings And Specifications ; Kerb Catch Basin, 1600Mm X 600Mm Internal Size, Depth 1114 Mm; Ref. Cb2-9/1 | 1 | Nr | AED | 9509.4
2021-01 | 2 | 2.014 |  | United Arab Emirates | Abu Dhabi | Hard & Soft Landscaping | Celebration Plaza | External works | DMT | Basatin Landscaping | Award | 2021 | Fixed Price Lump Sum | SITE WORK | Underground drainage | Surface Water ; Catch Basin, Concrete, Including Cover And Frame, Kerb/Flush Inlet, Excavation, Backfilling, Disposal, Reinforcement, Interior Epoxy Coating, Step Irons, Concrete Blinding, And All Necessary Accessories And Connections; Complete As Detailed In 2020_018-Storm Qcc Details, And All In Accordance With Drawings And Specifications ; Kerb Catch Basin, 1600Mm X 600Mm Internal Size, Depth 1114 Mm; Ref. Cb2-9/1 | 1 | Nr | AED | 11703.8
2021-01 | 2 | 2.014 |  | United Arab Emirates | Abu Dhabi | Hard & Soft Landscaping | Celebration Plaza | External works | DMT | Basatin Landscaping | Award | 2021 | Fixed Price Lump Sum | SITE WORK | Underground drainage | Surface Water ; Catch Basin, Concrete, Including Cover And Frame, Kerb/Flush Inlet, Excavation, Backfilling, Disposal, Reinforcement, Interior Epoxy Coating, Step Irons, Concrete Blinding, And All Necessary Accessories And Connections; Complete As Detailed In 2020_018-Storm Qcc Details, And All In Accordance With Drawings And Specifications ; Kerb Catch Basin, 1600Mm X 1000Mm Internal Size, Depth 2615 Mm; Ref. Cb2-10 | 1 | Nr | AED | 11703.8
2021-01 | 2 | 2.014 |  | United Arab Emirates | Abu Dhabi | Hard & Soft Landscaping | Celebration Plaza | External works | DMT | Basatin Landscaping | Award | 2021 | Fixed Price Lump Sum | SITE WORK | Underground drainage | Surface Water ; Catch Basin, Concrete, Including Cover And Frame, Kerb/Flush Inlet, Excavation, Backfilling, Disposal, Reinforcement, Interior Epoxy Coating, Step Irons, Concrete Blinding, And All Necessary Accessories And Connections; Complete As Detailed In 2020_018-Storm Qcc Details, And All In Accordance With Drawings And Specifications ; Kerb Catch Basin, 1600Mm X 1000Mm Internal Size, Depth 2673 Mm; Ref. Cb2-9 | 1 | Nr | AED | 11703.8
2021-01 | 2 | 2.014 |  | United Arab Emirates | Abu Dhabi | Hard & Soft Landscaping | Celebration Plaza | External works | DMT | Basatin Landscaping | Award | 2021 | Fixed Price Lump Sum | SITE WORK | Underground drainage | Surface Water ; Catch Basin, Concrete, Including Cover And Frame, Kerb/Flush Inlet, Excavation, Backfilling, Disposal, Reinforcement, Interior Epoxy Coating, Step Irons, Concrete Blinding, And All Necessary Accessories And Connections; Complete As Detailed In 2020_018-Storm Qcc Details, And All In Accordance With Drawings And Specifications ; Kerb Catch Basin, 1600Mm X 1000Mm Internal Size, Depth 2826 Mm; Ref. Cb2-7 | 1 | Nr | AED | 11703.8
2021-01 | 2 | 2.014 |  | United Arab Emirates | Abu Dhabi | Hard & Soft Landscaping | Celebration Plaza | External works | DMT | Basatin Landscaping | Award | 2021 | Fixed Price Lump Sum | SITE WORK | Underground drainage | Surface Water ; Catch Basin, Concrete, Including Cover And Frame, Kerb/Flush Inlet, Excavation, Backfilling, Disposal, Reinforcement, Interior Epoxy Coating, Step Irons, Concrete Blinding, And All Necessary Accessories And Connections; Complete As Detailed In 2020_018-Storm Qcc Details, And All In Accordance With Drawings And Specifications ; Kerb Catch Basin, 1600Mm X 1000Mm Internal Size, Depth 2898 Mm; Ref. Cb2-8 | 1 | Nr | AED | 11703.8
2021-01 | 2 | 2.014 |  | United Arab Emirates | Abu Dhabi | Hard & Soft Landscaping | Celebration Plaza | External works | DMT | Basatin Landscaping | Award | 2021 | Fixed Price Lump Sum | SITE WORK | Underground drainage | Surface Water ; Catch Basin, Concrete, Including Cover And Frame, Kerb/Flush Inlet, Excavation, Backfilling, Disposal, Reinforcement, Interior Epoxy Coating, Step Irons, Concrete Blinding, And All Necessary Accessories And Connections; Complete As Detailed In 2020_018-Storm Qcc Details, And All In Accordance With Drawings And Specifications ; Flush Catch Basin, 1600Mm X 600Mm Internal Size, Depth 1942 Mm; Ref. Cb2-15 | 1 | Nr | AED | 10813.3
2021-01 | 2 | 2.014 |  | United Arab Emirates | Abu Dhabi | Hard & Soft Landscaping | Celebration Plaza | External works | DMT | Basatin Landscaping | Award | 2021 | Fixed Price Lump Sum | SITE WORK | Underground drainage | Surface Water ; Catch Basin, Concrete, Including Cover And Frame, Kerb/Flush Inlet, Excavation, Backfilling, Disposal, Reinforcement, Interior Epoxy Coating, Step Irons, Concrete Blinding, And All Necessary Accessories And Connections; Complete As Detailed In 2020_018-Storm Qcc Details, And All In Accordance With Drawings And Specifications ; Flush Catch Basin, 1600Mm X 1000Mm Internal Size, Depth 2675 Mm; Ref. In2-1 | 1 | Nr | AED | 11449.4
2021-01 | 2 | 2.014 |  | United Arab Emirates | Abu Dhabi | Hard & Soft Landscaping | Celebration Plaza | External works | DMT | Basatin Landscaping | Award | 2021 | Fixed Price Lump Sum | SITE WORK | Underground drainage | Surface Water ; Catch Basin, Concrete, Including Cover And Frame, Kerb/Flush Inlet, Excavation, Backfilling, Disposal, Reinforcement, Interior Epoxy Coating, Step Irons, Concrete Blinding, And All Necessary Accessories And Connections; Complete As Detailed In 2020_018-Storm Qcc Details, And All In Accordance With Drawings And Specifications ; Swale Catch Basin, 1600Mm X 600Mm Internal Size, Depth 1500 Mm; Ref. Sd2-1/9 | 1 | Nr | AED | 4452.6
2021-01 | 2 | 2.0141 |  | United Arab Emirates | Abu Dhabi | Hard & Soft Landscaping | Celebration Plaza | External works | DMT | Basatin Landscaping | Award | 2021 | Fixed Price Lump Sum | SITE WORK | Underground drainage | Surface Water ; Catch Basin, Concrete, Including Cover And Frame, Kerb/Flush Inlet, Excavation, Backfilling, Disposal, Reinforcement, Interior Epoxy Coating, Step Irons, Concrete Blinding, And All Necessary Accessories And Connections; Complete As Detailed In 2020_018-Storm Qcc Details, And All In Accordance With Drawings And Specifications ; Swale Catch Basin, 1600Mm X 600Mm Internal Size, Depth 1500 Mm; Ref. Sd2-1/8 | 1 | Nr | AED | 4452.6
2021-01 | 2 | 2.0141 |  | United Arab Emirates | Abu Dhabi | Hard & Soft Landscaping | Celebration Plaza | External works | DMT | Basatin Landscaping | Award | 2021 | Fixed Price Lump Sum | SITE WORK | Underground drainage | Surface Water ; Catch Basin, Concrete, Including Cover And Frame, Kerb/Flush Inlet, Excavation, Backfilling, Disposal, Reinforcement, Interior Epoxy Coating, Step Irons, Concrete Blinding, And All Necessary Accessories And Connections; Complete As Detailed In 2020_018-Storm Qcc Details, And All In Accordance With Drawings And Specifications ; Swale Catch Basin, 1600Mm X 600Mm Internal Size, Depth 1773 Mm; Ref. Sd2-1/7 | 1 | Nr | AED | 5088.6
2021-01 | 2 | 2.0141 |  | United Arab Emirates | Abu Dhabi | Hard & Soft Landscaping | Celebration Plaza | External works | DMT | Basatin Landscaping | Award | 2021 | Fixed Price Lump Sum | SITE WORK | Underground drainage | Surface Water ; Inspection Chambers, Concrete, Including Cover And Frame, Excavation, Backfilling, Disposal, Reinforcement, Interior Epoxy Coating, Step Irons, Concrete Blinding, And All Necessary Accessories And Connections; Complete As Detailed In 2020_018-Storm Qcc Details, And All In Accordance With Drawings And Specifications ; 600Mm X 600Mm Internal Size, Depth 1500 Mm; Ref. Ic-2 | 1 | Nr | AED | 8269
2021-01 | 2 | 2.0141 |  | United Arab Emirates | Abu Dhabi | Hard & Soft Landscaping | Celebration Plaza | External works | DMT | Basatin Landscaping | Award | 2021 | Fixed Price Lump Sum | SITE WORK | Underground drainage | Surface Water ; Inspection Chambers, Concrete, Including Cover And Frame, Excavation, Backfilling, Disposal, Reinforcement, Interior Epoxy Coating, Step Irons, Concrete Blinding, And All Necessary Accessories And Connections; Complete As Detailed In 2020_018-Storm Qcc Details, And All In Accordance With Drawings And Specifications ; 600Mm X 600Mm Internal Size, Depth 1500 Mm; Ref. Ic-4 | 1 | Nr | AED | 8523.5
2021-01 | 2 | 2.0141 |  | United Arab Emirates | Abu Dhabi | Hard & Soft Landscaping | Celebration Plaza | External works | DMT | Basatin Landscaping | Award | 2021 | Fixed Price Lump Sum | SITE WORK | Underground drainage | Surface Water ; Inspection Chambers, Concrete, Including Cover And Frame, Excavation, Backfilling, Disposal, Reinforcement, Interior Epoxy Coating, Step Irons, Concrete Blinding, And All Necessary Accessories And Connections; Complete As Detailed In 2020_018-Storm Qcc Details, And All In Accordance With Drawings And Specifications ; 600Mm X 600Mm Internal Size, Depth 1500 Mm; Ref. Pe-3 | 2 | Nr | AED | 8777.9
2021-01 | 2 | 2.0141 |  | United Arab Emirates | Abu Dhabi | Hard & Soft Landscaping | Celebration Plaza | External works | DMT | Basatin Landscaping | Award | 2021 | Fixed Price Lump Sum | SITE WORK | Underground drainage | Surface Water ; Inspection Chambers, Concrete, Including Cover And Frame, Excavation, Backfilling, Disposal, Reinforcement, Interior Epoxy Coating, Step Irons, Concrete Blinding, And All Necessary Accessories And Connections; Complete As Detailed In 2020_018-Storm Qcc Details, And All In Accordance With Drawings And Specifications ; 600Mm X 600Mm Internal Size, Depth 1700 Mm; Ref. Pe-3 | 1 | Nr | AED | 9032.3
2021-01 | 2 | 2.0141 |  | United Arab Emirates | Abu Dhabi | Hard & Soft Landscaping | Celebration Plaza | External works | DMT | Basatin Landscaping | Award | 2021 | Fixed Price Lump Sum | SITE WORK | Underground drainage | Surface Water ; Inspection Chambers, Concrete, Including Cover And Frame, Excavation, Backfilling, Disposal, Reinforcement, Interior Epoxy Coating, Step Irons, Concrete Blinding, And All Necessary Accessories And Connections; Complete As Detailed In 2020_018-Storm Qcc Details, And All In Accordance With Drawings And Specifications ; 600Mm X 600Mm Internal Size, Depth 2153 Mm; Ref. Ic2-1/5 | 1 | Nr | AED | 9286.7
2021-01 | 2 | 2.0141 |  | United Arab Emirates | Abu Dhabi | Hard & Soft Landscaping | Celebration Plaza | External works | DMT | Basatin Landscaping | Award | 2021 | Fixed Price Lump Sum | SITE WORK | Landscaping | Inspection Shaft, 300Mm Diameter (2500Mm Stiff ) Grp With Tee And Cap, Including Excavation, Backfilling, Disposal, And All Necessary Accessories And Connections; Complete As Detailed In 2020_018-Storm Qcc Details, And All In Accordance With Drawings And Specifications ; Inspection Shaft; Ref.Is2-1/6/1 | 1 | Nr | AED | 7632.9
2021-01 | 2 | 2.0141 |  | United Arab Emirates | Abu Dhabi | Hard & Soft Landscaping | Celebration Plaza | External works | DMT | Basatin Landscaping | Award | 2021 | Fixed Price Lump Sum | CONCRETE WORK | Poured concrete | Plain Concrete Box For Pipe End (Pipe Measured Separately), Including Excavation, Backfilling, Disposal, And All Necessary Accessories And Connections; Complete As Detailed In 2020_018-Storm Qcc Details, And All In Accordance With Drawings And Specifications ; 500Mm X 500Mm X 300Mm | 4 | Nr | AED | 4452.6
2021-01 | 2 | 2.0141 |  | United Arab Emirates | Abu Dhabi | Hard & Soft Landscaping | Celebration Plaza | External works | DMT | Basatin Landscaping | Award | 2021 | Fixed Price Lump Sum | SITE WORK | Underground drainage | Allow For The Pipework Connections; Including All Necessary Accessories And Making Good To All Works Disturbed, Complete All In Accordance With Drawings And Specifications ; Connection Of 400Mm Diameter Pipe To Existing Manholes | 1 | Nr | AED | 15901.9
2021-01 | 2 | 2.0142 |  | United Arab Emirates | Abu Dhabi | Hard & Soft Landscaping | Celebration Plaza | External works | DMT | Basatin Landscaping | Award | 2021 | Fixed Price Lump Sum | SITE WORK | Underground drainage | Allow For The Adjustment Of Covers ; Including All Necessary Accessories And Making Good To All Works Disturbed, Complete All In Accordance With Drawings And Specifications ; Adjustment Of Existing Manhole Cover To Match Gravel Level (Exis. Mh-1) | 1 | Nr | AED | 8269
2021-01 | 2 | 2.0142 |  | United Arab Emirates | Abu Dhabi | Hard & Soft Landscaping | Celebration Plaza | External works | DMT | Basatin Landscaping | Award | 2021 | Fixed Price Lump Sum | SITE WORK | Underground drainage | Allow For The Adjustment Of Covers ; Including All Necessary Accessories And Making Good To All Works Disturbed, Complete All In Accordance With Drawings And Specifications ; Adjustment Of Existing Manhole Cover To Match Sidewalk Level (Exis. Mh-2) | 1 | Nr | AED | 8905.1
2021-01 | 2 | 2.0142 |  | United Arab Emirates | Abu Dhabi | Hard & Soft Landscaping | Celebration Plaza | External works | DMT | Basatin Landscaping | Award | 2021 | Fixed Price Lump Sum | SITE WORK | Landscaping | Mains Water Supply; Supply And Installation Of Below Ground Mdpe, Potable Water Pipes, Including Fittings, All Necessary Excavation, Backfilling, Beds And Surrounds As Required, Warning Tapes, Accessories And Connections; Complete All In Accordance With Drawings And Specifications ; 25Mm Diameter, Depth Not Exceeding 1M | 12 | m | AED | 14
2021-01 | 2 | 2.0142 |  | United Arab Emirates | Abu Dhabi | Hard & Soft Landscaping | Celebration Plaza | External works | DMT | Basatin Landscaping | Award | 2021 | Fixed Price Lump Sum | SITE WORK | Landscaping | Mains Water Supply ; Supply And Installation Of Below Ground Mdpe, Potable Water Pipes, Including Fittings, All Necessary Excavation, Backfilling, Beds And Surrounds As Required, Warning Tapes, Accessories And Connections; Complete All In Accordance With Drawings And Specifications ; 32Mm Diameter, Depth Not Exceeding 1M | 126 | m | AED | 17.9
2021-01 | 2 | 2.0142 |  | United Arab Emirates | Abu Dhabi | Hard & Soft Landscaping | Celebration Plaza | External works | DMT | Basatin Landscaping | Award | 2021 | Fixed Price Lump Sum | SITE WORK | Landscaping | Mains Water Supply ; Supply And Installation Of Below Ground Mdpe, Potable Water Pipes, Including Fittings, All Necessary Excavation, Backfilling, Beds And Surrounds As Required, Warning Tapes, Accessories And Connections; Complete All In Accordance With Drawings And Specifications ; 40Mm Diameter, Depth Not Exceeding 1M | 106 | m | AED | 40.8
2021-01 | 2 | 2.0142 |  | United Arab Emirates | Abu Dhabi | Hard & Soft Landscaping | Celebration Plaza | External works | DMT | Basatin Landscaping | Award | 2021 | Fixed Price Lump Sum | SITE WORK | Landscaping | Mains Water Supply ; Supply And Installation Of Below Ground Mdpe, Potable Water Pipes, Including Fittings, All Necessary Excavation, Backfilling, Beds And Surrounds As Required, Warning Tapes, Accessories And Connections; Complete All In Accordance With Drawings And Specifications ; 63Mm Diameter, Depth Not Exceeding 1M | 417 | m | AED | 68.7
2021-01 | 2 | 2.0142 |  | United Arab Emirates | Abu Dhabi | Hard & Soft Landscaping | Celebration Plaza | External works | DMT | Basatin Landscaping | Award | 2021 | Fixed Price Lump Sum | MECHANICAL ENGINEERING INSTALLATIONS | Pipework and gutterwork | Supply And Installation Of Above Ground Hdpe Potable Water Pipes, Including Fittings, Fixing, Supports And All Necessary Accessories And Connections; Complete All In Accordance With The Drawings And Specifications ; 63Mm Diameter | 3 | m | AED | 56
2021-01 | 2 | 2.0142 |  | United Arab Emirates | Abu Dhabi | Hard & Soft Landscaping | Celebration Plaza | External works | DMT | Basatin Landscaping | Award | 2021 | Fixed Price Lump Sum | MECHANICAL ENGINEERING INSTALLATIONS | Pipework and gutterwork | Supply And Installation Of Above Ground Stainless Steel Potable Water Pipes, Including Fittings, Fixing, Supports And All Necessary Accessories And Connections; Complete All In Accordance With The Drawings And Specifications ; 50Mm Diameter | 11 | m | AED | 254.5
2021-01 | 2 | 2.0142 |  | United Arab Emirates | Abu Dhabi | Hard & Soft Landscaping | Celebration Plaza | External works | DMT | Basatin Landscaping | Award | 2021 | Fixed Price Lump Sum | MECHANICAL ENGINEERING INSTALLATIONS | Pipework and gutterwork | Supply And Installation Of Above Ground Galvanised Iron Fire Pump Pipes, Including Fittings, Fixing, Supports And All Necessary Accessories And Connections; Complete All In Accordance With The Drawings And Specifications ; 1.25 Inch Mm Diameter | 3 | m | AED | 12.8
2021-01 | 2 | 2.0142 |  | United Arab Emirates | Abu Dhabi | Hard & Soft Landscaping | Celebration Plaza | External works | DMT | Basatin Landscaping | Award | 2021 | Fixed Price Lump Sum | MECHANICAL ENGINEERING INSTALLATIONS | Pipework and gutterwork | Supply And Installation Of Above Ground Galvanised Iron Fire Pump Pipes, Including Fittings, Fixing, Supports And All Necessary Accessories And Connections; Complete All In Accordance With The Drawings And Specifications ; 1.5 Inch Mm Diameter | 2 | m | AED | 22.9
2021-01 | 2 | 2.0143 |  | United Arab Emirates | Abu Dhabi | Hard & Soft Landscaping | Celebration Plaza | External works | DMT | Basatin Landscaping | Award | 2021 | Fixed Price Lump Sum | MECHANICAL ENGINEERING INSTALLATIONS | Pipework and gutterwork | Supply And Installation Of Above Ground Galvanised Iron Fire Pump Pipes, Including Fittings, Fixing, Supports And All Necessary Accessories And Connections; Complete All In Accordance With The Drawings And Specifications ; 2.5 Inch Mm Diameter | 13 | m | AED | 45.8
2021-01 | 2 | 2.0143 |  | United Arab Emirates | Abu Dhabi | Hard & Soft Landscaping | Celebration Plaza | External works | DMT | Basatin Landscaping | Award | 2021 | Fixed Price Lump Sum | MECHANICAL ENGINEERING INSTALLATIONS | Pipework and gutterwork | Supply And Installation Of Above Ground Galvanised Iron Fire Pump Pipes, Including Fittings, Fixing, Supports And All Necessary Accessories And Connections; Complete All In Accordance With The Drawings And Specifications ; 3 Inch Mm Diameter | 1 | m | AED | 73.8
2021-01 | 2 | 2.0143 |  | United Arab Emirates | Abu Dhabi | Hard & Soft Landscaping | Celebration Plaza | External works | DMT | Basatin Landscaping | Award | 2021 | Fixed Price Lump Sum | MECHANICAL ENGINEERING INSTALLATIONS | Pipework and gutterwork | Supply And Installation Of Above Ground Galvanised Iron Fire Pump Pipes, Including Fittings, Fixing, Supports And All Necessary Accessories And Connections; Complete All In Accordance With The Drawings And Specifications ; 4Inch Mm Diameter | 5 | m | AED | 82.7
2021-01 | 2 | 2.0143 |  | United Arab Emirates | Abu Dhabi | Hard & Soft Landscaping | Celebration Plaza | External works | DMT | Basatin Landscaping | Award | 2021 | Fixed Price Lump Sum | MECHANICAL ENGINEERING INSTALLATIONS | Pipework and gutterwork | Supply And Installation Of Concrete/Grp Split Protection Duct For Below Ground Pipework, Including All Necessary Accessories And; Complete All In Accordance With Drawings And Specifications ; 160Mm Diameter Duct | 13 | m | AED | 381.7
2021-01 | 2 | 2.0143 |  | United Arab Emirates | Abu Dhabi | Hard & Soft Landscaping | Celebration Plaza | External works | DMT | Basatin Landscaping | Award | 2021 | Fixed Price Lump Sum | MECHANICAL ENGINEERING INSTALLATIONS | Pipework and gutterwork | Supply And Installation Of Concrete/Grp Split Protection Duct For Below Ground Pipework, Including All Necessary Accessories And; Complete All In Accordance With Drawings And Specifications ; 400Mm Diameter Duct | 13 | m | AED | 699.7
2021-01 | 2 | 2.0143 |  | United Arab Emirates | Abu Dhabi | Hard & Soft Landscaping | Celebration Plaza | External works | DMT | Basatin Landscaping | Award | 2021 | Fixed Price Lump Sum | SITE WORK | Landscaping | Valves And Ancillaries Including, Adaptors And Flanges As Required; Complete All In Accordance With Drawings And Specifications ; Gate Valve, 40Mm Diameter | 1 | Nr | AED | 197.2
2021-01 | 2 | 2.0143 |  | United Arab Emirates | Abu Dhabi | Hard & Soft Landscaping | Celebration Plaza | External works | DMT | Basatin Landscaping | Award | 2021 | Fixed Price Lump Sum | SITE WORK | Landscaping | Valves And Ancillaries Including, Adaptors And Flanges As Required; Complete All In Accordance With Drawings And Specifications ; Gate Valve, 50Mm Diameter | 5 | Nr | AED | 235.4
2021-01 | 2 | 2.0143 |  | United Arab Emirates | Abu Dhabi | Hard & Soft Landscaping | Celebration Plaza | External works | DMT | Basatin Landscaping | Award | 2021 | Fixed Price Lump Sum | SITE WORK | Landscaping | Valves And Ancillaries Including, Adaptors And Flanges As Required; Complete All In Accordance With Drawings And Specifications ; Gate Valve, 63Mm Diameter | 3 | Nr | AED | 260.8
2021-01 | 2 | 2.0143 |  | United Arab Emirates | Abu Dhabi | Hard & Soft Landscaping | Celebration Plaza | External works | DMT | Basatin Landscaping | Award | 2021 | Fixed Price Lump Sum | SITE WORK | Landscaping | Valves And Ancillaries Including, Adaptors And Flanges As Required; Complete All In Accordance With Drawings And Specifications ; Float Valve, 63Mm Diameter | 2 | Nr | AED | 324.4
2021-01 | 2 | 2.0143 |  | United Arab Emirates | Abu Dhabi | Hard & Soft Landscaping | Celebration Plaza | External works | DMT | Basatin Landscaping | Award | 2021 | Fixed Price Lump Sum | SITE WORK | Landscaping | Valves And Ancillaries Including, Adaptors And Flanges As Required; Complete All In Accordance With Drawings And Specifications ; Isolation Valve, 25Mm Diameter | 3 | Nr | AED | 235.4
2021-01 | 2 | 2.0144 |  | United Arab Emirates | Abu Dhabi | Hard & Soft Landscaping | Celebration Plaza | External works | DMT | Basatin Landscaping | Award | 2021 | Fixed Price Lump Sum | SITE WORK | Landscaping | Valves And Ancillaries Including, Adaptors And Flanges As Required; Complete All In Accordance With Drawings And Specifications ; Isolation Valve, 63Mm Diameter | 7 | Nr | AED | 400.8
2021-01 | 2 | 2.0144 |  | United Arab Emirates | Abu Dhabi | Hard & Soft Landscaping | Celebration Plaza | External works | DMT | Basatin Landscaping | Award | 2021 | Fixed Price Lump Sum | SITE WORK | Landscaping | Mains Water Supply ; Valves And Ancillaries Including, Adaptors And Flanges As Required; Complete All In Accordance With Drawings And Specifications ; Pressure Switch, 50Mm Diameter | 1 | Nr | AED | 655.2
2021-01 | 2 | 2.0144 |  | United Arab Emirates | Abu Dhabi | Hard & Soft Landscaping | Celebration Plaza | External works | DMT | Basatin Landscaping | Award | 2021 | Fixed Price Lump Sum | SITE WORK | Landscaping | Mains Water Supply ; Valves And Ancillaries Including, Adaptors And Flanges As Required; Complete All In Accordance With Drawings And Specifications ; Pressure Gauge, 50Mm Diameter | 1 | Nr | AED | 197.2
2021-01 | 2 | 2.0144 |  | United Arab Emirates | Abu Dhabi | Hard & Soft Landscaping | Celebration Plaza | External works | DMT | Basatin Landscaping | Award | 2021 | Fixed Price Lump Sum | SITE WORK | Landscaping | Mains Water Supply ; Valves And Ancillaries Including, Adaptors And Flanges As Required; Complete All In Accordance With Drawings And Specifications ; House Connection Assembly Including Grp Meter Box, 25Mm Diameter | 3 | Nr | AED | 3129.5
2021-01 | 2 | 2.0144 |  | United Arab Emirates | Abu Dhabi | Hard & Soft Landscaping | Celebration Plaza | External works | DMT | Basatin Landscaping | Award | 2021 | Fixed Price Lump Sum | SITE WORK | Landscaping | Mains Water Supply ; Valves And Ancillaries Including, Adaptors And Flanges As Required; Complete All In Accordance With Drawings And Specifications ; House Connection Assembly Including Grp Meter Box, 63Mm Diameter | 7 | Nr | AED | 3384
2021-01 | 2 | 2.0144 |  | United Arab Emirates | Abu Dhabi | Hard & Soft Landscaping | Celebration Plaza | External works | DMT | Basatin Landscaping | Award | 2021 | Fixed Price Lump Sum | SITE WORK | Landscaping | Mains Water Supply ; Valves And Ancillaries Including, Adaptors And Flanges As Required; Complete All In Accordance With Drawings And Specifications ; Flow Meter Assembly, 63Mm Diameter | 1 | Nr | AED | 6488
2021-01 | 2 | 2.0144 |  | United Arab Emirates | Abu Dhabi | Hard & Soft Landscaping | Celebration Plaza | External works | DMT | Basatin Landscaping | Award | 2021 | Fixed Price Lump Sum | SITE WORK | Landscaping | Mains Water Supply ; Valves And Ancillaries Including, Adaptors And Flanges As Required; Complete All In Accordance With Drawings And Specifications ; Prv Reilif Valve, 1.25Mm Inch Diameter | 1 | Nr | AED | 381.7
2021-01 | 2 | 2.0144 |  | United Arab Emirates | Abu Dhabi | Hard & Soft Landscaping | Celebration Plaza | External works | DMT | Basatin Landscaping | Award | 2021 | Fixed Price Lump Sum | SITE WORK | Landscaping | Valve Chambers, Including Cover And Frame, Excavation, Backfilling, Disposal, And All Necessary Accessories And Connections; Complete All In Accordance With Drawings And Specifications ; For Gate Valves | 4 | Nr | AED | 10813.3
2021-01 | 2 | 2.0144 |  | United Arab Emirates | Abu Dhabi | Hard & Soft Landscaping | Celebration Plaza | External works | DMT | Basatin Landscaping | Award | 2021 | Fixed Price Lump Sum | SITE WORK | Landscaping | Valve Chambers, Including Cover And Frame, Excavation, Backfilling, Disposal, And All Necessary Accessories And Connections; Complete All In Accordance With Drawings And Specifications ; For House Connection Assembly, 600Mm X 600Mm Internal Size, Depth 400 Mm | 10 | Nr | AED | 10813.3
2021-01 | 2 | 2.0144 |  | United Arab Emirates | Abu Dhabi | Hard & Soft Landscaping | Celebration Plaza | External works | DMT | Basatin Landscaping | Award | 2021 | Fixed Price Lump Sum | SITE WORK | Landscaping | Valve Chambers, Including Cover And Frame, Excavation, Backfilling, Disposal, And All Necessary Accessories And Connections; Complete All In Accordance With Drawings And Specifications ; For Flow Meter Assembly | 1 | Nr | AED | 15901.9
2021-01 | 2 | 2.0145 |  | United Arab Emirates | Abu Dhabi | Hard & Soft Landscaping | Celebration Plaza | External works | DMT | Basatin Landscaping | Award | 2021 | Fixed Price Lump Sum | MECHANICAL ENGINEERING INSTALLATIONS | Equipment | Pumps; Complete With Driving Motor, Base Mounting, Anti-Vibration Control Panel, Wiring And Controls, And All Necessary Valve Sets, Accessories And Connections, As Per Equipment Schedule, Drawings And Specifications ; Vertical Multistage Pump Set, 1-Duty And 1-Standby; 3.5 L/S Flow Rate At 35M Head Including Pressure Vessel | 1 | set | AED | 29895.6
2021-01 | 2 | 2.0145 |  | United Arab Emirates | Abu Dhabi | Hard & Soft Landscaping | Celebration Plaza | External works | DMT | Basatin Landscaping | Award | 2021 | Fixed Price Lump Sum | MECHANICAL ENGINEERING INSTALLATIONS | Equipment | Pumps; Complete With Driving Motor, Base Mounting, Anti-Vibration Control Panel, Wiring And Controls, And All Necessary Valve Sets, Accessories And Connections, As Per Equipment Schedule, Drawings And Specifications ; Fire Pump Sets; Comprising Of, Deisel Tank, Exhaust System Electric Pump (50 Gpm At 70M Head), Diesel Pump (50 Gpm At 70M Head), And Jockey Pump (5 Gpm At 70M Head) | 1 | set | AED | 190822.5
2021-01 | 2 | 2.0145 |  | United Arab Emirates | Abu Dhabi | Hard & Soft Landscaping | Celebration Plaza | External works | DMT | Basatin Landscaping | Award | 2021 | Fixed Price Lump Sum | MECHANICAL ENGINEERING INSTALLATIONS | Pipework and gutterwork | Water Tanks, Including But Not Limited To Balancing Pipe And Valve, Vent Pipes, Drain Pipes And Valves, Overflow Arrengement, Internal And External Ladders, Tank Covers, Water Level Indicators, Bms Content Indication, And Temperature Probes, All Necessary Accessories And Connections, Complete All In Accordance With The Drawings And Specifications ; Grp Water Tank, 32 M3 Total Capacity ( 2 Compartments) | 1 | Nr | AED | 90322.7
2021-01 | 2 | 2.0145 |  | United Arab Emirates | Abu Dhabi | Hard & Soft Landscaping | Celebration Plaza | External works | DMT | Basatin Landscaping | Award | 2021 | Fixed Price Lump Sum | SITE WORK | Underground drainage | Allow For The Pipework Connections; Including All Necessary Accessories And Making Good To All Works Disturbed, Complete All In Accordance With Drawings And Specifications ; Connection Of 63Mm Diameter Pipe To Existing Network | 1 | Nr | AED | 5724.7
2021-01 | 2 | 2.0145 |  | United Arab Emirates | Abu Dhabi | Hard & Soft Landscaping | Celebration Plaza | External works | DMT | Basatin Landscaping | Award | 2021 | Fixed Price Lump Sum | ELECTRICAL ENGINEERING INSTALLATIONS | Final sub-circuits and auxiliary installations | Electricity Mains Supply ; Xlpe/Swa/Pvc Copper Cable To Include Ecc And Including Containment, Required Termination Glands Complete In Accordance With The Specification And Drawings ; 4C 300 Mm² + 1C 150 Mm² Ecc | 901 | m | AED | 699.7
2021-01 | 2 | 2.0145 |  | United Arab Emirates | Abu Dhabi | Hard & Soft Landscaping | Celebration Plaza | External works | DMT | Basatin Landscaping | Award | 2021 | Fixed Price Lump Sum | ELECTRICAL ENGINEERING INSTALLATIONS | Final sub-circuits and auxiliary installations | Electricity Mains Supply ; Xlpe/Swa/Pvc Copper Cable To Include Ecc And Including Containment, Required Termination Glands Complete In Accordance With The Specification And Drawings ; 4C 240 Mm² + 1C 120 Mm² Ecc | 188 | m | AED | 599.2
2021-01 | 2 | 2.0145 |  | United Arab Emirates | Abu Dhabi | Hard & Soft Landscaping | Celebration Plaza | External works | DMT | Basatin Landscaping | Award | 2021 | Fixed Price Lump Sum | ELECTRICAL ENGINEERING INSTALLATIONS | Final sub-circuits and auxiliary installations | Electricity Mains Supply ; Xlpe/Swa/Pvc Copper Cable To Include Ecc And Including Containment, Required Termination Glands Complete In Accordance With The Specification And Drawings ; 4C 185 Mm² + 1C 95 Mm² Ecc | 476 | m | AED | 458
2021-01 | 2 | 2.0145 |  | United Arab Emirates | Abu Dhabi | Hard & Soft Landscaping | Celebration Plaza | External works | DMT | Basatin Landscaping | Award | 2021 | Fixed Price Lump Sum | ELECTRICAL ENGINEERING INSTALLATIONS | Final sub-circuits and auxiliary installations | Electricity Mains Supply ; Xlpe/Swa/Pvc Copper Cable To Include Ecc And Including Containment, Required Termination Glands Complete In Accordance With The Specification And Drawings ; 4C 120 Mm² + 1C 70 Mm² Ecc | 15 | m | AED | 329.5
2021-01 | 2 | 2.0145 |  | United Arab Emirates | Abu Dhabi | Hard & Soft Landscaping | Celebration Plaza | External works | DMT | Basatin Landscaping | Award | 2021 | Fixed Price Lump Sum | ELECTRICAL ENGINEERING INSTALLATIONS | Final sub-circuits and auxiliary installations | Electricity Mains Supply ; Xlpe/Swa/Pvc Copper Cable To Include Ecc And Including Containment, Required Termination Glands Complete In Accordance With The Specification And Drawings ; 4C 70 Mm² + 1C 35 Mm² Ecc | 1283 | m | AED | 207.4
2021-01 | 2 | 2.0145 |  | United Arab Emirates | Abu Dhabi | Hard & Soft Landscaping | Celebration Plaza | External works | DMT | Basatin Landscaping | Award | 2021 | Fixed Price Lump Sum | ELECTRICAL ENGINEERING INSTALLATIONS | Final sub-circuits and auxiliary installations | Electricity Mains Supply ; Xlpe/Swa/Pvc Copper Cable To Include Ecc And Including Containment, Required Termination Glands Complete In Accordance With The Specification And Drawings ; 4C 50Mm² + 1C 25Mm² Ecc | 863 | m | AED | 165.4
2021-01 | 2 | 2.0146 |  | United Arab Emirates | Abu Dhabi | Hard & Soft Landscaping | Celebration Plaza | External works | DMT | Basatin Landscaping | Award | 2021 | Fixed Price Lump Sum | ELECTRICAL ENGINEERING INSTALLATIONS | Final sub-circuits and auxiliary installations | Electricity Mains Supply ; Xlpe/Swa/Pvc Copper Cable To Include Ecc And Including Containment, Required Termination Glands Complete In Accordance With The Specification And Drawings ; 4C 25Mm² + 1C 16Mm² Ecc | 1168 | m | AED | 140
2021-01 | 2 | 2.0146 |  | United Arab Emirates | Abu Dhabi | Hard & Soft Landscaping | Celebration Plaza | External works | DMT | Basatin Landscaping | Award | 2021 | Fixed Price Lump Sum | ELECTRICAL ENGINEERING INSTALLATIONS | Final sub-circuits and auxiliary installations | Electricity Mains Supply ; Xlpe/Swa/Pvc Copper Cable To Include Ecc And Including Containment, Required Termination Glands Complete In Accordance With The Specification And Drawings ; 4C 16Mm² + 1C 16Mm² Ecc | 1203 | m | AED | 91.6
2021-01 | 2 | 2.0146 |  | United Arab Emirates | Abu Dhabi | Hard & Soft Landscaping | Celebration Plaza | External works | DMT | Basatin Landscaping | Award | 2021 | Fixed Price Lump Sum | ELECTRICAL ENGINEERING INSTALLATIONS | Final sub-circuits and auxiliary installations | Electricity Mains Supply ; Xlpe/Swa/Pvc Copper Cable To Include Ecc And Including Containment, Required Termination Glands Complete In Accordance With The Specification And Drawings ; 4C 10Mm² + 1C 10Mm² Ecc | 107 | m | AED | 71.3
2021-01 | 2 | 2.0146 |  | United Arab Emirates | Abu Dhabi | Hard & Soft Landscaping | Celebration Plaza | External works | DMT | Basatin Landscaping | Award | 2021 | Fixed Price Lump Sum | ELECTRICAL ENGINEERING INSTALLATIONS | Main circuits | Electricity Mains Supply ; Xlpe/Swa/Pvc Copper Cable To Include Ecc And Including Containment, Required Termination Glands Complete In Accordance With The Specification And Drawings ; Allow For Connection From Transformer To Mdb-01 | 1 | Item | AED | 36256.3
2021-01 | 2 | 2.0146 |  | United Arab Emirates | Abu Dhabi | Hard & Soft Landscaping | Celebration Plaza | External works | DMT | Basatin Landscaping | Award | 2021 | Fixed Price Lump Sum | SITE WORK | Underground drainage | Under Ground Cable Trenches, Depth Not Exceeding 1 M, Including All Necessary Excavation, Backfilling With Approved Materials, Reinstatement, Concrete Tiles, Cable Markers, Warning Tapes, Fittings, Accessories, Consumable And The Like, Complete; All In Accordance With Specification And Drawings ; 2 Way Concrete Encasement For Lv | 28 | m | AED | 699.7
2021-01 | 2 | 2.0146 |  | United Arab Emirates | Abu Dhabi | Hard & Soft Landscaping | Celebration Plaza | External works | DMT | Basatin Landscaping | Award | 2021 | Fixed Price Lump Sum | SITE WORK | Underground drainage | Under Ground Cable Trenches, Depth Not Exceeding 1 M, Including All Necessary Excavation, Backfilling With Approved Materials, Reinstatement, Concrete Tiles, Cable Markers, Warning Tapes, Fittings, Accessories, Consumable And The Like, Complete; All In Accordance With Specification And Drawings ; 6 Way Concrete Encasement For Lv | 210 | m | AED | 1234
2021-01 | 2 | 2.0146 |  | United Arab Emirates | Abu Dhabi | Hard & Soft Landscaping | Celebration Plaza | External works | DMT | Basatin Landscaping | Award | 2021 | Fixed Price Lump Sum | SITE WORK | Underground drainage | Under Ground Cable Trenches, Depth Not Exceeding 1 M, Including All Necessary Excavation, Backfilling With Approved Materials, Reinstatement, Concrete Tiles, Cable Markers, Warning Tapes, Fittings, Accessories, Consumable And The Like, Complete; All In Accordance With Specification And Drawings ; 1 Way Cable Trench For Lv | 731 | m | AED | 159.1
2021-01 | 2 | 2.0146 |  | United Arab Emirates | Abu Dhabi | Hard & Soft Landscaping | Celebration Plaza | External works | DMT | Basatin Landscaping | Award | 2021 | Fixed Price Lump Sum | SITE WORK | Underground drainage | Under Ground Cable Trenches, Depth Not Exceeding 1 M, Including All Necessary Excavation, Backfilling With Approved Materials, Reinstatement, Concrete Tiles, Cable Markers, Warning Tapes, Fittings, Accessories, Consumable And The Like, Complete; All In Accordance With Specification And Drawings ; 2 Way Cable Trench For Lv | 75 | m | AED | 184.5
2021-01 | 2 | 2.0146 |  | United Arab Emirates | Abu Dhabi | Hard & Soft Landscaping | Celebration Plaza | External works | DMT | Basatin Landscaping | Award | 2021 | Fixed Price Lump Sum | SITE WORK | Underground drainage | Under Ground Cable Trenches, Depth Not Exceeding 1 M, Including All Necessary Excavation, Backfilling With Approved Materials, Reinstatement, Concrete Tiles, Cable Markers, Warning Tapes, Fittings, Accessories, Consumable And The Like, Complete; All In Accordance With Specification And Drawings ; 3 Way Cable Trench For Lv | 76 | m | AED | 197.2
2021-01 | 2 | 2.0146 |  | United Arab Emirates | Abu Dhabi | Hard & Soft Landscaping | Celebration Plaza | External works | DMT | Basatin Landscaping | Award | 2021 | Fixed Price Lump Sum | SITE WORK | Underground drainage | Under Ground Cable Trenches, Depth Not Exceeding 1 M, Including All Necessary Excavation, Backfilling With Approved Materials, Reinstatement, Concrete Tiles, Cable Markers, Warning Tapes, Fittings, Accessories, Consumable And The Like, Complete; All In Accordance With Specification And Drawings ; 4 Way Cable Trench For Lv | 85 | m | AED | 210
2021-01 | 2 | 2.0147 |  | United Arab Emirates | Abu Dhabi | Hard & Soft Landscaping | Celebration Plaza | External works | DMT | Basatin Landscaping | Award | 2021 | Fixed Price Lump Sum | SITE WORK | Underground drainage | Under Ground Cable Trenches, Depth Not Exceeding 1 M, Including All Necessary Excavation, Backfilling With Approved Materials, Reinstatement, Concrete Tiles, Cable Markers, Warning Tapes, Fittings, Accessories, Consumable And The Like, Complete; All In Accordance With Specification And Drawings ; 5 Way Cable Trench For Lv | 38 | m | AED | 216.3
2021-01 | 2 | 2.0147 |  | United Arab Emirates | Abu Dhabi | Hard & Soft Landscaping | Celebration Plaza | External works | DMT | Basatin Landscaping | Award | 2021 | Fixed Price Lump Sum | ELECTRICAL ENGINEERING INSTALLATIONS | Accessories | Electricity Mains Supply ; Main Distribution Board Complete With All Necessary Accessories, Finishes And All Other Required Civil Works In Accordance With The Specification And Drawings ; Mdb-1 | 1 | Nr | AED | 125306.8
2021-01 | 2 | 2.0147 |  | United Arab Emirates | Abu Dhabi | Hard & Soft Landscaping | Celebration Plaza | External works | DMT | Basatin Landscaping | Award | 2021 | Fixed Price Lump Sum | ELECTRICAL ENGINEERING INSTALLATIONS | Sub-main circuits | Sub-Main Distribution Board Complete With All Necessary, Accessories Excavations, Backfilling, Reinstatement, Foundations, Finishes And All Other Required Civil Works In Accordance With The Specification And Drawings ; Smdb-01 | 1 | Nr | AED | 43889.2
2021-01 | 2 | 2.0147 |  | United Arab Emirates | Abu Dhabi | Hard & Soft Landscaping | Celebration Plaza | External works | DMT | Basatin Landscaping | Award | 2021 | Fixed Price Lump Sum | ELECTRICAL ENGINEERING INSTALLATIONS | Sub-main circuits | Sub-Main Distribution Board Complete With All Necessary, Accessories Excavations, Backfilling, Reinstatement, Foundations, Finishes And All Other Required Civil Works In Accordance With The Specification And Drawings ; Smdb-02 | 1 | Nr | AED | 35813.6
2021-01 | 2 | 2.0147 |  | United Arab Emirates | Abu Dhabi | Hard & Soft Landscaping | Celebration Plaza | External works | DMT | Basatin Landscaping | Award | 2021 | Fixed Price Lump Sum | ELECTRICAL ENGINEERING INSTALLATIONS | Sub-main circuits | Sub-Main Distribution Board Complete With All Necessary, Accessories Excavations, Backfilling, Reinstatement, Foundations, Finishes And All Other Required Civil Works In Accordance With The Specification And Drawings ;Smdb-03 | 1 | Nr | AED | 28178.2
2021-01 | 2 | 2.0147 |  | United Arab Emirates | Abu Dhabi | Hard & Soft Landscaping | Celebration Plaza | External works | DMT | Basatin Landscaping | Award | 2021 | Fixed Price Lump Sum | ELECTRICAL ENGINEERING INSTALLATIONS | Sub-main circuits | Sub-Main Distribution Board Complete With All Necessary, Accessories Excavations, Backfilling, Reinstatement, Foundations, Finishes And All Other Required Civil Works In Accordance With The Specification And Drawings ; Smdb-04 | 1 | Nr | AED | 36269
2021-01 | 2 | 2.0147 |  | United Arab Emirates | Abu Dhabi | Hard & Soft Landscaping | Celebration Plaza | External works | DMT | Basatin Landscaping | Award | 2021 | Fixed Price Lump Sum | ELECTRICAL ENGINEERING INSTALLATIONS | Sub-main circuits | Sub-Main Distribution Board Complete With All Necessary, Accessories Excavations, Backfilling, Reinstatement, Foundations, Finishes And All Other Required Civil Works In Accordance With The Specification And Drawings ; Smdb-Fp | 1 | Nr | AED | 18522.6
2021-01 | 2 | 2.0147 |  | United Arab Emirates | Abu Dhabi | Hard & Soft Landscaping | Celebration Plaza | External works | DMT | Basatin Landscaping | Award | 2021 | Fixed Price Lump Sum | ELECTRICAL ENGINEERING INSTALLATIONS | Final sub-circuits and auxiliary installations | Power Factor Correction Panel Complete With All Necessary Accessories, Finishes And All Other Required Civil Works In Accordance With The Specification And Drawings ; Apfc Panel; 200 Kvar | 1 | Nr | AED | 43968.1
2021-01 | 2 | 2.0147 |  | United Arab Emirates | Abu Dhabi | Hard & Soft Landscaping | Celebration Plaza | External works | DMT | Basatin Landscaping | Award | 2021 | Fixed Price Lump Sum | ELECTRICAL ENGINEERING INSTALLATIONS | Accessories | Electricity Mains Supply ; Distribution Board Complete With All Necessary, Accessories Excavations, Backfilling, Reinstatement, Foundations, Finishes And All Other Required Civil Works In Accordance With The Specification And Drawings ; Db For Café | 1 | Nr | AED | 6297.2
2021-01 | 2 | 2.0147 |  | United Arab Emirates | Abu Dhabi | Hard & Soft Landscaping | Celebration Plaza | External works | DMT | Basatin Landscaping | Award | 2021 | Fixed Price Lump Sum | ELECTRICAL ENGINEERING INSTALLATIONS | Accessories | Electricity Mains Supply ; Distribution Board Complete With All Necessary, Accessories Excavations, Backfilling, Reinstatement, Foundations, Finishes And All Other Required Civil Works In Accordance With The Specification And Drawings ;Db-Ele | 1 | Nr | AED | 4389
2021-01 | 2 | 2.0148 |  | United Arab Emirates | Abu Dhabi | Hard & Soft Landscaping | Celebration Plaza | External works | DMT | Basatin Landscaping | Award | 2021 | Fixed Price Lump Sum | ELECTRICAL ENGINEERING INSTALLATIONS | Accessories | Electricity Mains Supply ; Distribution Board Complete With All Necessary, Accessories Excavations, Backfilling, Reinstatement, Foundations, Finishes And All Other Required Civil Works In Accordance With The Specification And Drawings ; Db-Wf | 1 | Nr | AED | 8269
2021-01 | 2 | 2.0148 |  | United Arab Emirates | Abu Dhabi | Hard & Soft Landscaping | Celebration Plaza | External works | DMT | Basatin Landscaping | Award | 2021 | Fixed Price Lump Sum | ELECTRICAL ENGINEERING INSTALLATIONS | Accessories | Electricity Mains Supply ; Distribution Board Complete With All Necessary, Accessories Excavations, Backfilling, Reinstatement, Foundations, Finishes And All Other Required Civil Works In Accordance With The Specification And Drawings ; Db-Sp | 1 | Nr | AED | 4389
2021-01 | 2 | 2.0148 |  | United Arab Emirates | Abu Dhabi | Hard & Soft Landscaping | Celebration Plaza | External works | DMT | Basatin Landscaping | Award | 2021 | Fixed Price Lump Sum | ELECTRICAL ENGINEERING INSTALLATIONS | Accessories | Electricity Mains Supply ; Distribution Board Complete With All Necessary, Accessories Excavations, Backfilling, Reinstatement, Foundations, Finishes And All Other Required Civil Works In Accordance With The Specification And Drawings ;Db-Sl | 1 | Nr | AED | 6519.8
2021-01 | 2 | 2.0148 |  | United Arab Emirates | Abu Dhabi | Hard & Soft Landscaping | Celebration Plaza | External works | DMT | Basatin Landscaping | Award | 2021 | Fixed Price Lump Sum | ELECTRICAL ENGINEERING INSTALLATIONS | Accessories | Electricity Mains Supply ; Distribution Board Complete With All Necessary, Accessories Excavations, Backfilling, Reinstatement, Foundations, Finishes And All Other Required Civil Works In Accordance With The Specification And Drawings ;Db-Pw | 1 | Nr | AED | 4389
2021-01 | 2 | 2.0148 |  | United Arab Emirates | Abu Dhabi | Hard & Soft Landscaping | Celebration Plaza | External works | DMT | Basatin Landscaping | Award | 2021 | Fixed Price Lump Sum | ELECTRICAL ENGINEERING INSTALLATIONS | Accessories | Electricity Mains Supply ; Distribution Board Complete With All Necessary, Accessories Excavations, Backfilling, Reinstatement, Foundations, Finishes And All Other Required Civil Works In Accordance With The Specification And Drawings ; Db-Ir | 1 | Nr | AED | 4389
2021-01 | 2 | 2.0148 |  | United Arab Emirates | Abu Dhabi | Hard & Soft Landscaping | Celebration Plaza | External works | DMT | Basatin Landscaping | Award | 2021 | Fixed Price Lump Sum | ELECTRICAL ENGINEERING INSTALLATIONS | Accessories | Electricity Mains Supply ; Distribution Board Complete With All Necessary, Accessories Excavations, Backfilling, Reinstatement, Foundations, Finishes And All Other Required Civil Works In Accordance With The Specification And Drawings ; Db-F&B 1 | 1 | Nr | AED | 6297.2
2021-01 | 2 | 2.0148 |  | United Arab Emirates | Abu Dhabi | Hard & Soft Landscaping | Celebration Plaza | External works | DMT | Basatin Landscaping | Award | 2021 | Fixed Price Lump Sum | ELECTRICAL ENGINEERING INSTALLATIONS | Accessories | Electricity Mains Supply ; Distribution Board Complete With All Necessary, Accessories Excavations, Backfilling, Reinstatement, Foundations, Finishes And All Other Required Civil Works In Accordance With The Specification And Drawings ; Db-F&B 2 | 1 | Nr | AED | 6297.2
2021-01 | 2 | 2.0148 |  | United Arab Emirates | Abu Dhabi | Hard & Soft Landscaping | Celebration Plaza | External works | DMT | Basatin Landscaping | Award | 2021 | Fixed Price Lump Sum | ELECTRICAL ENGINEERING INSTALLATIONS | Accessories | Electricity Mains Supply ; Distribution Board Complete With All Necessary, Accessories Excavations, Backfilling, Reinstatement, Foundations, Finishes And All Other Required Civil Works In Accordance With The Specification And Drawings Db-F&B 3 | 1 | Nr | AED | 6297.2
2021-01 | 2 | 2.0148 |  | United Arab Emirates | Abu Dhabi | Hard & Soft Landscaping | Celebration Plaza | External works | DMT | Basatin Landscaping | Award | 2021 | Fixed Price Lump Sum | ELECTRICAL ENGINEERING INSTALLATIONS | Accessories | Electricity Mains Supply ; Distribution Board Complete With All Necessary, Accessories Excavations, Backfilling, Reinstatement, Foundations, Finishes And All Other Required Civil Works In Accordance With The Specification And Drawings ;Db-F&B 4 | 1 | Nr | AED | 6297.2
2021-01 | 2 | 2.0148 |  | United Arab Emirates | Abu Dhabi | Hard & Soft Landscaping | Celebration Plaza | External works | DMT | Basatin Landscaping | Award | 2021 | Fixed Price Lump Sum | ELECTRICAL ENGINEERING INSTALLATIONS | Accessories | Electricity Mains Supply ; Distribution Board Complete With All Necessary, Accessories Excavations, Backfilling, Reinstatement, Foundations, Finishes And All Other Required Civil Works In Accordance With The Specification And Drawings ; Db (Washroom-01) | 1 | Nr | AED | 4389
2021-01 | 2 | 2.0149 |  | United Arab Emirates | Abu Dhabi | Hard & Soft Landscaping | Celebration Plaza | External works | DMT | Basatin Landscaping | Award | 2021 | Fixed Price Lump Sum | ELECTRICAL ENGINEERING INSTALLATIONS | Accessories | Electricity Mains Supply ; Distribution Board Complete With All Necessary, Accessories Excavations, Backfilling, Reinstatement, Foundations, Finishes And All Other Required Civil Works In Accordance With The Specification And Drawings ;Db (Washroom-02) | 1 | Nr | AED | 4389
2021-01 | 2 | 2.0149 |  | United Arab Emirates | Abu Dhabi | Hard & Soft Landscaping | Celebration Plaza | External works | DMT | Basatin Landscaping | Award | 2021 | Fixed Price Lump Sum | ELECTRICAL ENGINEERING INSTALLATIONS | Accessories | Electricity Mains Supply ; Distribution Board Complete With All Necessary, Accessories Excavations, Backfilling, Reinstatement, Foundations, Finishes And All Other Required Civil Works In Accordance With The Specification And Drawings ; Db (Prayer Room-1) | 1 | Nr | AED | 6297.2
2021-01 | 2 | 2.0149 |  | United Arab Emirates | Abu Dhabi | Hard & Soft Landscaping | Celebration Plaza | External works | DMT | Basatin Landscaping | Award | 2021 | Fixed Price Lump Sum | ELECTRICAL ENGINEERING INSTALLATIONS | Accessories | Electricity Mains Supply ; Distribution Board Complete With All Necessary, Accessories Excavations, Backfilling, Reinstatement, Foundations, Finishes And All Other Required Civil Works In Accordance With The Specification And Drawings ; (Prayer Room-2) | 1 | Nr | AED | 6297.2
2021-01 | 2 | 2.0149 |  | United Arab Emirates | Abu Dhabi | Hard & Soft Landscaping | Celebration Plaza | External works | DMT | Basatin Landscaping | Award | 2021 | Fixed Price Lump Sum | ELECTRICAL ENGINEERING INSTALLATIONS | Accessories | Electricity Mains Supply ; Distribution Board Complete With All Necessary, Accessories Excavations, Backfilling, Reinstatement, Foundations, Finishes And All Other Required Civil Works In Accordance With The Specification And Drawings ; Db-Washroom Shower | 1 | Nr | AED | 6297.2
2021-01 | 2 | 2.0149 |  | United Arab Emirates | Abu Dhabi | Hard & Soft Landscaping | Celebration Plaza | External works | DMT | Basatin Landscaping | Award | 2021 | Fixed Price Lump Sum | ELECTRICAL ENGINEERING INSTALLATIONS | Accessories | Electricity Mains Supply ; Distribution Board Complete With All Necessary, Accessories Excavations, Backfilling, Reinstatement, Foundations, Finishes And All Other Required Civil Works In Accordance With The Specification And Drawings ; Db-Vending Machine | 1 | Nr | AED | 6297.2
2021-01 | 2 | 2.0149 |  | United Arab Emirates | Abu Dhabi | Hard & Soft Landscaping | Celebration Plaza | External works | DMT | Basatin Landscaping | Award | 2021 | Fixed Price Lump Sum | ELECTRICAL ENGINEERING INSTALLATIONS | Accessories | Electricity Mains Supply ; Decorative Lighting Control Cabinet Complete With All Necessary, Accessories Excavations, Backfilling, Reinstatement, Foundations, Finishes And All Other Required Civil Works In Accordance With The Specification And Drawings ; Dlcc - 01 | 1 | Nr | AED | 14439
2021-01 | 2 | 2.0149 |  | United Arab Emirates | Abu Dhabi | Hard & Soft Landscaping | Celebration Plaza | External works | DMT | Basatin Landscaping | Award | 2021 | Fixed Price Lump Sum | ELECTRICAL ENGINEERING INSTALLATIONS | Accessories | Electricity Mains Supply ; Decorative Lighting Control Cabinet Complete With All Necessary, Accessories Excavations, Backfilling, Reinstatement, Foundations, Finishes And All Other Required Civil Works In Accordance With The Specification And Drawings ; Dlcc - 02 | 1 | Nr | AED | 13974.6
2021-01 | 2 | 2.0149 |  | United Arab Emirates | Abu Dhabi | Hard & Soft Landscaping | Celebration Plaza | External works | DMT | Basatin Landscaping | Award | 2021 | Fixed Price Lump Sum | ELECTRICAL ENGINEERING INSTALLATIONS | Accessories | Electricity Mains Supply ; Decorative Lighting Control Cabinet Complete With All Necessary, Accessories Excavations, Backfilling, Reinstatement, Foundations, Finishes And All Other Required Civil Works In Accordance With The Specification And Drawings ; Dlcc - 03 | 1 | Nr | AED | 14432.6
2021-01 | 2 | 2.0149 |  | United Arab Emirates | Abu Dhabi | Hard & Soft Landscaping | Celebration Plaza | External works | DMT | Basatin Landscaping | Award | 2021 | Fixed Price Lump Sum | ELECTRICAL ENGINEERING INSTALLATIONS | Accessories | Electricity Mains Supply ; Decorative Lighting Control Cabinet Complete With All Necessary, Accessories Excavations, Backfilling, Reinstatement, Foundations, Finishes And All Other Required Civil Works In Accordance With The Specification And Drawings ; Dlcc - 04 | 1 | Nr | AED | 18525.1
2021-01 | 2 | 2.0149 |  | United Arab Emirates | Abu Dhabi | Hard & Soft Landscaping | Celebration Plaza | External works | DMT | Basatin Landscaping | Award | 2021 | Fixed Price Lump Sum | ELECTRICAL ENGINEERING INSTALLATIONS | Accessories | Electricity Mains Supply ; Decorative Lighting Control Cabinet Complete With All Necessary, Accessories Excavations, Backfilling, Reinstatement, Foundations, Finishes And All Other Required Civil Works In Accordance With The Specification And Drawings ; Dlcc - 05 | 1 | Nr | AED | 13039.6
2021-01 | 2 | 2.015 |  | United Arab Emirates | Abu Dhabi | Hard & Soft Landscaping | Celebration Plaza | External works | DMT | Basatin Landscaping | Award | 2021 | Fixed Price Lump Sum | ELECTRICAL ENGINEERING INSTALLATIONS | Final sub-circuits and auxiliary installations | Isolators Complete With All Necessary Accessories, Excavations, Backfilling, Reinstatement, Foundations, Finishes And All Other Required Civil Works In Accordance With The Specification And Drawings ;Isolator; 63A, 3P (W/P) | 4 | Nr | AED | 922.4
2021-01 | 2 | 2.015 |  | United Arab Emirates | Abu Dhabi | Hard & Soft Landscaping | Celebration Plaza | External works | DMT | Basatin Landscaping | Award | 2021 | Fixed Price Lump Sum | ELECTRICAL ENGINEERING INSTALLATIONS | Final sub-circuits and auxiliary installations | Isolators Complete With All Necessary Accessories, Excavations, Backfilling, Reinstatement, Foundations, Finishes And All Other Required Civil Works In Accordance With The Specification And Drawings ;Isolator; 100A, 3P | 1 | Nr | AED | 1463
2021-01 | 2 | 2.015 |  | United Arab Emirates | Abu Dhabi | Hard & Soft Landscaping | Celebration Plaza | External works | DMT | Basatin Landscaping | Award | 2021 | Fixed Price Lump Sum | ELECTRICAL ENGINEERING INSTALLATIONS | Final sub-circuits and auxiliary installations | Power Unit Complete With All Necessary Accessories, Excavations, Backfilling, Reinstatement, Foundations, Finishes And All Other Required Civil Works In Accordance With The Specification And Drawings ; External Inground Power Unit | 4 | Nr | AED | 795.1
2021-01 | 2 | 2.015 |  | United Arab Emirates | Abu Dhabi | Hard & Soft Landscaping | Celebration Plaza | External works | DMT | Basatin Landscaping | Award | 2021 | Fixed Price Lump Sum | MECHANICAL ENGINEERING INSTALLATIONS | Equipment | Electric Check Meters Complete With All Necessary Accessories, Finishes And All Other Required Civil Works In Accordance With The Specification And Drawings. ; Ct Meter | 1 | Nr | AED | 3625.7
2021-01 | 2 | 2.015 |  | United Arab Emirates | Abu Dhabi | Hard & Soft Landscaping | Celebration Plaza | External works | DMT | Basatin Landscaping | Award | 2021 | Fixed Price Lump Sum | ELECTRICAL ENGINEERING INSTALLATIONS | Accessories | Electricity Distribution To External Plant And Equipment ; Wiring In Approved Cables, Drawing Into And Including Upvc Duct/Conduit Where Required Complete With Boxes, Supporting Brackets, Fittings And All Other Required Civil Works, Like Excavating Trenches, Backfilling, Reinstatement, Finishes, All In Accordance With The Specification And Drawings.; To Final Point ; 2 X 13A Socket Outlets | 11 | Nr | AED | 248.1
2021-01 | 2 | 2.015 |  | United Arab Emirates | Abu Dhabi | Hard & Soft Landscaping | Celebration Plaza | External works | DMT | Basatin Landscaping | Award | 2021 | Fixed Price Lump Sum | ELECTRICAL ENGINEERING INSTALLATIONS | Accessories | Electricity Distribution To External Plant And Equipment ; Wiring In Approved Cables, Drawing Into And Including Upvc Duct/Conduit Where Required Complete With Boxes, Supporting Brackets, Fittings And All Other Required Civil Works, Like Excavating Trenches, Backfilling, Reinstatement, Finishes, All In Accordance With The Specification And Drawings.; To Final Point ; Isolator; 16A, 1P | 2 | Nr | AED | 218.9
2021-01 | 2 | 2.015 |  | United Arab Emirates | Abu Dhabi | Hard & Soft Landscaping | Celebration Plaza | External works | DMT | Basatin Landscaping | Award | 2021 | Fixed Price Lump Sum | ELECTRICAL ENGINEERING INSTALLATIONS | Accessories | Electricity Distribution To External Plant And Equipment ; Wiring In Approved Cables, Drawing Into And Including Upvc Duct/Conduit Where Required Complete With Boxes, Supporting Brackets, Fittings And All Other Required Civil Works, Like Excavating Trenches, Backfilling, Reinstatement, Finishes, All In Accordance With The Specification And Drawings.; To Final Point ; Isolator; 32A, 1P | 7 | Nr | AED | 349.9
2021-01 | 2 | 2.015 |  | United Arab Emirates | Abu Dhabi | Hard & Soft Landscaping | Celebration Plaza | External works | DMT | Basatin Landscaping | Award | 2021 | Fixed Price Lump Sum | ELECTRICAL ENGINEERING INSTALLATIONS | Accessories | Electricity Distribution To External Plant And Equipment ; Wiring In Approved Cables, Drawing Into And Including Upvc Duct/Conduit Where Required Complete With Boxes, Supporting Brackets, Fittings And All Other Required Civil Works, Like Excavating Trenches, Backfilling, Reinstatement, Finishes, All In Accordance With The Specification And Drawings.; To Final Point ; Isolator; 16A, 3P | 1 | Nr | AED | 218.9
2021-01 | 2 | 2.015 |  | United Arab Emirates | Abu Dhabi | Hard & Soft Landscaping | Celebration Plaza | External works | DMT | Basatin Landscaping | Award | 2021 | Fixed Price Lump Sum | ELECTRICAL ENGINEERING INSTALLATIONS | Accessories | Electricity Distribution To External Plant And Equipment ; Wiring In Approved Cables, Drawing Into And Including Upvc Duct/Conduit Where Required Complete With Boxes, Supporting Brackets, Fittings And All Other Required Civil Works, Like Excavating Trenches, Backfilling, Reinstatement, Finishes, All In Accordance With The Specification And Drawings.; To Final Point ; Isolator; 20A, 3P | 1 | Nr | AED | 218.9
2021-01 | 2 | 2.015 |  | United Arab Emirates | Abu Dhabi | Hard & Soft Landscaping | Celebration Plaza | External works | DMT | Basatin Landscaping | Award | 2021 | Fixed Price Lump Sum | ELECTRICAL ENGINEERING INSTALLATIONS | Accessories | Accessories; Complete As Described In The Specification And Drawings ; 2 X 13A Socket Outlets | 11 | Nr | AED | 108.2
2021-01 | 2 | 2.0151 |  | United Arab Emirates | Abu Dhabi | Hard & Soft Landscaping | Celebration Plaza | External works | DMT | Basatin Landscaping | Award | 2021 | Fixed Price Lump Sum | ELECTRICAL ENGINEERING INSTALLATIONS | Accessories | Accessories; Complete As Described In The Specification And Drawings ; Isolator; 16A, 1P | 2 | Nr | AED | 286.3
2021-01 | 2 | 2.0151 |  | United Arab Emirates | Abu Dhabi | Hard & Soft Landscaping | Celebration Plaza | External works | DMT | Basatin Landscaping | Award | 2021 | Fixed Price Lump Sum | ELECTRICAL ENGINEERING INSTALLATIONS | Accessories | Accessories; Complete As Described In The Specification And Drawings ; Isolator; 32A, 1P | 7 | Nr | AED | 445.3
2021-01 | 2 | 2.0151 |  | United Arab Emirates | Abu Dhabi | Hard & Soft Landscaping | Celebration Plaza | External works | DMT | Basatin Landscaping | Award | 2021 | Fixed Price Lump Sum | ELECTRICAL ENGINEERING INSTALLATIONS | Accessories | Accessories; Complete As Described In The Specification And Drawings ; Isolator; 16A, 3P | 1 | Nr | AED | 286.3
2021-01 | 2 | 2.0151 |  | United Arab Emirates | Abu Dhabi | Hard & Soft Landscaping | Celebration Plaza | External works | DMT | Basatin Landscaping | Award | 2021 | Fixed Price Lump Sum | ELECTRICAL ENGINEERING INSTALLATIONS | Accessories | Accessories; Complete As Described In The Specification And Drawings ; Isolator; 20A, 3P | 1 | Nr | AED | 315.5
2021-01 | 2 | 2.0151 |  | United Arab Emirates | Abu Dhabi | Hard & Soft Landscaping | Celebration Plaza | External works | DMT | Basatin Landscaping | Award | 2021 | Fixed Price Lump Sum | SITE WORK | Underground drainage | Below Ground Upvc Ducts Depth Not Exceeding 1.5M, Including All Necessary Excavation, Backfilling With Approved Materials, Reinstatement, Concrete Tiles, Warning Tapes, Fittings, Accessories, Consumable And The Like, Complete; All In Accordance With Specification And Drawings ; Etisalat 2 X D54 Duct | 335 | m | AED | 101.8
2021-01 | 2 | 2.0151 |  | United Arab Emirates | Abu Dhabi | Hard & Soft Landscaping | Celebration Plaza | External works | DMT | Basatin Landscaping | Award | 2021 | Fixed Price Lump Sum | SITE WORK | Underground drainage | Below Ground Upvc Ducts Depth Not Exceeding 1.5M, Including All Necessary Excavation, Backfilling With Approved Materials, Reinstatement, Concrete Tiles, Warning Tapes, Fittings, Accessories, Consumable And The Like, Complete; All In Accordance With Specification And Drawings ; Etisalat 4 X D54 Duct | 685 | m | AED | 203.6
2021-01 | 2 | 2.0151 |  | United Arab Emirates | Abu Dhabi | Hard & Soft Landscaping | Celebration Plaza | External works | DMT | Basatin Landscaping | Award | 2021 | Fixed Price Lump Sum | ELECTRICAL ENGINEERING INSTALLATIONS | Final sub-circuits and auxiliary installations | Wiring In Approved Cables, Drawing Into And Including Upvc Duct/Conduit Where Required Complete With Boxes, Supporting Brackets, Fittings And All Other Required Civil Works, Like Excavating Trenches, Backfilling, Reinstatement, Finishes, All In Accordance With The Specification And Drawings. ; Allow For Backbone Cabling For Odf (Tie In Point To Odf) | 1 | Item | AED | 112477.2
2021-01 | 2 | 2.0151 |  | United Arab Emirates | Abu Dhabi | Hard & Soft Landscaping | Celebration Plaza | External works | DMT | Basatin Landscaping | Award | 2021 | Fixed Price Lump Sum | ELECTRICAL ENGINEERING INSTALLATIONS | Equipment | External Security Systems ; Manhole; Complete Including Frame And Cover, Water Proofing Membrane, Duct Entries, Internal Finishes, Excavation, Backfilling, Reinstatement, And Disposal Of Surplus Excavated Material And All Other Required Civil Works In Accordance With Specification And Drawings ; Pull Box Type I | 22 | Nr | AED | 8269
2021-01 | 2 | 2.0151 |  | United Arab Emirates | Abu Dhabi | Hard & Soft Landscaping | Celebration Plaza | External works | DMT | Basatin Landscaping | Award | 2021 | Fixed Price Lump Sum | ELECTRICAL ENGINEERING INSTALLATIONS | Equipment | External Security Systems ; Manhole; Complete Including Frame And Cover, Water Proofing Membrane, Duct Entries, Internal Finishes, Excavation, Backfilling, Reinstatement, And Disposal Of Surplus Excavated Material And All Other Required Civil Works In Accordance With Specification And Drawings ; Pull Box Type Iv | 27 | Nr | AED | 9541.2
2021-01 | 2 | 2.0151 |  | United Arab Emirates | Abu Dhabi | Hard & Soft Landscaping | Celebration Plaza | External works | DMT | Basatin Landscaping | Award | 2021 | Fixed Price Lump Sum | SITE WORK | Underground drainage | Below Ground Upvc Ducts Depth Not Exceeding 1.5M, Including All Necessary Excavation, Backfilling With Approved Materials, Reinstatement, Concrete Tiles, Warning Tapes, Fittings, Accessories, Consumable And The Like, Complete; All In Accordance With Specification And Drawings ; Concrete Encasement With 75 Mm Upvc Conduit | 58 | m | AED | 986
2021-01 | 2 | 2.0152 |  | United Arab Emirates | Abu Dhabi | Hard & Soft Landscaping | Celebration Plaza | External works | DMT | Basatin Landscaping | Award | 2021 | Fixed Price Lump Sum | SITE WORK | Underground drainage | Below Ground Upvc Ducts Depth Not Exceeding 1.5M, Including All Necessary Excavation, Backfilling With Approved Materials, Reinstatement, Concrete Tiles, Warning Tapes, Fittings, Accessories, Consumable And The Like, Complete; All In Accordance With Specification And Drawings ; 4 X 100Mm Upvc Conduit For Cctv | 682 | m | AED | 152.7
2021-01 | 2 | 2.0152 |  | United Arab Emirates | Abu Dhabi | Hard & Soft Landscaping | Celebration Plaza | External works | DMT | Basatin Landscaping | Award | 2021 | Fixed Price Lump Sum | SITE WORK | Underground drainage | Below Ground Upvc Ducts Depth Not Exceeding 1.5M, Including All Necessary Excavation, Backfilling With Approved Materials, Reinstatement, Concrete Tiles, Warning Tapes, Fittings, Accessories, Consumable And The Like, Complete; All In Accordance With Specification And Drawings ; 50Mm Upvc Conduit For Cctv | 655 | m | AED | 101.8
2021-01 | 2 | 2.0152 |  | United Arab Emirates | Abu Dhabi | Hard & Soft Landscaping | Celebration Plaza | External works | DMT | Basatin Landscaping | Award | 2021 | Fixed Price Lump Sum | ELECTRICAL ENGINEERING INSTALLATIONS | Final sub-circuits and auxiliary installations | Wiring In Approved Cables, Drawing Into And Including Upvc Duct/Conduit Where Required Complete With Boxes, Supporting Brackets, Fittings And All Other Required Civil Works, Like Excavating Trenches, Backfilling, Reinstatement, Finishes, All In Accordance With The Specification And Drawings. ; Allow For Backbone Cabling For Cctv Rack (Tie In Point To Rack) | 1 | Item | AED | 40009.2
2021-01 | 2 | 2.0152 |  | United Arab Emirates | Abu Dhabi | Hard & Soft Landscaping | Celebration Plaza | External works | DMT | Basatin Landscaping | Award | 2021 | Fixed Price Lump Sum | ELECTRICAL ENGINEERING INSTALLATIONS | Final sub-circuits and auxiliary installations | Wiring In Approved Cables, Drawing Into And Including Upvc Duct/Conduit Where Required Complete With Boxes, Supporting Brackets, Fittings And All Other Required Civil Works, Like Excavating Trenches, Backfilling, Reinstatement, Finishes, All In Accordance With The Specification And Drawings. ; Cctv Camera Points | 24 | Nr | AED | 528
2021-01 | 2 | 2.0152 |  | United Arab Emirates | Abu Dhabi | Hard & Soft Landscaping | Celebration Plaza | External works | DMT | Basatin Landscaping | Award | 2021 | Fixed Price Lump Sum | ELECTRICAL ENGINEERING INSTALLATIONS | Accessories | Cctv Camera Complete With All Necessary Accessories, Excavations, Backfilling, Reinstatement, Foundations, Finishes And All Other Required Civil Works, Fixing Accessories, Supporting Brackets, Mounting Poles, All In Accordance With The Specification And Drawings ; Outdoor Camera; Ref.Ct-01 | 22 | Nr | AED | 6297.2
2021-01 | 2 | 2.0152 |  | United Arab Emirates | Abu Dhabi | Hard & Soft Landscaping | Celebration Plaza | External works | DMT | Basatin Landscaping | Award | 2021 | Fixed Price Lump Sum | ELECTRICAL ENGINEERING INSTALLATIONS | Accessories | Cctv Camera Complete With All Necessary Accessories, Excavations, Backfilling, Reinstatement, Foundations, Finishes And All Other Required Civil Works, Fixing Accessories, Supporting Brackets, Mounting Poles, All In Accordance With The Specification And Drawings ; Outdoor Camera; Ref.Ct-02 | 2 | Nr | AED | 6888.7
2021-01 | 2 | 2.0152 |  | United Arab Emirates | Abu Dhabi | Hard & Soft Landscaping | Celebration Plaza | External works | DMT | Basatin Landscaping | Award | 2021 | Fixed Price Lump Sum | ELECTRICAL ENGINEERING INSTALLATIONS | Final sub-circuits and auxiliary installations | External Street Lighting Systems ; Below Ground Upvc Ducts , Including All Necessary Excavation, Backfilling With Approved Materials, Reinstatement, Concrete Tiles, Warning Tapes, Fittings, Accessories, Consumable And The Like, Complete; All In Accordance With Specification And Drawings ; 2 Way Concrete Encasement For Lighting | 65 | m | AED | 986
2021-01 | 2 | 2.0152 |  | United Arab Emirates | Abu Dhabi | Hard & Soft Landscaping | Celebration Plaza | External works | DMT | Basatin Landscaping | Award | 2021 | Fixed Price Lump Sum | ELECTRICAL ENGINEERING INSTALLATIONS | Final sub-circuits and auxiliary installations | External Street Lighting Systems ; Below Ground Upvc Ducts , Including All Necessary Excavation, Backfilling With Approved Materials, Reinstatement, Concrete Tiles, Warning Tapes, Fittings, Accessories, Consumable And The Like, Complete; All In Accordance With Specification And Drawings ; 6 Way Concrete Encasement For Lighting | 11 | m | AED | 986
2021-01 | 2 | 2.0152 |  | United Arab Emirates | Abu Dhabi | Hard & Soft Landscaping | Celebration Plaza | External works | DMT | Basatin Landscaping | Award | 2021 | Fixed Price Lump Sum | ELECTRICAL ENGINEERING INSTALLATIONS | Accessories | Wiring In Approved Cables, Drawing Into And Including Upvc Duct/Conduit Where Required Complete With Boxes, Supporting Brackets, Fittings And All Other Required Civil Works, Like Excavating Trenches, Backfilling, Reinstatement, Finishes, All In Accordance With The Specification And Drawings. ; To Final Points ; Lighting Points | 771 | Nr | AED | 184.5
2021-01 | 2 | 2.0152 |  | United Arab Emirates | Abu Dhabi | Hard & Soft Landscaping | Celebration Plaza | External works | DMT | Basatin Landscaping | Award | 2021 | Fixed Price Lump Sum | ELECTRICAL ENGINEERING INSTALLATIONS | Final sub-circuits and auxiliary installations | Wiring In Approved Cables, Drawing Into And Including Upvc Duct/Conduit Where Required Complete With Boxes, Supporting Brackets, Fittings And All Other Required Civil Works, Like Excavating Trenches, Backfilling, Reinstatement, Finishes, All In Accordance With The Specification And Drawings. ; To Final Points ; Linear Lighting Points | 1 | Item | AED | 116083.7
2021-01 | 2 | 2.0153 |  | United Arab Emirates | Abu Dhabi | Hard & Soft Landscaping | Celebration Plaza | External works | DMT | Basatin Landscaping | Award | 2021 | Fixed Price Lump Sum | ELECTRICAL ENGINEERING INSTALLATIONS | Final sub-circuits and auxiliary installations | Wiring In Approved Cables, Drawing Into And Including Upvc Duct/Conduit Where Required Complete With Boxes, Supporting Brackets, Fittings And All Other Required Civil Works, Like Excavating Trenches, Backfilling, Reinstatement, Finishes, All In Accordance With The Specification And Drawings. ; To Final Points ; Allow Wiring For Catenary Lighting System | 1 | Item | AED | 10767.5
2021-01 | 2 | 2.0153 |  | United Arab Emirates | Abu Dhabi | Hard & Soft Landscaping | Celebration Plaza | External works | DMT | Basatin Landscaping | Award | 2021 | Fixed Price Lump Sum | ELECTRICAL ENGINEERING INSTALLATIONS | Final sub-circuits and auxiliary installations | Installation Of Light Fittings Including Necessary Excavations, Backfilling, Reinstatement, Foundations, Lamps And All Required Civil Works, Finishes, All Necessary Fixing Accessories, Mounting Poles Complete; All In Accordance With The Specifications And Drawings ; Light Fitting; Ref. Lc1 | 106 | Nr | AED | 655.2
2021-01 | 2 | 2.0153 |  | United Arab Emirates | Abu Dhabi | Hard & Soft Landscaping | Celebration Plaza | External works | DMT | Basatin Landscaping | Award | 2021 | Fixed Price Lump Sum | ELECTRICAL ENGINEERING INSTALLATIONS | Final sub-circuits and auxiliary installations | Installation Of Light Fittings Including Necessary Excavations, Backfilling, Reinstatement, Foundations, Lamps And All Required Civil Works, Finishes, All Necessary Fixing Accessories, Mounting Poles Complete; All In Accordance With The Specifications And Drawings ; Light Fitting; Ref. Lc5 | 70 | Nr | AED | 655.2
2021-01 | 2 | 2.0153 |  | United Arab Emirates | Abu Dhabi | Hard & Soft Landscaping | Celebration Plaza | External works | DMT | Basatin Landscaping | Award | 2021 | Fixed Price Lump Sum | ELECTRICAL ENGINEERING INSTALLATIONS | Final sub-circuits and auxiliary installations | Installation Of Light Fittings Including Necessary Excavations, Backfilling, Reinstatement, Foundations, Lamps And All Required Civil Works, Finishes, All Necessary Fixing Accessories, Mounting Poles Complete; All In Accordance With The Specifications And Drawings ; Light Fitting; Ref. Lc9 | 14 | Nr | AED | 655.2
2021-01 | 2 | 2.0153 |  | United Arab Emirates | Abu Dhabi | Hard & Soft Landscaping | Celebration Plaza | External works | DMT | Basatin Landscaping | Award | 2021 | Fixed Price Lump Sum | ELECTRICAL ENGINEERING INSTALLATIONS | Final sub-circuits and auxiliary installations | Installation Of Light Fittings Including Necessary Excavations, Backfilling, Reinstatement, Foundations, Lamps And All Required Civil Works, Finishes, All Necessary Fixing Accessories, Mounting Poles Complete; All In Accordance With The Specifications And Drawings ; Light Fitting; Ref. B03F | 176 | Nr | AED | 343.5
2021-01 | 2 | 2.0153 |  | United Arab Emirates | Abu Dhabi | Hard & Soft Landscaping | Celebration Plaza | External works | DMT | Basatin Landscaping | Award | 2021 | Fixed Price Lump Sum | ELECTRICAL ENGINEERING INSTALLATIONS | Final sub-circuits and auxiliary installations | Installation Of Light Fittings Including Necessary Excavations, Backfilling, Reinstatement, Foundations, Lamps And All Required Civil Works, Finishes, All Necessary Fixing Accessories, Mounting Poles Complete; All In Accordance With The Specifications And Drawings ; Light Fitting; Ref. Fl1 | 8 | Nr | AED | 343.5
2021-01 | 2 | 2.0153 |  | United Arab Emirates | Abu Dhabi | Hard & Soft Landscaping | Celebration Plaza | External works | DMT | Basatin Landscaping | Award | 2021 | Fixed Price Lump Sum | ELECTRICAL ENGINEERING INSTALLATIONS | Final sub-circuits and auxiliary installations | Installation Of Light Fittings Including Necessary Excavations, Backfilling, Reinstatement, Foundations, Lamps And All Required Civil Works, Finishes, All Necessary Fixing Accessories, Mounting Poles Complete; All In Accordance With The Specifications And Drawings ; Light Fitting; 2 X Flood Light | 6 | Nr | AED | 438.9
2021-01 | 2 | 2.0153 |  | United Arab Emirates | Abu Dhabi | Hard & Soft Landscaping | Celebration Plaza | External works | DMT | Basatin Landscaping | Award | 2021 | Fixed Price Lump Sum | ELECTRICAL ENGINEERING INSTALLATIONS | Equipment | External Street Lighting Systems ; Installation Of Light Fittings Including Necessary Excavations, Backfilling, Reinstatement, Foundations, And All Required Civil Works, Finishes, All Necessary Fixing Accessories, Complete; All In Accordance With The Specifications And Drawings ; Light Fitting; Ref. Ult2 | 130 | Nr | AED | 274.8
2021-01 | 2 | 2.0153 |  | United Arab Emirates | Abu Dhabi | Hard & Soft Landscaping | Celebration Plaza | External works | DMT | Basatin Landscaping | Award | 2021 | Fixed Price Lump Sum | ELECTRICAL ENGINEERING INSTALLATIONS | Equipment | External Street Lighting Systems ; Installation Of Light Fittings Including Necessary Excavations, Backfilling, Reinstatement, Foundations, And All Required Civil Works, Finishes, All Necessary Fixing Accessories, Complete; All In Accordance With The Specifications And Drawings ; Light Fitting; Ref. Ulp4 | 138 | Nr | AED | 274.8
2021-01 | 2 | 2.0153 |  | United Arab Emirates | Abu Dhabi | Hard & Soft Landscaping | Celebration Plaza | External works | DMT | Basatin Landscaping | Award | 2021 | Fixed Price Lump Sum | ELECTRICAL ENGINEERING INSTALLATIONS | Equipment | External Street Lighting Systems ; Installation Of Light Fittings Including Necessary Excavations, Backfilling, Reinstatement, Foundations, And All Required Civil Works, Finishes, All Necessary Fixing Accessories, Complete; All In Accordance With The Specifications And Drawings ; Light Fitting; Ref. Sml4 | 8 | Nr | AED | 572.5
2021-01 | 2 | 2.0154 |  | United Arab Emirates | Abu Dhabi | Hard & Soft Landscaping | Celebration Plaza | External works | DMT | Basatin Landscaping | Award | 2021 | Fixed Price Lump Sum | ELECTRICAL ENGINEERING INSTALLATIONS | Main circuits | External Street Lighting Systems ; Installation Of Light Fittings Including Necessary Excavations, Backfilling, Reinstatement, Foundations, And All Required Civil Works, Finishes, All Necessary Fixing Accessories, Complete; All In Accordance With The Specifications And Drawings ; Catenary Lighting System For Picnic Area; Approx. Quantity 98 Nrs Of Cl-1 | 1 | Item | AED | 21817.4
2021-01 | 2 | 2.0154 |  | United Arab Emirates | Abu Dhabi | Hard & Soft Landscaping | Celebration Plaza | External works | DMT | Basatin Landscaping | Award | 2021 | Fixed Price Lump Sum | ELECTRICAL ENGINEERING INSTALLATIONS | Final sub-circuits and auxiliary installations | External Street Lighting Systems ; Installation Of Light Fittings Including Necessary Excavations, Backfilling, Reinstatement, Foundations, And All Required Civil Works, Finishes, All Necessary Fixing Accessories, Complete; All In Accordance With The Specifications And Drawings ; Light Fitting; Ref. Rbl-2 | 454 | m | AED | 34.4
2021-01 | 2 | 2.0154 |  | United Arab Emirates | Abu Dhabi | Hard & Soft Landscaping | Celebration Plaza | External works | DMT | Basatin Landscaping | Award | 2021 | Fixed Price Lump Sum | ELECTRICAL ENGINEERING INSTALLATIONS | Final sub-circuits and auxiliary installations | External Street Lighting Systems ; Installation Of Light Fittings Including Necessary Excavations, Backfilling, Reinstatement, Foundations, And All Required Civil Works, Finishes, All Necessary Fixing Accessories, Complete; All In Accordance With The Specifications And Drawings ; Light Fitting; Ref. Ill | 91 | m | AED | 34.4
2021-01 | 2 | 2.0154 |  | United Arab Emirates | Abu Dhabi | Hard & Soft Landscaping | Celebration Plaza | External works | DMT | Basatin Landscaping | Award | 2021 | Fixed Price Lump Sum | ELECTRICAL ENGINEERING INSTALLATIONS | Final sub-circuits and auxiliary installations | External Street Lighting Systems ; Installation Of Light Fittings Including Necessary Excavations, Backfilling, Reinstatement, Foundations, And All Required Civil Works, Finishes, All Necessary Fixing Accessories, Complete; All In Accordance With The Specifications And Drawings ; Integrated Balustrade Linear Light | 88 | m | AED | 34.4
2021-01 | 2 | 2.0154 |  | United Arab Emirates | Abu Dhabi | Hard & Soft Landscaping | Celebration Plaza | External works | DMT | Basatin Landscaping | Award | 2021 | Fixed Price Lump Sum | ELECTRICAL ENGINEERING INSTALLATIONS | Final sub-circuits and auxiliary installations | External Street Lighting Systems ; Installation Of Light Fittings Including Necessary Excavations, Backfilling, Reinstatement, Foundations, And All Required Civil Works, Finishes, All Necessary Fixing Accessories, Complete; All In Accordance With The Specifications And Drawings ; Light Fitting; Ref. Fpl | 95 | m | AED | 34.4
2021-01 | 2 | 2.0154 |  | United Arab Emirates | Abu Dhabi | Hard & Soft Landscaping | Celebration Plaza | External works | DMT | Basatin Landscaping | Award | 2021 | Fixed Price Lump Sum | ELECTRICAL ENGINEERING INSTALLATIONS | Equipment | External Street Lighting Systems ; Installation Of Light Fittings Including Necessary Excavations, Backfilling, Reinstatement, Foundations, And All Required Civil Works, Finishes, All Necessary Fixing Accessories, Complete; All In Accordance With The Specifications And Drawings ; Light Fitting; Ref. Lpr | 7 | Nr | AED | 503.8
2021-01 | 2 | 2.0154 |  | United Arab Emirates | Abu Dhabi | Hard & Soft Landscaping | Celebration Plaza | External works | DMT | Basatin Landscaping | Award | 2021 | Fixed Price Lump Sum | ELECTRICAL ENGINEERING INSTALLATIONS | Equipment | External Street Lighting Systems ; Installation Of Light Fittings Including Necessary Excavations, Backfilling, Reinstatement, Foundations, And All Required Civil Works, Finishes, All Necessary Fixing Accessories, Complete; All In Accordance With The Specifications And Drawings ; Light Fitting; Ref. Url | 30 | Nr | AED | 664.1
2021-01 | 2 | 2.0154 |  | United Arab Emirates | Abu Dhabi | Hard & Soft Landscaping | Celebration Plaza | External works | DMT | Basatin Landscaping | Award | 2021 | Fixed Price Lump Sum | ELECTRICAL ENGINEERING INSTALLATIONS | Equipment | External Street Lighting Systems ; Installation Of Light Fittings Including Necessary Excavations, Backfilling, Reinstatement, Foundations, And All Required Civil Works, Finishes, All Necessary Fixing Accessories, Complete; All In Accordance With The Specifications And Drawings ; Light Fitting; Ref. Slww | 22 | Nr | AED | 343.5
2021-01 | 2 | 2.0154 |  | United Arab Emirates | Abu Dhabi | Hard & Soft Landscaping | Celebration Plaza | External works | DMT | Basatin Landscaping | Award | 2021 | Fixed Price Lump Sum | ELECTRICAL ENGINEERING INSTALLATIONS | Equipment | External Street Lighting Systems ; Installation Of Light Fittings Including Necessary Excavations, Backfilling, Reinstatement, Foundations, And All Required Civil Works, Finishes, All Necessary Fixing Accessories, Complete; All In Accordance With The Specifications And Drawings ; Light Fitting; Ref. Sluf | 56 | Nr | AED | 114.5
2021-01 | 2 | 2.0154 |  | United Arab Emirates | Abu Dhabi | Hard & Soft Landscaping | Celebration Plaza | External works | DMT | Basatin Landscaping | Award | 2021 | Fixed Price Lump Sum | ELECTRICAL ENGINEERING INSTALLATIONS | Final sub-circuits and auxiliary installations | Supply Of Light Fittings With All Necessary Fixing Accessories, Lamps, Mounting Poles Complete; All In Accordance With The Specifications And Drawings ; Light Fitting; Ref. Lc1 | 106 | Nr | AED | 3797.4
2021-01 | 2 | 2.0155 |  | United Arab Emirates | Abu Dhabi | Hard & Soft Landscaping | Celebration Plaza | External works | DMT | Basatin Landscaping | Award | 2021 | Fixed Price Lump Sum | ELECTRICAL ENGINEERING INSTALLATIONS | Final sub-circuits and auxiliary installations | Supply Of Light Fittings With All Necessary Fixing Accessories, Lamps, Mounting Poles Complete; All In Accordance With The Specifications And Drawings ; Light Fitting; Ref. Lc5 | 70 | Nr | AED | 6297.2
2021-01 | 2 | 2.0155 |  | United Arab Emirates | Abu Dhabi | Hard & Soft Landscaping | Celebration Plaza | External works | DMT | Basatin Landscaping | Award | 2021 | Fixed Price Lump Sum | ELECTRICAL ENGINEERING INSTALLATIONS | Final sub-circuits and auxiliary installations | Supply Of Light Fittings With All Necessary Fixing Accessories, Lamps, Mounting Poles Complete; All In Accordance With The Specifications And Drawings ; Light Fitting; Ref. Lc9 | 14 | Nr | AED | 6519.8
2021-01 | 2 | 2.0155 |  | United Arab Emirates | Abu Dhabi | Hard & Soft Landscaping | Celebration Plaza | External works | DMT | Basatin Landscaping | Award | 2021 | Fixed Price Lump Sum | ELECTRICAL ENGINEERING INSTALLATIONS | Final sub-circuits and auxiliary installations | Supply Of Light Fittings With All Necessary Fixing Accessories, Lamps, Mounting Poles Complete; All In Accordance With The Specifications And Drawings ; Light Fitting; Ref. B03F | 176 | Nr | AED | 1844.7
2021-01 | 2 | 2.0155 |  | United Arab Emirates | Abu Dhabi | Hard & Soft Landscaping | Celebration Plaza | External works | DMT | Basatin Landscaping | Award | 2021 | Fixed Price Lump Sum | ELECTRICAL ENGINEERING INSTALLATIONS | Final sub-circuits and auxiliary installations | Supply Of Light Fittings With All Necessary Fixing Accessories, Lamps, Mounting Poles Complete; All In Accordance With The Specifications And Drawings ; Light Fitting; Ref. Fl1 | 8 | Nr | AED | 9223.1
2021-01 | 2 | 2.0155 |  | United Arab Emirates | Abu Dhabi | Hard & Soft Landscaping | Celebration Plaza | External works | DMT | Basatin Landscaping | Award | 2021 | Fixed Price Lump Sum | ELECTRICAL ENGINEERING INSTALLATIONS | Final sub-circuits and auxiliary installations | Supply Of Light Fittings With All Necessary Fixing Accessories, Lamps, Mounting Poles Complete; All In Accordance With The Specifications And Drawings ; Light Fitting; 2 X Flood Light | 6 | Nr | AED | 8269
2021-01 | 2 | 2.0155 |  | United Arab Emirates | Abu Dhabi | Hard & Soft Landscaping | Celebration Plaza | External works | DMT | Basatin Landscaping | Award | 2021 | Fixed Price Lump Sum | ELECTRICAL ENGINEERING INSTALLATIONS | Equipment | External Street Lighting Systems ; Supply Of Light Fittings With All Necessary Fixing Accessories, Lamps, Mounting Poles Complete; All In Accordance With The Specifications And Drawings ; Light Fitting; Ref. Ult2 | 130 | Nr | AED | 3638.4
2021-01 | 2 | 2.0155 |  | United Arab Emirates | Abu Dhabi | Hard & Soft Landscaping | Celebration Plaza | External works | DMT | Basatin Landscaping | Award | 2021 | Fixed Price Lump Sum | ELECTRICAL ENGINEERING INSTALLATIONS | Equipment | External Street Lighting Systems ; Supply Of Light Fittings With All Necessary Fixing Accessories, Lamps, Mounting Poles Complete; All In Accordance With The Specifications And Drawings ; Light Fitting; Ref. Ulp4 | 138 | Nr | AED | 3975.5
2021-01 | 2 | 2.0155 |  | United Arab Emirates | Abu Dhabi | Hard & Soft Landscaping | Celebration Plaza | External works | DMT | Basatin Landscaping | Award | 2021 | Fixed Price Lump Sum | ELECTRICAL ENGINEERING INSTALLATIONS | Equipment | External Street Lighting Systems ; Supply Of Light Fittings With All Necessary Fixing Accessories, Lamps, Mounting Poles Complete; All In Accordance With The Specifications And Drawings ; Light Fitting; Ref. Sml4 | 8 | Nr | AED | 1253.1
2021-01 | 2 | 2.0155 |  | United Arab Emirates | Abu Dhabi | Hard & Soft Landscaping | Celebration Plaza | External works | DMT | Basatin Landscaping | Award | 2021 | Fixed Price Lump Sum | ELECTRICAL ENGINEERING INSTALLATIONS | Main circuits | External Street Lighting Systems ; Supply Of Light Fittings With All Necessary Fixing Accessories, Lamps, Mounting Poles Complete; All In Accordance With The Specifications And Drawings ; Catenary Lighting System For Picnic Area; Approx. Quantity 98 Nrs Of Cl-1 | 1 | Item | AED | 181520.6
2021-01 | 2 | 2.0155 |  | United Arab Emirates | Abu Dhabi | Hard & Soft Landscaping | Celebration Plaza | External works | DMT | Basatin Landscaping | Award | 2021 | Fixed Price Lump Sum | ELECTRICAL ENGINEERING INSTALLATIONS | Final sub-circuits and auxiliary installations | External Street Lighting Systems ; Supply Of Light Fittings With All Necessary Fixing Accessories, Lamps, Mounting Poles Complete; All In Accordance With The Specifications And Drawings ; Light Fitting; Ref. Rbl-2 | 454 | m | AED | 221.4
2021-01 | 2 | 2.0156 |  | United Arab Emirates | Abu Dhabi | Hard & Soft Landscaping | Celebration Plaza | External works | DMT | Basatin Landscaping | Award | 2021 | Fixed Price Lump Sum | ELECTRICAL ENGINEERING INSTALLATIONS | Final sub-circuits and auxiliary installations | External Street Lighting Systems ; Supply Of Light Fittings With All Necessary Fixing Accessories, Lamps, Mounting Poles Complete; All In Accordance With The Specifications And Drawings ; Light Fitting; Ref. Ill | 91 | m | AED | 286.3
2021-01 | 2 | 2.0156 |  | United Arab Emirates | Abu Dhabi | Hard & Soft Landscaping | Celebration Plaza | External works | DMT | Basatin Landscaping | Award | 2021 | Fixed Price Lump Sum | ELECTRICAL ENGINEERING INSTALLATIONS | Final sub-circuits and auxiliary installations | External Street Lighting Systems ; Supply Of Light Fittings With All Necessary Fixing Accessories, Lamps, Mounting Poles Complete; All In Accordance With The Specifications And Drawings ; Integrated Balustrade Linear Light | 88 | m | AED | 299
2021-01 | 2 | 2.0156 |  | United Arab Emirates | Abu Dhabi | Hard & Soft Landscaping | Celebration Plaza | External works | DMT | Basatin Landscaping | Award | 2021 | Fixed Price Lump Sum | ELECTRICAL ENGINEERING INSTALLATIONS | Final sub-circuits and auxiliary installations | External Street Lighting Systems ; Supply Of Light Fittings With All Necessary Fixing Accessories, Lamps, Mounting Poles Complete; All In Accordance With The Specifications And Drawings ; Light Fitting; Ref. Fpl | 95 | m | AED | 267.2
2021-01 | 2 | 2.0156 |  | United Arab Emirates | Abu Dhabi | Hard & Soft Landscaping | Celebration Plaza | External works | DMT | Basatin Landscaping | Award | 2021 | Fixed Price Lump Sum | ELECTRICAL ENGINEERING INSTALLATIONS | Equipment | External Street Lighting Systems ; Supply Of Light Fittings With All Necessary Fixing Accessories, Lamps, Mounting Poles Complete; All In Accordance With The Specifications And Drawings ; Light Fitting; Ref. Lpr | 7 | Nr | AED | 4770.6
2021-01 | 2 | 2.0156 |  | United Arab Emirates | Abu Dhabi | Hard & Soft Landscaping | Celebration Plaza | External works | DMT | Basatin Landscaping | Award | 2021 | Fixed Price Lump Sum | ELECTRICAL ENGINEERING INSTALLATIONS | Equipment | External Street Lighting Systems ; Supply Of Light Fittings With All Necessary Fixing Accessories, Lamps, Mounting Poles Complete; All In Accordance With The Specifications And Drawings ; Light Fitting; Ref. Url | 30 | Nr | AED | 3752.9
2021-01 | 2 | 2.0156 |  | United Arab Emirates | Abu Dhabi | Hard & Soft Landscaping | Celebration Plaza | External works | DMT | Basatin Landscaping | Award | 2021 | Fixed Price Lump Sum | ELECTRICAL ENGINEERING INSTALLATIONS | Equipment | External Street Lighting Systems ; Supply Of Light Fittings With All Necessary Fixing Accessories, Lamps, Mounting Poles Complete; All In Accordance With The Specifications And Drawings ; Light Fitting; Ref. Slww | 22 | Nr | AED | 2480.7
2021-01 | 2 | 2.0156 |  | United Arab Emirates | Abu Dhabi | Hard & Soft Landscaping | Celebration Plaza | External works | DMT | Basatin Landscaping | Award | 2021 | Fixed Price Lump Sum | ELECTRICAL ENGINEERING INSTALLATIONS | Equipment | External Street Lighting Systems ; Supply Of Light Fittings With All Necessary Fixing Accessories, Lamps, Mounting Poles Complete; All In Accordance With The Specifications And Drawings ; Light Fitting; Ref. Sluf | 56 | Nr | AED | 1253.1
2021-01 | 2 | 2.0156 |  | United Arab Emirates | Abu Dhabi | Hard & Soft Landscaping | Celebration Plaza | Minor Buildings | DMT | Basatin Landscaping | Award | 2021 | Fixed Price Lump Sum | SITE WORK | Excavation | Container Type C; Cafe; All In Accordance With Drawing Reference 2020_018-00-Bma-Ar-Dt-05020 ; Excavation And Filling ; Foundation Excavation For Footings; Not Exceeding 2M Deeps | 66 | m³ | AED | 25.5
2021-01 | 2 | 2.0156 |  | United Arab Emirates | Abu Dhabi | Hard & Soft Landscaping | Celebration Plaza | Minor Buildings | DMT | Basatin Landscaping | Award | 2021 | Fixed Price Lump Sum | SITE WORK | Disposal | Container Type C; Cafe; All In Accordance With Drawing Reference 2020_018-00-Bma-Ar-Dt-05020 ; Excavation And Filling ; Disposal Of Previously Excavated Off Site To A Suitable Location In Accordance With Engineer Requirements Engineer Requirements | 41 | m³ | AED | 25.5
2021-01 | 2 | 2.0156 |  | United Arab Emirates | Abu Dhabi | Hard & Soft Landscaping | Celebration Plaza | Minor Buildings | DMT | Basatin Landscaping | Award | 2021 | Fixed Price Lump Sum | SITE WORK | Filling | Container Type C; Cafe; All In Accordance With Drawing Reference 2020_018-00-Bma-Ar-Dt-05020 ; Excavation And Filling ; Imported Filling; One Layer Of 250Mm Thick Road Base Material Of 80% Cbr Value | 71 | m² | AED | 37.4
2021-01 | 2 | 2.0157 |  | United Arab Emirates | Abu Dhabi | Hard & Soft Landscaping | Celebration Plaza | Minor Buildings | DMT | Basatin Landscaping | Award | 2021 | Fixed Price Lump Sum | SITE WORK | Filling | Container Type C; Cafe; All In Accordance With Drawing Reference 2020_018-00-Bma-Ar-Dt-05020 ; Excavation And Filling ; | 25 | m³ | AED | 25.5
2021-01 | 2 | 2.0157 |  | United Arab Emirates | Abu Dhabi | Hard & Soft Landscaping | Celebration Plaza | Minor Buildings | DMT | Basatin Landscaping | Award | 2021 | Fixed Price Lump Sum | SITE WORK | Landscaping | Ground Remadiation And Soil Stabilisation ; Compaction Of Existing Sub-Grade 98% Mdd | 71 | m² | AED | 28
2021-01 | 2 | 2.0157 |  | United Arab Emirates | Abu Dhabi | Hard & Soft Landscaping | Celebration Plaza | Minor Buildings | DMT | Basatin Landscaping | Award | 2021 | Fixed Price Lump Sum | CONCRETE WORK | Poured concrete | In-Site Concrete Works ; Plain In-Situ Concrete; Blinding; 100Mm Thick; In Footings; Poured On Earth 50Mm Thick Screed Protection | 5 | m³ | AED | 384.2
2021-01 | 2 | 2.0157 |  | United Arab Emirates | Abu Dhabi | Hard & Soft Landscaping | Celebration Plaza | Minor Buildings | DMT | Basatin Landscaping | Award | 2021 | Fixed Price Lump Sum | CONCRETE WORK | Poured concrete | In-Site Concrete Works ; Reinforced Concrete To Footings Type F1; Concrete Grade Type C35/45; Size 2000Mm X 2000Mm X 450Mm | 5 | m³ | AED | 480.9
2021-01 | 2 | 2.0157 |  | United Arab Emirates | Abu Dhabi | Hard & Soft Landscaping | Celebration Plaza | Minor Buildings | DMT | Basatin Landscaping | Award | 2021 | Fixed Price Lump Sum | CONCRETE WORK | Poured concrete | In-Site Concrete Works ; Reinforced Concrete To Footings Type F2; Concrete Grade Type C35/45; Size 1600Mm X 1600Mm X 400Mm | 2 | m³ | AED | 480.9
2021-01 | 2 | 2.0157 |  | United Arab Emirates | Abu Dhabi | Hard & Soft Landscaping | Celebration Plaza | Minor Buildings | DMT | Basatin Landscaping | Award | 2021 | Fixed Price Lump Sum | CONCRETE WORK | Poured concrete | In-Site Concrete Works ; Reinforced Concrete To Footings Type F3; Concrete Grade Type C35/45; Size 2000Mm X 1300Mm X 400Mm | 1 | m³ | AED | 480.9
2021-01 | 2 | 2.0157 |  | United Arab Emirates | Abu Dhabi | Hard & Soft Landscaping | Celebration Plaza | Minor Buildings | DMT | Basatin Landscaping | Award | 2021 | Fixed Price Lump Sum | CONCRETE WORK | Poured concrete | In-Site Concrete Works ; Reinforced Concrete To Column Necks; Concrete Grade Type C35/45; Various Sizes | 1 | m³ | AED | 480.9
2021-01 | 2 | 2.0157 |  | United Arab Emirates | Abu Dhabi | Hard & Soft Landscaping | Celebration Plaza | Minor Buildings | DMT | Basatin Landscaping | Award | 2021 | Fixed Price Lump Sum | CONCRETE WORK | Poured concrete | In-Site Concrete Works ; Reinforced Concrete To Ground Beams Type Gb1; Concrete Grade Type C35/45; Size 250Mm X 500Mm High | 1 | m³ | AED | 480.9
2021-01 | 2 | 2.0157 |  | United Arab Emirates | Abu Dhabi | Hard & Soft Landscaping | Celebration Plaza | Minor Buildings | DMT | Basatin Landscaping | Award | 2021 | Fixed Price Lump Sum | CONCRETE WORK | Poured concrete | In-Site Concrete Works ; Reinforced Concrete To Ground Beams Type Gb2; Concrete Grade Type C35/45; Size 250Mm X 500Mm High | 1 | m³ | AED | 480.9
2021-01 | 2 | 2.0157 |  | United Arab Emirates | Abu Dhabi | Hard & Soft Landscaping | Celebration Plaza | Minor Buildings | DMT | Basatin Landscaping | Award | 2021 | Fixed Price Lump Sum | CONCRETE WORK | Poured concrete | In-Site Concrete Works ; Reinforced Concrete To Ground Beams Type Gb3; Concrete Grade Type C35/45; Size 250Mm X 500Mm High | 3 | m³ | AED | 480.9
2021-01 | 2 | 2.0158 |  | United Arab Emirates | Abu Dhabi | Hard & Soft Landscaping | Celebration Plaza | Minor Buildings | DMT | Basatin Landscaping | Award | 2021 | Fixed Price Lump Sum | CONCRETE WORK | Poured concrete | In-Site Concrete Works ; Reinforced Concrete To Sla B On Grade; Concrete Grade Type C25/30; 150Mm Thick | 6 | m³ | AED | 480.9
2021-01 | 2 | 2.0158 |  | United Arab Emirates | Abu Dhabi | Hard & Soft Landscaping | Celebration Plaza | Minor Buildings | DMT | Basatin Landscaping | Award | 2021 | Fixed Price Lump Sum | CONCRETE WORK | Poured concrete | In-Site Concrete Works ; Reinforced Concrete Type C35/45; To Columns | 2 | m³ | AED | 480.9
2021-01 | 2 | 2.0158 |  | United Arab Emirates | Abu Dhabi | Hard & Soft Landscaping | Celebration Plaza | Minor Buildings | DMT | Basatin Landscaping | Award | 2021 | Fixed Price Lump Sum | CONCRETE WORK | Poured concrete | In-Site Concrete Works ; Reinforced Concrete Type C35/45; To Roof Beams | 2 | m³ | AED | 480.9
2021-01 | 2 | 2.0158 |  | United Arab Emirates | Abu Dhabi | Hard & Soft Landscaping | Celebration Plaza | Minor Buildings | DMT | Basatin Landscaping | Award | 2021 | Fixed Price Lump Sum | CONCRETE WORK | Poured concrete | In-Site Concrete Works ; Reinforced Concrete Type C35/45; To Roof Slab | 11 | m³ | AED | 480.9
2021-01 | 2 | 2.0158 |  | United Arab Emirates | Abu Dhabi | Hard & Soft Landscaping | Celebration Plaza | Minor Buildings | DMT | Basatin Landscaping | Award | 2021 | Fixed Price Lump Sum | CONCRETE WORK | Shuttering | In-Site Concrete Works ; Formwork; Vertically To Footings | 9 | m² | AED | 57.9
2021-01 | 2 | 2.0158 |  | United Arab Emirates | Abu Dhabi | Hard & Soft Landscaping | Celebration Plaza | Minor Buildings | DMT | Basatin Landscaping | Award | 2021 | Fixed Price Lump Sum | CONCRETE WORK | Shuttering | In-Site Concrete Works ; Formwork; Vertically To Column Neck | 9 | m² | AED | 57.9
2021-01 | 2 | 2.0158 |  | United Arab Emirates | Abu Dhabi | Hard & Soft Landscaping | Celebration Plaza | Minor Buildings | DMT | Basatin Landscaping | Award | 2021 | Fixed Price Lump Sum | CONCRETE WORK | Shuttering | In-Site Concrete Works ; Formwork; Vertically To Ground Beams | 35 | m² | AED | 57.9
2021-01 | 2 | 2.0158 |  | United Arab Emirates | Abu Dhabi | Hard & Soft Landscaping | Celebration Plaza | Minor Buildings | DMT | Basatin Landscaping | Award | 2021 | Fixed Price Lump Sum | CONCRETE WORK | Shuttering | In-Site Concrete Works ; Formwork; Vertically; To Columns | 21 | m² | AED | 57.9
2021-01 | 2 | 2.0158 |  | United Arab Emirates | Abu Dhabi | Hard & Soft Landscaping | Celebration Plaza | Minor Buildings | DMT | Basatin Landscaping | Award | 2021 | Fixed Price Lump Sum | CONCRETE WORK | Shuttering | In-Site Concrete Works ; Formwork To Sides And Soffits Of Roof Beams | 17 | m² | AED | 57.9
2021-01 | 2 | 2.0158 |  | United Arab Emirates | Abu Dhabi | Hard & Soft Landscaping | Celebration Plaza | Minor Buildings | DMT | Basatin Landscaping | Award | 2021 | Fixed Price Lump Sum | CONCRETE WORK | Shuttering | In-Site Concrete Works ; Formwork To Roof Slab; Vertically; 250Mm Thick | 6 | m² | AED | 57.9
2021-01 | 2 | 2.0159 |  | United Arab Emirates | Abu Dhabi | Hard & Soft Landscaping | Celebration Plaza | Minor Buildings | DMT | Basatin Landscaping | Award | 2021 | Fixed Price Lump Sum | CONCRETE WORK | Shuttering | In-Site Concrete Works ; Formwork To Roof Slab; Horizontally | 42 | m² | AED | 57.9
2021-01 | 2 | 2.0159 |  | United Arab Emirates | Abu Dhabi | Hard & Soft Landscaping | Celebration Plaza | Minor Buildings | DMT | Basatin Landscaping | Award | 2021 | Fixed Price Lump Sum | CONCRETE WORK | Reinforcement | Container Type C; Cafe; All In Accordance With Drawing Reference 2020_018-00-Bma-Ar-Dt-05020 ; In-Site Concrete Works ; Reinforcement To Slab On Grade; A393 Mesh | 42 | m² | AED | 42
2021-01 | 2 | 2.0159 |  | United Arab Emirates | Abu Dhabi | Hard & Soft Landscaping | Celebration Plaza | Minor Buildings | DMT | Basatin Landscaping | Award | 2021 | Fixed Price Lump Sum | CONCRETE WORK | Reinforcement | Container Type C; Cafe; All In Accordance With Drawing Reference 2020_018-00-Bma-Ar-Dt-05020 ; In-Site Concrete Works ; Reinforcement To Footings | 736 | kg | AED | 4.3
2021-01 | 2 | 2.0159 |  | United Arab Emirates | Abu Dhabi | Hard & Soft Landscaping | Celebration Plaza | Minor Buildings | DMT | Basatin Landscaping | Award | 2021 | Fixed Price Lump Sum | CONCRETE WORK | Reinforcement | Container Type C; Cafe; All In Accordance With Drawing Reference 2020_018-00-Bma-Ar-Dt-05020 ; In-Site Concrete Works ; Reinforcement To Column Necks | 126 | kg | AED | 4.3
2021-01 | 2 | 2.0159 |  | United Arab Emirates | Abu Dhabi | Hard & Soft Landscaping | Celebration Plaza | Minor Buildings | DMT | Basatin Landscaping | Award | 2021 | Fixed Price Lump Sum | CONCRETE WORK | Reinforcement | Container Type C; Cafe; All In Accordance With Drawing Reference 2020_018-00-Bma-Ar-Dt-05020 ; In-Site Concrete Works ; Reinforcement To Ground Beams | 883 | kg | AED | 4.3
2021-01 | 2 | 2.0159 |  | United Arab Emirates | Abu Dhabi | Hard & Soft Landscaping | Celebration Plaza | Minor Buildings | DMT | Basatin Landscaping | Award | 2021 | Fixed Price Lump Sum | CONCRETE WORK | Reinforcement | Container Type C; Cafe; All In Accordance With Drawing Reference 2020_018-00-Bma-Ar-Dt-05020 ; In-Site Concrete Works ; Reinforcement To Columns | 288 | kg | AED | 4.3
2021-01 | 2 | 2.0159 |  | United Arab Emirates | Abu Dhabi | Hard & Soft Landscaping | Celebration Plaza | Minor Buildings | DMT | Basatin Landscaping | Award | 2021 | Fixed Price Lump Sum | CONCRETE WORK | Reinforcement | Container Type C; Cafe; All In Accordance With Drawing Reference 2020_018-00-Bma-Ar-Dt-05020 ; In-Site Concrete Works ; Reinforcement To Roof Beams | 825 | kg | AED | 4.3
2021-01 | 2 | 2.0159 |  | United Arab Emirates | Abu Dhabi | Hard & Soft Landscaping | Celebration Plaza | Minor Buildings | DMT | Basatin Landscaping | Award | 2021 | Fixed Price Lump Sum | THERMAL AND MOISTURE PROTECTION | Coverings and linings | Waterproofing ; 1 Layer Of 1000Mm Gauge Polythene Sheet | 71 | m² | AED | 3.9
2021-01 | 2 | 2.0159 |  | United Arab Emirates | Abu Dhabi | Hard & Soft Landscaping | Celebration Plaza | Minor Buildings | DMT | Basatin Landscaping | Award | 2021 | Fixed Price Lump Sum | THERMAL AND MOISTURE PROTECTION | Coverings and linings | Waterproofing ; Waterproofing; Vertically To Footings; Comprising Of Bituminous Paint Primer Coat And 5Mm Sbs Modified Bitumonous Membrane | 70 | m² | AED | 50.3
2021-01 | 2 | 2.0159 |  | United Arab Emirates | Abu Dhabi | Hard & Soft Landscaping | Celebration Plaza | Minor Buildings | DMT | Basatin Landscaping | Award | 2021 | Fixed Price Lump Sum | THERMAL AND MOISTURE PROTECTION | Coverings and linings | Waterproofing ; Waterproofing; Vertically To Footings; 6Mm Bituminous Protection Board | 70 | m² | AED | 50.3
2021-01 | 2 | 2.016 |  | United Arab Emirates | Abu Dhabi | Hard & Soft Landscaping | Celebration Plaza | Minor Buildings | DMT | Basatin Landscaping | Award | 2021 | Fixed Price Lump Sum | THERMAL AND MOISTURE PROTECTION | Coverings and linings | Waterproofing ; Waterproofing; Horizontally To Footings; Comprising Of Bituminous Paint Primer Coat And 5Mm Sbs Modified Bitumonous Membrane | 64 | m² | AED | 50.3
2021-01 | 2 | 2.016 |  | United Arab Emirates | Abu Dhabi | Hard & Soft Landscaping | Celebration Plaza | Minor Buildings | DMT | Basatin Landscaping | Award | 2021 | Fixed Price Lump Sum | MASONRY | Walls and piers | Container Type C; Cafe; External Walls ; External Enclosing Walls Above Ground Level ; Solid Concrete Block Wall; 250Mm Thick | 53 | m² | AED | 241.8
2021-01 | 2 | 2.016 |  | United Arab Emirates | Abu Dhabi | Hard & Soft Landscaping | Celebration Plaza | Minor Buildings | DMT | Basatin Landscaping | Award | 2021 | Fixed Price Lump Sum | FINISHES | Finishings | Finishes To External Walls ; Plaster To Cement Block Wall; 15Mm Thick | 53 | m² | AED | 66.2
2021-01 | 2 | 2.016 |  | United Arab Emirates | Abu Dhabi | Hard & Soft Landscaping | Celebration Plaza | Minor Buildings | DMT | Basatin Landscaping | Award | 2021 | Fixed Price Lump Sum | FINISHES | Finishings | Finishes To External Walls ; External Insulated Wall Type Ews-01; Eifs System | 89 | m² | AED | 254.5
2021-01 | 2 | 2.016 |  | United Arab Emirates | Abu Dhabi | Hard & Soft Landscaping | Celebration Plaza | Minor Buildings | DMT | Basatin Landscaping | Award | 2021 | Fixed Price Lump Sum | FINISHES | Finishings | Finishes To External Walls ; Cladding Type Ews-02; 36 X 40Mm Bamboo Composite Façade Cladding | 86 | m² | AED | 610.7
2021-01 | 2 | 2.016 |  | United Arab Emirates | Abu Dhabi | Hard & Soft Landscaping | Celebration Plaza | Minor Buildings | DMT | Basatin Landscaping | Award | 2021 | Fixed Price Lump Sum | DOORS AND WINDOWS | Windows | Windows And External Doors; All In Accordance With Drawing Reference 2020_018-00-Bma-Ar-Dt-06500, 2020_018-00-Bma-Ar-Dt-06501 And 2020_018-00-Bma-Ar-Dt-06600 With And Including All Ironmongery As Per Drawing Reference 2020_018-00-Bma-Ar-Sh-10200 ; External Windows ; Window Type Ew-04; Size 5,200 X 2,800Mm High | 1 | Nr | AED | 19678.6
2021-01 | 2 | 2.016 |  | United Arab Emirates | Abu Dhabi | Hard & Soft Landscaping | Celebration Plaza | Minor Buildings | DMT | Basatin Landscaping | Award | 2021 | Fixed Price Lump Sum | DOORS AND WINDOWS | Doors | External Doors ; Door Type Ed-03; Single Metal Door With Pc-01 Finish; Size 1,000 X 2,100Mm High | 1 | Nr | AED | 4093.2
2021-01 | 2 | 2.016 |  | United Arab Emirates | Abu Dhabi | Hard & Soft Landscaping | Celebration Plaza | Minor Buildings | DMT | Basatin Landscaping | Award | 2021 | Fixed Price Lump Sum | ACCESSORIES | Partitions | Internal Walls And Partitions ; Walls And Partitions ; Solid Concrete Block Wall; 150Mm Thick | 16 | m² | AED | 205.3
2021-01 | 2 | 2.016 |  | United Arab Emirates | Abu Dhabi | Hard & Soft Landscaping | Celebration Plaza | Minor Buildings | DMT | Basatin Landscaping | Award | 2021 | Fixed Price Lump Sum | FINISHES | Finishings | Container Type C; Cafe; Internal Finishes; All In Accordance With Drawing Reference 2020_018-00-Bma-Ar-Sh-10100 ; Wall Finishes ; Plaster To Cement Block Wall; 15Mm Thick | 32 | m² | AED | 54.9
2021-01 | 2 | 2.016 |  | United Arab Emirates | Abu Dhabi | Hard & Soft Landscaping | Celebration Plaza | Minor Buildings | DMT | Basatin Landscaping | Award | 2021 | Fixed Price Lump Sum | FINISHES | Finishings | Container Type C; Cafe; Internal Finishes; All In Accordance With Drawing Reference 2020_018-00-Bma-Ar-Sh-10100 ; Wall Finishes ; Wall Finish Type Pt-01; Interior Emulsion Paint; Moisture Resistant | 89 | m² | AED | 31.5
2021-01 | 2 | 2.0161 |  | United Arab Emirates | Abu Dhabi | Hard & Soft Landscaping | Celebration Plaza | Minor Buildings | DMT | Basatin Landscaping | Award | 2021 | Fixed Price Lump Sum | FINISHES | Finishings | Floor Finishes ; Floor Finish Type Th-01; Precast Concrete Threshold; 160Mm Wide | 5 | m | AED | 157.5
2021-01 | 2 | 2.0161 |  | United Arab Emirates | Abu Dhabi | Hard & Soft Landscaping | Celebration Plaza | Minor Buildings | DMT | Basatin Landscaping | Award | 2021 | Fixed Price Lump Sum | FINISHES | Finishings | Floor Finishes ; Floor Finish Type Th-01; Precast Concrete Threshold; 350Mm Wide | 1 | m | AED | 236.8
2021-01 | 2 | 2.0161 |  | United Arab Emirates | Abu Dhabi | Hard & Soft Landscaping | Celebration Plaza | Minor Buildings | DMT | Basatin Landscaping | Award | 2021 | Fixed Price Lump Sum | FINISHES | Finishings | Roof Finish ; Ridge Cappings; Metal Capping / Flashing To Top Of Parapet; Size 445Mm Wide | 24 | m | AED | 54.9
2021-01 | 2 | 2.0161 |  | United Arab Emirates | Abu Dhabi | Hard & Soft Landscaping | Celebration Plaza | Minor Buildings | DMT | Basatin Landscaping | Award | 2021 | Fixed Price Lump Sum | FINISHES | Finishings | Roof Finish ; Roof Finish Type Rf-01; White Marble Pebbles | 36 | m² | AED | 79.3
2021-01 | 2 | 2.0161 |  | United Arab Emirates | Abu Dhabi | Hard & Soft Landscaping | Celebration Plaza | Minor Buildings | DMT | Basatin Landscaping | Award | 2021 | Fixed Price Lump Sum | FINISHES | Finishings | Roof Finish ; Roof Finish Type Rf-01; Screed To Falls; 100Mm Thick | 36 | m² | AED | 71.2
2021-01 | 2 | 2.0161 |  | United Arab Emirates | Abu Dhabi | Hard & Soft Landscaping | Celebration Plaza | Minor Buildings | DMT | Basatin Landscaping | Award | 2021 | Fixed Price Lump Sum | FINISHES | Finishings | Roof Finish ; 100Mm Thick Roof Insulation (0.2 W/M2K) | 45 | m² | AED | 189
2021-01 | 2 | 2.0161 |  | United Arab Emirates | Abu Dhabi | Hard & Soft Landscaping | Celebration Plaza | Minor Buildings | DMT | Basatin Landscaping | Award | 2021 | Fixed Price Lump Sum | MECHANICAL ENGINEERING INSTALLATIONS | Pipework and gutterwork | Container Type C; Cafe; Disposal Installations For Minor Buildings ; Condensate Drains ; Allow For Condensate Pipework Including Insulation; Complete All In Accordance With The Drawings And Specifications ; From Dx Unit To Nearest Drain | 3 | Nr | AED | 670.6
2021-01 | 2 | 2.0161 |  | United Arab Emirates | Abu Dhabi | Hard & Soft Landscaping | Celebration Plaza | Minor Buildings | DMT | Basatin Landscaping | Award | 2021 | Fixed Price Lump Sum | MECHANICAL ENGINEERING INSTALLATIONS | Pipework and gutterwork | Soil, Waste And Vent Installations ; Supply And Installation Of Below Ground Upvc Pipes Conforming To Bs En 1401, Including Fittings, All Necessary Excavation, Backfilling, Beds And Surrounds As Required, Accessories And Connections; Complete All In Accordance With Drawings And Specifications ; 3In Diameter, Depth Not Exceeding 1M | 5 | m | AED | 201.8
2021-01 | 2 | 2.0161 |  | United Arab Emirates | Abu Dhabi | Hard & Soft Landscaping | Celebration Plaza | Minor Buildings | DMT | Basatin Landscaping | Award | 2021 | Fixed Price Lump Sum | MECHANICAL ENGINEERING INSTALLATIONS | Pipework and gutterwork | Soil, Waste And Vent Installations ; Supply And Installation Of Below Ground Upvc Pipes Conforming To Bs En 1401, Including Fittings, All Necessary Excavation, Backfilling, Beds And Surrounds As Required, Accessories And Connections; Complete All In Accordance With Drawings And Specifications ; 4In Diameter, Depth Not Exceeding 1M | 1 | m | AED | 214.6
2021-01 | 2 | 2.0161 |  | United Arab Emirates | Abu Dhabi | Hard & Soft Landscaping | Celebration Plaza | Minor Buildings | DMT | Basatin Landscaping | Award | 2021 | Fixed Price Lump Sum | MECHANICAL ENGINEERING INSTALLATIONS | Pipework and gutterwork | Gully Trap; Complete All In Accordance With The Drawings And Specifications ; Gully Trap | 1 | Nr | AED | 335.9
2021-01 | 2 | 2.0162 |  | United Arab Emirates | Abu Dhabi | Hard & Soft Landscaping | Celebration Plaza | Minor Buildings | DMT | Basatin Landscaping | Award | 2021 | Fixed Price Lump Sum | MECHANICAL ENGINEERING INSTALLATIONS | Pipework and gutterwork | Container Type C; Café ; Water Installations For Minor ; Cold Water Installation ; Supply And Installation Of Below Ground Mdpe Potable Water Pipe Water Pipes, Including Fittings, All Necessary Excavation, Backfilling, Beds And Surrounds As Required, Warning Tapes, Accessories And Connections; Complete All In Accordance With Drawings And Specifications ; 25Mm Diameter, Depth Not Exceeding 1M | 5 | m | AED | 23.4
2021-01 | 2 | 2.0162 |  | United Arab Emirates | Abu Dhabi | Hard & Soft Landscaping | Celebration Plaza | Minor Buildings | DMT | Basatin Landscaping | Award | 2021 | Fixed Price Lump Sum | MECHANICAL ENGINEERING INSTALLATIONS | Pipework and gutterwork | Supply And Installation Of Above Ground Ppr (Pn16) Pipes, Including Fittings, Fixing, Supports And All Necessary Accessories And Connections; Complete All In Accordance With The Drawings And Specifications ; 20Mm Diameter | 7 | m | AED | 5.9
2021-01 | 2 | 2.0162 |  | United Arab Emirates | Abu Dhabi | Hard & Soft Landscaping | Celebration Plaza | Minor Buildings | DMT | Basatin Landscaping | Award | 2021 | Fixed Price Lump Sum | MECHANICAL ENGINEERING INSTALLATIONS | Equipment | Dropping Pipes To Sanitary And Kitchen Equipments, Including Fittings, Fixing, Supports And All Necessary Accessories And Connections; Complete All In Accordance With The Drawings And Specifications ; Final Connection To Sanitary And Kitchen Equipments, 15Mm Diameter | 2 | Nr | AED | 26.9
2021-01 | 2 | 2.0162 |  | United Arab Emirates | Abu Dhabi | Hard & Soft Landscaping | Celebration Plaza | Minor Buildings | DMT | Basatin Landscaping | Award | 2021 | Fixed Price Lump Sum | MECHANICAL ENGINEERING INSTALLATIONS | Pipework and gutterwork | Valves And Ancillaries Including Adaptors And Flanges As Required, Complete In Accordance With The Drawings And Specifications ; 25Mm Diameter, Prv Assembly | 1 | Nr | AED | 305.4
2021-01 | 2 | 2.0162 |  | United Arab Emirates | Abu Dhabi | Hard & Soft Landscaping | Celebration Plaza | Minor Buildings | DMT | Basatin Landscaping | Award | 2021 | Fixed Price Lump Sum | MECHANICAL ENGINEERING INSTALLATIONS | Pipework and gutterwork | Fire Water Installation ; Supply And Installation Of Below Ground Mdpe Fire Water Hose Reel Pipes, Including Fittings, All Necessary Excavation, Backfilling, Beds And Surrounds As Required, Warning Tapes, Accessories And Connections; Complete All In Accordance With Drawings And Specifications ; 63Mm Diameter, Depth Not Exceeding 1M | 7 | m | AED | 44.6
2021-01 | 2 | 2.0162 |  | United Arab Emirates | Abu Dhabi | Hard & Soft Landscaping | Celebration Plaza | Minor Buildings | DMT | Basatin Landscaping | Award | 2021 | Fixed Price Lump Sum | MECHANICAL ENGINEERING INSTALLATIONS | Equipment | Fire Hose Reel Cabinet Assemblies Comprising 32 Mm Diameter X 30 M Long Hose Reel With Nozzle, Complete In Accordance With The Drawings And Specifications ; Fire Hose Reel Cabinet | 1 | Nr | AED | 7632.9
2021-01 | 2 | 2.0162 |  | United Arab Emirates | Abu Dhabi | Hard & Soft Landscaping | Celebration Plaza | Minor Buildings | DMT | Basatin Landscaping | Award | 2021 | Fixed Price Lump Sum | MECHANICAL ENGINEERING INSTALLATIONS | Pipework and gutterwork | Container Type C; Cafe; Water Installations For Minor Buildings ; Hot Water Installation ; Supply And Installation Of Above Ground Ppr (Pn16) Pipes, Including Fittings, Fixing, Supports And All Necessary Accessories And Connections; Complete All In Accordance With The Drawings And Specifications ; 20Mm Diameter | 8 | m | AED | 5.9
2021-01 | 2 | 2.0162 |  | United Arab Emirates | Abu Dhabi | Hard & Soft Landscaping | Celebration Plaza | Minor Buildings | DMT | Basatin Landscaping | Award | 2021 | Fixed Price Lump Sum | MECHANICAL ENGINEERING INSTALLATIONS | Equipment | Dropping Pipes To Sanitary And Kitchen Equipments, Including Fittings, Fixing, Supports And All Necessary Accessories And Connections; Complete All In Accordance With The Drawings And Specifications ; Final Connection To Sanitary And Kitchen Equipments, 15Mm Diameter | 1 | Nr | AED | 26.9
2021-01 | 2 | 2.0162 |  | United Arab Emirates | Abu Dhabi | Hard & Soft Landscaping | Celebration Plaza | Minor Buildings | DMT | Basatin Landscaping | Award | 2021 | Fixed Price Lump Sum | MECHANICAL ENGINEERING INSTALLATIONS | Insulation, including linings and protective coverings | Thermal Insulation, Complete All In Accordance With The Drawings And Specifications ; Thermal Insulation, Complete All In Accordance With The Drawings And Specifications | 8 | m | AED | 5.9
2021-01 | 2 | 2.0162 |  | United Arab Emirates | Abu Dhabi | Hard & Soft Landscaping | Celebration Plaza | Minor Buildings | DMT | Basatin Landscaping | Award | 2021 | Fixed Price Lump Sum | MECHANICAL ENGINEERING INSTALLATIONS | Equipment | Electric Water Heaters, Complete Valves, Dip Trays And With All Necessary Ancillaries, Accessories And Connections, Complete All In Accordance With The Drawings And Specifications ; 50 Litre Capacity; Ref. Wh | 1 | Nr | AED | 1341.1
2021-01 | 2 | 2.0163 |  | United Arab Emirates | Abu Dhabi | Hard & Soft Landscaping | Celebration Plaza | Minor Buildings | DMT | Basatin Landscaping | Award | 2021 | Fixed Price Lump Sum | ELECTRICAL ENGINEERING INSTALLATIONS | Accessories | Container Type C; Cafe; Air Conditioning For Minor Buildings ; Dx Split Units, Comprising Of Indoor/Outdoor Unit, Refrigerant Pipes And Insulation, Unit Casing, Drain Pan, Cooling Coils, Fan, Fan Motor, Filters, Wiring To Local Isolator, Thermostats, Sensors, Insulation As Required And All Necessary Accessories And Connections; As Detailed In The Equipment Schedule And In Accordance With Drawings And Specifications ; 1.6 Tr Cooling Load, 450 Cfm Air Flow; Ref. Iu-03 / Ou-03 | 2 | Nr | AED | 7711.7
2021-01 | 2 | 2.0163 |  | United Arab Emirates | Abu Dhabi | Hard & Soft Landscaping | Celebration Plaza | Minor Buildings | DMT | Basatin Landscaping | Award | 2021 | Fixed Price Lump Sum | ELECTRICAL ENGINEERING INSTALLATIONS | Accessories | Container Type C; Cafe; Air Conditioning For Minor Buildings ; Dx Split Units, Comprising Of Indoor/Outdoor Unit, Refrigerant Pipes And Insulation, Unit Casing, Drain Pan, Cooling Coils, Fan, Fan Motor, Filters, Wiring To Local Isolator, Thermostats, Sensors, Insulation As Required And All Necessary Accessories And Connections; As Detailed In The Equipment Schedule And In Accordance With Drawings And Specifications ; 2.9 Tr Cooling Load, 963 Cfm Air Flow; Ref. Iu-04 / Ou-04 | 1 | Nr | AED | 9052.8
2021-01 | 2 | 2.0163 |  | United Arab Emirates | Abu Dhabi | Hard & Soft Landscaping | Celebration Plaza | Minor Buildings | DMT | Basatin Landscaping | Award | 2021 | Fixed Price Lump Sum | MECHANICAL ENGINEERING INSTALLATIONS | Equipment | Ventilation For Minor Buildings ; Ventilation Fans, Including Motors, Filters, And All Necessary Anti-Vibration Mountings And Supports, Dampers, Electrical/Control Wiring, Conduits And Controls, Accessories And Connections To Ductwork, Complete As Detailed In The Equipment Schedule And In Accordance With Drawings And Specifications ; 900 Cfm Air Flow; Ref. Kff | 1 | Nr | AED | 8046.4
2021-01 | 2 | 2.0163 |  | United Arab Emirates | Abu Dhabi | Hard & Soft Landscaping | Celebration Plaza | Minor Buildings | DMT | Basatin Landscaping | Award | 2021 | Fixed Price Lump Sum | MECHANICAL ENGINEERING INSTALLATIONS | Equipment | Ventilation For Minor Buildings ; Ventilation Fans, Including Motors, Filters, And All Necessary Anti-Vibration Mountings And Supports, Dampers, Electrical/Control Wiring, Conduits And Controls, Accessories And Connections To Ductwork, Complete As Detailed In The Equipment Schedule And In Accordance With Drawings And Specifications ; 900 Cfm Air Flow; Ref. Kef | 1 | Nr | AED | 8046.4
2021-01 | 2 | 2.0163 |  | United Arab Emirates | Abu Dhabi | Hard & Soft Landscaping | Celebration Plaza | Minor Buildings | DMT | Basatin Landscaping | Award | 2021 | Fixed Price Lump Sum | ELECTRICAL ENGINEERING INSTALLATIONS | Final sub-circuits and auxiliary installations | Kitchen Hood With Recirculating Air; Complete All In Accordance With Drawings And Specifications ; 2.0M X 0.5M Size | 1 | Nr | AED | 13410.6
2021-01 | 2 | 2.0163 |  | United Arab Emirates | Abu Dhabi | Hard & Soft Landscaping | Celebration Plaza | Minor Buildings | DMT | Basatin Landscaping | Award | 2021 | Fixed Price Lump Sum | MECHANICAL ENGINEERING INSTALLATIONS | Equipment | Fire Extinguishers ; Fire Extinguishers; Including All Necessary Accessories In Accordance With The Specification ; Fire Extinguisher Cabinet Complete With 5Kg Co2 Fe And 5Kg Dry Powder Fe | 1 | Nr | AED | 470
2021-01 | 2 | 2.0163 |  | United Arab Emirates | Abu Dhabi | Hard & Soft Landscaping | Celebration Plaza | Minor Buildings | DMT | Basatin Landscaping | Award | 2021 | Fixed Price Lump Sum | ELECTRICAL ENGINEERING INSTALLATIONS | Accessories | Container Type C; Cafe; Electrical Installation For Minor Buildings ; Small Power Installation ; Wiring In Approved Cables, Drawing Into And Including Conduit Where Required, Complete With Boxes, Fittings And Supporting Brackets, All In Accordance With The Specification And Drawings ; 13A Switched Socket Outlet (W/P) | 5 | Nr | AED | 248.1
2021-01 | 2 | 2.0163 |  | United Arab Emirates | Abu Dhabi | Hard & Soft Landscaping | Celebration Plaza | Minor Buildings | DMT | Basatin Landscaping | Award | 2021 | Fixed Price Lump Sum | ELECTRICAL ENGINEERING INSTALLATIONS | Accessories | Container Type C; Cafe; Electrical Installation For Minor Buildings ; Small Power Installation ; Wiring In Approved Cables, Drawing Into And Including Conduit Where Required, Complete With Boxes, Fittings And Supporting Brackets, All In Accordance With The Specification And Drawings ; 13A Twin Socket Outlet | 1 | Nr | AED | 616.9
2021-01 | 2 | 2.0163 |  | United Arab Emirates | Abu Dhabi | Hard & Soft Landscaping | Celebration Plaza | Minor Buildings | DMT | Basatin Landscaping | Award | 2021 | Fixed Price Lump Sum | ELECTRICAL ENGINEERING INSTALLATIONS | Accessories | Container Type C; Cafe; Electrical Installation For Minor Buildings ; Small Power Installation ; Wiring In Approved Cables, Drawing Into And Including Conduit Where Required, Complete With Boxes, Fittings And Supporting Brackets, All In Accordance With The Specification And Drawings ; 13 A Spur Outlet | 1 | Nr | AED | 248.1
2021-01 | 2 | 2.0163 |  | United Arab Emirates | Abu Dhabi | Hard & Soft Landscaping | Celebration Plaza | Minor Buildings | DMT | Basatin Landscaping | Award | 2021 | Fixed Price Lump Sum | ELECTRICAL ENGINEERING INSTALLATIONS | Accessories | Container Type C; Cafe; Electrical Installation For Minor Buildings ; Small Power Installation ; Wiring In Approved Cables, Drawing Into And Including Conduit Where Required, Complete With Boxes, Fittings And Supporting Brackets, All In Accordance With The Specification And Drawings ; Under Counter Floor Box | 1 | Nr | AED | 1341.1
2021-01 | 2 | 2.0164 |  | United Arab Emirates | Abu Dhabi | Hard & Soft Landscaping | Celebration Plaza | Minor Buildings | DMT | Basatin Landscaping | Award | 2021 | Fixed Price Lump Sum | ELECTRICAL ENGINEERING INSTALLATIONS | Accessories | Accessories; Complete As Described In The Specification And Drawings ; 13A Switched Socket Outlet (W/P) | 5 | Nr | AED | 108.2
2021-01 | 2 | 2.0164 |  | United Arab Emirates | Abu Dhabi | Hard & Soft Landscaping | Celebration Plaza | Minor Buildings | DMT | Basatin Landscaping | Award | 2021 | Fixed Price Lump Sum | ELECTRICAL ENGINEERING INSTALLATIONS | Accessories | Accessories; Complete As Described In The Specification And Drawings ; 13A Twin Socket Outlet | 1 | Nr | AED | 335.9
2021-01 | 2 | 2.0164 |  | United Arab Emirates | Abu Dhabi | Hard & Soft Landscaping | Celebration Plaza | Minor Buildings | DMT | Basatin Landscaping | Award | 2021 | Fixed Price Lump Sum | ELECTRICAL ENGINEERING INSTALLATIONS | Accessories | Accessories; Complete As Described In The Specification And Drawings ; 13 A Spur Outlet | 1 | Nr | AED | 108.2
2021-01 | 2 | 2.0164 |  | United Arab Emirates | Abu Dhabi | Hard & Soft Landscaping | Celebration Plaza | Minor Buildings | DMT | Basatin Landscaping | Award | 2021 | Fixed Price Lump Sum | ELECTRICAL ENGINEERING INSTALLATIONS | Accessories | Accessories; Complete As Described In The Specification And Drawings ; Under Counter Floor Box | 1 | Nr | AED | 1072.9
2021-01 | 2 | 2.0164 |  | United Arab Emirates | Abu Dhabi | Hard & Soft Landscaping | Celebration Plaza | Minor Buildings | DMT | Basatin Landscaping | Award | 2021 | Fixed Price Lump Sum | ELECTRICAL ENGINEERING INSTALLATIONS | Final sub-circuits and auxiliary installations | Lighting Installation ; Wiring In Approved Cables, Drawing Into And Including Conduit Where Required, Complete With Boxes, Fittings And Supporting Brackets, All In Accordance With The Specification And Drawings ; Lighting Points | 11 | Nr | AED | 184.5
2021-01 | 2 | 2.0164 |  | United Arab Emirates | Abu Dhabi | Hard & Soft Landscaping | Celebration Plaza | Minor Buildings | DMT | Basatin Landscaping | Award | 2021 | Fixed Price Lump Sum | ELECTRICAL ENGINEERING INSTALLATIONS | Final sub-circuits and auxiliary installations | Supply And Installation Of Light Fittings Including Fixings, Lamps And Connections Complete In Accordance With The Specifications And Drawings ; Led Recessed Ceiling Spots; 15W | 3 | Nr | AED | 1296.8
2021-01 | 2 | 2.0164 |  | United Arab Emirates | Abu Dhabi | Hard & Soft Landscaping | Celebration Plaza | Minor Buildings | DMT | Basatin Landscaping | Award | 2021 | Fixed Price Lump Sum | ELECTRICAL ENGINEERING INSTALLATIONS | Final sub-circuits and auxiliary installations | Supply And Installation Of Light Fittings Including Fixings, Lamps And Connections Complete In Accordance With The Specifications And Drawings ; Led Surface/Ceiling Mounted Light; 15W | 6 | Nr | AED | 1296.8
2021-01 | 2 | 2.0164 |  | United Arab Emirates | Abu Dhabi | Hard & Soft Landscaping | Celebration Plaza | Minor Buildings | DMT | Basatin Landscaping | Award | 2021 | Fixed Price Lump Sum | ELECTRICAL ENGINEERING INSTALLATIONS | Final sub-circuits and auxiliary installations | Supply And Installation Of Light Fittings Including Fixings, Lamps And Connections Complete In Accordance With The Specifications And Drawings ; Led Surface/Ceiling Mounted Light; 37W | 2 | Nr | AED | 444.3
2021-01 | 2 | 2.0164 |  | United Arab Emirates | Abu Dhabi | Hard & Soft Landscaping | Celebration Plaza | Minor Buildings | DMT | Basatin Landscaping | Award | 2021 | Fixed Price Lump Sum | ELECTRICAL ENGINEERING INSTALLATIONS | Accessories | Container Type C; Cafe; Electrical Installation For Minor Buildings ; Lighting Control Installation ; Wiring In Approved Cables, Drawing Into And Including Conduit Where Required, Complete With Boxes, Fittings And Supporting Brackets, All In Accordance With The Specification And Drawings ; One Way One Gang Switch | 2 | Nr | AED | 254.5
2021-01 | 2 | 2.0164 |  | United Arab Emirates | Abu Dhabi | Hard & Soft Landscaping | Celebration Plaza | Minor Buildings | DMT | Basatin Landscaping | Award | 2021 | Fixed Price Lump Sum | ELECTRICAL ENGINEERING INSTALLATIONS | Accessories | Accessories; Complete As Described In The Specification And Drawings ; One Way One Gang Switch | 2 | Nr | AED | 254.5
2021-01 | 2 | 2.0165 |  | United Arab Emirates | Abu Dhabi | Hard & Soft Landscaping | Celebration Plaza | Minor Buildings | DMT | Basatin Landscaping | Award | 2021 | Fixed Price Lump Sum | ELECTRICAL ENGINEERING INSTALLATIONS | Final sub-circuits and auxiliary installations | Telephone And Data System Installation ; Wiring In Approved Data Cables, Drawing Into And Including Containment Where Required, Complete With Boxes, Fittings And Supporting Brackets, All In Accordance With The Specification And Drawings ; Backbone Cabling For Odf | 1 | Item | AED | 1072.9
2021-01 | 2 | 2.0165 |  | United Arab Emirates | Abu Dhabi | Hard & Soft Landscaping | Celebration Plaza | Minor Buildings | DMT | Basatin Landscaping | Award | 2021 | Fixed Price Lump Sum | ELECTRICAL ENGINEERING INSTALLATIONS | Final sub-circuits and auxiliary installations | Telephone And Data System Installation ; Wiring In Approved Data Cables, Drawing Into And Including Containment Where Required, Complete With Boxes, Fittings And Supporting Brackets, All In Accordance With The Specification And Drawings ; Twin Voice/ Data Outlet | 4 | Nr | AED | 536.5
2021-01 | 2 | 2.0165 |  | United Arab Emirates | Abu Dhabi | Hard & Soft Landscaping | Celebration Plaza | Minor Buildings | DMT | Basatin Landscaping | Award | 2021 | Fixed Price Lump Sum | ELECTRICAL ENGINEERING INSTALLATIONS | Accessories | Accessories; Complete As Described In The Specification And Drawings ; Twin Voice/ Data Outlet | 4 | Nr | AED | 335.9
2021-01 | 2 | 2.0165 |  | United Arab Emirates | Abu Dhabi | Hard & Soft Landscaping | Celebration Plaza | Minor Buildings | DMT | Basatin Landscaping | Award | 2021 | Fixed Price Lump Sum | ELECTRICAL ENGINEERING INSTALLATIONS | Equipment | Video Surveillance System Installation ; Wiring In Approved Cables, Drawing Into And Including Containment Where Required, Complete With Boxes, Fittings And Supporting Brackets, All In Accordance With The Specification And Drawings ; Indoor Camera | 1 | Nr | AED | 3053.2
2021-01 | 2 | 2.0165 |  | United Arab Emirates | Abu Dhabi | Hard & Soft Landscaping | Celebration Plaza | Minor Buildings | DMT | Basatin Landscaping | Award | 2021 | Fixed Price Lump Sum | ELECTRICAL ENGINEERING INSTALLATIONS | Accessories | Container Type C; Cafe; Electrical Installation For Minor Buildings ; Fire Alarm And Detection System Installation ; Wiring In Fire-Rated Cables, Drawing Into And Including Conduit Where Required, Complete With Boxes, Fittings And Supporting Brackets, All In Accordance With The Specification And Drawings ; | 1 | Nr | AED | 9668.4
2021-01 | 2 | 2.0165 |  | United Arab Emirates | Abu Dhabi | Hard & Soft Landscaping | Celebration Plaza | Minor Buildings | DMT | Basatin Landscaping | Award | 2021 | Fixed Price Lump Sum | ELECTRICAL ENGINEERING INSTALLATIONS | Accessories | Container Type C; Cafe; Electrical Installation For Minor Buildings ; Fire Alarm And Detection System Installation ; Wiring In Fire-Rated Cables, Drawing Into And Including Conduit Where Required, Complete With Boxes, Fittings And Supporting Brackets, All In Accordance With The Specification And Drawings ; Smoke Detector | 2 | Nr | AED | 699.7
2021-01 | 2 | 2.0165 |  | United Arab Emirates | Abu Dhabi | Hard & Soft Landscaping | Celebration Plaza | Minor Buildings | DMT | Basatin Landscaping | Award | 2021 | Fixed Price Lump Sum | ELECTRICAL ENGINEERING INSTALLATIONS | Accessories | Container Type C; Cafe; Electrical Installation For Minor Buildings ; Fire Alarm And Detection System Installation ; Wiring In Fire-Rated Cables, Drawing Into And Including Conduit Where Required, Complete With Boxes, Fittings And Supporting Brackets, All In Accordance With The Specification And Drawings ; Heat Detector | 1 | Nr | AED | 699.7
2021-01 | 2 | 2.0165 |  | United Arab Emirates | Abu Dhabi | Hard & Soft Landscaping | Celebration Plaza | Minor Buildings | DMT | Basatin Landscaping | Award | 2021 | Fixed Price Lump Sum | ELECTRICAL ENGINEERING INSTALLATIONS | Accessories | Container Type C; Cafe; Electrical Installation For Minor Buildings ; Fire Alarm And Detection System Installation ; Wiring In Fire-Rated Cables, Drawing Into And Including Conduit Where Required, Complete With Boxes, Fittings And Supporting Brackets, All In Accordance With The Specification And Drawings ; Manual Call Point | 1 | Nr | AED | 661.6
2021-01 | 2 | 2.0165 |  | United Arab Emirates | Abu Dhabi | Hard & Soft Landscaping | Celebration Plaza | Minor Buildings | DMT | Basatin Landscaping | Award | 2021 | Fixed Price Lump Sum | ELECTRICAL ENGINEERING INSTALLATIONS | Accessories | Accessories; Complete As Described In The Specification And Drawings ; Facp | 1 | Nr | AED | 9668.4
2021-01 | 2 | 2.0165 |  | United Arab Emirates | Abu Dhabi | Hard & Soft Landscaping | Celebration Plaza | Minor Buildings | DMT | Basatin Landscaping | Award | 2021 | Fixed Price Lump Sum | ELECTRICAL ENGINEERING INSTALLATIONS | Accessories | Accessories; Complete As Described In The Specification And Drawings ; Smoke Detector | 2 | Nr | AED | 699.7
2021-01 | 2 | 2.0166 |  | United Arab Emirates | Abu Dhabi | Hard & Soft Landscaping | Celebration Plaza | Minor Buildings | DMT | Basatin Landscaping | Award | 2021 | Fixed Price Lump Sum | ELECTRICAL ENGINEERING INSTALLATIONS | Accessories | Accessories; Complete As Described In The Specification And Drawings ; Heat Detector | 1 | Nr | AED | 699.7
2021-01 | 2 | 2.0166 |  | United Arab Emirates | Abu Dhabi | Hard & Soft Landscaping | Celebration Plaza | Minor Buildings | DMT | Basatin Landscaping | Award | 2021 | Fixed Price Lump Sum | ELECTRICAL ENGINEERING INSTALLATIONS | Accessories | Accessories; Complete As Described In The Specification And Drawings ; Manual Call Point | 1 | Nr | AED | 661.6
2021-01 | 2 | 2.0166 |  | United Arab Emirates | Abu Dhabi | Hard & Soft Landscaping | Celebration Plaza | Minor Buildings | DMT | Basatin Landscaping | Award | 2021 | Fixed Price Lump Sum | SITE WORK | Excavation | Container Type D; Prayer Room & Ablution; All In Accordance With Drawing Reference 2020_018-00-Bma-Ar-Dt-05030 To 05031 ; Excavation And Filling ; Foundation Excavation For Footings; Not Exceeding 2M Deeps | 98 | m³ | AED | 25.5
2021-01 | 2 | 2.0166 |  | United Arab Emirates | Abu Dhabi | Hard & Soft Landscaping | Celebration Plaza | Minor Buildings | DMT | Basatin Landscaping | Award | 2021 | Fixed Price Lump Sum | SITE WORK | Disposal | Container Type D; Prayer Room & Ablution; All In Accordance With Drawing Reference 2020_018-00-Bma-Ar-Dt-05030 To 05031 ; Excavation And Filling ; Disposal Of Previously Excavated Off Site To A Suitable Location In Accordance With Engineer Requirements | 23 | m³ | AED | 30.6
2021-01 | 2 | 2.0166 |  | United Arab Emirates | Abu Dhabi | Hard & Soft Landscaping | Celebration Plaza | Minor Buildings | DMT | Basatin Landscaping | Award | 2021 | Fixed Price Lump Sum | SITE WORK | Filling | Container Type D; Prayer Room & Ablution; All In Accordance With Drawing Reference 2020_018-00-Bma-Ar-Dt-05030 To 05031 ; Excavation And Filling ; Imported Filling; One Layer Of 250Mm Thick Road Base Material Of 80% Cbr Value | 37 | m² | AED | 37.4
2021-01 | 2 | 2.0166 |  | United Arab Emirates | Abu Dhabi | Hard & Soft Landscaping | Celebration Plaza | Minor Buildings | DMT | Basatin Landscaping | Award | 2021 | Fixed Price Lump Sum | SITE WORK | Filling | Container Type D; Prayer Room & Ablution; All In Accordance With Drawing Reference 2020_018-00-Bma-Ar-Dt-05030 To 05031 ; Excavation And Filling ; Filling Obtained From Previously Excavated Material | 75 | m³ | AED | 25.5
2021-01 | 2 | 2.0166 |  | United Arab Emirates | Abu Dhabi | Hard & Soft Landscaping | Celebration Plaza | Minor Buildings | DMT | Basatin Landscaping | Award | 2021 | Fixed Price Lump Sum | SITE WORK | Landscaping | Ground Remadiation And Soil Stabilisation ; Compaction Of Existing Sub-Grade 98% Mdd | 37 | m² | AED | 28
2021-01 | 2 | 2.0166 |  | United Arab Emirates | Abu Dhabi | Hard & Soft Landscaping | Celebration Plaza | Minor Buildings | DMT | Basatin Landscaping | Award | 2021 | Fixed Price Lump Sum | CONCRETE WORK | Poured concrete | In-Site Concrete Works ; Plain In-Situ Concrete; Blinding; 100Mm Thick; In Footings; Poured On Earth | 3 | m³ | AED | 384.2
2021-01 | 2 | 2.0166 |  | United Arab Emirates | Abu Dhabi | Hard & Soft Landscaping | Celebration Plaza | Minor Buildings | DMT | Basatin Landscaping | Award | 2021 | Fixed Price Lump Sum | CONCRETE WORK | Poured concrete | In-Site Concrete Works ; 50Mm Thick Screed Protection | 7 | m² | AED | 30.6
2021-01 | 2 | 2.0166 |  | United Arab Emirates | Abu Dhabi | Hard & Soft Landscaping | Celebration Plaza | Minor Buildings | DMT | Basatin Landscaping | Award | 2021 | Fixed Price Lump Sum | CONCRETE WORK | Poured concrete | In-Site Concrete Works ; Reinforced Concrete To Footings Type F1; Concrete Grade Type C35/45; Size 1400Mm X 1400Mm X 400Mm High. | 8 | m³ | AED | 480.9
2021-01 | 2 | 2.0167 |  | United Arab Emirates | Abu Dhabi | Hard & Soft Landscaping | Celebration Plaza | Minor Buildings | DMT | Basatin Landscaping | Award | 2021 | Fixed Price Lump Sum | CONCRETE WORK | Poured concrete | In-Site Concrete Works ; Reinforced Concrete To Footings Type F2; Concrete Grade Type C35/45; Size 1000Mm X 1000Mm X 400Mm High. | 5 | m³ | AED | 480.9
2021-01 | 2 | 2.0167 |  | United Arab Emirates | Abu Dhabi | Hard & Soft Landscaping | Celebration Plaza | Minor Buildings | DMT | Basatin Landscaping | Award | 2021 | Fixed Price Lump Sum | CONCRETE WORK | Poured concrete | In-Site Concrete Works ; Reinforced Concrete To Footings Pedestals Type P1; Concrete Grade Type C35/45; Size 500Mm X 500Mm X 900Mm High. | 2 | m³ | AED | 480.9
2021-01 | 2 | 2.0167 |  | United Arab Emirates | Abu Dhabi | Hard & Soft Landscaping | Celebration Plaza | Minor Buildings | DMT | Basatin Landscaping | Award | 2021 | Fixed Price Lump Sum | CONCRETE WORK | Poured concrete | In-Site Concrete Works ; Reinforced Concrete To Footings Pedestals Type P2; Concrete Grade Type C35/45; Size 300Mm X 300Mm X 900Mm High. | 1 | m³ | AED | 480.9
2021-01 | 2 | 2.0167 |  | United Arab Emirates | Abu Dhabi | Hard & Soft Landscaping | Celebration Plaza | Minor Buildings | DMT | Basatin Landscaping | Award | 2021 | Fixed Price Lump Sum | CONCRETE WORK | Shuttering | In-Site Concrete Works ; Formwork; To Sides Of Footings; Not Exceeding 500Mm High | 34 | m² | AED | 57.9
2021-01 | 2 | 2.0167 |  | United Arab Emirates | Abu Dhabi | Hard & Soft Landscaping | Celebration Plaza | Minor Buildings | DMT | Basatin Landscaping | Award | 2021 | Fixed Price Lump Sum | CONCRETE WORK | Shuttering | In-Site Concrete Works ; Formwork; To Sides Of Pedestals | 31 | m² | AED | 57.9
2021-01 | 2 | 2.0167 |  | United Arab Emirates | Abu Dhabi | Hard & Soft Landscaping | Celebration Plaza | Minor Buildings | DMT | Basatin Landscaping | Award | 2021 | Fixed Price Lump Sum | CONCRETE WORK | Reinforcement | In-Site Concrete Works ; Reinforcement; High Yield Reinforcing Bars; To Footings | 1770 | kg | AED | 4.3
2021-01 | 2 | 2.0167 |  | United Arab Emirates | Abu Dhabi | Hard & Soft Landscaping | Celebration Plaza | Minor Buildings | DMT | Basatin Landscaping | Award | 2021 | Fixed Price Lump Sum | CONCRETE WORK | Reinforcement | In-Site Concrete Works ; Reinforcement; High Yield Reinforcing Bars; To Pedestals | 390 | kg | AED | 4.3
2021-01 | 2 | 2.0167 |  | United Arab Emirates | Abu Dhabi | Hard & Soft Landscaping | Celebration Plaza | Minor Buildings | DMT | Basatin Landscaping | Award | 2021 | Fixed Price Lump Sum | THERMAL AND MOISTURE PROTECTION | Coverings and linings | Waterproofing ; 1 Layer Of 1000Mm Gauge Polythene Sheet | 37 | m² | AED | 3.9
2021-01 | 2 | 2.0167 |  | United Arab Emirates | Abu Dhabi | Hard & Soft Landscaping | Celebration Plaza | Minor Buildings | DMT | Basatin Landscaping | Award | 2021 | Fixed Price Lump Sum | THERMAL AND MOISTURE PROTECTION | Coverings and linings | Waterproofing ; Waterproofing; Vertically To Footings; Comprising Of Bituminous Paint Primer | 64 | m² | AED | 50.3
2021-01 | 2 | 2.0167 |  | United Arab Emirates | Abu Dhabi | Hard & Soft Landscaping | Celebration Plaza | Minor Buildings | DMT | Basatin Landscaping | Award | 2021 | Fixed Price Lump Sum | THERMAL AND MOISTURE PROTECTION | Coverings and linings | Waterproofing ; Waterproofing; Horizontally To Footings; Comprising Of Bituminous Paint Primer | 26 | m² | AED | 50.3
2021-01 | 2 | 2.0168 |  | United Arab Emirates | Abu Dhabi | Hard & Soft Landscaping | Celebration Plaza | Minor Buildings | DMT | Basatin Landscaping | Award | 2021 | Fixed Price Lump Sum | THERMAL AND MOISTURE PROTECTION | Coverings and linings | Waterproofing ; Coat And 5Mm Sbs Modified Bitumonous Membrane | 28 | m² | AED | 50.3
2021-01 | 2 | 2.0168 |  | United Arab Emirates | Abu Dhabi | Hard & Soft Landscaping | Celebration Plaza | Minor Buildings | DMT | Basatin Landscaping | Award | 2021 | Fixed Price Lump Sum | SPECIAL CONSTRUCTION | Installations | Container Type D; Prayer Room & Ablution ; Off-Site Manufactured Materials, Components Or Buildings ; Prefabricated Buildings ; Container Type D; Prayer Room And Ablution; Size 6,010Mm Long X 7,680Mm Wide X 2,590Mm High; All In Accordance With Drawing Reference 2020_018-00-Bma-Ar-Dt-05030 And 2020_018-00-Bma-Ar-Dt-05031 ; | 2 | Nr | AED | 508860
2021-01 | 2 | 2.0168 |  | United Arab Emirates | Abu Dhabi | Hard & Soft Landscaping | Celebration Plaza | Minor Buildings | DMT | Basatin Landscaping | Award | 2021 | Fixed Price Lump Sum | FINISHES | Decorations | External Walls ; Finishes To External Walls ; Wall Finish Type Pt-03; Exterior Acrylic Polyurethane Paint | 200 | m² | AED | 82.7
2021-01 | 2 | 2.0168 |  | United Arab Emirates | Abu Dhabi | Hard & Soft Landscaping | Celebration Plaza | Minor Buildings | DMT | Basatin Landscaping | Award | 2021 | Fixed Price Lump Sum | DOORS AND WINDOWS | Doors | External Doors ; Door Type Ed-01; Single Metal Door With Pt-03 Finish; Size 1,000 X 2,100Mm High | 2 | Nr | AED | 4093.2
2021-01 | 2 | 2.0168 |  | United Arab Emirates | Abu Dhabi | Hard & Soft Landscaping | Celebration Plaza | Minor Buildings | DMT | Basatin Landscaping | Award | 2021 | Fixed Price Lump Sum | DOORS AND WINDOWS | Doors | External Doors ; Door Type Ed-02; Double Metal Door With Louvered Screen; Size 1,650 X 1,925Mm High | 2 | Nr | AED | 5365.3
2021-01 | 2 | 2.0168 |  | United Arab Emirates | Abu Dhabi | Hard & Soft Landscaping | Celebration Plaza | Minor Buildings | DMT | Basatin Landscaping | Award | 2021 | Fixed Price Lump Sum | DOORS AND WINDOWS | Doors | External Doors ; Door Type Ed-04; Single Metal Door With Pt-03 Finish; Size 350 X 1,925Mm High | 2 | Nr | AED | 2821
2021-01 | 2 | 2.0168 |  | United Arab Emirates | Abu Dhabi | Hard & Soft Landscaping | Celebration Plaza | Minor Buildings | DMT | Basatin Landscaping | Award | 2021 | Fixed Price Lump Sum | ACCESSORIES | Partitions | Internal Walls And Partitions ; Walls And Partitions ; Wall System Type Iws-01; 12 - 15Mm Thick Moisture Resistant Monolithic Gypsum Board | 176 | m² | AED | 189
2021-01 | 2 | 2.0168 |  | United Arab Emirates | Abu Dhabi | Hard & Soft Landscaping | Celebration Plaza | Minor Buildings | DMT | Basatin Landscaping | Award | 2021 | Fixed Price Lump Sum | ACCESSORIES | Partitions | Internal Walls And Partitions ; Walls And Partitions ; 60Mm Thick Wall Insulation (0.57W/M2K For The Wall) | 196 | m² | AED | 23.6
2021-01 | 2 | 2.0168 |  | United Arab Emirates | Abu Dhabi | Hard & Soft Landscaping | Celebration Plaza | Minor Buildings | DMT | Basatin Landscaping | Award | 2021 | Fixed Price Lump Sum | DOORS AND WINDOWS | Doors | Container Type D; Prayer Room & Ablution ; Internal Doors ; Internal Doors ; Door Type Id-01; Single Timber Door; Size 1,000 X 2,100Mm High | 2 | Nr | AED | 4093.2
2021-01 | 2 | 2.0168 |  | United Arab Emirates | Abu Dhabi | Hard & Soft Landscaping | Celebration Plaza | Minor Buildings | DMT | Basatin Landscaping | Award | 2021 | Fixed Price Lump Sum | FINISHES | Finishings | Internal Finishes; All In Accordance With Drawing Reference 2020_018-00-Bma-Ar-Sh-10100 ; Wall Finishes ; Wall Finish Type Lin-01; Porcelain Tile; 600 X 600Mm High | 62 | m² | AED | 173.8
2021-01 | 2 | 2.0169 |  | United Arab Emirates | Abu Dhabi | Hard & Soft Landscaping | Celebration Plaza | Minor Buildings | DMT | Basatin Landscaping | Award | 2021 | Fixed Price Lump Sum | FINISHES | Finishings | Internal Finishes; All In Accordance With Drawing Reference 2020_018-00-Bma-Ar-Sh-10100 ; Wall Finishes ; Wall Finish Type Pt-01; Interior Emulsion Paint, Moisture Resistant | 102 | m² | AED | 173.8
2021-01 | 2 | 2.0169 |  | United Arab Emirates | Abu Dhabi | Hard & Soft Landscaping | Celebration Plaza | Minor Buildings | DMT | Basatin Landscaping | Award | 2021 | Fixed Price Lump Sum | FINISHES | Finishings | Internal Finishes; All In Accordance With Drawing Reference 2020_018-00-Bma-Ar-Sh-10100 ; Wall Finishes ; Wall Finish Type Fix-01; 20Mm Thick White Wood Marble Stone Ledge | 18 | m² | AED | 173.8
2021-01 | 2 | 2.0169 |  | United Arab Emirates | Abu Dhabi | Hard & Soft Landscaping | Celebration Plaza | Minor Buildings | DMT | Basatin Landscaping | Award | 2021 | Fixed Price Lump Sum | FINISHES | Finishings | Floor Finishes ; Screed; 50Mm Thick To Form Raised Wash Area | 4 | m² | AED | 30.6
2021-01 | 2 | 2.0169 |  | United Arab Emirates | Abu Dhabi | Hard & Soft Landscaping | Celebration Plaza | Minor Buildings | DMT | Basatin Landscaping | Award | 2021 | Fixed Price Lump Sum | THERMAL AND MOISTURE PROTECTION | Coverings and linings | Floor Finishes ; Waterproofing Membrane; 2Mm Thick On Floors | 82 | m² | AED | 50.3
2021-01 | 2 | 2.0169 |  | United Arab Emirates | Abu Dhabi | Hard & Soft Landscaping | Celebration Plaza | Minor Buildings | DMT | Basatin Landscaping | Award | 2021 | Fixed Price Lump Sum | FINISHES | Finishings | Floor Finishes ; Floor Finish Type Fl-01; Porcelain Tile; Size 1,200 X 600Mm Wide | 26 | m² | AED | 205.3
2021-01 | 2 | 2.0169 |  | United Arab Emirates | Abu Dhabi | Hard & Soft Landscaping | Celebration Plaza | Minor Buildings | DMT | Basatin Landscaping | Award | 2021 | Fixed Price Lump Sum | FINISHES | Decorations | Floor Finishes ; Floor Finish Type Fl-02; Epoxy Paint With Matte Finish | 2 | m² | AED | 86.3
2021-01 | 2 | 2.0169 |  | United Arab Emirates | Abu Dhabi | Hard & Soft Landscaping | Celebration Plaza | Minor Buildings | DMT | Basatin Landscaping | Award | 2021 | Fixed Price Lump Sum | FINISHES | Finishings | Floor Finishes ; Floor Finish Type Fl-04; Steel Floor Plate With Square Pattern | 14 | m² | AED | 866.5
2021-01 | 2 | 2.0169 |  | United Arab Emirates | Abu Dhabi | Hard & Soft Landscaping | Celebration Plaza | Minor Buildings | DMT | Basatin Landscaping | Award | 2021 | Fixed Price Lump Sum | FINISHES | Finishings | Floor Finishes ; Floor Finish Type Fl-06; Broadloom Carpet | 54 | m² | AED | 142.3
2021-01 | 2 | 2.0169 |  | United Arab Emirates | Abu Dhabi | Hard & Soft Landscaping | Celebration Plaza | Minor Buildings | DMT | Basatin Landscaping | Award | 2021 | Fixed Price Lump Sum | FINISHES | Finishings | Floor Finishes ; Floor Finish Type Th-01; Precast Concrete Threshold; 50Mm Wide | 1 | m | AED | 157.5
2021-01 | 2 | 2.0169 |  | United Arab Emirates | Abu Dhabi | Hard & Soft Landscaping | Celebration Plaza | Minor Buildings | DMT | Basatin Landscaping | Award | 2021 | Fixed Price Lump Sum | FINISHES | Finishings | Floor Finishes ; Floor Finish Type Th-01; Precast Concrete Threshold; 100Mm Wide | 2 | m | AED | 157.5
2021-01 | 2 | 2.017 |  | United Arab Emirates | Abu Dhabi | Hard & Soft Landscaping | Celebration Plaza | Minor Buildings | DMT | Basatin Landscaping | Award | 2021 | Fixed Price Lump Sum | FINISHES | Finishings | Floor Finishes ; Floor Finish Type Th-01; Precast Concrete Threshold; 200Mm Wide | 2 | m | AED | 157.5
2021-01 | 2 | 2.017 |  | United Arab Emirates | Abu Dhabi | Hard & Soft Landscaping | Celebration Plaza | Minor Buildings | DMT | Basatin Landscaping | Award | 2021 | Fixed Price Lump Sum | FINISHES | Finishings | Floor Finishes ; 20Mm Thick White Wood Marble Upstand | 14 | m | AED | 1017.8
2021-01 | 2 | 2.017 |  | United Arab Emirates | Abu Dhabi | Hard & Soft Landscaping | Celebration Plaza | Minor Buildings | DMT | Basatin Landscaping | Award | 2021 | Fixed Price Lump Sum | FINISHES | Finishings | 100Mm Thick Timber/Mdf Skirting | 40 | m | AED | 572.5
2021-01 | 2 | 2.017 |  | United Arab Emirates | Abu Dhabi | Hard & Soft Landscaping | Celebration Plaza | Minor Buildings | DMT | Basatin Landscaping | Award | 2021 | Fixed Price Lump Sum | FINISHES | Finishings | Ceiling Finishes ; Ceiling Type Cl-01; Moisture Resistant Monolithic Gyspum Ceiling Boards | 84 | m² | AED | 157.5
2021-01 | 2 | 2.017 |  | United Arab Emirates | Abu Dhabi | Hard & Soft Landscaping | Celebration Plaza | Minor Buildings | DMT | Basatin Landscaping | Award | 2021 | Fixed Price Lump Sum | FINISHES | Finishings | Ceiling Finishes ; Ceiling Finish Type Pt-01; Interior Emulsion Paint; Moisture Resistant | 30 | m² | AED | 31.5
2021-01 | 2 | 2.017 |  | United Arab Emirates | Abu Dhabi | Hard & Soft Landscaping | Celebration Plaza | Minor Buildings | DMT | Basatin Landscaping | Award | 2021 | Fixed Price Lump Sum | FINISHES | Finishings | Ceiling Finishes ; Ceiling Finish Type Pt-02; Interior Emulsion Paint | 54 | m² | AED | 31.5
2021-01 | 2 | 2.017 |  | United Arab Emirates | Abu Dhabi | Hard & Soft Landscaping | Celebration Plaza | Minor Buildings | DMT | Basatin Landscaping | Award | 2021 | Fixed Price Lump Sum | FINISHES | Finishings | Ceiling Finishes ; 120Mm Thick Roof Insulation (0.2 W/M2K) | 92 | m² | AED | 39.7
2021-01 | 2 | 2.017 |  | United Arab Emirates | Abu Dhabi | Hard & Soft Landscaping | Celebration Plaza | Minor Buildings | DMT | Basatin Landscaping | Award | 2021 | Fixed Price Lump Sum | MECHANICAL ENGINEERING INSTALLATIONS | Pipework and gutterwork | Container Type D; Prayer Room & Ablution ; Fittings, Furnishings And Equipment; All In Accordance With Drawing Reference 2020_018-00-Bma-Ar-Dt-07000, 2020_018-00-Bma-Ar-Dt-07010, 2020_018-00-Bma-Ar-Dt-07020, 2020_018-00-Bma-Ar-Dt-07030 2020_018-00-Bma-Ar-Dt-07040, 2020_018-00-Bma-Ar-Dt-07050 2020_018-00-Bma-Ar-Dt-07060 And 2020_018-00-Bma-Ar-Dt-07070 ; General Fittings, Furnishings Amd Equipment ; Cladding Type Ews-02 For Privacy Screen; 36 X 120Mm Bamboo Composite Façade Cladding | 30 | m² | AED | 2048.2
2021-01 | 2 | 2.017 |  | United Arab Emirates | Abu Dhabi | Hard & Soft Landscaping | Celebration Plaza | Minor Buildings | DMT | Basatin Landscaping | Award | 2021 | Fixed Price Lump Sum | MECHANICAL ENGINEERING INSTALLATIONS | Pipework and gutterwork | Fittings, Furnishings And Equipment; All In Accordance With Drawing Reference 2020_018-00-Bma-Ar-Dt-07000, 2020_018-00-Bma-Ar-Dt-07010, 2020_018-00-Bma-Ar-Dt-07020, 2020_018-00-Bma-Ar-Dt-07030 2020_018-00-Bma-Ar-Dt-07040, 2020_018-00-Bma-Ar-Dt-07050 2020_018-00-Bma-Ar-Dt-07060 And 2020_018-00-Bma-Ar-Dt-07070 ; General Fittings, Furnishings Amd Equipment ; | 2 | Nr | AED | 4834.2
2021-01 | 2 | 2.017 |  | United Arab Emirates | Abu Dhabi | Hard & Soft Landscaping | Celebration Plaza | Minor Buildings | DMT | Basatin Landscaping | Award | 2021 | Fixed Price Lump Sum | MECHANICAL ENGINEERING INSTALLATIONS | Pipework and gutterwork | Fittings, Furnishings And Equipment; All In Accordance With Drawing Reference 2020_018-00-Bma-Ar-Dt-07000, 2020_018-00-Bma-Ar-Dt-07010, 2020_018-00-Bma-Ar-Dt-07020, 2020_018-00-Bma-Ar-Dt-07030 2020_018-00-Bma-Ar-Dt-07040, 2020_018-00-Bma-Ar-Dt-07050 2020_018-00-Bma-Ar-Dt-07060 And 2020_018-00-Bma-Ar-Dt-07070 ; General Fittings, Furnishings Amd Equipment ; 300 X 300 X 430Mm High Ablution Seats Type Fix-01; 20Mm Thick White Wood Marble Stone | 16 | Nr | AED | 2289.9
2021-01 | 2 | 2.0171 |  | United Arab Emirates | Abu Dhabi | Hard & Soft Landscaping | Celebration Plaza | Minor Buildings | DMT | Basatin Landscaping | Award | 2021 | Fixed Price Lump Sum | MECHANICAL ENGINEERING INSTALLATIONS | Pipework and gutterwork | Fittings, Furnishings And Equipment; All In Accordance With Drawing Reference 2020_018-00-Bma-Ar-Dt-07000, 2020_018-00-Bma-Ar-Dt-07010, 2020_018-00-Bma-Ar-Dt-07020, 2020_018-00-Bma-Ar-Dt-07030 2020_018-00-Bma-Ar-Dt-07040, 2020_018-00-Bma-Ar-Dt-07050 2020_018-00-Bma-Ar-Dt-07060 And 2020_018-00-Bma-Ar-Dt-07070 ; General Fittings, Furnishings Amd Equipment ; Shoe Rack Size 1,250Mm Long X 350Mm Wide X 1,200Mm High | 2 | Nr | AED | 3180.4
2021-01 | 2 | 2.0171 |  | United Arab Emirates | Abu Dhabi | Hard & Soft Landscaping | Celebration Plaza | Minor Buildings | DMT | Basatin Landscaping | Award | 2021 | Fixed Price Lump Sum | MECHANICAL ENGINEERING INSTALLATIONS | Equipment | Sanitary Installations; All In Accordance With Drawing Reference 2020_018-00-Bma-Ar-Sh-10300 ; Sanitary Ancillaries ; Floor Drain Type San-732 | 6 | Nr | AED | 259.6
2021-01 | 2 | 2.0171 |  | United Arab Emirates | Abu Dhabi | Hard & Soft Landscaping | Celebration Plaza | Minor Buildings | DMT | Basatin Landscaping | Award | 2021 | Fixed Price Lump Sum | MECHANICAL ENGINEERING INSTALLATIONS | Equipment | Container Type D; Prayer Room + Ablution ; Sanitary Fittings Including Mounting/Support And Connections To Supply And Waste Pipework Complete As Described In The Technical Drawings And Specifications ; Janitor Sink; Ref. San-323 | 2 | Nr | AED | 1474.5
2021-01 | 2 | 2.0171 |  | United Arab Emirates | Abu Dhabi | Hard & Soft Landscaping | Celebration Plaza | Minor Buildings | DMT | Basatin Landscaping | Award | 2021 | Fixed Price Lump Sum | MECHANICAL ENGINEERING INSTALLATIONS | Equipment | Container Type D; Prayer Room + Ablution ; Sanitary Fittings Including Mounting/Support And Connections To Supply And Waste Pipework Complete As Described In The Technical Drawings And Specifications ; Janitors Sink Mixer With 1.9L Flow Reducer ; Ref. San-722 | 2 | Nr | AED | 748.1
2021-01 | 2 | 2.0171 |  | United Arab Emirates | Abu Dhabi | Hard & Soft Landscaping | Celebration Plaza | Minor Buildings | DMT | Basatin Landscaping | Award | 2021 | Fixed Price Lump Sum | MECHANICAL ENGINEERING INSTALLATIONS | Equipment | Container Type D; Prayer Room + Ablution ; Sanitary Fittings Including Mounting/Support And Connections To Supply And Waste Pipework Complete As Described In The Technical Drawings And Specifications ; Ablution Faucet | 18 | Nr | AED | 307.9
2021-01 | 2 | 2.0171 |  | United Arab Emirates | Abu Dhabi | Hard & Soft Landscaping | Celebration Plaza | Minor Buildings | DMT | Basatin Landscaping | Award | 2021 | Fixed Price Lump Sum | MECHANICAL ENGINEERING INSTALLATIONS | Pipework and gutterwork | Container Type D; Prayer Room & Ablution ; Disposal Installations For Minor Buildings ; Condensate Drains ; Allow For Condensate Pipework Including Insulation; Complete All In Accordance With The Drawings And Specifications ; From Dx Unit To Nearest Drain | 6 | Nr | AED | 731.5
2021-01 | 2 | 2.0171 |  | United Arab Emirates | Abu Dhabi | Hard & Soft Landscaping | Celebration Plaza | Minor Buildings | DMT | Basatin Landscaping | Award | 2021 | Fixed Price Lump Sum | MECHANICAL ENGINEERING INSTALLATIONS | Pipework and gutterwork | Soil, Waste And Vent Installations ; Supply And Installation Of Below Ground Upvc Pipes Conforming To Bs En 1401, Including Fittings, All Necessary Excavation, Backfilling, Beds And Surrounds As Required, Accessories And Connections; Complete All In Accordance With Drawings And Specifications ; 3In Diameter, Depth Not Exceeding 1M | 19 | m | AED | 220.1
2021-01 | 2 | 2.0171 |  | United Arab Emirates | Abu Dhabi | Hard & Soft Landscaping | Celebration Plaza | Minor Buildings | DMT | Basatin Landscaping | Award | 2021 | Fixed Price Lump Sum | MECHANICAL ENGINEERING INSTALLATIONS | Pipework and gutterwork | Soil, Waste And Vent Installations ; Supply And Installation Of Below Ground Upvc Pipes Conforming To Bs En 1401, Including Fittings, All Necessary Excavation, Backfilling, Beds And Surrounds As Required, Accessories And Connections; Complete All In Accordance With Drawings And Specifications ; 4In Diameter, Depth Not Exceeding 1M | 9 | m | AED | 234.1
2021-01 | 2 | 2.0171 |  | United Arab Emirates | Abu Dhabi | Hard & Soft Landscaping | Celebration Plaza | Minor Buildings | DMT | Basatin Landscaping | Award | 2021 | Fixed Price Lump Sum | MECHANICAL ENGINEERING INSTALLATIONS | Pipework and gutterwork | Cleanout; Complete All In Accordance With The Drawings And Specifications ; Cleanout; Complete All In Accordance With The Drawings And Specifications | 4 | Nr | AED | 73.8
2021-01 | 2 | 2.0171 |  | United Arab Emirates | Abu Dhabi | Hard & Soft Landscaping | Celebration Plaza | Minor Buildings | DMT | Basatin Landscaping | Award | 2021 | Fixed Price Lump Sum | MECHANICAL ENGINEERING INSTALLATIONS | Pipework and gutterwork | Floor Trap; Complete All In Accordance With The Drawings And Specifications ; Fixed To 3In Diameter Pipes | 4 | Nr | AED | 146.3
2021-01 | 2 | 2.0172 |  | United Arab Emirates | Abu Dhabi | Hard & Soft Landscaping | Celebration Plaza | Minor Buildings | DMT | Basatin Landscaping | Award | 2021 | Fixed Price Lump Sum | MECHANICAL ENGINEERING INSTALLATIONS | Pipework and gutterwork | Thrust Block; Complete All In Accordance With The Drawings And Specifications ; Fixed To 3In Diameter Pipes | 2 | Nr | AED | 572.5
2021-01 | 2 | 2.0172 |  | United Arab Emirates | Abu Dhabi | Hard & Soft Landscaping | Celebration Plaza | Minor Buildings | DMT | Basatin Landscaping | Award | 2021 | Fixed Price Lump Sum | ELECTRICAL ENGINEERING INSTALLATIONS | Accessories | Container Type D; Prayer Room & Ablution (Continued) Electrical Installation For Minor Buildings Small Power Installation Wiring In Approved Cables, Drawing Into And Including Conduit Where Required, Complete With Boxes, Fittings And Supporting Brackets, All In Accordance With The Specification And Drawings ; 13A Switched Fused Connection | 8 | Nr | AED | 585.2
2021-01 | 2 | 2.0172 |  | United Arab Emirates | Abu Dhabi | Hard & Soft Landscaping | Celebration Plaza | Minor Buildings | DMT | Basatin Landscaping | Award | 2021 | Fixed Price Lump Sum | ELECTRICAL ENGINEERING INSTALLATIONS | Accessories | Container Type D; Prayer Room & Ablution (Continued) Electrical Installation For Minor Buildings Small Power Installation Wiring In Approved Cables, Drawing Into And Including Conduit Where Required, Complete With Boxes, Fittings And Supporting Brackets, All In Accordance With The Specification And Drawings ; 13A Switched Fused Connection | 2 | Nr | AED | 585.2
2021-01 | 2 | 2.0172 |  | United Arab Emirates | Abu Dhabi | Hard & Soft Landscaping | Celebration Plaza | Minor Buildings | DMT | Basatin Landscaping | Award | 2021 | Fixed Price Lump Sum | ELECTRICAL ENGINEERING INSTALLATIONS | Accessories | Container Type D; Prayer Room & Ablution (Continued) Electrical Installation For Minor Buildings Small Power Installation Wiring In Approved Cables, Drawing Into And Including Conduit Where Required, Complete With Boxes, Fittings And Supporting Brackets, All In Accordance With The Specification And Drawings ; 20A Flex Outlet | 8 | Nr | AED | 585.2
2021-01 | 2 | 2.0172 |  | United Arab Emirates | Abu Dhabi | Hard & Soft Landscaping | Celebration Plaza | Minor Buildings | DMT | Basatin Landscaping | Award | 2021 | Fixed Price Lump Sum | ELECTRICAL ENGINEERING INSTALLATIONS | Accessories | Accessories; Complete As Described In The Specification And Drawings ; 13A Switched Fused Connection | 8 | Nr | AED | 366.4
2021-01 | 2 | 2.0172 |  | United Arab Emirates | Abu Dhabi | Hard & Soft Landscaping | Celebration Plaza | Minor Buildings | DMT | Basatin Landscaping | Award | 2021 | Fixed Price Lump Sum | ELECTRICAL ENGINEERING INSTALLATIONS | Accessories | Accessories; Complete As Described In The Specification And Drawings ; 13A Spur Outlet | 2 | Nr | AED | 366.4
2021-01 | 2 | 2.0172 |  | United Arab Emirates | Abu Dhabi | Hard & Soft Landscaping | Celebration Plaza | Minor Buildings | DMT | Basatin Landscaping | Award | 2021 | Fixed Price Lump Sum | ELECTRICAL ENGINEERING INSTALLATIONS | Accessories | Accessories; Complete As Described In The Specification And Drawings ; 20A Flex Outlet | 8 | Nr | AED | 366.4
2021-01 | 2 | 2.0172 |  | United Arab Emirates | Abu Dhabi | Hard & Soft Landscaping | Celebration Plaza | Minor Buildings | DMT | Basatin Landscaping | Award | 2021 | Fixed Price Lump Sum | ELECTRICAL ENGINEERING INSTALLATIONS | Final sub-circuits and auxiliary installations | Lighting Installation ; Wiring In Approved Cables, Drawing Into And Including Conduit Where Required, Complete With Boxes, Fittings And Supporting Brackets, All In Accordance With The Specification And Drawings ; Lighting Points | 24 | Nr | AED | 175.6
2021-01 | 2 | 2.0172 |  | United Arab Emirates | Abu Dhabi | Hard & Soft Landscaping | Celebration Plaza | Minor Buildings | DMT | Basatin Landscaping | Award | 2021 | Fixed Price Lump Sum | ELECTRICAL ENGINEERING INSTALLATIONS | Final sub-circuits and auxiliary installations | Supply And Installation Of Light Fittings Including Fixings, Lamps And Connections Complete In Accordance With The Specifications And Drawings ; External Wall Mounted Light; 20W | 2 | Nr | AED | 1571.2
2021-01 | 2 | 2.0172 |  | United Arab Emirates | Abu Dhabi | Hard & Soft Landscaping | Celebration Plaza | Minor Buildings | DMT | Basatin Landscaping | Award | 2021 | Fixed Price Lump Sum | ELECTRICAL ENGINEERING INSTALLATIONS | Final sub-circuits and auxiliary installations | Supply And Installation Of Light Fittings Including Fixings, Lamps And Connections Complete In Accordance With The Specifications And Drawings ; Led Recessed Ceiling Mounted Light; 15W | 8 | Nr | AED | 1414.7
2021-01 | 2 | 2.0173 |  | United Arab Emirates | Abu Dhabi | Hard & Soft Landscaping | Celebration Plaza | Minor Buildings | DMT | Basatin Landscaping | Award | 2021 | Fixed Price Lump Sum | ELECTRICAL ENGINEERING INSTALLATIONS | Final sub-circuits and auxiliary installations | Supply And Installation Of Light Fittings Including Fixings, Lamps And Connections Complete In Accordance With The Specifications And Drawings ; Led Surface/Ceiling Mounted Light; 15W | 12 | Nr | AED | 1414.7
2021-01 | 2 | 2.0173 |  | United Arab Emirates | Abu Dhabi | Hard & Soft Landscaping | Celebration Plaza | Minor Buildings | DMT | Basatin Landscaping | Award | 2021 | Fixed Price Lump Sum | ELECTRICAL ENGINEERING INSTALLATIONS | Final sub-circuits and auxiliary installations | Supply And Installation Of Light Fittings Including Fixings, Lamps And Connections Complete In Accordance With The Specifications And Drawings ; Led Surface/Ceiling Mounted Light; 37W | 2 | Nr | AED | 1449
2021-01 | 2 | 2.0173 |  | United Arab Emirates | Abu Dhabi | Hard & Soft Landscaping | Celebration Plaza | Minor Buildings | DMT | Basatin Landscaping | Award | 2021 | Fixed Price Lump Sum | ELECTRICAL ENGINEERING INSTALLATIONS | Accessories | Container Type D; Prayer Room & Ablution ; Electrical Installation For Minor Buildings ; Lighting Control Installation ; Wiring In Approved Cables, Drawing Into And Including Conduit Where Required, Complete With Boxes, Fittings And Supporting Brackets, All In Accordance With The Specification And Drawings ; One Way One Gang Switch (W/P) | 6 | Nr | AED | 254.5
2021-01 | 2 | 2.0173 |  | United Arab Emirates | Abu Dhabi | Hard & Soft Landscaping | Celebration Plaza | Minor Buildings | DMT | Basatin Landscaping | Award | 2021 | Fixed Price Lump Sum | ELECTRICAL ENGINEERING INSTALLATIONS | Accessories | Accessories; Complete As Described In The Specification And Drawings ; One Way One Gang Switch (W/P) | 6 | Nr | AED | 254.5
2021-01 | 2 | 2.0173 |  | United Arab Emirates | Abu Dhabi | Hard & Soft Landscaping | Celebration Plaza | Minor Buildings | DMT | Basatin Landscaping | Award | 2021 | Fixed Price Lump Sum | MECHANICAL ENGINEERING INSTALLATIONS | Equipment | Fire Alarm And Detection System Installation ; Wiring In Fire-Rated Cables, Drawing Into And Including Conduit Where Required, Complete With Boxes, Fittings And Supporting Brackets, All In Accordance With The Specification And Drawings ; Facp | 2 | Nr | AED | 9668.4
2021-01 | 2 | 2.0173 |  | United Arab Emirates | Abu Dhabi | Hard & Soft Landscaping | Celebration Plaza | Minor Buildings | DMT | Basatin Landscaping | Award | 2021 | Fixed Price Lump Sum | MECHANICAL ENGINEERING INSTALLATIONS | Equipment | Fire Alarm And Detection System Installation ; Wiring In Fire-Rated Cables, Drawing Into And Including Conduit Where Required, Complete With Boxes, Fittings And Supporting Brackets, All In Accordance With The Specification And Drawings ; Smoke Detector | 4 | Nr | AED | 699.7
2021-01 | 2 | 2.0173 |  | United Arab Emirates | Abu Dhabi | Hard & Soft Landscaping | Celebration Plaza | Minor Buildings | DMT | Basatin Landscaping | Award | 2021 | Fixed Price Lump Sum | MECHANICAL ENGINEERING INSTALLATIONS | Equipment | Fire Alarm And Detection System Installation ; Wiring In Fire-Rated Cables, Drawing Into And Including Conduit Where Required, Complete With Boxes, Fittings And Supporting Brackets, All In Accordance With The Specification And Drawings ; Manual Call Point | 2 | Nr | AED | 699.7
2021-01 | 2 | 2.0173 |  | United Arab Emirates | Abu Dhabi | Hard & Soft Landscaping | Celebration Plaza | Minor Buildings | DMT | Basatin Landscaping | Award | 2021 | Fixed Price Lump Sum | ELECTRICAL ENGINEERING INSTALLATIONS | Accessories | Accessories; Complete As Described In The Specification And Drawings ; Facp | 2 | Nr | AED | 9668.4
2021-01 | 2 | 2.0173 |  | United Arab Emirates | Abu Dhabi | Hard & Soft Landscaping | Celebration Plaza | Minor Buildings | DMT | Basatin Landscaping | Award | 2021 | Fixed Price Lump Sum | ELECTRICAL ENGINEERING INSTALLATIONS | Accessories | Accessories; Complete As Described In The Specification And Drawings ; Smoke Detector | 4 | Nr | AED | 699.7
2021-01 | 2 | 2.0173 |  | United Arab Emirates | Abu Dhabi | Hard & Soft Landscaping | Celebration Plaza | Minor Buildings | DMT | Basatin Landscaping | Award | 2021 | Fixed Price Lump Sum | ELECTRICAL ENGINEERING INSTALLATIONS | Accessories | Accessories; Complete As Described In The Specification And Drawings ; Manual Call Point | 2 | Nr | AED | 699.7
2021-01 | 2 | 2.0174 |  | United Arab Emirates | Abu Dhabi | Hard & Soft Landscaping | Celebration Plaza | Minor Buildings | DMT | Basatin Landscaping | Award | 2021 | Fixed Price Lump Sum | SITE WORK | Filling | Container Type E; Change Room & Shower; All In Accordance With Drawing Reference 2020_018-00-Bma-Ar-Dt-05040 ; Excavation And Filling ; Foundation Excavation For Footings; Not Exceeding 2M Deeps | 43 | m³ | AED | 25.5
2021-01 | 2 | 2.0174 |  | United Arab Emirates | Abu Dhabi | Hard & Soft Landscaping | Celebration Plaza | Minor Buildings | DMT | Basatin Landscaping | Award | 2021 | Fixed Price Lump Sum | SITE WORK | Disposal | Container Type E; Change Room & Shower; All In Accordance With Drawing Reference 2020_018-00-Bma-Ar-Dt-05040 ; Excavation And Filling ; Disposal Of Previously Excavated Off Site To A Suitable Location In Accordance With Engineer Requirements | 32 | m³ | AED | 30.6
2021-01 | 2 | 2.0174 |  | United Arab Emirates | Abu Dhabi | Hard & Soft Landscaping | Celebration Plaza | Minor Buildings | DMT | Basatin Landscaping | Award | 2021 | Fixed Price Lump Sum | SITE WORK | Filling | Container Type E; Change Room & Shower; All In Accordance With Drawing Reference 2020_018-00-Bma-Ar-Dt-05040 ; Excavation And Filling ; Imported Filling; One Layer Of 250Mm Thick Road Base Material Of 80% Cbr Value | 29 | m² | AED | 37.4
2021-01 | 2 | 2.0174 |  | United Arab Emirates | Abu Dhabi | Hard & Soft Landscaping | Celebration Plaza | Minor Buildings | DMT | Basatin Landscaping | Award | 2021 | Fixed Price Lump Sum | SITE WORK | Filling | Container Type E; Change Room & Shower; All In Accordance With Drawing Reference 2020_018-00-Bma-Ar-Dt-05040 ; Excavation And Filling ; Filling Obtained From Previously Excavated Material | 11 | m³ | AED | 25.5
2021-01 | 2 | 2.0174 |  | United Arab Emirates | Abu Dhabi | Hard & Soft Landscaping | Celebration Plaza | Minor Buildings | DMT | Basatin Landscaping | Award | 2021 | Fixed Price Lump Sum | SITE WORK | Landscaping | Ground Remadiation And Soil Stabilisation ; Compaction Of Existing Sub-Grade 98% Mdd | 29 | m² | AED | 28
2021-01 | 2 | 2.0174 |  | United Arab Emirates | Abu Dhabi | Hard & Soft Landscaping | Celebration Plaza | Minor Buildings | DMT | Basatin Landscaping | Award | 2021 | Fixed Price Lump Sum | CONCRETE WORK | Poured concrete | In-Site Concrete Works ; Plain In-Situ Concrete; Blinding; 100Mm Thick; In Footings; Poured On Earth | 3 | m³ | AED | 384.2
2021-01 | 2 | 2.0174 |  | United Arab Emirates | Abu Dhabi | Hard & Soft Landscaping | Celebration Plaza | Minor Buildings | DMT | Basatin Landscaping | Award | 2021 | Fixed Price Lump Sum | CONCRETE WORK | Poured concrete | In-Site Concrete Works ; 50Mm Thick Screed Protection | 26 | m² | AED | 30.6
2021-01 | 2 | 2.0174 |  | United Arab Emirates | Abu Dhabi | Hard & Soft Landscaping | Celebration Plaza | Minor Buildings | DMT | Basatin Landscaping | Award | 2021 | Fixed Price Lump Sum | CONCRETE WORK | Poured concrete | In-Site Concrete Works ; Reinforced Concrete To Footings Type F1; Concrete Grade Type C35/45; Size 1000Mm X 1000Mm X 400Mm High. | 5 | m³ | AED | 480.9
2021-01 | 2 | 2.0174 |  | United Arab Emirates | Abu Dhabi | Hard & Soft Landscaping | Celebration Plaza | Minor Buildings | DMT | Basatin Landscaping | Award | 2021 | Fixed Price Lump Sum | CONCRETE WORK | Poured concrete | In-Site Concrete Works ; Reinforced Concrete To Footings Pedestals Type P1; Concrete Grade Type C35/45; Size 300Mm X 300Mm X 900Mm High. | 1 | m³ | AED | 480.9
2021-01 | 2 | 2.0174 |  | United Arab Emirates | Abu Dhabi | Hard & Soft Landscaping | Celebration Plaza | Minor Buildings | DMT | Basatin Landscaping | Award | 2021 | Fixed Price Lump Sum | CONCRETE WORK | Poured concrete | In-Site Concrete Works ; 150Mm Thick Slab On Grade Ramp | 2 | m³ | AED | 480.9
2021-01 | 2 | 2.0175 |  | United Arab Emirates | Abu Dhabi | Hard & Soft Landscaping | Celebration Plaza | Minor Buildings | DMT | Basatin Landscaping | Award | 2021 | Fixed Price Lump Sum | CONCRETE WORK | Shuttering | In-Site Concrete Works ; Formwork; To Sides Of Footings; Not Exceeding 500Mm High | 14 | m² | AED | 57.9
2021-01 | 2 | 2.0175 |  | United Arab Emirates | Abu Dhabi | Hard & Soft Landscaping | Celebration Plaza | Minor Buildings | DMT | Basatin Landscaping | Award | 2021 | Fixed Price Lump Sum | CONCRETE WORK | Shuttering | In-Site Concrete Works ; Formwork; To Sides Of Pedestals | 13 | m² | AED | 57.9
2021-01 | 2 | 2.0175 |  | United Arab Emirates | Abu Dhabi | Hard & Soft Landscaping | Celebration Plaza | Minor Buildings | DMT | Basatin Landscaping | Award | 2021 | Fixed Price Lump Sum | CONCRETE WORK | Shuttering | In-Site Concrete Works ; Formwork; To Sides Of Ramp On Grade | 4 | m² | AED | 57.9
2021-01 | 2 | 2.0175 |  | United Arab Emirates | Abu Dhabi | Hard & Soft Landscaping | Celebration Plaza | Minor Buildings | DMT | Basatin Landscaping | Award | 2021 | Fixed Price Lump Sum | CONCRETE WORK | Reinforcement | In-Site Concrete Works ; Reinforcement; High Yield Reinforcing Bars; To Footings | 624 | kg | AED | 4.3
2021-01 | 2 | 2.0175 |  | United Arab Emirates | Abu Dhabi | Hard & Soft Landscaping | Celebration Plaza | Minor Buildings | DMT | Basatin Landscaping | Award | 2021 | Fixed Price Lump Sum | CONCRETE WORK | Reinforcement | In-Site Concrete Works ; Reinforcement; High Yield Reinforcing Bars; To Pedestals | 182 | kg | AED | 4.3
2021-01 | 2 | 2.0175 |  | United Arab Emirates | Abu Dhabi | Hard & Soft Landscaping | Celebration Plaza | Minor Buildings | DMT | Basatin Landscaping | Award | 2021 | Fixed Price Lump Sum | CONCRETE WORK | Poured concrete | In-Site Concrete Works ; Reinforcement; A393 Mesh; To Ramp On Grade | 13 | m² | AED | 42
2021-01 | 2 | 2.0175 |  | United Arab Emirates | Abu Dhabi | Hard & Soft Landscaping | Celebration Plaza | Minor Buildings | DMT | Basatin Landscaping | Award | 2021 | Fixed Price Lump Sum | THERMAL AND MOISTURE PROTECTION | Coverings and linings | Waterproofing ; 1 Layer Of 1000Mm Gauge Polythene Sheet | 29 | m² | AED | 3.9
2021-01 | 2 | 2.0175 |  | United Arab Emirates | Abu Dhabi | Hard & Soft Landscaping | Celebration Plaza | Minor Buildings | DMT | Basatin Landscaping | Award | 2021 | Fixed Price Lump Sum | THERMAL AND MOISTURE PROTECTION | Coverings and linings | Waterproofing ; Waterproofing; Vertically To Footings; Comprising Of Bituminous Paint Primer Coat And 5Mm Sbs Modified Bitumonous Membrane | 31 | m² | AED | 50.3
2021-01 | 2 | 2.0175 |  | United Arab Emirates | Abu Dhabi | Hard & Soft Landscaping | Celebration Plaza | Minor Buildings | DMT | Basatin Landscaping | Award | 2021 | Fixed Price Lump Sum | THERMAL AND MOISTURE PROTECTION | Coverings and linings | Waterproofing ; Waterproofing; Vertically To Footings; 6Mm Bituminous Protection Board | 31 | m² | AED | 50.3
2021-01 | 2 | 2.0175 |  | United Arab Emirates | Abu Dhabi | Hard & Soft Landscaping | Celebration Plaza | Minor Buildings | DMT | Basatin Landscaping | Award | 2021 | Fixed Price Lump Sum | THERMAL AND MOISTURE PROTECTION | Coverings and linings | Waterproofing ; Waterproofing; Horizontally To Footings; Comprising Of Bituminous Paint Primer Coat And 5Mm Sbs Modified Bitumonous Membrane | 25 | m² | AED | 50.3
2021-01 | 2 | 2.0176 |  | United Arab Emirates | Abu Dhabi | Hard & Soft Landscaping | Celebration Plaza | Minor Buildings | DMT | Basatin Landscaping | Award | 2021 | Fixed Price Lump Sum | SPECIAL CONSTRUCTION | Enclosures | Container Type E; Shower And Changing Room ; Off-Site Manufactured Materials, Components Or Buildings ; Prefabricated Buildings ; Container Type E; Shower And Changing Rooms; Size 6,010Mm Long X 2,800Mm Wide X 2,590Mm High; All In Accordance With Drawing Reference 2020_018-00-Bma-Ar-Dt-05040 | 2 | Nr | AED | 190822.5
2021-01 | 2 | 2.0176 |  | United Arab Emirates | Abu Dhabi | Hard & Soft Landscaping | Celebration Plaza | Minor Buildings | DMT | Basatin Landscaping | Award | 2021 | Fixed Price Lump Sum | FINISHES | Decorations | External Walls ; Finishes To External Walls ; Wall Finish Type Pt-03; Exterior Acrylic Polyurethane Paint | 140 | m² | AED | 82.7
2021-01 | 2 | 2.0176 |  | United Arab Emirates | Abu Dhabi | Hard & Soft Landscaping | Celebration Plaza | Minor Buildings | DMT | Basatin Landscaping | Award | 2021 | Fixed Price Lump Sum | DOORS AND WINDOWS | Doors | Windows And External Doors; All In Accordance With Drawing Reference 2020_018-00-Bma-Ar-Dt-06500, 2020_018-00-Bma-Ar-Dt-06501 And 2020_018-00-Bma-Ar-Dt-06600 With And Including All Ironmongery As Per Drawing Reference 2020_018-00-Bma-Ar-Sh-10200 ; External Doors ; Door Type Ed-01; Single Metal Door With Pt-03 Finish; Size 1,000 X 2,100Mm High | 2 | Nr | AED | 4093.2
2021-01 | 2 | 2.0176 |  | United Arab Emirates | Abu Dhabi | Hard & Soft Landscaping | Celebration Plaza | Minor Buildings | DMT | Basatin Landscaping | Award | 2021 | Fixed Price Lump Sum | DOORS AND WINDOWS | Doors | Windows And External Doors; All In Accordance With Drawing Reference 2020_018-00-Bma-Ar-Dt-06500, 2020_018-00-Bma-Ar-Dt-06501 And 2020_018-00-Bma-Ar-Dt-06600 With And Including All Ironmongery As Per Drawing Reference 2020_018-00-Bma-Ar-Sh-10200 ; External Doors ; Door Type Ed-02; Double Metal Door With Louvered Screen; Size 1,650 X 1,925Mm High | 2 | Nr | AED | 5365.3
2021-01 | 2 | 2.0176 |  | United Arab Emirates | Abu Dhabi | Hard & Soft Landscaping | Celebration Plaza | Minor Buildings | DMT | Basatin Landscaping | Award | 2021 | Fixed Price Lump Sum | DOORS AND WINDOWS | Doors | Windows And External Doors; All In Accordance With Drawing Reference 2020_018-00-Bma-Ar-Dt-06500, 2020_018-00-Bma-Ar-Dt-06501 And 2020_018-00-Bma-Ar-Dt-06600 With And Including All Ironmongery As Per Drawing Reference 2020_018-00-Bma-Ar-Sh-10200 ; External Doors ; Door Type Ed-04; Single Metal Door With Pt-03 Finish; Size 350 X 1,925Mm High | 2 | Nr | AED | 2821
2021-01 | 2 | 2.0176 |  | United Arab Emirates | Abu Dhabi | Hard & Soft Landscaping | Celebration Plaza | Minor Buildings | DMT | Basatin Landscaping | Award | 2021 | Fixed Price Lump Sum | ACCESSORIES | Partitions | Internal Walls And Partitions ; Walls And Partitions ; Wall System Type Iws-01; 12 - 15Mm Thick Moisture Resistant Monolithic Gypsum Board | 119 | m² | AED | 189
2021-01 | 2 | 2.0176 |  | United Arab Emirates | Abu Dhabi | Hard & Soft Landscaping | Celebration Plaza | Minor Buildings | DMT | Basatin Landscaping | Award | 2021 | Fixed Price Lump Sum | ACCESSORIES | Partitions | Internal Walls And Partitions ; Walls And Partitions ; 60Mm Thick Wall Insulation (0.57W/M2K For The Wall) | 102 | m² | AED | 23.6
2021-01 | 2 | 2.0176 |  | United Arab Emirates | Abu Dhabi | Hard & Soft Landscaping | Celebration Plaza | Minor Buildings | DMT | Basatin Landscaping | Award | 2021 | Fixed Price Lump Sum | FINISHES | Finishings | Container Type E; Shower And Changing Room ; Internal Finishes; All In Accordance With Drawing Reference 2020_018-00-Bma-Ar-Sh-10100 ; Wall Finishes ; Wall Finish Type Lin-01; Porcelain Tile; 600 X 600Mm High | 84 | m² | AED | 173.8
2021-01 | 2 | 2.0176 |  | United Arab Emirates | Abu Dhabi | Hard & Soft Landscaping | Celebration Plaza | Minor Buildings | DMT | Basatin Landscaping | Award | 2021 | Fixed Price Lump Sum | THERMAL AND MOISTURE PROTECTION | Coverings and linings | Floor Finishes ; Waterproofing Membrane; 2Mm Thick On Floors | 30 | m² | AED | 28
2021-01 | 2 | 2.0176 |  | United Arab Emirates | Abu Dhabi | Hard & Soft Landscaping | Celebration Plaza | Minor Buildings | DMT | Basatin Landscaping | Award | 2021 | Fixed Price Lump Sum | FINISHES | Finishings | Floor Finishes ; Floor Finish Type Fl-01; Porcelain Tile; Size 1,200 X 600Mm Wide | 26 | m² | AED | 205.3
2021-01 | 2 | 2.0177 |  | United Arab Emirates | Abu Dhabi | Hard & Soft Landscaping | Celebration Plaza | Minor Buildings | DMT | Basatin Landscaping | Award | 2021 | Fixed Price Lump Sum | FINISHES | Decorations | Floor Finishes ; Floor Finish Type Fl-02; Epoxy Paint With Matte Finish | 2 | m² | AED | 86.3
2021-01 | 2 | 2.0177 |  | United Arab Emirates | Abu Dhabi | Hard & Soft Landscaping | Celebration Plaza | Minor Buildings | DMT | Basatin Landscaping | Award | 2021 | Fixed Price Lump Sum | FINISHES | Finishings | Floor Finishes ; Floor Finish Type Fl-04; Steel Floor Plate With Square Pattern | 12 | m² | AED | 866.5
2021-01 | 2 | 2.0177 |  | United Arab Emirates | Abu Dhabi | Hard & Soft Landscaping | Celebration Plaza | Minor Buildings | DMT | Basatin Landscaping | Award | 2021 | Fixed Price Lump Sum | FINISHES | Finishings | Floor Finishes ; Floor Finish Type Fl-04; Steel Floor Plate With Square Pattern | 2 | m² | AED | 142.3
2021-01 | 2 | 2.0177 |  | United Arab Emirates | Abu Dhabi | Hard & Soft Landscaping | Celebration Plaza | Minor Buildings | DMT | Basatin Landscaping | Award | 2021 | Fixed Price Lump Sum | FINISHES | Finishings | Floor Finishes ; Floor Finish Type Th-01; Precast Concrete Threshold; 50Mm Wide | 2 | m² | AED | 157.5
2021-01 | 2 | 2.0177 |  | United Arab Emirates | Abu Dhabi | Hard & Soft Landscaping | Celebration Plaza | Minor Buildings | DMT | Basatin Landscaping | Award | 2021 | Fixed Price Lump Sum | FINISHES | Finishings | Floor Finishes ; Floor Finish Type Th-01; Precast Concrete Threshold; 100Mm Wide | 2 | m² | AED | 157.5
2021-01 | 2 | 2.0177 |  | United Arab Emirates | Abu Dhabi | Hard & Soft Landscaping | Celebration Plaza | Minor Buildings | DMT | Basatin Landscaping | Award | 2021 | Fixed Price Lump Sum | FINISHES | Finishings | Ceiling Finishes ; Ceiling Type Cl-01; Moisture Resistant Monolithic Gyspum Ceiling Boards | 26 | m² | AED | 157.5
2021-01 | 2 | 2.0177 |  | United Arab Emirates | Abu Dhabi | Hard & Soft Landscaping | Celebration Plaza | Minor Buildings | DMT | Basatin Landscaping | Award | 2021 | Fixed Price Lump Sum | FINISHES | Finishings | Ceiling Finishes ; Ceiling Finish Type Pt-02; Interior Emulsion Paint | 26 | m² | AED | 31.5
2021-01 | 2 | 2.0177 |  | United Arab Emirates | Abu Dhabi | Hard & Soft Landscaping | Celebration Plaza | Minor Buildings | DMT | Basatin Landscaping | Award | 2021 | Fixed Price Lump Sum | FINISHES | Finishings | Ceiling Finishes ; 120Mm Thick Roof Insulation (0.2 W/M2K) | 34 | m² | AED | 39.7
2021-01 | 2 | 2.0177 |  | United Arab Emirates | Abu Dhabi | Hard & Soft Landscaping | Celebration Plaza | Minor Buildings | DMT | Basatin Landscaping | Award | 2021 | Fixed Price Lump Sum | FURNISHINGS | Generally | Container Type E; Shower And Changing Room ; Fittings, Furnishings And Equipment; All In Accordance With Drawing Reference 2020_018-00-Bma-Ar-Dt-07000, 2020_018-00-Bma-Ar-Dt-07010, 2020_018-00-Bma-Ar-Dt-07020, 2020_018-00-Bma-Ar-Dt-07030 2020_018-00-Bma-Ar-Dt-07040, 2020_018-00-Bma-Ar-Dt-07050 2020_018-00-Bma-Ar-Dt-07060 And 2020_018-00-Bma-Ar-Dt-07070 ; General Fittings, Furnishings Amd Equipment ; Cladding Type Ews-02 For Privacy Screen; 36 X 120Mm Bamboo Composite Façade Cladding | 32 | m² | AED | 2048.2
2021-01 | 2 | 2.0177 |  | United Arab Emirates | Abu Dhabi | Hard & Soft Landscaping | Celebration Plaza | Minor Buildings | DMT | Basatin Landscaping | Award | 2021 | Fixed Price Lump Sum | FURNISHINGS | Generally | Container Type E; Shower And Changing Room ; Fittings, Furnishings And Equipment; All In Accordance With Drawing Reference 2020_018-00-Bma-Ar-Dt-07000, 2020_018-00-Bma-Ar-Dt-07010, 2020_018-00-Bma-Ar-Dt-07020, 2020_018-00-Bma-Ar-Dt-07030 2020_018-00-Bma-Ar-Dt-07040, 2020_018-00-Bma-Ar-Dt-07050 2020_018-00-Bma-Ar-Dt-07060 And 2020_018-00-Bma-Ar-Dt-07070 ; General Fittings, Furnishings Amd Equipment ; 200Mm Wide Countertop Type Fix-01; 20Mm Thick White Wood Marble Stone | 4 | m | AED | 1526.6
2021-01 | 2 | 2.0178 |  | United Arab Emirates | Abu Dhabi | Hard & Soft Landscaping | Celebration Plaza | Minor Buildings | DMT | Basatin Landscaping | Award | 2021 | Fixed Price Lump Sum | FURNISHINGS | Generally | Container Type E; Shower And Changing Room ; Fittings, Furnishings And Equipment; All In Accordance With Drawing Reference 2020_018-00-Bma-Ar-Dt-07000, 2020_018-00-Bma-Ar-Dt-07010, 2020_018-00-Bma-Ar-Dt-07020, 2020_018-00-Bma-Ar-Dt-07030 2020_018-00-Bma-Ar-Dt-07040, 2020_018-00-Bma-Ar-Dt-07050 2020_018-00-Bma-Ar-Dt-07060 And 2020_018-00-Bma-Ar-Dt-07070 ; General Fittings, Furnishings Amd Equipment ; 550Mm Wide Countertop Type Fix-01; 20Mm Thick White Wood Marble Stone | 4 | m | AED | 1781.1
2021-01 | 2 | 2.0178 |  | United Arab Emirates | Abu Dhabi | Hard & Soft Landscaping | Celebration Plaza | Minor Buildings | DMT | Basatin Landscaping | Award | 2021 | Fixed Price Lump Sum | FURNISHINGS | Generally | Container Type E; Shower And Changing Room ; Fittings, Furnishings And Equipment; All In Accordance With Drawing Reference 2020_018-00-Bma-Ar-Dt-07000, 2020_018-00-Bma-Ar-Dt-07010, 2020_018-00-Bma-Ar-Dt-07020, 2020_018-00-Bma-Ar-Dt-07030 2020_018-00-Bma-Ar-Dt-07040, 2020_018-00-Bma-Ar-Dt-07050 2020_018-00-Bma-Ar-Dt-07060 And 2020_018-00-Bma-Ar-Dt-07070 ; General Fittings, Furnishings Amd Equipment ; Bench Size 600 X 300Mm Wide | 4 | Nr | AED | 4834.2
2021-01 | 2 | 2.0178 |  | United Arab Emirates | Abu Dhabi | Hard & Soft Landscaping | Celebration Plaza | Minor Buildings | DMT | Basatin Landscaping | Award | 2021 | Fixed Price Lump Sum | FURNISHINGS | Generally | Container Type E; Shower And Changing Room ; Fittings, Furnishings And Equipment; All In Accordance With Drawing Reference 2020_018-00-Bma-Ar-Dt-07000, 2020_018-00-Bma-Ar-Dt-07010, 2020_018-00-Bma-Ar-Dt-07020, 2020_018-00-Bma-Ar-Dt-07030 2020_018-00-Bma-Ar-Dt-07040, 2020_018-00-Bma-Ar-Dt-07050 2020_018-00-Bma-Ar-Dt-07060 And 2020_018-00-Bma-Ar-Dt-07070 ; General Fittings, Furnishings Amd Equipment ; Mirror Type Lin-01; Size 2,200 X 1,000Mm High On Plywood Backing | 2 | Nr | AED | 1463
2021-01 | 2 | 2.0178 |  | United Arab Emirates | Abu Dhabi | Hard & Soft Landscaping | Celebration Plaza | Minor Buildings | DMT | Basatin Landscaping | Award | 2021 | Fixed Price Lump Sum | FURNISHINGS | Generally | Container Type E; Shower And Changing Room ; Fittings, Furnishings And Equipment; All In Accordance With Drawing Reference 2020_018-00-Bma-Ar-Dt-07000, 2020_018-00-Bma-Ar-Dt-07010, 2020_018-00-Bma-Ar-Dt-07020, 2020_018-00-Bma-Ar-Dt-07030 2020_018-00-Bma-Ar-Dt-07040, 2020_018-00-Bma-Ar-Dt-07050 2020_018-00-Bma-Ar-Dt-07060 And 2020_018-00-Bma-Ar-Dt-07070 ; General Fittings, Furnishings Amd Equipment ; Cubicle System Type San-621; Size 250 X 1,900Mm High | 2 | Nr | AED | 3657.5
2021-01 | 2 | 2.0178 |  | United Arab Emirates | Abu Dhabi | Hard & Soft Landscaping | Celebration Plaza | Minor Buildings | DMT | Basatin Landscaping | Award | 2021 | Fixed Price Lump Sum | FURNISHINGS | Generally | Container Type E; Shower And Changing Room ; Fittings, Furnishings And Equipment; All In Accordance With Drawing Reference 2020_018-00-Bma-Ar-Dt-07000, 2020_018-00-Bma-Ar-Dt-07010, 2020_018-00-Bma-Ar-Dt-07020, 2020_018-00-Bma-Ar-Dt-07030 2020_018-00-Bma-Ar-Dt-07040, 2020_018-00-Bma-Ar-Dt-07050 2020_018-00-Bma-Ar-Dt-07060 And 2020_018-00-Bma-Ar-Dt-07070 ; General Fittings, Furnishings Amd Equipment ; Cubicle System Type San-621; Size 450 X 1,900Mm High | 2 | Nr | AED | 3657.5
2021-01 | 2 | 2.0178 |  | United Arab Emirates | Abu Dhabi | Hard & Soft Landscaping | Celebration Plaza | Minor Buildings | DMT | Basatin Landscaping | Award | 2021 | Fixed Price Lump Sum | FURNISHINGS | Generally | Container Type E; Shower And Changing Room ; Fittings, Furnishings And Equipment; All In Accordance With Drawing Reference 2020_018-00-Bma-Ar-Dt-07000, 2020_018-00-Bma-Ar-Dt-07010, 2020_018-00-Bma-Ar-Dt-07020, 2020_018-00-Bma-Ar-Dt-07030 2020_018-00-Bma-Ar-Dt-07040, 2020_018-00-Bma-Ar-Dt-07050 2020_018-00-Bma-Ar-Dt-07060 And 2020_018-00-Bma-Ar-Dt-07070 ; General Fittings, Furnishings Amd Equipment ; Cubicle System Type San-621; Size 1,800 X 900 X 2,400Mm High | 4 | Nr | AED | 3657.5
2021-01 | 2 | 2.0178 |  | United Arab Emirates | Abu Dhabi | Hard & Soft Landscaping | Celebration Plaza | Minor Buildings | DMT | Basatin Landscaping | Award | 2021 | Fixed Price Lump Sum | FURNISHINGS | Generally | Container Type E; Shower And Changing Room ; Fittings, Furnishings And Equipment; All In Accordance With Drawing Reference 2020_018-00-Bma-Ar-Dt-07000, 2020_018-00-Bma-Ar-Dt-07010, 2020_018-00-Bma-Ar-Dt-07020, 2020_018-00-Bma-Ar-Dt-07030 2020_018-00-Bma-Ar-Dt-07040, 2020_018-00-Bma-Ar-Dt-07050 2020_018-00-Bma-Ar-Dt-07060 And 2020_018-00-Bma-Ar-Dt-07070 ; General Fittings, Furnishings Amd Equipment ; Cubicle System Type San-621; Size 1,800 X 900 X 2,400Mm High | 4 | Nr | AED | 3657.5
2021-01 | 2 | 2.0178 |  | United Arab Emirates | Abu Dhabi | Hard & Soft Landscaping | Celebration Plaza | Minor Buildings | DMT | Basatin Landscaping | Award | 2021 | Fixed Price Lump Sum | MECHANICAL ENGINEERING INSTALLATIONS | Equipment | Sanitary Installations; All In Accordance With Drawing Reference 2020_018-00-Bma-Ar-Sh-10300 ; Sanitary Ancillaries ; Shower Drain Type San-731 | 4 | Nr | AED | 381.7
2021-01 | 2 | 2.0178 |  | United Arab Emirates | Abu Dhabi | Hard & Soft Landscaping | Celebration Plaza | Minor Buildings | DMT | Basatin Landscaping | Award | 2021 | Fixed Price Lump Sum | MECHANICAL ENGINEERING INSTALLATIONS | Equipment | Sanitary Installations; All In Accordance With Drawing Reference 2020_018-00-Bma-Ar-Sh-10300 ; Sanitary Ancillaries ; Floor Drain Type San-732 | 4 | Nr | AED | 259.6
2021-01 | 2 | 2.0178 |  | United Arab Emirates | Abu Dhabi | Hard & Soft Landscaping | Celebration Plaza | Minor Buildings | DMT | Basatin Landscaping | Award | 2021 | Fixed Price Lump Sum | MECHANICAL ENGINEERING INSTALLATIONS | Equipment | Sanitary Installations; All In Accordance With Drawing Reference 2020_018-00-Bma-Ar-Sh-10300 ; Sanitary Ancillaries ; Toilet Roll Holder Type San-821 | 4 | Nr | AED | 633.6
2021-01 | 2 | 2.0179 |  | United Arab Emirates | Abu Dhabi | Hard & Soft Landscaping | Celebration Plaza | Minor Buildings | DMT | Basatin Landscaping | Award | 2021 | Fixed Price Lump Sum | MECHANICAL ENGINEERING INSTALLATIONS | Equipment | Sanitary Installations; All In Accordance With Drawing Reference 2020_018-00-Bma-Ar-Sh-10300 ; Sanitary Ancillaries ; Robe Hook Type San-822 | 8 | Nr | AED | 114.5
2021-01 | 2 | 2.0179 |  | United Arab Emirates | Abu Dhabi | Hard & Soft Landscaping | Celebration Plaza | Minor Buildings | DMT | Basatin Landscaping | Award | 2021 | Fixed Price Lump Sum | MECHANICAL ENGINEERING INSTALLATIONS | Equipment | Sanitary Installations; All In Accordance With Drawing Reference 2020_018-00-Bma-Ar-Sh-10300 ; Sanitary Ancillaries ; Wall Mounted Sensor Soap Dispenser Type San-823 | 4 | Nr | AED | 896.9
2021-01 | 2 | 2.0179 |  | United Arab Emirates | Abu Dhabi | Hard & Soft Landscaping | Celebration Plaza | Minor Buildings | DMT | Basatin Landscaping | Award | 2021 | Fixed Price Lump Sum | MECHANICAL ENGINEERING INSTALLATIONS | Equipment | Sanitary Installations; All In Accordance With Drawing Reference 2020_018-00-Bma-Ar-Sh-10300 ; Sanitary Ancillaries ; Pedal Bin Type San-825 | 4 | Nr | AED | 132.4
2021-01 | 2 | 2.0179 |  | United Arab Emirates | Abu Dhabi | Hard & Soft Landscaping | Celebration Plaza | Minor Buildings | DMT | Basatin Landscaping | Award | 2021 | Fixed Price Lump Sum | MECHANICAL ENGINEERING INSTALLATIONS | Equipment | Sanitary Installations; All In Accordance With Drawing Reference 2020_018-00-Bma-Ar-Sh-10300 ; Sanitary Ancillaries ; Towel Dispenser And Wast Bin Combination Type San-826 | 2 | Nr | AED | 7251.3
2021-01 | 2 | 2.0179 |  | United Arab Emirates | Abu Dhabi | Hard & Soft Landscaping | Celebration Plaza | Minor Buildings | DMT | Basatin Landscaping | Award | 2021 | Fixed Price Lump Sum | MECHANICAL ENGINEERING INSTALLATIONS | Equipment | Sanitary Installations; All In Accordance With Drawing Reference 2020_018-00-Bma-Ar-Sh-10300 ; Sanitary Ancillaries ; Surface Mounted Hand Dryer Type San-829 | 2 | Nr | AED | 4034
2021-01 | 2 | 2.0179 |  | United Arab Emirates | Abu Dhabi | Hard & Soft Landscaping | Celebration Plaza | Minor Buildings | DMT | Basatin Landscaping | Award | 2021 | Fixed Price Lump Sum | MECHANICAL ENGINEERING INSTALLATIONS | Equipment | Container Type E; Shower And Changing Room ; Sanitary Installations For Minor Buildings ; Sanitary Fittings Including Mounting/Support And Connections To Supply And Waste Pipework Complete As Described In The Technical Drawings And Specifications ; Wall Hung Wc; Ref. San-121 | 4 | Nr | AED | 1171.7
2021-01 | 2 | 2.0179 |  | United Arab Emirates | Abu Dhabi | Hard & Soft Landscaping | Celebration Plaza | Minor Buildings | DMT | Basatin Landscaping | Award | 2021 | Fixed Price Lump Sum | MECHANICAL ENGINEERING INSTALLATIONS | Equipment | Container Type E; Shower And Changing Room ; Sanitary Installations For Minor Buildings ; Sanitary Fittings Including Mounting/Support And Connections To Supply And Waste Pipework Complete As Described In The Technical Drawings And Specifications ; Concealed Cistern; Ref. San-123 | 4 | Nr | AED | 1113.2
2021-01 | 2 | 2.0179 |  | United Arab Emirates | Abu Dhabi | Hard & Soft Landscaping | Celebration Plaza | Minor Buildings | DMT | Basatin Landscaping | Award | 2021 | Fixed Price Lump Sum | MECHANICAL ENGINEERING INSTALLATIONS | Equipment | Container Type E; Shower And Changing Room ; Sanitary Installations For Minor Buildings ; Sanitary Fittings Including Mounting/Support And Connections To Supply And Waste Pipework Complete As Described In The Technical Drawings And Specifications ; Dual Flush Plate; Ref. San-124 | 4 | Nr | AED | 1043.2
2021-01 | 2 | 2.0179 |  | United Arab Emirates | Abu Dhabi | Hard & Soft Landscaping | Celebration Plaza | Minor Buildings | DMT | Basatin Landscaping | Award | 2021 | Fixed Price Lump Sum | MECHANICAL ENGINEERING INSTALLATIONS | Equipment | Container Type E; Shower And Changing Room ; Sanitary Installations For Minor Buildings ; Sanitary Fittings Including Mounting/Support And Connections To Supply And Waste Pipework Complete As Described In The Technical Drawings And Specifications ; Countertop Washbasin; Ref. San-321 | 4 | Nr | AED | 333.4
2021-01 | 2 | 2.0179 |  | United Arab Emirates | Abu Dhabi | Hard & Soft Landscaping | Celebration Plaza | Minor Buildings | DMT | Basatin Landscaping | Award | 2021 | Fixed Price Lump Sum | MECHANICAL ENGINEERING INSTALLATIONS | Equipment | Container Type E; Shower And Changing Room ; Sanitary Installations For Minor Buildings ; Sanitary Fittings Including Mounting/Support And Connections To Supply And Waste Pipework Complete As Described In The Technical Drawings And Specifications ; Shower Sliderail Kit With Shower Outlet, Ref. San-725 | 4 | Nr | AED | 1478.3
2021-01 | 2 | 2.018 |  | United Arab Emirates | Abu Dhabi | Hard & Soft Landscaping | Celebration Plaza | Minor Buildings | DMT | Basatin Landscaping | Award | 2021 | Fixed Price Lump Sum | MECHANICAL ENGINEERING INSTALLATIONS | Equipment | Container Type E; Shower And Changing Room ; Sanitary Installations For Minor Buildings ; Sanitary Fittings Including Mounting/Support And Connections To Supply And Waste Pipework Complete As Described In The Technical Drawings And Specifications ; Sensor Washbasin Mixer; Ref. San-721 | 4 | Nr | AED | 952.9
2021-01 | 2 | 2.018 |  | United Arab Emirates | Abu Dhabi | Hard & Soft Landscaping | Celebration Plaza | Minor Buildings | DMT | Basatin Landscaping | Award | 2021 | Fixed Price Lump Sum | MECHANICAL ENGINEERING INSTALLATIONS | Equipment | Container Type E; Shower And Changing Room ; Sanitary Installations For Minor Buildings ; Sanitary Fittings Including Mounting/Support And Connections To Supply And Waste Pipework Complete As Described In The Technical Drawings And Specifications ; Conceald Shower Mixer; Ref. San-724 | 4 | Nr | AED | 1544.4
2021-01 | 2 | 2.018 |  | United Arab Emirates | Abu Dhabi | Hard & Soft Landscaping | Celebration Plaza | Minor Buildings | DMT | Basatin Landscaping | Award | 2021 | Fixed Price Lump Sum | MECHANICAL ENGINEERING INSTALLATIONS | Equipment | Container Type E; Shower And Changing Room ; Sanitary Installations For Minor Buildings ; Sanitary Fittings Including Mounting/Support And Connections To Supply And Waste Pipework Complete As Described In The Technical Drawings And Specifications ; Janitor Sink; Ref. San-323 | 2 | Nr | AED | 1473.2
2021-01 | 2 | 2.018 |  | United Arab Emirates | Abu Dhabi | Hard & Soft Landscaping | Celebration Plaza | Minor Buildings | DMT | Basatin Landscaping | Award | 2021 | Fixed Price Lump Sum | MECHANICAL ENGINEERING INSTALLATIONS | Equipment | Container Type E; Shower And Changing Room ; Sanitary Installations For Minor Buildings ; Sanitary Fittings Including Mounting/Support And Connections To Supply And Waste Pipework Complete As Described In The Technical Drawings And Specifications ; Janitors Sink Mixer With 1.9L Flow Reducer ; Ref. San-722 | 2 | Nr | AED | 749.3
2021-01 | 2 | 2.018 |  | United Arab Emirates | Abu Dhabi | Hard & Soft Landscaping | Celebration Plaza | Minor Buildings | DMT | Basatin Landscaping | Award | 2021 | Fixed Price Lump Sum | MECHANICAL ENGINEERING INSTALLATIONS | Equipment | Container Type E; Shower And Changing Room ; Sanitary Installations For Minor Buildings ; Sanitary Fittings Including Mounting/Support And Connections To Supply And Waste Pipework Complete As Described In The Technical Drawings And Specifications ; Ablution Spray; Ref. San-723 | 4 | Nr | AED | 307.9
2021-01 | 2 | 2.018 |  | United Arab Emirates | Abu Dhabi | Hard & Soft Landscaping | Celebration Plaza | Minor Buildings | DMT | Basatin Landscaping | Award | 2021 | Fixed Price Lump Sum | MECHANICAL ENGINEERING INSTALLATIONS | Equipment | Container Type E; Shower And Changing Room ; Disposal Installations For Minor Buildings Condensate Drains Allow For Condensate Pipework Including Insulation; Complete All In Accordance With The Drawings And Specifications; From Dx Unit To Nearest Drain | 2 | Nr | AED | 731.5
2021-01 | 2 | 2.018 |  | United Arab Emirates | Abu Dhabi | Hard & Soft Landscaping | Celebration Plaza | Minor Buildings | DMT | Basatin Landscaping | Award | 2021 | Fixed Price Lump Sum | MECHANICAL ENGINEERING INSTALLATIONS | Pipework and gutterwork | Soil, Waste And Vent Installations ; Supply And Installation Of Below Ground Upvc Pipes Conforming To Bs En 1401, Including Fittings, All Necessary Excavation, Backfilling, Beds And Surrounds As Required, Accessories And Connections; Complete All In Accordance With Drawings And Specifications ; 3In Diameter, Depth Not Exceeding 1M | 32 | m | AED | 220.1
2021-01 | 2 | 2.018 |  | United Arab Emirates | Abu Dhabi | Hard & Soft Landscaping | Celebration Plaza | Minor Buildings | DMT | Basatin Landscaping | Award | 2021 | Fixed Price Lump Sum | MECHANICAL ENGINEERING INSTALLATIONS | Pipework and gutterwork | Soil, Waste And Vent Installations ; Supply And Installation Of Below Ground Upvc Pipes Conforming To Bs En 1401, Including Fittings, All Necessary Excavation, Backfilling, Beds And Surrounds As Required, Accessories And Connections; Complete All In Accordance With Drawings And Specifications ; 4In Diameter, Depth Not Exceeding 1M | 30 | m | AED | 234.1
2021-01 | 2 | 2.018 |  | United Arab Emirates | Abu Dhabi | Hard & Soft Landscaping | Celebration Plaza | Minor Buildings | DMT | Basatin Landscaping | Award | 2021 | Fixed Price Lump Sum | MECHANICAL ENGINEERING INSTALLATIONS | Pipework and gutterwork | Supply And Installation Of Above Ground Upvc Pipes , Including Fittings, Fixing, Supports And All Necessary Accessories And Connections; Complete All In Accordance With The Drawings And Specifications ; Final Pipework Connection To Wash Basin | 4 | Nr | AED | 220.1
2021-01 | 2 | 2.018 |  | United Arab Emirates | Abu Dhabi | Hard & Soft Landscaping | Celebration Plaza | Minor Buildings | DMT | Basatin Landscaping | Award | 2021 | Fixed Price Lump Sum | MECHANICAL ENGINEERING INSTALLATIONS | Pipework and gutterwork | Cleanout; Complete All In Accordance With The Drawings And Specifications ; Fixed To 3In Diameter Pipes | 10 | Nr | AED | 73.8
2021-01 | 2 | 2.0181 |  | United Arab Emirates | Abu Dhabi | Hard & Soft Landscaping | Celebration Plaza | Minor Buildings | DMT | Basatin Landscaping | Award | 2021 | Fixed Price Lump Sum | MECHANICAL ENGINEERING INSTALLATIONS | Pipework and gutterwork | Floor Trap; Complete All In Accordance With The Drawings And Specifications ; Fixed To 3In Diameter Pipes ; | 10 | Nr | AED | 146.3
2021-01 | 2 | 2.0181 |  | United Arab Emirates | Abu Dhabi | Hard & Soft Landscaping | Celebration Plaza | Minor Buildings | DMT | Basatin Landscaping | Award | 2021 | Fixed Price Lump Sum | MECHANICAL ENGINEERING INSTALLATIONS | Pipework and gutterwork | Gully Trap; Complete All In Accordance With The Drawings And Specifications ; Gully Trap | 2 | Nr | AED | 366.4
2021-01 | 2 | 2.0181 |  | United Arab Emirates | Abu Dhabi | Hard & Soft Landscaping | Celebration Plaza | Minor Buildings | DMT | Basatin Landscaping | Award | 2021 | Fixed Price Lump Sum | MECHANICAL ENGINEERING INSTALLATIONS | Equipment | Container Type E; Shower And Changing Room ; Disposal Installations For Minor Buildings ; Soil, Waste And Vent Installations ; Inspection Chambers, Concrete, Including Ductile Iron Cover And Frame, Excavation, Backfilling, Disposal, Reinforcement, Interior Grp Lining, Benching, Concrete Blinding, And All Necessary Accessories And Connections; Complete In Accordance With Drawings And Specifications ; 600Mm X 600Mm Size; Ref. Ic-01 | 1 | Nr | AED | 5120.5
2021-01 | 2 | 2.0181 |  | United Arab Emirates | Abu Dhabi | Hard & Soft Landscaping | Celebration Plaza | Minor Buildings | DMT | Basatin Landscaping | Award | 2021 | Fixed Price Lump Sum | MECHANICAL ENGINEERING INSTALLATIONS | Equipment | Container Type E; Shower And Changing Room ; Disposal Installations For Minor Buildings ; Soil, Waste And Vent Installations ; Inspection Chambers, Concrete, Including Ductile Iron Cover And Frame, Excavation, Backfilling, Disposal, Reinforcement, Interior Grp Lining, Benching, Concrete Blinding, And All Necessary Accessories And Connections; Complete In Accordance With Drawings And Specifications ; 600Mm X 600Mm Size; Ref. Ic-02 | 1 | Nr | AED | 5120.5
2021-01 | 2 | 2.0181 |  | United Arab Emirates | Abu Dhabi | Hard & Soft Landscaping | Celebration Plaza | Minor Buildings | DMT | Basatin Landscaping | Award | 2021 | Fixed Price Lump Sum | MECHANICAL ENGINEERING INSTALLATIONS | Pipework and gutterwork | Thrust Block; Complete All In Accordance With The Drawings And Specifications ; Fixed To 3In Diameter Pipes | 1 | Nr | AED | 445.3
2021-01 | 2 | 2.0181 |  | United Arab Emirates | Abu Dhabi | Hard & Soft Landscaping | Celebration Plaza | Minor Buildings | DMT | Basatin Landscaping | Award | 2021 | Fixed Price Lump Sum | MECHANICAL ENGINEERING INSTALLATIONS | Pipework and gutterwork | Thrust Block; Complete All In Accordance With The Drawings And Specifications ; Fixed To 4In Diameter Pipes | 2 | Nr | AED | 508.9
2021-01 | 2 | 2.0181 |  | United Arab Emirates | Abu Dhabi | Hard & Soft Landscaping | Celebration Plaza | Minor Buildings | DMT | Basatin Landscaping | Award | 2021 | Fixed Price Lump Sum | MECHANICAL ENGINEERING INSTALLATIONS | Equipment | Container Type E; Shower And Changing Room ; Water Installations For Minor Buildings ; Cold Water Installation ; Supply And Installation Of Below Ground Mdpe Potable Water Pipe Water Pipes, Including Fittings, All Necessary Excavation, Backfilling, Beds And Surrounds As Required, Warning Tapes, Accessories And Connections; Complete All In Accordance With Drawings And Specifications ; 25Mm Diameter, Depth Not Exceeding 1M | 8 | m | AED | 25.5
2021-01 | 2 | 2.0181 |  | United Arab Emirates | Abu Dhabi | Hard & Soft Landscaping | Celebration Plaza | Minor Buildings | DMT | Basatin Landscaping | Award | 2021 | Fixed Price Lump Sum | MECHANICAL ENGINEERING INSTALLATIONS | Equipment | Dropping Pipes To Sanitary And Kitchen Equipments, Including Fittings, Fixing, Supports And All Necessary Accessories And Connections; Complete All In Accordance With The Drawings And Specifications ; Final Connection To Sanitary And Kitchen Equipments, 15Mm Diameter | 32 | Nr | AED | 29.3
2021-01 | 2 | 2.0181 |  | United Arab Emirates | Abu Dhabi | Hard & Soft Landscaping | Celebration Plaza | Minor Buildings | DMT | Basatin Landscaping | Award | 2021 | Fixed Price Lump Sum | MECHANICAL ENGINEERING INSTALLATIONS | Equipment | Container Type E; Shower And Changing Room ; Water Installations For Minor Buildings ; Water Installations For Minor Buildings ; Supply And Installation Of Above Ground Ppr (Pn16) Pipes, Including Fittings, Fixing, Supports And All Necessary Accessories And Connections; Complete All In Accordance With The Drawings And Specifications ; 20Mm Diameter | 16 | m | AED | 6.4
2021-01 | 2 | 2.0181 |  | United Arab Emirates | Abu Dhabi | Hard & Soft Landscaping | Celebration Plaza | Minor Buildings | DMT | Basatin Landscaping | Award | 2021 | Fixed Price Lump Sum | MECHANICAL ENGINEERING INSTALLATIONS | Equipment | Container Type E; Shower And Changing Room ; Water Installations For Minor Buildings ; Water Installations For Minor Buildings ; Supply And Installation Of Above Ground Ppr (Pn16) Pipes, Including Fittings, Fixing, Supports And All Necessary Accessories And Connections; Complete All In Accordance With The Drawings And Specifications ; 25Mm Diameter | 2 | m | AED | 9
2021-01 | 2 | 2.0182 |  | United Arab Emirates | Abu Dhabi | Hard & Soft Landscaping | Celebration Plaza | Minor Buildings | DMT | Basatin Landscaping | Award | 2021 | Fixed Price Lump Sum | MECHANICAL ENGINEERING INSTALLATIONS | Equipment | Dropping Pipes To Sanitary And Kitchen Equipments, Including Fittings, Fixing, Supports And All Necessary Accessories And Connections; Complete All In Accordance With The Drawings And Specifications ; Final Connection To Sanitary And Kitchen Equipments, 15Mm Diameter | 8 | Nr | AED | 29.3
2021-01 | 2 | 2.0182 |  | United Arab Emirates | Abu Dhabi | Hard & Soft Landscaping | Celebration Plaza | Minor Buildings | DMT | Basatin Landscaping | Award | 2021 | Fixed Price Lump Sum | MECHANICAL ENGINEERING INSTALLATIONS | Insulation, including linings and protective coverings | Thermal Insulation, Complete All In Accordance With The Drawings And Specifications ; Fixing To 20Mm Diameter Pipes | 16 | m | AED | 6.4
2021-01 | 2 | 2.0182 |  | United Arab Emirates | Abu Dhabi | Hard & Soft Landscaping | Celebration Plaza | Minor Buildings | DMT | Basatin Landscaping | Award | 2021 | Fixed Price Lump Sum | MECHANICAL ENGINEERING INSTALLATIONS | Insulation, including linings and protective coverings | Thermal Insulation, Complete All In Accordance With The Drawings And Specifications ; Fixing To 20Mm Diameter Pipes | 2 | m | AED | 6.4
2021-01 | 2 | 2.0182 |  | United Arab Emirates | Abu Dhabi | Hard & Soft Landscaping | Celebration Plaza | Minor Buildings | DMT | Basatin Landscaping | Award | 2021 | Fixed Price Lump Sum | MECHANICAL ENGINEERING INSTALLATIONS | Equipment | Electric Water Heaters, Complete Valves, Dip Trays And With All Necessary Ancillaries, Accessories And Connections, Complete All In Accordance With The Drawings And Specifications ; 50 Litre Capacity; Ref. Wh | 2 | Nr | AED | 1463
2021-01 | 2 | 2.0182 |  | United Arab Emirates | Abu Dhabi | Hard & Soft Landscaping | Celebration Plaza | Minor Buildings | DMT | Basatin Landscaping | Award | 2021 | Fixed Price Lump Sum | MECHANICAL ENGINEERING INSTALLATIONS | Equipment | Container Type E; Shower And Changing Room ; Water Installations For Minor Buildings ; Hot Water Installation ; Supply And Installation Of Above Ground Ppr (Pn16) Pipes, Including Fittings, Fixing, Supports And All Necessary Accessories And Connections; Complete All In Accordance With The Drawings And Specifications; 20Mm Diameter | 16 | m | AED | 6.4
2021-01 | 2 | 2.0182 |  | United Arab Emirates | Abu Dhabi | Hard & Soft Landscaping | Celebration Plaza | Minor Buildings | DMT | Basatin Landscaping | Award | 2021 | Fixed Price Lump Sum | MECHANICAL ENGINEERING INSTALLATIONS | Equipment | Container Type E; Shower And Changing Room ; Water Installations For Minor Buildings ; Hot Water Installation ; Supply And Installation Of Above Ground Ppr (Pn16) Pipes, Including Fittings, Fixing, Supports And All Necessary Accessories And Connections; Complete All In Accordance With The Drawings And Specifications; 20Mm Diameter | 2 | m | AED | 9
2021-01 | 2 | 2.0182 |  | United Arab Emirates | Abu Dhabi | Hard & Soft Landscaping | Celebration Plaza | Minor Buildings | DMT | Basatin Landscaping | Award | 2021 | Fixed Price Lump Sum | MECHANICAL ENGINEERING INSTALLATIONS | Equipment | Dropping Pipes To Sanitary And Kitchen Equipments, Including Fittings, Fixing, Supports And All Necessary Accessories And Connections; Complete All In Accordance With The Drawings And Specifications ; Final Connection To Sanitary And Kitchen Equipments, 15Mm Diameter | 8 | Nr | AED | 29.3
2021-01 | 2 | 2.0182 |  | United Arab Emirates | Abu Dhabi | Hard & Soft Landscaping | Celebration Plaza | Minor Buildings | DMT | Basatin Landscaping | Award | 2021 | Fixed Price Lump Sum | MECHANICAL ENGINEERING INSTALLATIONS | Insulation, including linings and protective coverings | Thermal Insulation, Complete All In Accordance With The Drawings And Specifications ; Fixing To 20Mm Diameter Pipes | 16 | m | AED | 6.4
2021-01 | 2 | 2.0182 |  | United Arab Emirates | Abu Dhabi | Hard & Soft Landscaping | Celebration Plaza | Minor Buildings | DMT | Basatin Landscaping | Award | 2021 | Fixed Price Lump Sum | MECHANICAL ENGINEERING INSTALLATIONS | Insulation, including linings and protective coverings | Thermal Insulation, Complete All In Accordance With The Drawings And Specifications ; Fixing To 20Mm Diameter Pipes | 2 | m | AED | 6.4
2021-01 | 2 | 2.0182 |  | United Arab Emirates | Abu Dhabi | Hard & Soft Landscaping | Celebration Plaza | Minor Buildings | DMT | Basatin Landscaping | Award | 2021 | Fixed Price Lump Sum | MECHANICAL ENGINEERING INSTALLATIONS | Equipment | Electric Water Heaters, Complete Valves, Dip Trays And With All Necessary Ancillaries, Accessories And Connections, Complete All In Accordance With The Drawings And Specifications ; 50 Litre Capacity; Ref. Wh | 2 | Nr | AED | 1463
2021-01 | 2 | 2.0183 |  | United Arab Emirates | Abu Dhabi | Hard & Soft Landscaping | Celebration Plaza | Minor Buildings | DMT | Basatin Landscaping | Award | 2021 | Fixed Price Lump Sum | ELECTRICAL ENGINEERING INSTALLATIONS | Accessories | Container Type E; Shower And Changing Room ; Air Conditioning For Minor Buildings ; Dx Split Units, Comprising Of Indoor/Outdoor Unit, Refrigerant Pipes And Insulation, Unit Casing, Drain Pan, Cooling Coils, Fan, Fan Motor, Filters, Wiring To Local Isolator, Thermostats, Sensors, Insulation As Required And All Necessary Accessories And Connections; As Detailed In The Equipment Schedule And In Accordance With Drawings And Specifications ; 1.6 Tr Cooling Load, 450 Cfm Air Flow; Ref. Iu-03 / Ou-03 | 2 | Nr | AED | 5998.2
2021-01 | 2 | 2.0183 |  | United Arab Emirates | Abu Dhabi | Hard & Soft Landscaping | Celebration Plaza | Minor Buildings | DMT | Basatin Landscaping | Award | 2021 | Fixed Price Lump Sum | MECHANICAL ENGINEERING INSTALLATIONS | Equipment | Ventilation For Minor Buildings ; Container Type E; Showers + Change Rooms + Wc (Sports) ; Ventilation Fans, Including Motors, Filters, And All Necessary Anti-Vibration Mountings And Supports, Dampers, Electrical/Control Wiring, Conduits And Controls, Accessories And Connections To Ductwork, Complete As Detailed In The Equipment Schedule And In Accordance With Drawings And Specifications ; 75 Cfm Air Flow; Ref. Ef-01 | 8 | Nr | AED | 1908.3
2021-01 | 2 | 2.0183 |  | United Arab Emirates | Abu Dhabi | Hard & Soft Landscaping | Celebration Plaza | Minor Buildings | DMT | Basatin Landscaping | Award | 2021 | Fixed Price Lump Sum | ELECTRICAL ENGINEERING INSTALLATIONS | Accessories | Container Type E; Shower And Changing Room ; Electrical Installation For Minor Buildings ; Small Power Installation ; Wiring In Approved Cables, Drawing Into And Including Conduit Where Required, Complete With Boxes, Fittings And Supporting Brackets, All In Accordance With The Specification And Drawings ; 13A Switched Fused Connection | 10 | Nr | AED | 585.2
2021-01 | 2 | 2.0183 |  | United Arab Emirates | Abu Dhabi | Hard & Soft Landscaping | Celebration Plaza | Minor Buildings | DMT | Basatin Landscaping | Award | 2021 | Fixed Price Lump Sum | ELECTRICAL ENGINEERING INSTALLATIONS | Accessories | Container Type E; Shower And Changing Room ; Electrical Installation For Minor Buildings ; Small Power Installation ; Wiring In Approved Cables, Drawing Into And Including Conduit Where Required, Complete With Boxes, Fittings And Supporting Brackets, All In Accordance With The Specification And Drawings ; 20A Flex Outlet | 4 | Nr | AED | 585.2
2021-01 | 2 | 2.0183 |  | United Arab Emirates | Abu Dhabi | Hard & Soft Landscaping | Celebration Plaza | Minor Buildings | DMT | Basatin Landscaping | Award | 2021 | Fixed Price Lump Sum | ELECTRICAL ENGINEERING INSTALLATIONS | Accessories | Accessories; Complete As Described In The Specification And Drawings ; 13A Switched Fused Connection | 10 | Nr | AED | 366.4
2021-01 | 2 | 2.0183 |  | United Arab Emirates | Abu Dhabi | Hard & Soft Landscaping | Celebration Plaza | Minor Buildings | DMT | Basatin Landscaping | Award | 2021 | Fixed Price Lump Sum | ELECTRICAL ENGINEERING INSTALLATIONS | Accessories | Accessories; Complete As Described In The Specification And Drawings ; 20A Flex Outlet | 4 | Nr | AED | 366.4
2021-01 | 2 | 2.0183 |  | United Arab Emirates | Abu Dhabi | Hard & Soft Landscaping | Celebration Plaza | Minor Buildings | DMT | Basatin Landscaping | Award | 2021 | Fixed Price Lump Sum | ELECTRICAL ENGINEERING INSTALLATIONS | Final sub-circuits and auxiliary installations | Lighting Installation ; Wiring In Approved Cables, Drawing Into And Including Conduit Where Required, Complete With Boxes, Fittings And Supporting Brackets, All In Accordance With The Specification And Drawings ; Lighting Points | 16 | Nr | AED | 175.6
2021-01 | 2 | 2.0183 |  | United Arab Emirates | Abu Dhabi | Hard & Soft Landscaping | Celebration Plaza | Minor Buildings | DMT | Basatin Landscaping | Award | 2021 | Fixed Price Lump Sum | ELECTRICAL ENGINEERING INSTALLATIONS | Final sub-circuits and auxiliary installations | Lighting Installation ; Wiring In Approved Cables, Drawing Into And Including Conduit Where Required, Complete With Boxes, Fittings And Supporting Brackets, All In Accordance With The Specification And Drawings ; Allow For Linear Lighting Points | 1 | Item | AED | 731.5
2021-01 | 2 | 2.0183 |  | United Arab Emirates | Abu Dhabi | Hard & Soft Landscaping | Celebration Plaza | Minor Buildings | DMT | Basatin Landscaping | Award | 2021 | Fixed Price Lump Sum | ELECTRICAL ENGINEERING INSTALLATIONS | Final sub-circuits and auxiliary installations | Supply And Installation Of Light Fittings Including Fixings, Lamps And Connections Complete In Accordance With The Specifications And Drawings ; External Wall Mounted Light; 20W | 2 | Nr | AED | 1571.2
2021-01 | 2 | 2.0183 |  | United Arab Emirates | Abu Dhabi | Hard & Soft Landscaping | Celebration Plaza | Minor Buildings | DMT | Basatin Landscaping | Award | 2021 | Fixed Price Lump Sum | ELECTRICAL ENGINEERING INSTALLATIONS | Final sub-circuits and auxiliary installations | Supply And Installation Of Light Fittings Including Fixings, Lamps And Connections Complete In Accordance With The Specifications And Drawings ; Led Recessed Ceiling Mounted Light; 15W | 12 | Nr | AED | 1414.7
2021-01 | 2 | 2.0184 |  | United Arab Emirates | Abu Dhabi | Hard & Soft Landscaping | Celebration Plaza | Minor Buildings | DMT | Basatin Landscaping | Award | 2021 | Fixed Price Lump Sum | ELECTRICAL ENGINEERING INSTALLATIONS | Final sub-circuits and auxiliary installations | Supply And Installation Of Light Fittings Including Fixings, Lamps And Connections Complete In Accordance With The Specifications And Drawings ; Led Surface/Ceiling Mounted Light; 37W | 2 | Nr | AED | 484.7
2021-01 | 2 | 2.0184 |  | United Arab Emirates | Abu Dhabi | Hard & Soft Landscaping | Celebration Plaza | Minor Buildings | DMT | Basatin Landscaping | Award | 2021 | Fixed Price Lump Sum | ELECTRICAL ENGINEERING INSTALLATIONS | Final sub-circuits and auxiliary installations | Supply And Installation Of Light Fittings Including Fixings, Lamps And Connections Complete In Accordance With The Specifications And Drawings ; Led Strip | 6 | m | AED | 1449
2021-01 | 2 | 2.0184 |  | United Arab Emirates | Abu Dhabi | Hard & Soft Landscaping | Celebration Plaza | Minor Buildings | DMT | Basatin Landscaping | Award | 2021 | Fixed Price Lump Sum | ELECTRICAL ENGINEERING INSTALLATIONS | Accessories | Container Type E; Shower And Changing Room ; Electrical Installation For Minor Buildings ; Lighting Control Installation ; Wiring In Approved Cables, Drawing Into And Including Conduit Where Required, Complete With Boxes, Fittings And Supporting Brackets, All In Accordance With The Specification And Drawings ; One Way One Gang Switch (W/P) | 6 | Nr | AED | 254.5
2021-01 | 2 | 2.0184 |  | United Arab Emirates | Abu Dhabi | Hard & Soft Landscaping | Celebration Plaza | Minor Buildings | DMT | Basatin Landscaping | Award | 2021 | Fixed Price Lump Sum | ELECTRICAL ENGINEERING INSTALLATIONS | Accessories | Accessories; Complete As Described In The Specification And Drawings ; One Way One Gang Switch (W/P) | 6 | Nr | AED | 254.5
2021-01 | 2 | 2.0184 |  | United Arab Emirates | Abu Dhabi | Hard & Soft Landscaping | Celebration Plaza | Minor Buildings | DMT | Basatin Landscaping | Award | 2021 | Fixed Price Lump Sum | SITE WORK | Excavation | Container Type F; Washroom; All In Accordance With Drawing Reference 2020_018-00-Bma-Ar-Dt-05050 ; Excavation And Filling ; Foundation Excavation For Footings; Not Exceeding 2M Deeps | 43 | m³ | AED | 25.5
2021-01 | 2 | 2.0184 |  | United Arab Emirates | Abu Dhabi | Hard & Soft Landscaping | Celebration Plaza | Minor Buildings | DMT | Basatin Landscaping | Award | 2021 | Fixed Price Lump Sum | SITE WORK | Disposal | Container Type F; Washroom; All In Accordance With Drawing Reference 2020_018-00-Bma-Ar-Dt-05050 ; Excavation And Filling ; Disposal Of Previously Excavated Off Site To A Suitable Location In Accordance With Engineer Requirements | 32 | m³ | AED | 30.6
2021-01 | 2 | 2.0184 |  | United Arab Emirates | Abu Dhabi | Hard & Soft Landscaping | Celebration Plaza | Minor Buildings | DMT | Basatin Landscaping | Award | 2021 | Fixed Price Lump Sum | SITE WORK | Filling | Container Type F; Washroom; All In Accordance With Drawing Reference 2020_018-00-Bma-Ar-Dt-05050 ; Excavation And Filling ; Imported Filling; One Layer Of 250Mm Thick Road Base Material Of 80% Cbr Value | 29 | m² | AED | 37.4
2021-01 | 2 | 2.0184 |  | United Arab Emirates | Abu Dhabi | Hard & Soft Landscaping | Celebration Plaza | Minor Buildings | DMT | Basatin Landscaping | Award | 2021 | Fixed Price Lump Sum | SITE WORK | Filling | Container Type F; Washroom; All In Accordance With Drawing Reference 2020_018-00-Bma-Ar-Dt-05050 ; Excavation And Filling ; Filling Obtained From Previously Excavated Material | 11 | m³ | AED | 25.5
2021-01 | 2 | 2.0184 |  | United Arab Emirates | Abu Dhabi | Hard & Soft Landscaping | Celebration Plaza | Minor Buildings | DMT | Basatin Landscaping | Award | 2021 | Fixed Price Lump Sum | SITE WORK | Landscaping | Ground Remadiation And Soil Stabilisation ; Ground Remadiation And Soil Stabilisation | 29 | m² | AED | 28
2021-01 | 2 | 2.0184 |  | United Arab Emirates | Abu Dhabi | Hard & Soft Landscaping | Celebration Plaza | Minor Buildings | DMT | Basatin Landscaping | Award | 2021 | Fixed Price Lump Sum | CONCRETE WORK | Poured concrete | In-Site Concrete Works ; Plain In-Situ Concrete; Blinding; 100Mm Thick; In Footings; Poured On Earth | 3 | m³ | AED | 384.2
2021-01 | 2 | 2.0185 |  | United Arab Emirates | Abu Dhabi | Hard & Soft Landscaping | Celebration Plaza | Minor Buildings | DMT | Basatin Landscaping | Award | 2021 | Fixed Price Lump Sum | CONCRETE WORK | Poured concrete | In-Site Concrete Works ; 50Mm Thick Screed Protection | 26 | m² | AED | 30.6
2021-01 | 2 | 2.0185 |  | United Arab Emirates | Abu Dhabi | Hard & Soft Landscaping | Celebration Plaza | Minor Buildings | DMT | Basatin Landscaping | Award | 2021 | Fixed Price Lump Sum | CONCRETE WORK | Poured concrete | In-Site Concrete Works ; Reinforced Concrete To Footings Type F1; Concrete Grade Type C35/45; Size Reinforced Concrete To Footings Type F1; Concrete Grade Type C35/45; Size | 5 | m³ | AED | 480.9
2021-01 | 2 | 2.0186 |  | United Arab Emirates | Abu Dhabi | Hard & Soft Landscaping | Celebration Plaza | Minor Buildings | DMT | Basatin Landscaping | Award | 2021 | Fixed Price Lump Sum | THERMAL AND MOISTURE PROTECTION | Coverings and linings | Waterproofing ; 1 Layer Of 1000Mm Gauge Polythene Sheet | 29 | m² | AED | 3.9
2021-01 | 2 | 2.0186 |  | United Arab Emirates | Abu Dhabi | Hard & Soft Landscaping | Celebration Plaza | Minor Buildings | DMT | Basatin Landscaping | Award | 2021 | Fixed Price Lump Sum | THERMAL AND MOISTURE PROTECTION | Coverings and linings | Waterproofing ; Waterproofing; Vertically To Footings; Comprising Of Bituminous Paint Primer Coat And 5Mm Sbs Modified Bitumonous Membrane | 31 | m² | AED | 50.3
2021-01 | 2 | 2.0186 |  | United Arab Emirates | Abu Dhabi | Hard & Soft Landscaping | Celebration Plaza | Minor Buildings | DMT | Basatin Landscaping | Award | 2021 | Fixed Price Lump Sum | THERMAL AND MOISTURE PROTECTION | Coverings and linings | Waterproofing ; Waterproofing; Vertically To Footings; 6Mm Bituminous Protection Board | 31 | m² | AED | 50.3
2021-01 | 2 | 2.0186 |  | United Arab Emirates | Abu Dhabi | Hard & Soft Landscaping | Celebration Plaza | Minor Buildings | DMT | Basatin Landscaping | Award | 2021 | Fixed Price Lump Sum | THERMAL AND MOISTURE PROTECTION | Coverings and linings | Waterproofing ; Waterproofing; Horizontally To Footings; Comprising Of Bituminous Paint Primer Coat And 5Mm Sbs Modified Bitumonous Membrane | 25 | m² | AED | 50.3
2021-01 | 2 | 2.0186 |  | United Arab Emirates | Abu Dhabi | Hard & Soft Landscaping | Celebration Plaza | Minor Buildings | DMT | Basatin Landscaping | Award | 2021 | Fixed Price Lump Sum | SPECIAL CONSTRUCTION | Enclosures | Container Type F; Washroom ; Off-Site Manufactured Materials, Components Or Buildings ; Prefabricated Buildings Container Type F; Disabled Toilet And Washrooms; Size 6,010Mm Long X 2,800Mm Wide X 2,590Mm High; All In Accordance With Drawing Reference 2020_018-00-Bma-Ar-Dt-05050 | 2 | Nr | AED | 178101
2021-01 | 2 | 2.0186 |  | United Arab Emirates | Abu Dhabi | Hard & Soft Landscaping | Celebration Plaza | Minor Buildings | DMT | Basatin Landscaping | Award | 2021 | Fixed Price Lump Sum | FINISHES | Decorations | External Walls ; Finishes To External Walls ; Wall Finish Type Pt-03; Exterior Acrylic Polyurethane Paint | 138 | m² | AED | 82.7
2021-01 | 2 | 2.0186 |  | United Arab Emirates | Abu Dhabi | Hard & Soft Landscaping | Celebration Plaza | Minor Buildings | DMT | Basatin Landscaping | Award | 2021 | Fixed Price Lump Sum | DOORS AND WINDOWS | Doors | Windows And External Doors; All In Accordance With Drawing Reference 2020_018-00-Bma-Ar-Dt-06500, 2020_018-00-Bma-Ar-Dt-06501 And 2020_018-00-Bma-Ar-Dt-06600 With And Including All Ironmongery As Per Drawing Reference 2020_018-00-Bma-Ar-Sh-10200 ; External Doors ; Door Type Ed-01; Single Metal Door With Pt-03 Finish; Size 1,000 X 2,100Mm High | 2 | Nr | AED | 3562.1
2021-01 | 2 | 2.0186 |  | United Arab Emirates | Abu Dhabi | Hard & Soft Landscaping | Celebration Plaza | Minor Buildings | DMT | Basatin Landscaping | Award | 2021 | Fixed Price Lump Sum | DOORS AND WINDOWS | Doors | Windows And External Doors; All In Accordance With Drawing Reference 2020_018-00-Bma-Ar-Dt-06500, 2020_018-00-Bma-Ar-Dt-06501 And 2020_018-00-Bma-Ar-Dt-06600 With And Including All Ironmongery As Per Drawing Reference 2020_018-00-Bma-Ar-Sh-10200 ; External Doors ; Door Type Ed-02; Double Metal Door With Louvered Screen; Size 1,650 X 1,925Mm High | 2 | Nr | AED | 4070.9
2021-01 | 2 | 2.0186 |  | United Arab Emirates | Abu Dhabi | Hard & Soft Landscaping | Celebration Plaza | Minor Buildings | DMT | Basatin Landscaping | Award | 2021 | Fixed Price Lump Sum | DOORS AND WINDOWS | Doors | Windows And External Doors; All In Accordance With Drawing Reference 2020_018-00-Bma-Ar-Dt-06500, 2020_018-00-Bma-Ar-Dt-06501 And 2020_018-00-Bma-Ar-Dt-06600 With And Including All Ironmongery As Per Drawing Reference 2020_018-00-Bma-Ar-Sh-10200 ; External Doors ; Door Type Ed-04; Single Metal Door With Pt-03 Finish; Size 350 X 1,925Mm High | 2 | Nr | AED | 3562.1
2021-01 | 2 | 2.0186 |  | United Arab Emirates | Abu Dhabi | Hard & Soft Landscaping | Celebration Plaza | Minor Buildings | DMT | Basatin Landscaping | Award | 2021 | Fixed Price Lump Sum | ACCESSORIES | Partitions | Internal Walls And Partitions ; Walls And Partitions ; Wall System Type Iws-01; 12 - 15Mm Thick Moisture Resistant Monolithic Gypsum Board | 114 | m² | AED | 190.9
2021-01 | 2 | 2.0187 |  | United Arab Emirates | Abu Dhabi | Hard & Soft Landscaping | Celebration Plaza | Minor Buildings | DMT | Basatin Landscaping | Award | 2021 | Fixed Price Lump Sum | ACCESSORIES | Partitions | Internal Walls And Partitions ; Walls And Partitions ; 60Mm Thick Wall Insulation (0.57W/M2K For The Wall) | 102 | m² | AED | 25.5
2021-01 | 2 | 2.0187 |  | United Arab Emirates | Abu Dhabi | Hard & Soft Landscaping | Celebration Plaza | Minor Buildings | DMT | Basatin Landscaping | Award | 2021 | Fixed Price Lump Sum | FINISHES | Finishings | Container Type F; Washroom ; Internal Finishes; All In Accordance With Drawing Reference 2020_018-00-Bma-Ar-Sh-10100 ; Wall Finishes ; Wall Finish Type Lin-01; Porcelain Tile; 600 X 600Mm High | 88 | m² | AED | 205.3
2021-01 | 2 | 2.0187 |  | United Arab Emirates | Abu Dhabi | Hard & Soft Landscaping | Celebration Plaza | Minor Buildings | DMT | Basatin Landscaping | Award | 2021 | Fixed Price Lump Sum | FINISHES | Finishings | Floor Finishes ; Waterproofing Membrane; 2Mm Thick On Floors | 44 | m² | AED | 50.3
2021-01 | 2 | 2.0187 |  | United Arab Emirates | Abu Dhabi | Hard & Soft Landscaping | Celebration Plaza | Minor Buildings | DMT | Basatin Landscaping | Award | 2021 | Fixed Price Lump Sum | FINISHES | Finishings | Floor Finishes ; Floor Finish Type Fl-01; Porcelain Tile; Size 1,200 X 600Mm Wide | 28 | m² | AED | 205.3
2021-01 | 2 | 2.0187 |  | United Arab Emirates | Abu Dhabi | Hard & Soft Landscaping | Celebration Plaza | Minor Buildings | DMT | Basatin Landscaping | Award | 2021 | Fixed Price Lump Sum | FINISHES | Finishings | Floor Finishes ; Floor Finish Type Fl-02; Epoxy Paint With Matte Finish | 2 | m² | AED | 866.5
2021-01 | 2 | 2.0187 |  | United Arab Emirates | Abu Dhabi | Hard & Soft Landscaping | Celebration Plaza | Minor Buildings | DMT | Basatin Landscaping | Award | 2021 | Fixed Price Lump Sum | FINISHES | Finishings | Floor Finishes ; Floor Finish Type Fl-04; Steel Floor Plate With Square Pattern | 12 | m² | AED | 205.3
2021-01 | 2 | 2.0187 |  | United Arab Emirates | Abu Dhabi | Hard & Soft Landscaping | Celebration Plaza | Minor Buildings | DMT | Basatin Landscaping | Award | 2021 | Fixed Price Lump Sum | FINISHES | Finishings | Floor Finishes ; Floor Finish Type Fl-05; Porcelain Tile; 300 X 300Mm Wide | 2 | m² | AED | 157.5
2021-01 | 2 | 2.0187 |  | United Arab Emirates | Abu Dhabi | Hard & Soft Landscaping | Celebration Plaza | Minor Buildings | DMT | Basatin Landscaping | Award | 2021 | Fixed Price Lump Sum | FINISHES | Finishings | Floor Finishes ; Floor Finish Type Th-01; Precast Concrete Threshold; 50Mm Wide | 2 | m² | AED | 157.5
2021-01 | 2 | 2.0187 |  | United Arab Emirates | Abu Dhabi | Hard & Soft Landscaping | Celebration Plaza | Minor Buildings | DMT | Basatin Landscaping | Award | 2021 | Fixed Price Lump Sum | FINISHES | Finishings | Floor Finishes ; Floor Finish Type Th-01; Precast Concrete Threshold; 100Mm Wide | 2 | m² | AED | 157.5
2021-01 | 2 | 2.0187 |  | United Arab Emirates | Abu Dhabi | Hard & Soft Landscaping | Celebration Plaza | Minor Buildings | DMT | Basatin Landscaping | Award | 2021 | Fixed Price Lump Sum | FINISHES | Finishings | Ceiling Finishes ; Ceiling Type Cl-01; Moisture Resistant Monolithic Gyspum Ceiling Boards | 28 | m² | AED | 157.5
2021-01 | 2 | 2.0188 |  | United Arab Emirates | Abu Dhabi | Hard & Soft Landscaping | Celebration Plaza | Minor Buildings | DMT | Basatin Landscaping | Award | 2021 | Fixed Price Lump Sum | FINISHES | Finishings | Ceiling Finishes ; Ceiling Finish Type Pt-02; Interior Emulsion Paint | 28 | m² | AED | 31.5
2021-01 | 2 | 2.0188 |  | United Arab Emirates | Abu Dhabi | Hard & Soft Landscaping | Celebration Plaza | Minor Buildings | DMT | Basatin Landscaping | Award | 2021 | Fixed Price Lump Sum | FINISHES | Finishings | Ceiling Finishes ; 120Mm Thick Roof Insulation (0.2 W/M2K) | 34 | m² | AED | 39.7
2021-01 | 2 | 2.0188 |  | United Arab Emirates | Abu Dhabi | Hard & Soft Landscaping | Celebration Plaza | Minor Buildings | DMT | Basatin Landscaping | Award | 2021 | Fixed Price Lump Sum | FURNISHINGS | Generally | Container Type F; Washroom ; Fittings, Furnishings And Equipment; All In Accordance With Drawing Reference 2020_018-00-Bma-Ar-Dt-07000, 2020_018-00-Bma-Ar-Dt-07010, 2020_018-00-Bma-Ar-Dt-07020, 2020_018-00-Bma-Ar-Dt-07030 2020_018-00-Bma-Ar-Dt-07040, 2020_018-00-Bma-Ar-Dt-07050 2020_018-00-Bma-Ar-Dt-07060 And 2020_018-00-Bma-Ar-Dt-07070 ; General Fittings, Furnishings Amd Equipment ; Cladding Type Ews-02 For Privacy Screen; 36 X 120Mm Bamboo Composite Façade Cladding | 32 | m² | AED | 2048.2
2021-01 | 2 | 2.0188 |  | United Arab Emirates | Abu Dhabi | Hard & Soft Landscaping | Celebration Plaza | Minor Buildings | DMT | Basatin Landscaping | Award | 2021 | Fixed Price Lump Sum | FURNISHINGS | Generally | Container Type F; Washroom ; Fittings, Furnishings And Equipment; All In Accordance With Drawing Reference 2020_018-00-Bma-Ar-Dt-07000, 2020_018-00-Bma-Ar-Dt-07010, 2020_018-00-Bma-Ar-Dt-07020, 2020_018-00-Bma-Ar-Dt-07030 2020_018-00-Bma-Ar-Dt-07040, 2020_018-00-Bma-Ar-Dt-07050 2020_018-00-Bma-Ar-Dt-07060 And 2020_018-00-Bma-Ar-Dt-07070 ; General Fittings, Furnishings Amd Equipment ; 200Mm Wide Countertop Type Fix-01; 20Mm Thick White Wood Marble Stone | 6 | m | AED | 614.5
2021-01 | 2 | 2.0188 |  | United Arab Emirates | Abu Dhabi | Hard & Soft Landscaping | Celebration Plaza | Minor Buildings | DMT | Basatin Landscaping | Award | 2021 | Fixed Price Lump Sum | FURNISHINGS | Generally | Container Type F; Washroom ; Fittings, Furnishings And Equipment; All In Accordance With Drawing Reference 2020_018-00-Bma-Ar-Dt-07000, 2020_018-00-Bma-Ar-Dt-07010, 2020_018-00-Bma-Ar-Dt-07020, 2020_018-00-Bma-Ar-Dt-07030 2020_018-00-Bma-Ar-Dt-07040, 2020_018-00-Bma-Ar-Dt-07050 2020_018-00-Bma-Ar-Dt-07060 And 2020_018-00-Bma-Ar-Dt-07070 ; General Fittings, Furnishings Amd Equipment ; 550Mm Wide Countertop Type Fix-01; 20Mm Thick White Wood Marble Stone | 4 | m | AED | 907.1
2021-01 | 2 | 2.0188 |  | United Arab Emirates | Abu Dhabi | Hard & Soft Landscaping | Celebration Plaza | Minor Buildings | DMT | Basatin Landscaping | Award | 2021 | Fixed Price Lump Sum | FURNISHINGS | Generally | Container Type F; Washroom ; Fittings, Furnishings And Equipment; All In Accordance With Drawing Reference 2020_018-00-Bma-Ar-Dt-07000, 2020_018-00-Bma-Ar-Dt-07010, 2020_018-00-Bma-Ar-Dt-07020, 2020_018-00-Bma-Ar-Dt-07030 2020_018-00-Bma-Ar-Dt-07040, 2020_018-00-Bma-Ar-Dt-07050 2020_018-00-Bma-Ar-Dt-07060 And 2020_018-00-Bma-Ar-Dt-07070 ; General Fittings, Furnishings Amd Equipment ; Mirror Type Lin-01; Size 2,200 X 1,000Mm High On Plywood Backing | 2 | Nr | AED | 1463
2021-01 | 2 | 2.0188 |  | United Arab Emirates | Abu Dhabi | Hard & Soft Landscaping | Celebration Plaza | Minor Buildings | DMT | Basatin Landscaping | Award | 2021 | Fixed Price Lump Sum | FURNISHINGS | Generally | Container Type F; Washroom ; Fittings, Furnishings And Equipment; All In Accordance With Drawing Reference 2020_018-00-Bma-Ar-Dt-07000, 2020_018-00-Bma-Ar-Dt-07010, 2020_018-00-Bma-Ar-Dt-07020, 2020_018-00-Bma-Ar-Dt-07030 2020_018-00-Bma-Ar-Dt-07040, 2020_018-00-Bma-Ar-Dt-07050 2020_018-00-Bma-Ar-Dt-07060 And 2020_018-00-Bma-Ar-Dt-07070 ; General Fittings, Furnishings Amd Equipment ; Cubicle System Type San-621; Size 2,600 X 2,400Mm High | 2 | Nr | AED | 3657.5
2021-01 | 2 | 2.0188 |  | United Arab Emirates | Abu Dhabi | Hard & Soft Landscaping | Celebration Plaza | Minor Buildings | DMT | Basatin Landscaping | Award | 2021 | Fixed Price Lump Sum | FURNISHINGS | Generally | Container Type F; Washroom ; Fittings, Furnishings And Equipment; All In Accordance With Drawing Reference 2020_018-00-Bma-Ar-Dt-07000, 2020_018-00-Bma-Ar-Dt-07010, 2020_018-00-Bma-Ar-Dt-07020, 2020_018-00-Bma-Ar-Dt-07030 2020_018-00-Bma-Ar-Dt-07040, 2020_018-00-Bma-Ar-Dt-07050 2020_018-00-Bma-Ar-Dt-07060 And 2020_018-00-Bma-Ar-Dt-07070 ; General Fittings, Furnishings Amd Equipment ; Cubicle System Type San-621; Size 1,800 X 900 X 2,400Mm High | 4 | Nr | AED | 3657.5
2021-01 | 2 | 2.0188 |  | United Arab Emirates | Abu Dhabi | Hard & Soft Landscaping | Celebration Plaza | Minor Buildings | DMT | Basatin Landscaping | Award | 2021 | Fixed Price Lump Sum | MECHANICAL ENGINEERING INSTALLATIONS | Equipment | Sanitary Installations; All In Accordance With Drawing Reference 2020_018-00-Bma-Ar-Sh-10300 ; Sanitary Ancillaries ; Floor Drain Type San-732 | 6 | Nr | AED | 259.6
2021-01 | 2 | 2.0188 |  | United Arab Emirates | Abu Dhabi | Hard & Soft Landscaping | Celebration Plaza | Minor Buildings | DMT | Basatin Landscaping | Award | 2021 | Fixed Price Lump Sum | MECHANICAL ENGINEERING INSTALLATIONS | Equipment | Sanitary Installations; All In Accordance With Drawing Reference 2020_018-00-Bma-Ar-Sh-10300 ; Sanitary Ancillaries ; Toilet Roll Holder Type San-821 | 6 | Nr | AED | 633.6
2021-01 | 2 | 2.0189 |  | United Arab Emirates | Abu Dhabi | Hard & Soft Landscaping | Celebration Plaza | Minor Buildings | DMT | Basatin Landscaping | Award | 2021 | Fixed Price Lump Sum | MECHANICAL ENGINEERING INSTALLATIONS | Equipment | Sanitary Installations; All In Accordance With Drawing Reference 2020_018-00-Bma-Ar-Sh-10300 ; Sanitary Ancillaries ; Robe Hook Type San-822 | 6 | Nr | AED | 114.5
2021-01 | 2 | 2.0189 |  | United Arab Emirates | Abu Dhabi | Hard & Soft Landscaping | Celebration Plaza | Minor Buildings | DMT | Basatin Landscaping | Award | 2021 | Fixed Price Lump Sum | MECHANICAL ENGINEERING INSTALLATIONS | Equipment | Sanitary Installations; All In Accordance With Drawing Reference 2020_018-00-Bma-Ar-Sh-10300 ; Sanitary Ancillaries ; Wall Mounted Sensor Soap Dispenser Type San-823 | 4 | Nr | AED | 896.9
2021-01 | 2 | 2.0189 |  | United Arab Emirates | Abu Dhabi | Hard & Soft Landscaping | Celebration Plaza | Minor Buildings | DMT | Basatin Landscaping | Award | 2021 | Fixed Price Lump Sum | MECHANICAL ENGINEERING INSTALLATIONS | Equipment | Sanitary Installations; All In Accordance With Drawing Reference 2020_018-00-Bma-Ar-Sh-10300 ; Sanitary Ancillaries ; Pedal Bin Type San-825 | 6 | Nr | AED | 132.4
2021-01 | 2 | 2.0189 |  | United Arab Emirates | Abu Dhabi | Hard & Soft Landscaping | Celebration Plaza | Minor Buildings | DMT | Basatin Landscaping | Award | 2021 | Fixed Price Lump Sum | MECHANICAL ENGINEERING INSTALLATIONS | Equipment | Sanitary Installations; All In Accordance With Drawing Reference 2020_018-00-Bma-Ar-Sh-10300 ; Sanitary Ancillaries ; Towel Dispenser And Wast Bin Combination Type San-826 | 2 | Nr | AED | 7251.3
2021-01 | 2 | 2.0189 |  | United Arab Emirates | Abu Dhabi | Hard & Soft Landscaping | Celebration Plaza | Minor Buildings | DMT | Basatin Landscaping | Award | 2021 | Fixed Price Lump Sum | MECHANICAL ENGINEERING INSTALLATIONS | Equipment | Sanitary Installations; All In Accordance With Drawing Reference 2020_018-00-Bma-Ar-Sh-10300 ; Sanitary Ancillaries ; Grab Rails Type San-827 | 4 | Nr | AED | 152.7
2021-01 | 2 | 2.0189 |  | United Arab Emirates | Abu Dhabi | Hard & Soft Landscaping | Celebration Plaza | Minor Buildings | DMT | Basatin Landscaping | Award | 2021 | Fixed Price Lump Sum | MECHANICAL ENGINEERING INSTALLATIONS | Equipment | Sanitary Installations; All In Accordance With Drawing Reference 2020_018-00-Bma-Ar-Sh-10300 ; Sanitary Ancillaries ; Horizontal Baby Changing Unit (Foldable) Type San-828 | 2 | Nr | AED | 1526.6
2021-01 | 2 | 2.0189 |  | United Arab Emirates | Abu Dhabi | Hard & Soft Landscaping | Celebration Plaza | Minor Buildings | DMT | Basatin Landscaping | Award | 2021 | Fixed Price Lump Sum | MECHANICAL ENGINEERING INSTALLATIONS | Equipment | Sanitary Installations; All In Accordance With Drawing Reference 2020_018-00-Bma-Ar-Sh-10300 ; Sanitary Ancillaries ; Surface Mounted Hand Dryer Type San-829 | 2 | Nr | AED | 4035.3
2021-01 | 2 | 2.0189 |  | United Arab Emirates | Abu Dhabi | Hard & Soft Landscaping | Celebration Plaza | Minor Buildings | DMT | Basatin Landscaping | Award | 2021 | Fixed Price Lump Sum | MECHANICAL ENGINEERING INSTALLATIONS | Equipment | Container Type F; Washroom ; Sanitary Installations For Minor Buildings ; Sanitary Fittings Including Mounting/Support And Connections To Supply And Waste Pipework Complete As Described In The Technical Drawings And Specifications ; Accessible Wc; Ref. San-122 | 2 | Nr | AED | 1041.9
2021-01 | 2 | 2.0189 |  | United Arab Emirates | Abu Dhabi | Hard & Soft Landscaping | Celebration Plaza | Minor Buildings | DMT | Basatin Landscaping | Award | 2021 | Fixed Price Lump Sum | MECHANICAL ENGINEERING INSTALLATIONS | Equipment | Container Type F; Washroom ; Sanitary Installations For Minor Buildings ; Sanitary Fittings Including Mounting/Support And Connections To Supply And Waste Pipework Complete As Described In The Technical Drawings And Specifications ; Accessible Wc; Ref. San-122 | 6 | Nr | AED | 332.1
2021-01 | 2 | 2.0189 |  | United Arab Emirates | Abu Dhabi | Hard & Soft Landscaping | Celebration Plaza | Minor Buildings | DMT | Basatin Landscaping | Award | 2021 | Fixed Price Lump Sum | MECHANICAL ENGINEERING INSTALLATIONS | Equipment | Container Type F; Washroom ; Sanitary Installations For Minor Buildings ; Sanitary Fittings Including Mounting/Support And Connections To Supply And Waste Pipework Complete As Described In The Technical Drawings And Specifications ; Dual Flush Plate; Ref. San-124 | 6 | Nr | AED | 1479.6
2021-01 | 2 | 2.019 |  | United Arab Emirates | Abu Dhabi | Hard & Soft Landscaping | Celebration Plaza | Minor Buildings | DMT | Basatin Landscaping | Award | 2021 | Fixed Price Lump Sum | MECHANICAL ENGINEERING INSTALLATIONS | Equipment | Container Type F; Washroom ; Sanitary Installations For Minor Buildings ; Sanitary Fittings Including Mounting/Support And Connections To Supply And Waste Pipework Complete As Described In The Technical Drawings And Specifications ; Countertop Washbasin; Ref. San-321 | 4 | Nr | AED | 1414.7
2021-01 | 2 | 2.019 |  | United Arab Emirates | Abu Dhabi | Hard & Soft Landscaping | Celebration Plaza | Minor Buildings | DMT | Basatin Landscaping | Award | 2021 | Fixed Price Lump Sum | MECHANICAL ENGINEERING INSTALLATIONS | Equipment | Container Type F; Washroom ; Sanitary Installations For Minor Buildings ; Sanitary Fittings Including Mounting/Support And Connections To Supply And Waste Pipework Complete As Described In The Technical Drawings And Specifications ; Wall Mounted Washbasin; San-322 | 2 | Nr | AED | 1592.8
2021-01 | 2 | 2.019 |  | United Arab Emirates | Abu Dhabi | Hard & Soft Landscaping | Celebration Plaza | Minor Buildings | DMT | Basatin Landscaping | Award | 2021 | Fixed Price Lump Sum | MECHANICAL ENGINEERING INSTALLATIONS | Equipment | Container Type F; Washroom ; Sanitary Installations For Minor Buildings ; Sanitary Fittings Including Mounting/Support And Connections To Supply And Waste Pipework Complete As Described In The Technical Drawings And Specifications ; Sensor Washbasin Mixer; Ref. San-721 | 5 | Nr | AED | 1221.3
2021-01 | 2 | 2.019 |  | United Arab Emirates | Abu Dhabi | Hard & Soft Landscaping | Celebration Plaza | Minor Buildings | DMT | Basatin Landscaping | Award | 2021 | Fixed Price Lump Sum | MECHANICAL ENGINEERING INSTALLATIONS | Equipment | Container Type F; Washroom ; Sanitary Installations For Minor Buildings ; Sanitary Fittings Including Mounting/Support And Connections To Supply And Waste Pipework Complete As Described In The Technical Drawings And Specifications ; Janitor Sink; Ref. San-323 | 2 | Nr | AED | 1474.5
2021-01 | 2 | 2.019 |  | United Arab Emirates | Abu Dhabi | Hard & Soft Landscaping | Celebration Plaza | Minor Buildings | DMT | Basatin Landscaping | Award | 2021 | Fixed Price Lump Sum | MECHANICAL ENGINEERING INSTALLATIONS | Equipment | Container Type F; Washroom ; Sanitary Installations For Minor Buildings ; Sanitary Fittings Including Mounting/Support And Connections To Supply And Waste Pipework Complete As Described In The Technical Drawings And Specifications ; Janitors Sink Mixer With 1.9L Flow Reducer ; Ref. San-722 | 2 | Nr | AED | 748.1
2021-01 | 2 | 2.019 |  | United Arab Emirates | Abu Dhabi | Hard & Soft Landscaping | Celebration Plaza | Minor Buildings | DMT | Basatin Landscaping | Award | 2021 | Fixed Price Lump Sum | MECHANICAL ENGINEERING INSTALLATIONS | Equipment | Container Type F; Washroom ; Sanitary Installations For Minor Buildings ; Sanitary Fittings Including Mounting/Support And Connections To Supply And Waste Pipework Complete As Described In The Technical Drawings And Specifications ; Ablution Spray; Ref. San-723 | 6 | Nr | AED | 307.9
2021-01 | 2 | 2.019 |  | United Arab Emirates | Abu Dhabi | Hard & Soft Landscaping | Celebration Plaza | Minor Buildings | DMT | Basatin Landscaping | Award | 2021 | Fixed Price Lump Sum | MECHANICAL ENGINEERING INSTALLATIONS | Equipment | Container Type F; Washroom ; Disposal Installations For Minor Buildings ; Condensate Drains ; Allow For Condensate Pipework Including Insulation; Complete All In Accordance With The Drawings And Specifications ; From Dx Unit To Nearest Drain2 | 2 | Nr | AED | 731.5
2021-01 | 2 | 2.019 |  | United Arab Emirates | Abu Dhabi | Hard & Soft Landscaping | Celebration Plaza | Minor Buildings | DMT | Basatin Landscaping | Award | 2021 | Fixed Price Lump Sum | MECHANICAL ENGINEERING INSTALLATIONS | Pipework and gutterwork | Soil, Waste And Vent Installations ; Supply And Installation Of Below Ground Upvc Pipes Conforming To Bs En 1401, Including Fittings, All Necessary Excavation, Backfilling, Beds And Surrounds As Required, Accessories And Connections; Complete All In Accordance With Drawings And Specifications ; 3In Diameter, Depth Not Exceeding 1M | 29 | m | AED | 220.1
2021-01 | 2 | 2.019 |  | United Arab Emirates | Abu Dhabi | Hard & Soft Landscaping | Celebration Plaza | Minor Buildings | DMT | Basatin Landscaping | Award | 2021 | Fixed Price Lump Sum | MECHANICAL ENGINEERING INSTALLATIONS | Pipework and gutterwork | Soil, Waste And Vent Installations ; Supply And Installation Of Below Ground Upvc Pipes Conforming To Bs En 1401, Including Fittings, All Necessary Excavation, Backfilling, Beds And Surrounds As Required, Accessories And Connections; Complete All In Accordance With Drawings And Specifications ; 4In Diameter, Depth Not Exceeding 1M | 29 | m | AED | 234.1
2021-01 | 2 | 2.019 |  | United Arab Emirates | Abu Dhabi | Hard & Soft Landscaping | Celebration Plaza | Minor Buildings | DMT | Basatin Landscaping | Award | 2021 | Fixed Price Lump Sum | MECHANICAL ENGINEERING INSTALLATIONS | Pipework and gutterwork | Supply And Installation Of Above Ground Upvc Pipes , Including Fittings, Fixing, Supports And All Necessary Accessories And Connections; Complete All In Accordance With The Drawings And Specifications ; Final Pipework Connection To Wash Basin | 6 | Nr | AED | 220.1
2021-01 | 2 | 2.0191 |  | United Arab Emirates | Abu Dhabi | Hard & Soft Landscaping | Celebration Plaza | Minor Buildings | DMT | Basatin Landscaping | Award | 2021 | Fixed Price Lump Sum | MECHANICAL ENGINEERING INSTALLATIONS | Pipework and gutterwork | Cleanout; Complete All In Accordance With The Drawings And Specifications ; Fixed To 3In Diameter Pipes | 8 | Nr | AED | 73.8
2021-01 | 2 | 2.0191 |  | United Arab Emirates | Abu Dhabi | Hard & Soft Landscaping | Celebration Plaza | Minor Buildings | DMT | Basatin Landscaping | Award | 2021 | Fixed Price Lump Sum | MECHANICAL ENGINEERING INSTALLATIONS | Pipework and gutterwork | Floor Trap; Complete All In Accordance With The Drawings And Specifications ; Fixed To 3In Diameter Pipes | 8 | Nr | AED | 146.3
2021-01 | 2 | 2.0191 |  | United Arab Emirates | Abu Dhabi | Hard & Soft Landscaping | Celebration Plaza | Minor Buildings | DMT | Basatin Landscaping | Award | 2021 | Fixed Price Lump Sum | MECHANICAL ENGINEERING INSTALLATIONS | Pipework and gutterwork | Gully Trap; Complete All In Accordance With The Drawings And Specifications ; Gully Trap | 6 | Nr | AED | 366.4
2021-01 | 2 | 2.0191 |  | United Arab Emirates | Abu Dhabi | Hard & Soft Landscaping | Celebration Plaza | Minor Buildings | DMT | Basatin Landscaping | Award | 2021 | Fixed Price Lump Sum | MECHANICAL ENGINEERING INSTALLATIONS | Equipment | Container Type F; Washroom ; Disposal Installations For Minor Buildings ; Soil, Waste And Vent Installations ; Inspection Chambers, Concrete, Including Ductile Iron Cover And Frame, Excavation, Backfilling, Disposal, Reinforcement, Interior Grp Lining, Benching, Concrete Blinding, And All Necessary Accessories And Connections; Complete In Accordance With Drawings And Specifications ; 600Mm X 600Mm Size; Ref. Ic-01 | 2 | Nr | AED | 5120.5
2021-01 | 2 | 2.0191 |  | United Arab Emirates | Abu Dhabi | Hard & Soft Landscaping | Celebration Plaza | Minor Buildings | DMT | Basatin Landscaping | Award | 2021 | Fixed Price Lump Sum | MECHANICAL ENGINEERING INSTALLATIONS | Pipework and gutterwork | Thrust Block; Complete All In Accordance With The Drawings And Specifications ; Fixed To 3In Diameter Pipes | 1 | Nr | AED | 445.3
2021-01 | 2 | 2.0191 |  | United Arab Emirates | Abu Dhabi | Hard & Soft Landscaping | Celebration Plaza | Minor Buildings | DMT | Basatin Landscaping | Award | 2021 | Fixed Price Lump Sum | MECHANICAL ENGINEERING INSTALLATIONS | Pipework and gutterwork | Thrust Block; Complete All In Accordance With The Drawings And Specifications ; Fixed To 4In Diameter Pipes | 1 | Nr | AED | 508.9
2021-01 | 2 | 2.0191 |  | United Arab Emirates | Abu Dhabi | Hard & Soft Landscaping | Celebration Plaza | Minor Buildings | DMT | Basatin Landscaping | Award | 2021 | Fixed Price Lump Sum | MECHANICAL ENGINEERING INSTALLATIONS | Equipment | Container Type F; Washroom ; Water Installations For Minor Buildings ; Cold Water Installation ; Supply And Installation Of Below Ground Mdpe Potable Water Pipe Water Pipes, Including Fittings, All Necessary Excavation, Backfilling, Beds And Surrounds As Required, Warning Tapes, Accessories And Connections; Complete All In Accordance With Drawings And Specifications ; 25Mm Diameter, Depth Not Exceeding 1M | 4 | m | AED | 25.5
2021-01 | 2 | 2.0191 |  | United Arab Emirates | Abu Dhabi | Hard & Soft Landscaping | Celebration Plaza | Minor Buildings | DMT | Basatin Landscaping | Award | 2021 | Fixed Price Lump Sum | MECHANICAL ENGINEERING INSTALLATIONS | Pipework and gutterwork | Supply And Installation Of Above Ground Ppr (Pn16) Pipes, Including Fittings, Fixing, Supports And All Necessary Accessories And Connections; Complete All In Accordance With The Drawings And Specifications ; 20Mm Diameter | 18 | m | AED | 6.4
2021-01 | 2 | 2.0191 |  | United Arab Emirates | Abu Dhabi | Hard & Soft Landscaping | Celebration Plaza | Minor Buildings | DMT | Basatin Landscaping | Award | 2021 | Fixed Price Lump Sum | MECHANICAL ENGINEERING INSTALLATIONS | Pipework and gutterwork | Supply And Installation Of Above Ground Ppr (Pn16) Pipes, Including Fittings, Fixing, Supports And All Necessary Accessories And Connections; Complete All In Accordance With The Drawings And Specifications ; 25Mm Diameter | 34 | m | AED | 9
2021-01 | 2 | 2.0191 |  | United Arab Emirates | Abu Dhabi | Hard & Soft Landscaping | Celebration Plaza | Minor Buildings | DMT | Basatin Landscaping | Award | 2021 | Fixed Price Lump Sum | MECHANICAL ENGINEERING INSTALLATIONS | Equipment | Dropping Pipes To Sanitary And Kitchen Equipments, Including Fittings, Fixing, Supports And All Necessary Accessories And Connections; Complete All In Accordance With The Drawings And Specifications ; Final Connection To Sanitary And Kitchen Equipments, 15Mm Diameter | 22 | Nr | AED | 29.3
2021-01 | 2 | 2.0192 |  | United Arab Emirates | Abu Dhabi | Hard & Soft Landscaping | Celebration Plaza | Minor Buildings | DMT | Basatin Landscaping | Award | 2021 | Fixed Price Lump Sum | MECHANICAL ENGINEERING INSTALLATIONS | Equipment | Container Type F; Washroom; Hot Water Installation ; Supply And Installation Of Above Ground Ppr (Pn16) Pipes, Including Fittings, Fixing, Supports And All Necessary Accessories And Connections; Complete All In Accordance With The Drawings And Specifications ; 20Mm Diameter | 20 | m | AED | 6.4
2021-01 | 2 | 2.0192 |  | United Arab Emirates | Abu Dhabi | Hard & Soft Landscaping | Celebration Plaza | Minor Buildings | DMT | Basatin Landscaping | Award | 2021 | Fixed Price Lump Sum | MECHANICAL ENGINEERING INSTALLATIONS | Equipment | Container Type F; Washroom; Hot Water Installation ; Supply And Installation Of Above Ground Ppr (Pn16) Pipes, Including Fittings, Fixing, Supports And All Necessary Accessories And Connections; Complete All In Accordance With The Drawings And Specifications ; 25Mm Diameter | 2 | m | AED | 9
2021-01 | 2 | 2.0192 |  | United Arab Emirates | Abu Dhabi | Hard & Soft Landscaping | Celebration Plaza | Minor Buildings | DMT | Basatin Landscaping | Award | 2021 | Fixed Price Lump Sum | MECHANICAL ENGINEERING INSTALLATIONS | Equipment | Dropping Pipes To Sanitary And Kitchen Equipments, Including Fittings, Fixing, Supports And All Necessary Accessories And Connections; Complete All In Accordance With The Drawings And Specifications ; Final Connection To Sanitary And Kitchen Equipments, 15Mm Diameter | 8 | Nr | AED | 29.3
2021-01 | 2 | 2.0192 |  | United Arab Emirates | Abu Dhabi | Hard & Soft Landscaping | Celebration Plaza | Minor Buildings | DMT | Basatin Landscaping | Award | 2021 | Fixed Price Lump Sum | MECHANICAL ENGINEERING INSTALLATIONS | Insulation, including linings and protective coverings | Thermal Insulation, Complete All In Accordance With The Drawings And Specifications ; Fixing To 20Mm Diameter Pipes | 20 | m | AED | 6.4
2021-01 | 2 | 2.0192 |  | United Arab Emirates | Abu Dhabi | Hard & Soft Landscaping | Celebration Plaza | Minor Buildings | DMT | Basatin Landscaping | Award | 2021 | Fixed Price Lump Sum | MECHANICAL ENGINEERING INSTALLATIONS | Insulation, including linings and protective coverings | Thermal Insulation, Complete All In Accordance With The Drawings And Specifications ; Fixing To 20Mm Diameter Pipes | 2 | m | AED | 6.4
2021-01 | 2 | 2.0192 |  | United Arab Emirates | Abu Dhabi | Hard & Soft Landscaping | Celebration Plaza | Minor Buildings | DMT | Basatin Landscaping | Award | 2021 | Fixed Price Lump Sum | MECHANICAL ENGINEERING INSTALLATIONS | Equipment | Electric Water Heaters, Complete Valves, Dip Trays And With All Necessary Ancillaries, Accessories And Connections, Complete All In Accordance With The Drawings And Specifications ; 50 Litre Capacity; Ref. Wh | 2 | Nr | AED | 1463
2021-01 | 2 | 2.0192 |  | United Arab Emirates | Abu Dhabi | Hard & Soft Landscaping | Celebration Plaza | Minor Buildings | DMT | Basatin Landscaping | Award | 2021 | Fixed Price Lump Sum | MECHANICAL ENGINEERING INSTALLATIONS | Equipment | Container Type F; Washroom ; Air Conditioning For Minor Buildings ; Dx Split Units, Comprising Of Indoor/Outdoor Unit, Refrigerant Pipes And Insulation, Unit Casing, Drain Pan, Cooling Coils, Fan, Fan Motor, Filters, Wiring To Local Isolator, Thermostats, Sensors, Insulation As Required And All Necessary Accessories And Connections; As Detailed In The Equipment Schedule And In Accordance With Drawings And Specifications ; 1.6 Tr Cooling Load, 450 Cfm Air Flow; Ref. Iu-03 / Ou-03 | 2 | Nr | AED | 5998.2
2021-01 | 2 | 2.0192 |  | United Arab Emirates | Abu Dhabi | Hard & Soft Landscaping | Celebration Plaza | Minor Buildings | DMT | Basatin Landscaping | Award | 2021 | Fixed Price Lump Sum | MECHANICAL ENGINEERING INSTALLATIONS | Equipment | Ventilation For Minor Buildings ; Ventilation Fans, Including Motors, Filters, And All Necessary Anti-Vibration Mountings And Supports, Dampers, Electrical/Control Wiring, Conduits And Controls, Accessories And Connections To Ductwork, Complete As Detailed In The Equipment Schedule And In Accordance With Drawings And Specifications ; 75 Cfm Air Flow; Ref. Ef-01 | 6 | Nr | AED | 2560.9
2021-01 | 2 | 2.0192 |  | United Arab Emirates | Abu Dhabi | Hard & Soft Landscaping | Celebration Plaza | Minor Buildings | DMT | Basatin Landscaping | Award | 2021 | Fixed Price Lump Sum | MECHANICAL ENGINEERING INSTALLATIONS | Equipment | Container Type F; Washroom ; Electrical Installation For Minor Buildings ; Small Power Installation ; Wiring In Approved Cables, Drawing Into And Including Conduit Where Required, Complete With Boxes, Fittings And Supporting Brackets, All In Accordance With The Specification And Drawings ; 13A Switched Fused Connection | 8 | Nr | AED | 585.2
2021-01 | 2 | 2.0192 |  | United Arab Emirates | Abu Dhabi | Hard & Soft Landscaping | Celebration Plaza | Minor Buildings | DMT | Basatin Landscaping | Award | 2021 | Fixed Price Lump Sum | MECHANICAL ENGINEERING INSTALLATIONS | Equipment | Container Type F; Washroom ; Electrical Installation For Minor Buildings ; Small Power Installation ; Wiring In Approved Cables, Drawing Into And Including Conduit Where Required, Complete With Boxes, Fittings And Supporting Brackets, All In Accordance With The Specification And Drawings ; 20A Flex Outlet | 4 | Nr | AED | 585.2
2021-01 | 2 | 2.0193 |  | United Arab Emirates | Abu Dhabi | Hard & Soft Landscaping | Celebration Plaza | Minor Buildings | DMT | Basatin Landscaping | Award | 2021 | Fixed Price Lump Sum | ELECTRICAL ENGINEERING INSTALLATIONS | Accessories | Accessories; Complete As Described In The Specification And Drawings ; 13A Switched Fused Connection | 8 | Nr | AED | 366.4
2021-01 | 2 | 2.0193 |  | United Arab Emirates | Abu Dhabi | Hard & Soft Landscaping | Celebration Plaza | Minor Buildings | DMT | Basatin Landscaping | Award | 2021 | Fixed Price Lump Sum | ELECTRICAL ENGINEERING INSTALLATIONS | Accessories | Accessories; Complete As Described In The Specification And Drawings ; 20A Flex Outlet | 4 | Nr | AED | 366.4
2021-01 | 2 | 2.0193 |  | United Arab Emirates | Abu Dhabi | Hard & Soft Landscaping | Celebration Plaza | Minor Buildings | DMT | Basatin Landscaping | Award | 2021 | Fixed Price Lump Sum | ELECTRICAL ENGINEERING INSTALLATIONS | Final sub-circuits and auxiliary installations | Lighting Installation ; Wiring In Approved Cables, Drawing Into And Including Conduit Where Required, Complete With Boxes, Fittings And Supporting Brackets, All In Accordance With The Specification And Drawings ; Lighting Points | 16 | Nr | AED | 175.6
2021-01 | 2 | 2.0193 |  | United Arab Emirates | Abu Dhabi | Hard & Soft Landscaping | Celebration Plaza | Minor Buildings | DMT | Basatin Landscaping | Award | 2021 | Fixed Price Lump Sum | ELECTRICAL ENGINEERING INSTALLATIONS | Final sub-circuits and auxiliary installations | Lighting Installation ; Wiring In Approved Cables, Drawing Into And Including Conduit Where Required, Complete With Boxes, Fittings And Supporting Brackets, All In Accordance With The Specification And Drawings ; Allow For Linear Lighting Points | 1 | Item | AED | 731.5
2021-01 | 2 | 2.0193 |  | United Arab Emirates | Abu Dhabi | Hard & Soft Landscaping | Celebration Plaza | Minor Buildings | DMT | Basatin Landscaping | Award | 2021 | Fixed Price Lump Sum | ELECTRICAL ENGINEERING INSTALLATIONS | Final sub-circuits and auxiliary installations | Supply And Installation Of Light Fittings Including Fixings, Lamps And Connections Complete In Accordance With The Specifications And Drawings ; External Wall Mounted Light; 20W | 2 | Nr | AED | 1571.2
2021-01 | 2 | 2.0193 |  | United Arab Emirates | Abu Dhabi | Hard & Soft Landscaping | Celebration Plaza | Minor Buildings | DMT | Basatin Landscaping | Award | 2021 | Fixed Price Lump Sum | ELECTRICAL ENGINEERING INSTALLATIONS | Final sub-circuits and auxiliary installations | Supply And Installation Of Light Fittings Including Fixings, Lamps And Connections Complete In Accordance With The Specifications And Drawings ; Led Recessed Ceiling Mounted Light; 15W | 12 | Nr | AED | 1414.7
2021-01 | 2 | 2.0193 |  | United Arab Emirates | Abu Dhabi | Hard & Soft Landscaping | Celebration Plaza | Minor Buildings | DMT | Basatin Landscaping | Award | 2021 | Fixed Price Lump Sum | ELECTRICAL ENGINEERING INSTALLATIONS | Final sub-circuits and auxiliary installations | Supply And Installation Of Light Fittings Including Fixings, Lamps And Connections Complete In Accordance With The Specifications And Drawings ; Led Surface/Ceiling Mounted Light; 37W | 2 | Nr | AED | 1414.7
2021-01 | 2 | 2.0193 |  | United Arab Emirates | Abu Dhabi | Hard & Soft Landscaping | Celebration Plaza | Minor Buildings | DMT | Basatin Landscaping | Award | 2021 | Fixed Price Lump Sum | ELECTRICAL ENGINEERING INSTALLATIONS | Final sub-circuits and auxiliary installations | Supply And Installation Of Light Fittings Including Fixings, Lamps And Connections Complete In Accordance With The Specifications And Drawings ; Led Strip | 6 | Nr | AED | 1449
2021-01 | 2 | 2.0193 |  | United Arab Emirates | Abu Dhabi | Hard & Soft Landscaping | Celebration Plaza | Minor Buildings | DMT | Basatin Landscaping | Award | 2021 | Fixed Price Lump Sum | MECHANICAL ENGINEERING INSTALLATIONS | Equipment | Container Type F; Washroom ; Electrical Installation For Minor Buildings ; Lighting Control Installation ; Wiring In Approved Cables, Drawing Into And Including Conduit Where Required, Complete With Boxes, Fittings And Supporting Brackets, All In Accordance With The Specification And Drawings ; One Way One Gang Switch | 6 | Nr | AED | 254.5
2021-01 | 2 | 2.0193 |  | United Arab Emirates | Abu Dhabi | Hard & Soft Landscaping | Celebration Plaza | Minor Buildings | DMT | Basatin Landscaping | Award | 2021 | Fixed Price Lump Sum | ELECTRICAL ENGINEERING INSTALLATIONS | Accessories | Accessories; Complete As Described In The Specification And Drawings ; One Way One Gang Switch | 6 | Nr | AED | 254.5
2021-01 | 2 | 2.0194 |  | United Arab Emirates | Abu Dhabi | Hard & Soft Landscaping | Celebration Plaza | Minor Buildings | DMT | Basatin Landscaping | Award | 2021 | Fixed Price Lump Sum | SITE WORK | Excavation | Container Type Ag; F&B; All In Accordance With Drawing Reference 2020_018-00-Bma-Ar-Dt-05080 ; Excavation And Filling ; Foundation Excavation For Footings; Not Exceeding 2M Deeps | 106 | m³ | AED | 25.5
2021-01 | 2 | 2.0194 |  | United Arab Emirates | Abu Dhabi | Hard & Soft Landscaping | Celebration Plaza | Minor Buildings | DMT | Basatin Landscaping | Award | 2021 | Fixed Price Lump Sum | SITE WORK | Disposal | Container Type Ag; F&B; All In Accordance With Drawing Reference 2020_018-00-Bma-Ar-Dt-05080 ; Excavation And Filling ; Disposal Of Previously Excavated Off Site To A Suitable Location In Accordance With Engineer Requirements | 31 | m³ | AED | 30.6
2021-01 | 2 | 2.0194 |  | United Arab Emirates | Abu Dhabi | Hard & Soft Landscaping | Celebration Plaza | Minor Buildings | DMT | Basatin Landscaping | Award | 2021 | Fixed Price Lump Sum | SITE WORK | Filling | Container Type Ag; F&B; All In Accordance With Drawing Reference 2020_018-00-Bma-Ar-Dt-05080 ; Excavation And Filling ; Imported Filling; One Layer Of 250Mm Thick Road Base Material Of 80% Cbr Value | 44 | m² | AED | 37.4
2021-01 | 2 | 2.0194 |  | United Arab Emirates | Abu Dhabi | Hard & Soft Landscaping | Celebration Plaza | Minor Buildings | DMT | Basatin Landscaping | Award | 2021 | Fixed Price Lump Sum | SITE WORK | Filling | Container Type Ag; F&B; All In Accordance With Drawing Reference 2020_018-00-Bma-Ar-Dt-05080 ; Excavation And Filling ; Filling Obtained From Previously Excavated Material | 75 | m³ | AED | 25.5
2021-01 | 2 | 2.0194 |  | United Arab Emirates | Abu Dhabi | Hard & Soft Landscaping | Celebration Plaza | Minor Buildings | DMT | Basatin Landscaping | Award | 2021 | Fixed Price Lump Sum | SITE WORK | Landscaping | Ground Remadiation And Soil Stabilisation ; Compaction Of Existing Sub-Grade 98% Mdd | 44 | m² | AED | 28
2021-01 | 2 | 2.0194 |  | United Arab Emirates | Abu Dhabi | Hard & Soft Landscaping | Celebration Plaza | Minor Buildings | DMT | Basatin Landscaping | Award | 2021 | Fixed Price Lump Sum | CONCRETE WORK | Poured concrete | In-Site Concrete Works ; Plain In-Situ Concrete; Blinding; 100Mm Thick; In Footings; Poured On Earth | 5 | m³ | AED | 384.2
2021-01 | 2 | 2.0194 |  | United Arab Emirates | Abu Dhabi | Hard & Soft Landscaping | Celebration Plaza | Minor Buildings | DMT | Basatin Landscaping | Award | 2021 | Fixed Price Lump Sum | CONCRETE WORK | Poured concrete | In-Site Concrete Works ; 50Mm Thick Screed Protection | 19 | m² | AED | 30.6
2021-01 | 2 | 2.0194 |  | United Arab Emirates | Abu Dhabi | Hard & Soft Landscaping | Celebration Plaza | Minor Buildings | DMT | Basatin Landscaping | Award | 2021 | Fixed Price Lump Sum | CONCRETE WORK | Poured concrete | In-Site Concrete Works ; Reinforced Concrete To Footings Type P1; Concrete Grade Type C35/45; Size 900Mm X 900Mm X 400Mm High. | 12 | m³ | AED | 480.9
2021-01 | 2 | 2.0194 |  | United Arab Emirates | Abu Dhabi | Hard & Soft Landscaping | Celebration Plaza | Minor Buildings | DMT | Basatin Landscaping | Award | 2021 | Fixed Price Lump Sum | CONCRETE WORK | Poured concrete | In-Site Concrete Works ; Reinforced Concrete To Footings Neck Type P1; Concrete Grade Type C35/45; Size 300Mm X 300Mm X 900Mm High | 3 | m³ | AED | 480.9
2021-01 | 2 | 2.0194 |  | United Arab Emirates | Abu Dhabi | Hard & Soft Landscaping | Celebration Plaza | Minor Buildings | DMT | Basatin Landscaping | Award | 2021 | Fixed Price Lump Sum | CONCRETE WORK | Shuttering | In-Site Concrete Works ; Formwork; To Sides Of Footings; Not Exceeding 500Mm High | 52 | m² | AED | 57.9
2021-01 | 2 | 2.0195 |  | United Arab Emirates | Abu Dhabi | Hard & Soft Landscaping | Celebration Plaza | Minor Buildings | DMT | Basatin Landscaping | Award | 2021 | Fixed Price Lump Sum | CONCRETE WORK | Shuttering | In-Site Concrete Works ; Formwork; To Sides Of Pedestals | 39 | m² | AED | 57.9
2021-01 | 2 | 2.0195 |  | United Arab Emirates | Abu Dhabi | Hard & Soft Landscaping | Celebration Plaza | Minor Buildings | DMT | Basatin Landscaping | Award | 2021 | Fixed Price Lump Sum | CONCRETE WORK | Reinforcement | In-Site Concrete Works ; Reinforcement; High Yield Reinforcing Bars; To Footings | 1516 | kg | AED | 4.3
2021-01 | 2 | 2.0195 |  | United Arab Emirates | Abu Dhabi | Hard & Soft Landscaping | Celebration Plaza | Minor Buildings | DMT | Basatin Landscaping | Award | 2021 | Fixed Price Lump Sum | CONCRETE WORK | Reinforcement | In-Site Concrete Works ; Reinforcement; High Yield Reinforcing Bars; To Pedestals | 546 | kg | AED | 4.3
2021-01 | 2 | 2.0195 |  | United Arab Emirates | Abu Dhabi | Hard & Soft Landscaping | Celebration Plaza | Minor Buildings | DMT | Basatin Landscaping | Award | 2021 | Fixed Price Lump Sum | THERMAL AND MOISTURE PROTECTION | Coverings and linings | Waterproofing ; 1 Layer Of 1000Mm Gauge Polythene Sheet | 44 | m² | AED | 3.9
2021-01 | 2 | 2.0195 |  | United Arab Emirates | Abu Dhabi | Hard & Soft Landscaping | Celebration Plaza | Minor Buildings | DMT | Basatin Landscaping | Award | 2021 | Fixed Price Lump Sum | THERMAL AND MOISTURE PROTECTION | Coverings and linings | Waterproofing ; Waterproofing; Vertically To Footings; Comprising Of Bituminous Paint Primer Coat And 5Mm Sbs Modified Bitumonous Membrane | 90 | m² | AED | 50.3
2021-01 | 2 | 2.0195 |  | United Arab Emirates | Abu Dhabi | Hard & Soft Landscaping | Celebration Plaza | Minor Buildings | DMT | Basatin Landscaping | Award | 2021 | Fixed Price Lump Sum | THERMAL AND MOISTURE PROTECTION | Coverings and linings | Waterproofing ; Waterproofing; Vertically To Footings; 6Mm Bituminous Protection Board | 90 | m² | AED | 50.3
2021-01 | 2 | 2.0195 |  | United Arab Emirates | Abu Dhabi | Hard & Soft Landscaping | Celebration Plaza | Minor Buildings | DMT | Basatin Landscaping | Award | 2021 | Fixed Price Lump Sum | THERMAL AND MOISTURE PROTECTION | Coverings and linings | Waterproofing ; Waterproofing; Horizontally To Footings; Comprising Of Bituminous Paint Primer Coat And 5Mm Sbs Modified Bitumonous Membrane | 26 | m² | AED | 50.3
2021-01 | 2 | 2.0195 |  | United Arab Emirates | Abu Dhabi | Hard & Soft Landscaping | Celebration Plaza | Minor Buildings | DMT | Basatin Landscaping | Award | 2021 | Fixed Price Lump Sum | SPECIAL CONSTRUCTION | Enclosures | Container Type Ag; F&B ; Off-Site Manufactured Materials, Components Or Buildings ; Prefabricated Buildings ; Container Type A; F&B; Size 6,010Mm Long X 2,440Mm Wide X 2,590Mm High; All In Accordance With Drawing Reference 2020_018-00-Bma-Ar-Dt-05010 | 4 | Nr | AED | 190822.5
2021-01 | 2 | 2.0195 |  | United Arab Emirates | Abu Dhabi | Hard & Soft Landscaping | Celebration Plaza | Minor Buildings | DMT | Basatin Landscaping | Award | 2021 | Fixed Price Lump Sum | SPECIAL CONSTRUCTION | Enclosures | Container Type Ag; F&B ; Off-Site Manufactured Materials, Components Or Buildings ; Prefabricated Buildings ; Allowance For Staircase; Including Foundation, Balustrade, Handrails, Finishes, Etc; Complete All In Accordance With Drawings And Specifications; Detail As Shown On Drawing No. 2020_018-00-Bma-Ar-Dt-05080 And 2020_018-02-Icn-St-Dt-0912 | 1 | Item | AED | 178101
2021-01 | 2 | 2.0195 |  | United Arab Emirates | Abu Dhabi | Hard & Soft Landscaping | Celebration Plaza | Minor Buildings | DMT | Basatin Landscaping | Award | 2021 | Fixed Price Lump Sum | FINISHES | Decorations | External Walls ; Finishes To External Walls ; Wall Finish Type Pt-03; Exterior Acrylic Polyurethane Paint | 208 | m² | AED | 82.7
2021-01 | 2 | 2.0196 |  | United Arab Emirates | Abu Dhabi | Hard & Soft Landscaping | Celebration Plaza | Minor Buildings | DMT | Basatin Landscaping | Award | 2021 | Fixed Price Lump Sum | DOORS AND WINDOWS | Windows | Windows And External Doors; All In Accordance With Drawing Reference 2020_018-00-Bma-Ar-Dt-06500, 2020_018-00-Bma-Ar-Dt-06501 And 2020_018-00-Bma-Ar-Dt-06600 With And Including All Ironmongery As Per Drawing Reference 2020_018-00-Bma-Ar-Sh-10200 ; External Windows ; Window Type Ew-01; Stainless Steel Frame With Brushed Finish; Size 1,900Mm Diameter | 4 | Nr | AED | 2544.3
2021-01 | 2 | 2.0196 |  | United Arab Emirates | Abu Dhabi | Hard & Soft Landscaping | Celebration Plaza | Minor Buildings | DMT | Basatin Landscaping | Award | 2021 | Fixed Price Lump Sum | DOORS AND WINDOWS | Windows | Windows And External Doors; All In Accordance With Drawing Reference 2020_018-00-Bma-Ar-Dt-06500, 2020_018-00-Bma-Ar-Dt-06501 And 2020_018-00-Bma-Ar-Dt-06600 With And Including All Ironmongery As Per Drawing Reference 2020_018-00-Bma-Ar-Sh-10200 ; External Windows ; Window Type Ew-02; Stainless Steel Frame With Brushed Finish; Size 1,000Mm Diameter | 4 | Nr | AED | 6106.4
2021-01 | 2 | 2.0196 |  | United Arab Emirates | Abu Dhabi | Hard & Soft Landscaping | Celebration Plaza | Minor Buildings | DMT | Basatin Landscaping | Award | 2021 | Fixed Price Lump Sum | DOORS AND WINDOWS | Doors | External Doors ; Door Type Ed-01; Single Metal Door With Pt-03 Finish; Size 1,000 X 2,100Mm High ; | 4 | Nr | AED | 3562.1
2021-01 | 2 | 2.0196 |  | United Arab Emirates | Abu Dhabi | Hard & Soft Landscaping | Celebration Plaza | Minor Buildings | DMT | Basatin Landscaping | Award | 2021 | Fixed Price Lump Sum | DOORS AND WINDOWS | Doors | External Doors ; Door Type Ed-02; Double Metal Door With Louvered Screen; Size 1,650 X 1,925Mm High | 4 | Nr | AED | 4070.9
2021-01 | 2 | 2.0196 |  | United Arab Emirates | Abu Dhabi | Hard & Soft Landscaping | Celebration Plaza | Minor Buildings | DMT | Basatin Landscaping | Award | 2021 | Fixed Price Lump Sum | ACCESSORIES | Partitions | Nternal Walls And Partitions ; Walls And Partitions ; Wall System Type Iws-01; 12 - 15Mm Thick Moisture Resistant Monolithic Gypsum Board | 120 | m² | AED | 190.9
2021-01 | 2 | 2.0196 |  | United Arab Emirates | Abu Dhabi | Hard & Soft Landscaping | Celebration Plaza | Minor Buildings | DMT | Basatin Landscaping | Award | 2021 | Fixed Price Lump Sum | ACCESSORIES | Partitions | Nternal Walls And Partitions ; Walls And Partitions ; 60Mm Thick Wall Insulation (0.57W/M2K For The Wall) | 128 | m² | AED | 25.5
2021-01 | 2 | 2.0196 |  | United Arab Emirates | Abu Dhabi | Hard & Soft Landscaping | Celebration Plaza | Minor Buildings | DMT | Basatin Landscaping | Award | 2021 | Fixed Price Lump Sum | FINISHES | Finishings | Container Type Ag; F&B ; Internal Finishes; All In Accordance With Drawing Reference 2020_018-00-Bma-Ar-Sh-10100 ; Wall Finishes ; Wall Finish Type Pt-02; Interior Emulsion Paint | 120 | m² | AED | 35.7
2021-01 | 2 | 2.0196 |  | United Arab Emirates | Abu Dhabi | Hard & Soft Landscaping | Celebration Plaza | Minor Buildings | DMT | Basatin Landscaping | Award | 2021 | Fixed Price Lump Sum | THERMAL AND MOISTURE PROTECTION | Coverings and linings | Floor Finishes ; Waterproofing Membrane; 2Mm Thick On Floors | 52 | m² | AED | 33.1
2021-01 | 2 | 2.0196 |  | United Arab Emirates | Abu Dhabi | Hard & Soft Landscaping | Celebration Plaza | Minor Buildings | DMT | Basatin Landscaping | Award | 2021 | Fixed Price Lump Sum | FINISHES | Finishings | Floor Finishes ; Floor Finish Type Fl-01; Porcelain Tile; Size 1,200 X 600Mm Wide | 52 | m² | AED | 103.1
2021-01 | 2 | 2.0196 |  | United Arab Emirates | Abu Dhabi | Hard & Soft Landscaping | Celebration Plaza | Minor Buildings | DMT | Basatin Landscaping | Award | 2021 | Fixed Price Lump Sum | FINISHES | Finishings | Floor Finishes ; Floor Finish Type Th-01; Precast Concrete Threshold; 100Mm Wide | 4 | m | AED | 188.3
2021-01 | 2 | 2.0197 |  | United Arab Emirates | Abu Dhabi | Hard & Soft Landscaping | Celebration Plaza | Minor Buildings | DMT | Basatin Landscaping | Award | 2021 | Fixed Price Lump Sum | FINISHES | Finishings | Ceiling Finishes ; Ceiling Type Cl-01; Moisture Resistant Monolithic Gyspum Ceiling Boards | 52 | m² | AED | 188.3
2021-01 | 2 | 2.0197 |  | United Arab Emirates | Abu Dhabi | Hard & Soft Landscaping | Celebration Plaza | Minor Buildings | DMT | Basatin Landscaping | Award | 2021 | Fixed Price Lump Sum | FINISHES | Finishings | Ceiling Finishes ; Ceiling Finish Type Pt-01; Interior Emulsion Paint; Moisture Resistant | 52 | m² | AED | 36.9
2021-01 | 2 | 2.0197 |  | United Arab Emirates | Abu Dhabi | Hard & Soft Landscaping | Celebration Plaza | Minor Buildings | DMT | Basatin Landscaping | Award | 2021 | Fixed Price Lump Sum | FINISHES | Finishings | Ceiling Finishes ; 120Mm Thick Roof Insulation (0.2 W/M2K) | 60 | m² | AED | 47.1
2021-01 | 2 | 2.0197 |  | United Arab Emirates | Abu Dhabi | Hard & Soft Landscaping | Celebration Plaza | Minor Buildings | DMT | Basatin Landscaping | Award | 2021 | Fixed Price Lump Sum | ELECTRICAL ENGINEERING INSTALLATIONS | Accessories | Container Type Ag; F&B ; Off-Site Manufactured Materials, Components Or Buildings ; Prefabricated Buildings ; Container Type G; F&B; Size 6,010Mm Long X 2,440Mm Wide X 2,590Mm High; All In Accordance With Drawing Reference 2020_018-00-Bma-Ar-Dt-05060 | 2 | Nr | AED | 178101
2021-01 | 2 | 2.0197 |  | United Arab Emirates | Abu Dhabi | Hard & Soft Landscaping | Celebration Plaza | Minor Buildings | DMT | Basatin Landscaping | Award | 2021 | Fixed Price Lump Sum | FINISHES | Decorations | External Walls ; Finishes To External Walls ; Wall Finish Type Pt-03; Exterior Acrylic Polyurethane Paint | 84 | m² | AED | 82.7
2021-01 | 2 | 2.0197 |  | United Arab Emirates | Abu Dhabi | Hard & Soft Landscaping | Celebration Plaza | Minor Buildings | DMT | Basatin Landscaping | Award | 2021 | Fixed Price Lump Sum | METALWORK | Non structural metalwork | Subsidiary Walls, Balustrades And Proprietary Balconies ; Balustrade Type Bal-01; Tempered Single Float Glass; 15Mm Thick | 76 | m | AED | 763.3
2021-01 | 2 | 2.0197 |  | United Arab Emirates | Abu Dhabi | Hard & Soft Landscaping | Celebration Plaza | Minor Buildings | DMT | Basatin Landscaping | Award | 2021 | Fixed Price Lump Sum | METALWORK | Non structural metalwork | Subsidiary Walls, Balustrades And Proprietary Balconies ; 50Mm Diameter Stainless Steel Handrail In Brushed Finish | 20 | m | AED | 699.7
2021-01 | 2 | 2.0197 |  | United Arab Emirates | Abu Dhabi | Hard & Soft Landscaping | Celebration Plaza | Minor Buildings | DMT | Basatin Landscaping | Award | 2021 | Fixed Price Lump Sum | DOORS AND WINDOWS | Windows | Windows And External Doors; All In Accordance With Drawing Reference 2020_018-00-Bma-Ar-Dt-06500, 2020_018-00-Bma-Ar-Dt-06501 And 2020_018-00-Bma-Ar-Dt-06600 With And Including All Ironmongery As Per Drawing Reference 2020_018-00-Bma-Ar-Sh-10200 ; External Windows ; Stainless Steel Frame For Forming Circular Opening In Container Wall | 34 | m | AED | 2544.3
2021-01 | 2 | 2.0197 |  | United Arab Emirates | Abu Dhabi | Hard & Soft Landscaping | Celebration Plaza | Minor Buildings | DMT | Basatin Landscaping | Award | 2021 | Fixed Price Lump Sum | ACCESSORIES | Partitions | Internal Walls And Partitions ; Walls And Partitions ; 60Mm Thick Wall Insulation (0.57W/M2K For The Wall) | 36 | m² | AED | 25.5
2021-01 | 2 | 2.0197 |  | United Arab Emirates | Abu Dhabi | Hard & Soft Landscaping | Celebration Plaza | Minor Buildings | DMT | Basatin Landscaping | Award | 2021 | Fixed Price Lump Sum | FINISHES | Finishings | Internal Finishes; All In Accordance With Drawing Reference 2020_018-00-Bma-Ar-Sh-10100 ; Floor Finishes ; Floor Finish Type Fl-03; Precast Concrete Paver; Granix Size 600 X 600 X 50Mm Thick | 52 | m² | AED | 140
2021-01 | 2 | 2.0198 |  | United Arab Emirates | Abu Dhabi | Hard & Soft Landscaping | Celebration Plaza | Minor Buildings | DMT | Basatin Landscaping | Award | 2021 | Fixed Price Lump Sum | FINISHES | Finishings | Ceiling Finishes ; Cladding Type Ews-02; 36 X 80Mm Bamboo Composite Façade Cladding | 26 | m² | AED | 572.5
2021-01 | 2 | 2.0198 |  | United Arab Emirates | Abu Dhabi | Hard & Soft Landscaping | Celebration Plaza | Minor Buildings | DMT | Basatin Landscaping | Award | 2021 | Fixed Price Lump Sum | MECHANICAL ENGINEERING INSTALLATIONS | Pipework and gutterwork | Container Type Ag; F&B ; Disposal Installations For Minor Buildings ; Condensate Drainsv ; Allow For Condensate Pipework Including Insulation; Complete All In Accordance With The Drawings And Specifications ; From Dx Unit To Nearest Drain | 8 | Nr | AED | 807.9
2021-01 | 2 | 2.0198 |  | United Arab Emirates | Abu Dhabi | Hard & Soft Landscaping | Celebration Plaza | Minor Buildings | DMT | Basatin Landscaping | Award | 2021 | Fixed Price Lump Sum | MECHANICAL ENGINEERING INSTALLATIONS | Pipework and gutterwork | Soil, Waste ; And Vent Installations Supply And Installation Of Below Ground Upvc Pipes Conforming To Bs En 1401, Including Fittings, All Necessary Excavation, Backfilling, Beds And Surrounds As Required, Accessories And Connections; Complete All In Accordance With Drawings And Specifications ; 3In Diameter, Depth Not Exceeding 1M | 27 | m | AED | 241.8
2021-01 | 2 | 2.0198 |  | United Arab Emirates | Abu Dhabi | Hard & Soft Landscaping | Celebration Plaza | Minor Buildings | DMT | Basatin Landscaping | Award | 2021 | Fixed Price Lump Sum | MECHANICAL ENGINEERING INSTALLATIONS | Pipework and gutterwork | Water Installations For Minor Buildings ; Cold Water Installation ; Supply And Installation Of Below Ground Mdpe Potable Water Pipe Water Pipes, Including Fittings, All Necessary Excavation, Backfilling, Beds And Surrounds As Required, Warning Tapes, Accessories And Connections; Complete All In Accordance With Drawings And Specifications ; 25Mm Diameter, Depth Not Exceeding 1M | 7 | m | AED | 14
2021-01 | 2 | 2.0198 |  | United Arab Emirates | Abu Dhabi | Hard & Soft Landscaping | Celebration Plaza | Minor Buildings | DMT | Basatin Landscaping | Award | 2021 | Fixed Price Lump Sum | MECHANICAL ENGINEERING INSTALLATIONS | Pipework and gutterwork | Water Installations For Minor Buildings ; Cold Water Installation ; Supply And Installation Of Below Ground Mdpe Potable Water Pipe Water Pipes, Including Fittings, All Necessary Excavation, Backfilling, Beds And Surrounds As Required, Warning Tapes, Accessories And Connections; Complete All In Accordance With Drawings And Specifications ; 20Mm Diameter | 14 | m | AED | 16.6
2021-01 | 2 | 2.0198 |  | United Arab Emirates | Abu Dhabi | Hard & Soft Landscaping | Celebration Plaza | Minor Buildings | DMT | Basatin Landscaping | Award | 2021 | Fixed Price Lump Sum | MECHANICAL ENGINEERING INSTALLATIONS | Pipework and gutterwork | Water Installations For Minor Buildings ; Cold Water Installation ; Supply And Installation Of Below Ground Mdpe Potable Water Pipe Water Pipes, Including Fittings, All Necessary Excavation, Backfilling, Beds And Surrounds As Required, Warning Tapes, Accessories And Connections; Complete All In Accordance With Drawings And Specifications ; 25Mm Diameter | 24 | m | AED | 21.7
2021-01 | 2 | 2.0198 |  | United Arab Emirates | Abu Dhabi | Hard & Soft Landscaping | Celebration Plaza | Minor Buildings | DMT | Basatin Landscaping | Award | 2021 | Fixed Price Lump Sum | MECHANICAL ENGINEERING INSTALLATIONS | Pipework and gutterwork | Container Type Ag; F&B ; Cold Water Installation ; Dropping Pipes To Sanitary And Kitchen Equipments, Including Fittings, Fixing, Supports And All Necessary Accessories And Connections; Complete All In Accordance With The Drawings And Specifications ; Final Connection To Sanitary And Kitchen Equipments, 15Mm Diameter | 8 | Nr | AED | 445.3
2021-01 | 2 | 2.0198 |  | United Arab Emirates | Abu Dhabi | Hard & Soft Landscaping | Celebration Plaza | Minor Buildings | DMT | Basatin Landscaping | Award | 2021 | Fixed Price Lump Sum | MECHANICAL ENGINEERING INSTALLATIONS | Pipework and gutterwork | Valves And Ancillaries Including Adaptors And Flanges As Required, Complete In Accordance With The Drawings And Specificationsv ; 25Mm Diameter, Prv Assembly | 2 | Nr | AED | 356.3
2021-01 | 2 | 2.0198 |  | United Arab Emirates | Abu Dhabi | Hard & Soft Landscaping | Celebration Plaza | Minor Buildings | DMT | Basatin Landscaping | Award | 2021 | Fixed Price Lump Sum | MECHANICAL ENGINEERING INSTALLATIONS | Pipework and gutterwork | Fire Water Installation ; Supply And Installation Of Below Ground Mdpe Fire Water Hose Reel Pipes, Including Fittings, All Necessary Excavation, Backfilling, Beds And Surrounds As Required, Warning Tapes, Accessories And Connections; Complete All In Accordance With Drawings And Specifications ; 63Mm Diameter, Depth Not Exceeding 1M | 29 | m | AED | 114.5
2021-01 | 2 | 2.0198 |  | United Arab Emirates | Abu Dhabi | Hard & Soft Landscaping | Celebration Plaza | Minor Buildings | DMT | Basatin Landscaping | Award | 2021 | Fixed Price Lump Sum | MECHANICAL ENGINEERING INSTALLATIONS | Equipment | Fire Hose Reel Cabinet Assemblies Comprising 32 Mm Diameter X 30 M Long Hose Reel With Nozzle, Complete In Accordance With The Drawings And Specifications ; Fire Hose Reel Cabinet | 4 | Nr | AED | 4452.6
2021-01 | 2 | 2.0199 |  | United Arab Emirates | Abu Dhabi | Hard & Soft Landscaping | Celebration Plaza | Minor Buildings | DMT | Basatin Landscaping | Award | 2021 | Fixed Price Lump Sum | MECHANICAL ENGINEERING INSTALLATIONS | Pipework and gutterwork | Hot Water Installation ; Supply And Installation Of Above Ground Ppr Pipes, Including Fittings, Fixing, Supports And All Necessary Accessories And Connections; Complete All In Accordance With The Drawings And Specifications ; 20Mm Diameter | 8 | m | AED | 6.4
2021-01 | 2 | 2.0199 |  | United Arab Emirates | Abu Dhabi | Hard & Soft Landscaping | Celebration Plaza | Minor Buildings | DMT | Basatin Landscaping | Award | 2021 | Fixed Price Lump Sum | MECHANICAL ENGINEERING INSTALLATIONS | Equipment | Dropping Pipes To Sanitary And Kitchen Equipments, Including Fittings, Fixing, Supports And All Necessary Accessories And Connections; Complete All In Accordance With The Drawings And Specifications Final Connection To Sanitary And Kitchen Equipments, 15Mm Diameter | 4 | Nr | AED | 29.3
2021-01 | 2 | 2.0199 |  | United Arab Emirates | Abu Dhabi | Hard & Soft Landscaping | Celebration Plaza | Minor Buildings | DMT | Basatin Landscaping | Award | 2021 | Fixed Price Lump Sum | MECHANICAL ENGINEERING INSTALLATIONS | Equipment | Electric Water Heaters, Complete Valves, Dip Trays And With All Necessary Ancillaries, Accessories And Connections, Complete All In Accordance With The Drawings And Specifications ; 50 Litre Capacity; Ref. Wh | 4 | Nr | AED | 1017.8
2021-01 | 2 | 2.0199 |  | United Arab Emirates | Abu Dhabi | Hard & Soft Landscaping | Celebration Plaza | Minor Buildings | DMT | Basatin Landscaping | Award | 2021 | Fixed Price Lump Sum | MECHANICAL ENGINEERING INSTALLATIONS | Pipework and gutterwork | Container Type Ag; F&B ; Disposal Installations For Minor Buildings Air Conditioning For Minor Buildings Dx Split Units, Comprising Of Indoor/Outdoor Unit, Refrigerant Pipes And Insulation, Unit Casing, Drain Pan, Cooling Coils, Fan, Fan Motor, Filters, Wiring To Local Isolator, Thermostats, Sensors, Insulation As Required And All Necessary Accessories And Connections; As Detailed In The Equipment Schedule And In Accordance With Drawings And Specification ; 2.9 Tr Cooling Load, 910 Cfm Air Flow; Ref. Iu-01 / Ou-018 | 8 | Nr | AED | 8905.1
2021-01 | 2 | 2.0199 |  | United Arab Emirates | Abu Dhabi | Hard & Soft Landscaping | Celebration Plaza | Minor Buildings | DMT | Basatin Landscaping | Award | 2021 | Fixed Price Lump Sum | MECHANICAL ENGINEERING INSTALLATIONS | Pipework and gutterwork | Container Type Ag; F&B ; Ventilation For Minor Buildings ; Circular Ductwork And Fittings , Including All Necessary Hangers And Supports, Flanges, Joints, Accessories And Connections Complete In Accordance With Drawings And Specifications ; 200Mm Diameter, Kitchen Fresh Air Duct | 10 | m | AED | 559.8
2021-01 | 2 | 2.0199 |  | United Arab Emirates | Abu Dhabi | Hard & Soft Landscaping | Celebration Plaza | Minor Buildings | DMT | Basatin Landscaping | Award | 2021 | Fixed Price Lump Sum | MECHANICAL ENGINEERING INSTALLATIONS | Pipework and gutterwork | Container Type Ag; F&B ; Ventilation For Minor Buildings ; Circular Ductwork And Fittings , Including All Necessary Hangers And Supports, Flanges, Joints, Accessories And Connections Complete In Accordance With Drawings And Specifications ; 200Mm Diameter, Kitchen Exhaust Duct | 7 | m | AED | 559.8
2021-01 | 2 | 2.0199 |  | United Arab Emirates | Abu Dhabi | Hard & Soft Landscaping | Celebration Plaza | Minor Buildings | DMT | Basatin Landscaping | Award | 2021 | Fixed Price Lump Sum | MECHANICAL ENGINEERING INSTALLATIONS | Pipework and gutterwork | Rectangular Ductwork And Fittings , Including All Necessary Hangers And Supports, Flanges, Joints, Accessories And Connections Complete In Accordance With Drawings And Specifications ; Kitchen Fresh Air Duct | 2 | m² | AED | 559.8
2021-01 | 2 | 2.0199 |  | United Arab Emirates | Abu Dhabi | Hard & Soft Landscaping | Celebration Plaza | Minor Buildings | DMT | Basatin Landscaping | Award | 2021 | Fixed Price Lump Sum | MECHANICAL ENGINEERING INSTALLATIONS | Pipework and gutterwork | Rectangular Ductwork And Fittings , Including All Necessary Hangers And Supports, Flanges, Joints, Accessories And Connections Complete In Accordance With Drawings And Specifications ; Kitchen Exhaust Duct | 1 | m² | AED | 559.8
2021-01 | 2 | 2.0199 |  | United Arab Emirates | Abu Dhabi | Hard & Soft Landscaping | Celebration Plaza | Minor Buildings | DMT | Basatin Landscaping | Award | 2021 | Fixed Price Lump Sum | MECHANICAL ENGINEERING INSTALLATIONS | Pipework and gutterwork | I Nsulation; Complete All In Accordance With Drawings And Specifications ; Fixing Externally To 200Mm Diameter Circular Ductwork | 17 | m | AED | 400.8
2021-01 | 2 | 2.0199 |  | United Arab Emirates | Abu Dhabi | Hard & Soft Landscaping | Celebration Plaza | Minor Buildings | DMT | Basatin Landscaping | Award | 2021 | Fixed Price Lump Sum | MECHANICAL ENGINEERING INSTALLATIONS | Pipework and gutterwork | I Nsulation; Complete All In Accordance With Drawings And Specifications ; Fixing Externally To Rectangular Ductwork | 3 | m² | AED | 400.8
2021-01 | 2 | 2.02 |  | United Arab Emirates | Abu Dhabi | Hard & Soft Landscaping | Celebration Plaza | Minor Buildings | DMT | Basatin Landscaping | Award | 2021 | Fixed Price Lump Sum | MECHANICAL ENGINEERING INSTALLATIONS | Equipment | Ventilation Fans, Including Motors, Filters, And All Necessary Anti-Vibration Mountings And Supports, Dampers, Electrical/Control Wiring, Conduits And Controls, Accessories And Connections To Ductwork, Complete As Detailed In The Equipment Schedule And In Accordance With Drawings And Specifications ; 900 Cfm Air Flow; Ref. Kff | 4 | Nr | AED | 9668.4
2021-01 | 2 | 2.02 |  | United Arab Emirates | Abu Dhabi | Hard & Soft Landscaping | Celebration Plaza | Minor Buildings | DMT | Basatin Landscaping | Award | 2021 | Fixed Price Lump Sum | MECHANICAL ENGINEERING INSTALLATIONS | Equipment | Ventilation Fans, Including Motors, Filters, And All Necessary Anti-Vibration Mountings And Supports, Dampers, Electrical/Control Wiring, Conduits And Controls, Accessories And Connections To Ductwork, Complete As Detailed In The Equipment Schedule And In Accordance With Drawings And Specifications ; 900 Cfm Air Flow; Ref. Kff | 4 | Nr | AED | 9668.4
2021-01 | 2 | 2.02 |  | United Arab Emirates | Abu Dhabi | Hard & Soft Landscaping | Celebration Plaza | Minor Buildings | DMT | Basatin Landscaping | Award | 2021 | Fixed Price Lump Sum | ELECTRICAL ENGINEERING INSTALLATIONS | Final sub-circuits and auxiliary installations | Kitchen Hood With Recirculating Air; Complete All In Accordance With Drawings And Specifications ; 2.0M X 0.55M Size | 4 | Nr | AED | 16283.6
2021-01 | 2 | 2.02 |  | United Arab Emirates | Abu Dhabi | Hard & Soft Landscaping | Celebration Plaza | Minor Buildings | DMT | Basatin Landscaping | Award | 2021 | Fixed Price Lump Sum | MECHANICAL ENGINEERING INSTALLATIONS | Equipment | Fire Extinguishers ; Fire Extinguishers; Including All Necessary Accessories In Accordance With The Specification ; Fire Extinguisher Cabinet Complete With 5Kg Co2 Fe And 5Kg Dry Powder Fe | 4 | Nr | AED | 3562.1
2021-01 | 2 | 2.02 |  | United Arab Emirates | Abu Dhabi | Hard & Soft Landscaping | Celebration Plaza | Minor Buildings | DMT | Basatin Landscaping | Award | 2021 | Fixed Price Lump Sum | ELECTRICAL ENGINEERING INSTALLATIONS | Accessories | Container Type Ag; F&B; Electrical Installation For Minor Buildings ; Small Power Installation ; Wiring In Approved Cables, Drawing Into And Including Conduit Where Required, Complete With Boxes, Fittings And Supporting Brackets, All In Accordance With The Specification And Drawings ; 13A Switched Socket Outlet (W/P) | 16 | Nr | AED | 536.5
2021-01 | 2 | 2.02 |  | United Arab Emirates | Abu Dhabi | Hard & Soft Landscaping | Celebration Plaza | Minor Buildings | DMT | Basatin Landscaping | Award | 2021 | Fixed Price Lump Sum | ELECTRICAL ENGINEERING INSTALLATIONS | Accessories | Container Type Ag; F&B; Electrical Installation For Minor Buildings ; Small Power Installation ; Wiring In Approved Cables, Drawing Into And Including Conduit Where Required, Complete With Boxes, Fittings And Supporting Brackets, All In Accordance With The Specification And Drawings ; 13A Twin Socket Outlet | 4 | Nr | AED | 536.5
2021-01 | 2 | 2.02 |  | United Arab Emirates | Abu Dhabi | Hard & Soft Landscaping | Celebration Plaza | Minor Buildings | DMT | Basatin Landscaping | Award | 2021 | Fixed Price Lump Sum | ELECTRICAL ENGINEERING INSTALLATIONS | Accessories | Container Type Ag; F&B; Electrical Installation For Minor Buildings ; Small Power Installation ; Wiring In Approved Cables, Drawing Into And Including Conduit Where Required, Complete With Boxes, Fittings And Supporting Brackets, All In Accordance With The Specification And Drawings ; 13 A Spur Outlet | 4 | Nr | AED | 536.5
2021-01 | 2 | 2.02 |  | United Arab Emirates | Abu Dhabi | Hard & Soft Landscaping | Celebration Plaza | Minor Buildings | DMT | Basatin Landscaping | Award | 2021 | Fixed Price Lump Sum | ELECTRICAL ENGINEERING INSTALLATIONS | Accessories | Accessories; Complete As Described In The Specification And Drawings ; 13A Switched Socket Outlet (W/P) | 16 | Nr | AED | 402.4
2021-01 | 2 | 2.02 |  | United Arab Emirates | Abu Dhabi | Hard & Soft Landscaping | Celebration Plaza | Minor Buildings | DMT | Basatin Landscaping | Award | 2021 | Fixed Price Lump Sum | ELECTRICAL ENGINEERING INSTALLATIONS | Accessories | Accessories; Complete As Described In The Specification And Drawings ; 13A Twin Socket Outlet | 4 | Nr | AED | 335.9
2021-01 | 2 | 2.02 |  | United Arab Emirates | Abu Dhabi | Hard & Soft Landscaping | Celebration Plaza | Minor Buildings | DMT | Basatin Landscaping | Award | 2021 | Fixed Price Lump Sum | ELECTRICAL ENGINEERING INSTALLATIONS | Accessories | Accessories; Complete As Described In The Specification And Drawings ; ; 13A Switched Socket Outlet (W/P) | 4 | Nr | AED | 335.9
2021-01 | 2 | 2.0201 |  | United Arab Emirates | Abu Dhabi | Hard & Soft Landscaping | Celebration Plaza | Minor Buildings | DMT | Basatin Landscaping | Award | 2021 | Fixed Price Lump Sum | ELECTRICAL ENGINEERING INSTALLATIONS | Final sub-circuits and auxiliary installations | Lighting Installation ; Wiring In Approved Cables, Drawing Into And Including Conduit Where Required, Complete With Boxes, Fittings And Supporting Brackets, All In Accordance With The Specification And Drawings ; Lighting Points | 30 | Nr | AED | 161
2021-01 | 2 | 2.0201 |  | United Arab Emirates | Abu Dhabi | Hard & Soft Landscaping | Celebration Plaza | Minor Buildings | DMT | Basatin Landscaping | Award | 2021 | Fixed Price Lump Sum | ELECTRICAL ENGINEERING INSTALLATIONS | Final sub-circuits and auxiliary installations | Supply And Installation Of Light Fittings Including Fixings, Lamps And Connections Complete In Accordance With The Specifications And Drawings ; External Wall Mounted Light; 20W | 8 | Nr | AED | 1440.2
2021-01 | 2 | 2.0201 |  | United Arab Emirates | Abu Dhabi | Hard & Soft Landscaping | Celebration Plaza | Minor Buildings | DMT | Basatin Landscaping | Award | 2021 | Fixed Price Lump Sum | ELECTRICAL ENGINEERING INSTALLATIONS | Final sub-circuits and auxiliary installations | Supply And Installation Of Light Fittings Including Fixings, Lamps And Connections Complete In Accordance With The Specifications And Drawings ; Led Recessed Ceiling Mounted Light; 20W | 6 | Nr | AED | 1296.8
2021-01 | 2 | 2.0201 |  | United Arab Emirates | Abu Dhabi | Hard & Soft Landscaping | Celebration Plaza | Minor Buildings | DMT | Basatin Landscaping | Award | 2021 | Fixed Price Lump Sum | ELECTRICAL ENGINEERING INSTALLATIONS | Final sub-circuits and auxiliary installations | Supply And Installation Of Light Fittings Including Fixings, Lamps And Connections Complete In Accordance With The Specifications And Drawings ; Led Surface/Ceiling Mounted Light; 15W | 12 | Nr | AED | 1296.8
2021-01 | 2 | 2.0201 |  | United Arab Emirates | Abu Dhabi | Hard & Soft Landscaping | Celebration Plaza | Minor Buildings | DMT | Basatin Landscaping | Award | 2021 | Fixed Price Lump Sum | ELECTRICAL ENGINEERING INSTALLATIONS | Final sub-circuits and auxiliary installations | Supply And Installation Of Light Fittings Including Fixings, Lamps And Connections Complete In Accordance With The Specifications And Drawings ; Led Surface/Ceiling Mounted Light; 37W | 4 | Nr | AED | 1296.8
2021-01 | 2 | 2.0201 |  | United Arab Emirates | Abu Dhabi | Hard & Soft Landscaping | Celebration Plaza | Minor Buildings | DMT | Basatin Landscaping | Award | 2021 | Fixed Price Lump Sum | ELECTRICAL ENGINEERING INSTALLATIONS | Accessories | Container Type Ag; F&B ; Electrical Installation For Minor Buildings ; Lighting Control Installation ; Wiring In Approved Cables, Drawing Into And Including Conduit Where Required, Complete With Boxes, Fittings And Supporting Brackets, All In Accordance With The Specification And Drawings ; One Way One Gang Switch | 12 | Nr | AED | 508.9
2021-01 | 2 | 2.0201 |  | United Arab Emirates | Abu Dhabi | Hard & Soft Landscaping | Celebration Plaza | Minor Buildings | DMT | Basatin Landscaping | Award | 2021 | Fixed Price Lump Sum | ELECTRICAL ENGINEERING INSTALLATIONS | Accessories | Accessories; Complete As Described In The Specification And Drawings ; One Way One Gang Switch | 12 | Nr | AED | 318.1
2021-01 | 2 | 2.0201 |  | United Arab Emirates | Abu Dhabi | Hard & Soft Landscaping | Celebration Plaza | Minor Buildings | DMT | Basatin Landscaping | Award | 2021 | Fixed Price Lump Sum | ELECTRICAL ENGINEERING INSTALLATIONS | Final sub-circuits and auxiliary installations | Telephone And Data System Installation ; Wiring In Approved Data Cables, Drawing Into And Including Containment Where Required, Complete With Boxes, Fittings And Supporting Brackets, All In Accordance With The Specification And Drawings ; Backbone Cabling For Odf | 1 | Item | AED | 3180.4
2021-01 | 2 | 2.0201 |  | United Arab Emirates | Abu Dhabi | Hard & Soft Landscaping | Celebration Plaza | Minor Buildings | DMT | Basatin Landscaping | Award | 2021 | Fixed Price Lump Sum | ELECTRICAL ENGINEERING INSTALLATIONS | Final sub-circuits and auxiliary installations | Telephone And Data System Installation ; Wiring In Approved Data Cables, Drawing Into And Including Containment Where Required, Complete With Boxes, Fittings And Supporting Brackets, All In Accordance With The Specification And Drawings ; Twin Voice/ Data Outlet | 4 | Nr | AED | 636.1
2021-01 | 2 | 2.0201 |  | United Arab Emirates | Abu Dhabi | Hard & Soft Landscaping | Celebration Plaza | Minor Buildings | DMT | Basatin Landscaping | Award | 2021 | Fixed Price Lump Sum | ELECTRICAL ENGINEERING INSTALLATIONS | Accessories | Accessories; Complete As Described In The Specification And Drawings ; Odf | 4 | Nr | AED | 1609.3
2021-01 | 2 | 2.0202 |  | United Arab Emirates | Abu Dhabi | Hard & Soft Landscaping | Celebration Plaza | Minor Buildings | DMT | Basatin Landscaping | Award | 2021 | Fixed Price Lump Sum | ELECTRICAL ENGINEERING INSTALLATIONS | Accessories | Accessories; Complete As Described In The Specification And Drawings ; Twin Voice/ Data Outlet | 4 | Nr | AED | 400.8
2021-01 | 2 | 2.0202 |  | United Arab Emirates | Abu Dhabi | Hard & Soft Landscaping | Celebration Plaza | Minor Buildings | DMT | Basatin Landscaping | Award | 2021 | Fixed Price Lump Sum | ELECTRICAL ENGINEERING INSTALLATIONS | Equipment | Video Surveillance System Installation ; Wiring In Approved Cables, Drawing Into And Including Containment Where Required, Complete With Boxes, Fittings And Supporting Brackets, All In Accordance With The Specification And Drawings ; Indoor Camera | 4 | Nr | AED | 3053.2
2021-01 | 2 | 2.0202 |  | United Arab Emirates | Abu Dhabi | Hard & Soft Landscaping | Celebration Plaza | Minor Buildings | DMT | Basatin Landscaping | Award | 2021 | Fixed Price Lump Sum | ELECTRICAL ENGINEERING INSTALLATIONS | Accessories | Container Type Ag; F&B ; Electrical Installation For Minor Buildings ; Fire Alarm And Detection System Installation ; Wiring In Fire-Rated Cables, Drawing Into And Including Conduit Where Required, Complete With Boxes, Fittings And Supporting Brackets, All In Accordance With The Specification And Drawings ; Facp | 4 | Nr | AED | 10058
2021-01 | 2 | 2.0202 |  | United Arab Emirates | Abu Dhabi | Hard & Soft Landscaping | Celebration Plaza | Minor Buildings | DMT | Basatin Landscaping | Award | 2021 | Fixed Price Lump Sum | ELECTRICAL ENGINEERING INSTALLATIONS | Accessories | Container Type Ag; F&B ; Electrical Installation For Minor Buildings ; Fire Alarm And Detection System Installation ; Wiring In Fire-Rated Cables, Drawing Into And Including Conduit Where Required, Complete With Boxes, Fittings And Supporting Brackets, All In Accordance With The Specification And Drawings ; Smoke Detector | 4 | Nr | AED | 697.4
2021-01 | 2 | 2.0202 |  | United Arab Emirates | Abu Dhabi | Hard & Soft Landscaping | Celebration Plaza | Minor Buildings | DMT | Basatin Landscaping | Award | 2021 | Fixed Price Lump Sum | ELECTRICAL ENGINEERING INSTALLATIONS | Accessories | Container Type Ag; F&B ; Electrical Installation For Minor Buildings ; Fire Alarm And Detection System Installation ; Wiring In Fire-Rated Cables, Drawing Into And Including Conduit Where Required, Complete With Boxes, Fittings And Supporting Brackets, All In Accordance With The Specification And Drawings ; Heat Detector | 8 | Nr | AED | 684.6
2021-01 | 2 | 2.0202 |  | United Arab Emirates | Abu Dhabi | Hard & Soft Landscaping | Celebration Plaza | Minor Buildings | DMT | Basatin Landscaping | Award | 2021 | Fixed Price Lump Sum | ELECTRICAL ENGINEERING INSTALLATIONS | Accessories | Container Type Ag; F&B ; Electrical Installation For Minor Buildings ; Fire Alarm And Detection System Installation ; Wiring In Fire-Rated Cables, Drawing Into And Including Conduit Where Required, Complete With Boxes, Fittings And Supporting Brackets, All In Accordance With The Specification And Drawings ; Manual Call Point | 4 | Nr | AED | 643.8
2021-01 | 2 | 2.0202 |  | United Arab Emirates | Abu Dhabi | Hard & Soft Landscaping | Celebration Plaza | Minor Buildings | DMT | Basatin Landscaping | Award | 2021 | Fixed Price Lump Sum | ELECTRICAL ENGINEERING INSTALLATIONS | Accessories | Accessories; Complete As Described In The Specification And Drawings ; Facp | 4 | Nr | AED | 10058
2021-01 | 2 | 2.0202 |  | United Arab Emirates | Abu Dhabi | Hard & Soft Landscaping | Celebration Plaza | Minor Buildings | DMT | Basatin Landscaping | Award | 2021 | Fixed Price Lump Sum | ELECTRICAL ENGINEERING INSTALLATIONS | Accessories | Accessories; Complete As Described In The Specification And Drawings ; Smoke Detector | 4 | Nr | AED | 697.4
2021-01 | 2 | 2.0202 |  | United Arab Emirates | Abu Dhabi | Hard & Soft Landscaping | Celebration Plaza | Minor Buildings | DMT | Basatin Landscaping | Award | 2021 | Fixed Price Lump Sum | ELECTRICAL ENGINEERING INSTALLATIONS | Accessories | Accessories; Complete As Described In The Specification And Drawings ; Heat Detector | 8 | Nr | AED | 684.6
2021-01 | 2 | 2.0202 |  | United Arab Emirates | Abu Dhabi | Hard & Soft Landscaping | Celebration Plaza | Minor Buildings | DMT | Basatin Landscaping | Award | 2021 | Fixed Price Lump Sum | ELECTRICAL ENGINEERING INSTALLATIONS | Accessories | Accessories; Complete As Described In The Specification And Drawings ; Manual Call Point | 4 | Nr | AED | 643.8
2021-01 | 2 | 2.0203 |  | United Arab Emirates | Abu Dhabi | Hard & Soft Landscaping | Celebration Plaza | Minor Buildings | DMT | Basatin Landscaping | Award | 2021 | Fixed Price Lump Sum | SITE WORK | Excavation | Utility Building 01; Complete As Shown On Drawing No. 2020_018-02-Icn-St-Dt-09110 ; Foundation Excavation For Footings; Not Exceeding 2M | 183 | m³ | AED | 25.5
2021-01 | 2 | 2.0203 |  | United Arab Emirates | Abu Dhabi | Hard & Soft Landscaping | Celebration Plaza | Minor Buildings | DMT | Basatin Landscaping | Award | 2021 | Fixed Price Lump Sum | SITE WORK | Disposal | Utility Building 01; Complete As Shown On Drawing No. 2020_018-02-Icn-St-Dt-09110 ; Disposal Of Previously Excavated Off Site To A Suitable Location In Accordance With Engineer Requirements | 160 | m³ | AED | 25.5
2021-01 | 2 | 2.0203 |  | United Arab Emirates | Abu Dhabi | Hard & Soft Landscaping | Celebration Plaza | Minor Buildings | DMT | Basatin Landscaping | Award | 2021 | Fixed Price Lump Sum | SITE WORK | Filling | Utility Building 01; Complete As Shown On Drawing No. 2020_018-02-Icn-St-Dt-09110 ; Imported Filling; One Layer Of 250Mm Thick Road Base Material Of 80% Cbr Value | 97 | m² | AED | 37.4
2021-01 | 2 | 2.0203 |  | United Arab Emirates | Abu Dhabi | Hard & Soft Landscaping | Celebration Plaza | Minor Buildings | DMT | Basatin Landscaping | Award | 2021 | Fixed Price Lump Sum | SITE WORK | Filling | Utility Building 01; Complete As Shown On Drawing No. 2020_018-02-Icn-St-Dt-09110 ; Filling Obtained From Previously Excavated Material | 23 | m³ | AED | 25.5
2021-01 | 2 | 2.0203 |  | United Arab Emirates | Abu Dhabi | Hard & Soft Landscaping | Celebration Plaza | Minor Buildings | DMT | Basatin Landscaping | Award | 2021 | Fixed Price Lump Sum | SITE WORK | Filling | Utility Building 01; Complete As Shown On Drawing No. 2020_018-02-Icn-St-Dt-09110 ; Compaction Of Existing Sub-Grade 98% Mdd | 97 | m² | AED | 28
2021-01 | 2 | 2.0203 |  | United Arab Emirates | Abu Dhabi | Hard & Soft Landscaping | Celebration Plaza | Minor Buildings | DMT | Basatin Landscaping | Award | 2021 | Fixed Price Lump Sum | CONCRETE WORK | Poured concrete | Concrete ; Plain In-Situ Concrete; Blinding; 75Mm Thick; In Footings; Poured On Earth | 7 | m³ | AED | 384.2
2021-01 | 2 | 2.0203 |  | United Arab Emirates | Abu Dhabi | Hard & Soft Landscaping | Celebration Plaza | Minor Buildings | DMT | Basatin Landscaping | Award | 2021 | Fixed Price Lump Sum | CONCRETE WORK | Poured concrete | Concrete ; 50Mm Thick Screed Protection | 97 | m² | AED | 30.6
2021-01 | 2 | 2.0203 |  | United Arab Emirates | Abu Dhabi | Hard & Soft Landscaping | Celebration Plaza | Minor Buildings | DMT | Basatin Landscaping | Award | 2021 | Fixed Price Lump Sum | CONCRETE WORK | Poured concrete | Concrete ; Reinforced Concrete; To Columns | 5 | m³ | AED | 480.9
2021-01 | 2 | 2.0203 |  | United Arab Emirates | Abu Dhabi | Hard & Soft Landscaping | Celebration Plaza | Minor Buildings | DMT | Basatin Landscaping | Award | 2021 | Fixed Price Lump Sum | CONCRETE WORK | Poured concrete | Concrete ; Reinforced Concrete; To Walls - 200Mm Thick | 8 | m³ | AED | 480.9
2021-01 | 2 | 2.0203 |  | United Arab Emirates | Abu Dhabi | Hard & Soft Landscaping | Celebration Plaza | Minor Buildings | DMT | Basatin Landscaping | Award | 2021 | Fixed Price Lump Sum | CONCRETE WORK | Poured concrete | Concrete ; Reinforced Concrete; To Walls - 250Mm Thick | 10 | m³ | AED | 480.9
2021-01 | 2 | 2.0204 |  | United Arab Emirates | Abu Dhabi | Hard & Soft Landscaping | Celebration Plaza | Minor Buildings | DMT | Basatin Landscaping | Award | 2021 | Fixed Price Lump Sum | CONCRETE WORK | Poured concrete | Concrete ; Reinforced Concrete; To Slab On Grade - 150Mm Thick | 7 | m³ | AED | 480.9
2021-01 | 2 | 2.0204 |  | United Arab Emirates | Abu Dhabi | Hard & Soft Landscaping | Celebration Plaza | Minor Buildings | DMT | Basatin Landscaping | Award | 2021 | Fixed Price Lump Sum | CONCRETE WORK | Poured concrete | Concrete ; Reinforced Concrete; To Roof Slab - 200Mm Thick | 16 | m³ | AED | 480.9
2021-01 | 2 | 2.0204 |  | United Arab Emirates | Abu Dhabi | Hard & Soft Landscaping | Celebration Plaza | Minor Buildings | DMT | Basatin Landscaping | Award | 2021 | Fixed Price Lump Sum | CONCRETE WORK | Poured concrete | Concrete ; Reinforced Concrete; To Roof Beams | 3 | m³ | AED | 480.9
2021-01 | 2 | 2.0204 |  | United Arab Emirates | Abu Dhabi | Hard & Soft Landscaping | Celebration Plaza | Minor Buildings | DMT | Basatin Landscaping | Award | 2021 | Fixed Price Lump Sum | CONCRETE WORK | Poured concrete | Concrete ; Plain In-Situ Concrete; Lightweight Concrete Fill | 40 | m² | AED | 30.6
2021-01 | 2 | 2.0204 |  | United Arab Emirates | Abu Dhabi | Hard & Soft Landscaping | Celebration Plaza | Minor Buildings | DMT | Basatin Landscaping | Award | 2021 | Fixed Price Lump Sum | CONCRETE WORK | Shuttering | Concrete ; Formwork; Vertically To Columns | 61 | m² | AED | 57.9
2021-01 | 2 | 2.0204 |  | United Arab Emirates | Abu Dhabi | Hard & Soft Landscaping | Celebration Plaza | Minor Buildings | DMT | Basatin Landscaping | Award | 2021 | Fixed Price Lump Sum | CONCRETE WORK | Shuttering | Concrete ; Formwork; Vertically To Walls | 152 | m² | AED | 57.9
2021-01 | 2 | 2.0204 |  | United Arab Emirates | Abu Dhabi | Hard & Soft Landscaping | Celebration Plaza | Minor Buildings | DMT | Basatin Landscaping | Award | 2021 | Fixed Price Lump Sum | CONCRETE WORK | Shuttering | Concrete ; Formwork; Soffits Of Roof Slab | 65 | m² | AED | 57.9
2021-01 | 2 | 2.0204 |  | United Arab Emirates | Abu Dhabi | Hard & Soft Landscaping | Celebration Plaza | Minor Buildings | DMT | Basatin Landscaping | Award | 2021 | Fixed Price Lump Sum | CONCRETE WORK | Shuttering | Concrete ; Formwork; Sides And Soffits Of Roof Beams | 28 | m² | AED | 57.9
2021-01 | 2 | 2.0204 |  | United Arab Emirates | Abu Dhabi | Hard & Soft Landscaping | Celebration Plaza | Minor Buildings | DMT | Basatin Landscaping | Award | 2021 | Fixed Price Lump Sum | CONCRETE WORK | Reinforcement | Concrete ; Reinforcement; To Slab On Grade; A393 Mesh On Top | 43 | m² | AED | 42
2021-01 | 2 | 2.0204 |  | United Arab Emirates | Abu Dhabi | Hard & Soft Landscaping | Celebration Plaza | Minor Buildings | DMT | Basatin Landscaping | Award | 2021 | Fixed Price Lump Sum | CONCRETE WORK | Reinforcement | Concrete ; Reinforcement; To Raft | 850 | kg | AED | 4.3
2021-01 | 2 | 2.0205 |  | United Arab Emirates | Abu Dhabi | Hard & Soft Landscaping | Celebration Plaza | Minor Buildings | DMT | Basatin Landscaping | Award | 2021 | Fixed Price Lump Sum | CONCRETE WORK | Reinforcement | Concrete ; Reinforcement; To Columns | 713 | kg | AED | 4.3
2021-01 | 2 | 2.0205 |  | United Arab Emirates | Abu Dhabi | Hard & Soft Landscaping | Celebration Plaza | Minor Buildings | DMT | Basatin Landscaping | Award | 2021 | Fixed Price Lump Sum | CONCRETE WORK | Reinforcement | Concrete ; Reinforcement; To Walls | 1893 | kg | AED | 4.3
2021-01 | 2 | 2.0205 |  | United Arab Emirates | Abu Dhabi | Hard & Soft Landscaping | Celebration Plaza | Minor Buildings | DMT | Basatin Landscaping | Award | 2021 | Fixed Price Lump Sum | CONCRETE WORK | Reinforcement | Concrete ; Reinforcement; To Roof Slab | 1994 | kg | AED | 4.3
2021-01 | 2 | 2.0205 |  | United Arab Emirates | Abu Dhabi | Hard & Soft Landscaping | Celebration Plaza | Minor Buildings | DMT | Basatin Landscaping | Award | 2021 | Fixed Price Lump Sum | CONCRETE WORK | Reinforcement | Concrete ; Reinforcement; To Roof Beams | 525 | kg | AED | 4.3
2021-01 | 2 | 2.0205 |  | United Arab Emirates | Abu Dhabi | Hard & Soft Landscaping | Celebration Plaza | Minor Buildings | DMT | Basatin Landscaping | Award | 2021 | Fixed Price Lump Sum | THERMAL AND MOISTURE PROTECTION | Coverings and linings | Waterproofing ; 1 Layer Of 1000Mm Gauge Polythene Sheet | 97 | m² | AED | 3.9
2021-01 | 2 | 2.0205 |  | United Arab Emirates | Abu Dhabi | Hard & Soft Landscaping | Celebration Plaza | Minor Buildings | DMT | Basatin Landscaping | Award | 2021 | Fixed Price Lump Sum | THERMAL AND MOISTURE PROTECTION | Coverings and linings | Waterproofing ; Waterproofing; Vertically To Footings; Comprising Of Bituminous Paint Primer Coat And 5Mm Sbs Modified Bitumonous Membrane | 57 | m² | AED | 50.3
2021-01 | 2 | 2.0205 |  | United Arab Emirates | Abu Dhabi | Hard & Soft Landscaping | Celebration Plaza | Minor Buildings | DMT | Basatin Landscaping | Award | 2021 | Fixed Price Lump Sum | THERMAL AND MOISTURE PROTECTION | Coverings and linings | Waterproofing ; Waterproofing; Vertically To Footings; 6Mm Bituminous Protection Board | 57 | m² | AED | 50.3
2021-01 | 2 | 2.0205 |  | United Arab Emirates | Abu Dhabi | Hard & Soft Landscaping | Celebration Plaza | Minor Buildings | DMT | Basatin Landscaping | Award | 2021 | Fixed Price Lump Sum | THERMAL AND MOISTURE PROTECTION | Coverings and linings | Waterproofing ; Waterproofing; Horizontally To Footings; Comprising Of Bituminous Paint Primer Coat And 5Mm Sbs Modified Bitumonous Membrane | 119 | m² | AED | 50.3
2021-01 | 2 | 2.0205 |  | United Arab Emirates | Abu Dhabi | Hard & Soft Landscaping | Celebration Plaza | Minor Buildings | DMT | Basatin Landscaping | Award | 2021 | Fixed Price Lump Sum | MASONRY | Walls and piers | Utility Building 01; Complete As Shown On Drawing No. 2020_018-00-Bma-Ar-Dt-06000 ; External Walls; Type Efs-02 | 134 | m² | AED | 140
2021-01 | 2 | 2.0205 |  | United Arab Emirates | Abu Dhabi | Hard & Soft Landscaping | Celebration Plaza | Minor Buildings | DMT | Basatin Landscaping | Award | 2021 | Fixed Price Lump Sum | MASONRY | Walls and piers | Utility Building 01; Complete As Shown On Drawing No. 2020_018-00-Bma-Ar-Dt-06000 ; Internal Walls; Type Ifs-02 | 60 | m² | AED | 140
2021-01 | 2 | 2.0206 |  | United Arab Emirates | Abu Dhabi | Hard & Soft Landscaping | Celebration Plaza | Minor Buildings | DMT | Basatin Landscaping | Award | 2021 | Fixed Price Lump Sum | MASONRY | Walls and piers | Utility Building 01; Complete As Shown On Drawing No. 2020_018-00-Bma-Ar-Dt-06000 ; Roof Parapet Walls; Block Wall - 250Mm Thick | 16 | m² | AED | 165.4
2021-01 | 2 | 2.0206 |  | United Arab Emirates | Abu Dhabi | Hard & Soft Landscaping | Celebration Plaza | Minor Buildings | DMT | Basatin Landscaping | Award | 2021 | Fixed Price Lump Sum | CONCRETE WORK | Poured concrete | Utility Building 01; Complete As Shown On Drawing No. 2020_018-00-Bma-Ar-Dt-06000 ; Screed - 50Mm Thick | 63 | m² | AED | 31.9
2021-01 | 2 | 2.0206 |  | United Arab Emirates | Abu Dhabi | Hard & Soft Landscaping | Celebration Plaza | Minor Buildings | DMT | Basatin Landscaping | Award | 2021 | Fixed Price Lump Sum | FINISHES | Finishings | Utility Building 01; Complete As Shown On Drawing No. 2020_018-00-Bma-Ar-Dt-06000 ; Plaster; To Walls - 15Mm Thick | 375 | m² | AED | 44.6
2021-01 | 2 | 2.0206 |  | United Arab Emirates | Abu Dhabi | Hard & Soft Landscaping | Celebration Plaza | Minor Buildings | DMT | Basatin Landscaping | Award | 2021 | Fixed Price Lump Sum | FINISHES | Finishings | Utility Building 01; Complete As Shown On Drawing No. 2020_018-00-Bma-Ar-Dt-06000 ; Plaster; To Ceiling - 15Mm Thick | 63 | m² | AED | 70
2021-01 | 2 | 2.0206 |  | United Arab Emirates | Abu Dhabi | Hard & Soft Landscaping | Celebration Plaza | Minor Buildings | DMT | Basatin Landscaping | Award | 2021 | Fixed Price Lump Sum | FINISHES | Finishings | Utility Building 01; Complete As Shown On Drawing No. 2020_018-00-Bma-Ar-Dt-06000 ; Floor Finish; Type Fl-02 | 63 | m² | AED | 31.9
2021-01 | 2 | 2.0206 |  | United Arab Emirates | Abu Dhabi | Hard & Soft Landscaping | Celebration Plaza | Minor Buildings | DMT | Basatin Landscaping | Award | 2021 | Fixed Price Lump Sum | FINISHES | Finishings | Utility Building 01; Complete As Shown On Drawing No. 2020_018-00-Bma-Ar-Dt-06000 ; Ceiling Finish | 277 | m² | AED | 31.9
2021-01 | 2 | 2.0206 |  | United Arab Emirates | Abu Dhabi | Hard & Soft Landscaping | Celebration Plaza | Minor Buildings | DMT | Basatin Landscaping | Award | 2021 | Fixed Price Lump Sum | FINISHES | Finishings | Utility Building 01; Complete As Shown On Drawing No. 2020_018-00-Bma-Ar-Dt-06000 ; Wall Finish; Type Pt-02 - Int | 98 | m² | AED | 31.9
2021-01 | 2 | 2.0206 |  | United Arab Emirates | Abu Dhabi | Hard & Soft Landscaping | Celebration Plaza | Minor Buildings | DMT | Basatin Landscaping | Award | 2021 | Fixed Price Lump Sum | FINISHES | Finishings | Utility Building 01; Complete As Shown On Drawing No. 2020_018-00-Bma-Ar-Dt-06000 ; Wall Finish; Type Pt-04 - Ext | 9 | m² | AED | 127.3
2021-01 | 2 | 2.0206 |  | United Arab Emirates | Abu Dhabi | Hard & Soft Landscaping | Celebration Plaza | Minor Buildings | DMT | Basatin Landscaping | Award | 2021 | Fixed Price Lump Sum | FINISHES | Finishings | Utility Building 01; Complete As Shown On Drawing No. 2020_018-00-Bma-Ar-Dt-06000 ; Threshold; Type Th-01 - 250Mm Wide | 66 | m² | AED | 29.3
2021-01 | 2 | 2.0206 |  | United Arab Emirates | Abu Dhabi | Hard & Soft Landscaping | Celebration Plaza | Minor Buildings | DMT | Basatin Landscaping | Award | 2021 | Fixed Price Lump Sum | FINISHES | Finishings | Utility Building 01; Complete As Shown On Drawing No. 2020_018-00-Bma-Ar-Dt-06000 ; Roof Finish; Type Rf-01 | 66 | m² | AED | 40.8
2021-01 | 2 | 2.0207 |  | United Arab Emirates | Abu Dhabi | Hard & Soft Landscaping | Celebration Plaza | Minor Buildings | DMT | Basatin Landscaping | Award | 2021 | Fixed Price Lump Sum | THERMAL AND MOISTURE PROTECTION | Coverings and linings | Utility Building 01; Complete As Shown On Drawing No. 2020_018-00-Bma-Ar-Dt-06000 ; Rf-01; Liquid Waterproofing Membrane | 39 | m² | AED | 43.3
2021-01 | 2 | 2.0207 |  | United Arab Emirates | Abu Dhabi | Hard & Soft Landscaping | Celebration Plaza | Minor Buildings | DMT | Basatin Landscaping | Award | 2021 | Fixed Price Lump Sum | THERMAL AND MOISTURE PROTECTION | Coverings and linings | Utility Building 01; Complete As Shown On Drawing No. 2020_018-00-Bma-Ar-Dt-06000 ; Rf-01; Waterproofing Turning-Ups, 200Mm High | 66 | m² | AED | 28
2021-01 | 2 | 2.0207 |  | United Arab Emirates | Abu Dhabi | Hard & Soft Landscaping | Celebration Plaza | Minor Buildings | DMT | Basatin Landscaping | Award | 2021 | Fixed Price Lump Sum | CONCRETE WORK | Poured concrete | Utility Building 01; Complete As Shown On Drawing No. 2020_018-00-Bma-Ar-Dt-06000 ; Rf-01; Screed To Slope, Min. 100Mm Thick | 66 | m² | AED | 82.7
2021-01 | 2 | 2.0207 |  | United Arab Emirates | Abu Dhabi | Hard & Soft Landscaping | Celebration Plaza | Minor Buildings | DMT | Basatin Landscaping | Award | 2021 | Fixed Price Lump Sum | THERMAL AND MOISTURE PROTECTION | Insulation | Utility Building 01; Complete As Shown On Drawing No. 2020_018-00-Bma-Ar-Dt-06000 ; Rf-01; Roof Insulation, 100Mm Thick | 39 | m² | AED | 152.7
2021-01 | 2 | 2.0207 |  | United Arab Emirates | Abu Dhabi | Hard & Soft Landscaping | Celebration Plaza | Minor Buildings | DMT | Basatin Landscaping | Award | 2021 | Fixed Price Lump Sum | METALWORK | Non structural metalwork | Utility Building 01; Complete As Shown On Drawing No. 2020_018-00-Bma-Ar-Dt-06000 ; Roof Finish; Metal Capping | 16 | m² | AED | 152.7
2021-01 | 2 | 2.0207 |  | United Arab Emirates | Abu Dhabi | Hard & Soft Landscaping | Celebration Plaza | Minor Buildings | DMT | Basatin Landscaping | Award | 2021 | Fixed Price Lump Sum | METALWORK | Non structural metalwork | Utility Building 01; Complete As Shown On Drawing No. 2020_018-00-Bma-Ar-Dt-06000 ; Trench Grating | 1 | Nr | AED | 865.1
2021-01 | 2 | 2.0207 |  | United Arab Emirates | Abu Dhabi | Hard & Soft Landscaping | Celebration Plaza | Minor Buildings | DMT | Basatin Landscaping | Award | 2021 | Fixed Price Lump Sum | CONCRETE WORK | Precast concrete | Utility Building 01; Complete As Shown On Drawing No. 2020_018-00-Bma-Ar-Dt-06000 ; Cement Claustra - 2.0X2.7M | 1 | Nr | AED | 3180.4
2021-01 | 2 | 2.0207 |  | United Arab Emirates | Abu Dhabi | Hard & Soft Landscaping | Celebration Plaza | Minor Buildings | DMT | Basatin Landscaping | Award | 2021 | Fixed Price Lump Sum | DOORS AND WINDOWS | Doors | Utility Building 01; Complete As Shown On Drawing No. 2020_018-00-Bma-Ar-Dt-06000 ; Doors; Type Ed-05; 900X2150Mm External Aluminum Single Door; With Pc-01 Finish; Including Ironmongery | 2 | Nr | AED | 5724.7
2021-01 | 2 | 2.0207 |  | United Arab Emirates | Abu Dhabi | Hard & Soft Landscaping | Celebration Plaza | Minor Buildings | DMT | Basatin Landscaping | Award | 2021 | Fixed Price Lump Sum | DOORS AND WINDOWS | Doors | Utility Building 01; Complete As Shown On Drawing No. 2020_018-00-Bma-Ar-Dt-06000 ; Doors; Type Ed-07; 1900X2150 External Aluminum Double Door; With Pc-01 Finish; Including Ironmongery | 1 | Nr | AED | 5724.7
2021-01 | 2 | 2.0207 |  | United Arab Emirates | Abu Dhabi | Hard & Soft Landscaping | Celebration Plaza | Minor Buildings | DMT | Basatin Landscaping | Award | 2021 | Fixed Price Lump Sum | DOORS AND WINDOWS | Doors | Utility Building 01; Complete As Shown On Drawing No. 2020_018-00-Bma-Ar-Dt-06000 ; Doors; Type Ed-08; 1400X2950Mm External Aluminum Single Door; With Pc-01 Finish; Including Ironmongery | 1 | Nr | AED | 7632.9
2021-01 | 2 | 2.0208 |  | United Arab Emirates | Abu Dhabi | Hard & Soft Landscaping | Celebration Plaza | Minor Buildings | DMT | Basatin Landscaping | Award | 2021 | Fixed Price Lump Sum | MECHANICAL ENGINEERING INSTALLATIONS | Pipework and gutterwork | Utility Building 01 ; Disposal Installations For Minor Buildings ; Condensate Drains ; Allow For Condensate Pipework Including Insulation; Complete All In Accordance With The Drawings And Specifications ; From Vrf/Dx Unit To Nearest Drain | 5 | Nr | AED | 731.5
2021-01 | 2 | 2.0208 |  | United Arab Emirates | Abu Dhabi | Hard & Soft Landscaping | Celebration Plaza | Minor Buildings | DMT | Basatin Landscaping | Award | 2021 | Fixed Price Lump Sum | MECHANICAL ENGINEERING INSTALLATIONS | Equipment | Air Conditioning For Minor Buildings ; Dx Split Units, Comprising Of Indoor/Outdoor Unit, Refrigerant Pipes And Insulation, Unit Casing, Drain Pan, Cooling Coils, Fan, Fan Motor, Filters, Wiring To Local Isolator, Thermostats, Sensors, Insulation As Required And All Necessary Accessories And Connections; As Detailed In The Equipment Schedule And In Accordance With Drawings And Specifications ; 1.8 Tr Cooling Load, 1,338 Cfm Air Flow; Ref. Iu-04 / Ou-04 | 1 | Nr | AED | 5998.2
2021-01 | 2 | 2.0208 |  | United Arab Emirates | Abu Dhabi | Hard & Soft Landscaping | Celebration Plaza | Minor Buildings | DMT | Basatin Landscaping | Award | 2021 | Fixed Price Lump Sum | MECHANICAL ENGINEERING INSTALLATIONS | Equipment | Vrf Units, Comprising Of Indoor/Outdoor Unit, Refrigerant Pipes And Insulation, Unit Casing, Drain Pan, Cooling Coils, Fan, Fan Motor, Filters, Wiring To Local Isolator, Thermostats, Sensors, Insulation As Required And All Necessary Accessories And Connections; As Detailed In The Equipment Schedule And In Accordance With Drawings And Specifications ; Indoor Unit For Cctv Room, 1.78 Tr Cooling Load, 970 Cfm Air Flow | 1 | Nr | AED | 6218.3
2021-01 | 2 | 2.0208 |  | United Arab Emirates | Abu Dhabi | Hard & Soft Landscaping | Celebration Plaza | Minor Buildings | DMT | Basatin Landscaping | Award | 2021 | Fixed Price Lump Sum | MECHANICAL ENGINEERING INSTALLATIONS | Equipment | Vrf Units, Comprising Of Indoor/Outdoor Unit, Refrigerant Pipes And Insulation, Unit Casing, Drain Pan, Cooling Coils, Fan, Fan Motor, Filters, Wiring To Local Isolator, Thermostats, Sensors, Insulation As Required And All Necessary Accessories And Connections; As Detailed In The Equipment Schedule And In Accordance With Drawings And Specifications ; Indoor Unit For Electrical Room, 1.07 Tr Cooling Load, 584 Cfm Air Flow | 1 | Nr | AED | 6218.3
2021-01 | 2 | 2.0208 |  | United Arab Emirates | Abu Dhabi | Hard & Soft Landscaping | Celebration Plaza | Minor Buildings | DMT | Basatin Landscaping | Award | 2021 | Fixed Price Lump Sum | MECHANICAL ENGINEERING INSTALLATIONS | Equipment | Vrf Units, Comprising Of Indoor/Outdoor Unit, Refrigerant Pipes And Insulation, Unit Casing, Drain Pan, Cooling Coils, Fan, Fan Motor, Filters, Wiring To Local Isolator, Thermostats, Sensors, Insulation As Required And All Necessary Accessories And Connections; As Detailed In The Equipment Schedule And In Accordance With Drawings And Specifications ; Indoor Unit For Electrical Room, 1.12 Tr Cooling Load, 611 Cfm Air Flow | 1 | Nr | AED | 6218.3
2021-01 | 2 | 2.0208 |  | United Arab Emirates | Abu Dhabi | Hard & Soft Landscaping | Celebration Plaza | Minor Buildings | DMT | Basatin Landscaping | Award | 2021 | Fixed Price Lump Sum | MECHANICAL ENGINEERING INSTALLATIONS | Equipment | Vrf Units, Comprising Of Indoor/Outdoor Unit, Refrigerant Pipes And Insulation, Unit Casing, Drain Pan, Cooling Coils, Fan, Fan Motor, Filters, Wiring To Local Isolator, Thermostats, Sensors, Insulation As Required And All Necessary Accessories And Connections; As Detailed In The Equipment Schedule And In Accordance With Drawings And Specifications ; Indoor Unit For Telecom Room, 1.8 Tr Cooling Load, 1,338 Cfm Air Flow | 1 | Nr | AED | 6218.3
2021-01 | 2 | 2.0208 |  | United Arab Emirates | Abu Dhabi | Hard & Soft Landscaping | Celebration Plaza | Minor Buildings | DMT | Basatin Landscaping | Award | 2021 | Fixed Price Lump Sum | MECHANICAL ENGINEERING INSTALLATIONS | Equipment | Vrf Units, Comprising Of Indoor/Outdoor Unit, Refrigerant Pipes And Insulation, Unit Casing, Drain Pan, Cooling Coils, Fan, Fan Motor, Filters, Wiring To Local Isolator, Thermostats, Sensors, Insulation As Required And All Necessary Accessories And Connections; As Detailed In The Equipment Schedule And In Accordance With Drawings And Specifications ; Outdoor Unit, 5.77 Tr Cooling Load | 1 | Nr | AED | 24139.1
2021-01 | 2 | 2.0208 |  | United Arab Emirates | Abu Dhabi | Hard & Soft Landscaping | Celebration Plaza | Minor Buildings | DMT | Basatin Landscaping | Award | 2021 | Fixed Price Lump Sum | ELECTRICAL ENGINEERING INSTALLATIONS | Final sub-circuits and auxiliary installations | Utility Building 01 ; Electrical Installation For Minor Buildings ; Small Power Installation ; Wiring In Approved Cables, Drawing Into And Including Conduit Where Required, Complete With Boxes, Fittings And Supporting Brackets, All In Accordance With The Specification And Drawings ; 13A Switched Single Socket Outlet (W/P) | 11 | Nr | AED | 585.2
2021-01 | 2 | 2.0208 |  | United Arab Emirates | Abu Dhabi | Hard & Soft Landscaping | Celebration Plaza | Minor Buildings | DMT | Basatin Landscaping | Award | 2021 | Fixed Price Lump Sum | ELECTRICAL ENGINEERING INSTALLATIONS | Final sub-circuits and auxiliary installations | Utility Building 01 ; Electrical Installation For Minor Buildings ; Small Power Installation ; Wiring In Approved Cables, Drawing Into And Including Conduit Where Required, Complete With Boxes, Fittings And Supporting Brackets, All In Accordance With The Specification And Drawings ; 13A Switched Twin Socket Outlet (W/P) | 4 | Nr | AED | 585.2
2021-01 | 2 | 2.0208 |  | United Arab Emirates | Abu Dhabi | Hard & Soft Landscaping | Celebration Plaza | Minor Buildings | DMT | Basatin Landscaping | Award | 2021 | Fixed Price Lump Sum | ELECTRICAL ENGINEERING INSTALLATIONS | Final sub-circuits and auxiliary installations | Utility Building 01 ; Electrical Installation For Minor Buildings ; Small Power Installation ; Wiring In Approved Cables, Drawing Into And Including Conduit Where Required, Complete With Boxes, Fittings And Supporting Brackets, All In Accordance With The Specification And Drawings ; 13A Spur Outlet | 1 | Nr | AED | 585.2
2021-01 | 2 | 2.0209 |  | United Arab Emirates | Abu Dhabi | Hard & Soft Landscaping | Celebration Plaza | Minor Buildings | DMT | Basatin Landscaping | Award | 2021 | Fixed Price Lump Sum | ELECTRICAL ENGINEERING INSTALLATIONS | Final sub-circuits and auxiliary installations | Utility Building 01 ; Electrical Installation For Minor Buildings ; Small Power Installation ; Wiring In Approved Cables, Drawing Into And Including Conduit Where Required, Complete With Boxes, Fittings And Supporting Brackets, All In Accordance With The Specification And Drawings ; Isolator; 32A, 3P | 4 | Nr | AED | 585.2
2021-01 | 2 | 2.0209 |  | United Arab Emirates | Abu Dhabi | Hard & Soft Landscaping | Celebration Plaza | Minor Buildings | DMT | Basatin Landscaping | Award | 2021 | Fixed Price Lump Sum | ELECTRICAL ENGINEERING INSTALLATIONS | Final sub-circuits and auxiliary installations | Utility Building 01 ; Electrical Installation For Minor Buildings ; Lighting Installation ; Wiring In Approved Cables, Drawing Into And Including Upvc Duct/Conduit Where Required Complete With Boxes, Supporting Brackets, Fittings And All Other Required Civil Works, Like Excavating Trenches, Backfilling, Reinstatement, Finishes, All In Accordance With The Specification And Drawings. ; Lighting Points | 13 | Nr | AED | 175.6
2021-01 | 2 | 2.0209 |  | United Arab Emirates | Abu Dhabi | Hard & Soft Landscaping | Celebration Plaza | Minor Buildings | DMT | Basatin Landscaping | Award | 2021 | Fixed Price Lump Sum | ELECTRICAL ENGINEERING INSTALLATIONS | Final sub-circuits and auxiliary installations | Supply And Installation Of Light Fittings Including Fixings, Lamps And Connections Complete In Accordance With The Specifications And Drawings ; Led Tube Light | 8 | Nr | AED | 103.1
2021-01 | 2 | 2.0209 |  | United Arab Emirates | Abu Dhabi | Hard & Soft Landscaping | Celebration Plaza | Minor Buildings | DMT | Basatin Landscaping | Award | 2021 | Fixed Price Lump Sum | ELECTRICAL ENGINEERING INSTALLATIONS | Final sub-circuits and auxiliary installations | Supply And Installation Of Light Fittings Including Fixings, Lamps And Connections Complete In Accordance With The Specifications And Drawings ; Led Tube Light With Emergency Backup | 5 | Nr | AED | 175.6
2021-01 | 2 | 2.0209 |  | United Arab Emirates | Abu Dhabi | Hard & Soft Landscaping | Celebration Plaza | Minor Buildings | DMT | Basatin Landscaping | Award | 2021 | Fixed Price Lump Sum | ELECTRICAL ENGINEERING INSTALLATIONS | Final sub-circuits and auxiliary installations | Lighting Control Installation ; Wiring In Approved Cables, Drawing Into And Including Conduit Where Required, Complete With Boxes, Fittings And Supporting Brackets, All In Accordance With The Specification And Drawings ; One Way One Gang Switch (W/P) | 5 | Nr | AED | 254.5
2021-01 | 2 | 2.0209 |  | United Arab Emirates | Abu Dhabi | Hard & Soft Landscaping | Celebration Plaza | Minor Buildings | DMT | Basatin Landscaping | Award | 2021 | Fixed Price Lump Sum | ELECTRICAL ENGINEERING INSTALLATIONS | Accessories | Accessories; Complete As Described In The Specification And Drawings ; One Way One Gang Switch (W/P) | 5 | Nr | AED | 254.5
2021-01 | 2 | 2.0209 |  | United Arab Emirates | Abu Dhabi | Hard & Soft Landscaping | Celebration Plaza | Minor Buildings | DMT | Basatin Landscaping | Award | 2021 | Fixed Price Lump Sum | ELECTRICAL ENGINEERING INSTALLATIONS | Final sub-circuits and auxiliary installations | Utility Building 01 ; Electrical Installation For Minor Buildings ; Fire Alarm And Detection System Installation ; Wiring In Fire-Rated Cables, Drawing Into And Including Conduit Where Required, Complete With Boxes, Fittings And Supporting Brackets, All In Accordance With The Specification And Drawings ; Facp | 1 | Nr | AED | 10972.3
2021-01 | 2 | 2.0209 |  | United Arab Emirates | Abu Dhabi | Hard & Soft Landscaping | Celebration Plaza | Minor Buildings | DMT | Basatin Landscaping | Award | 2021 | Fixed Price Lump Sum | ELECTRICAL ENGINEERING INSTALLATIONS | Final sub-circuits and auxiliary installations | Utility Building 01 ; Electrical Installation For Minor Buildings ; Fire Alarm And Detection System Installation ; Wiring In Fire-Rated Cables, Drawing Into And Including Conduit Where Required, Complete With Boxes, Fittings And Supporting Brackets, All In Accordance With The Specification And Drawings ; Smoke Detector | 5 | Nr | AED | 760.8
2021-01 | 2 | 2.0209 |  | United Arab Emirates | Abu Dhabi | Hard & Soft Landscaping | Celebration Plaza | Minor Buildings | DMT | Basatin Landscaping | Award | 2021 | Fixed Price Lump Sum | ELECTRICAL ENGINEERING INSTALLATIONS | Final sub-circuits and auxiliary installations | Utility Building 01 ; Electrical Installation For Minor Buildings ; Fire Alarm And Detection System Installation ; Wiring In Fire-Rated Cables, Drawing Into And Including Conduit Where Required, Complete With Boxes, Fittings And Supporting Brackets, All In Accordance With The Specification And Drawings ; Manual Call Point | 2 | Nr | AED | 746.8
2021-01 | 2 | 2.0209 |  | United Arab Emirates | Abu Dhabi | Hard & Soft Landscaping | Celebration Plaza | Minor Buildings | DMT | Basatin Landscaping | Award | 2021 | Fixed Price Lump Sum | ELECTRICAL ENGINEERING INSTALLATIONS | Final sub-circuits and auxiliary installations | Utility Building 01 ; Electrical Installation For Minor Buildings ; Fire Alarm And Detection System Installation ; Wiring In Fire-Rated Cables, Drawing Into And Including Conduit Where Required, Complete With Boxes, Fittings And Supporting Brackets, All In Accordance With The Specification And Drawings ; Fire Alarm Sounder (W/P) | 2 | Nr | AED | 702.3
2021-01 | 2 | 2.021 |  | United Arab Emirates | Abu Dhabi | Hard & Soft Landscaping | Celebration Plaza | Minor Buildings | DMT | Basatin Landscaping | Award | 2021 | Fixed Price Lump Sum | ELECTRICAL ENGINEERING INSTALLATIONS | Accessories | Accessories; Complete As Described In The Specification And Drawings ; Facp | 1 | Nr | AED | 10972.3
2021-01 | 2 | 2.021 |  | United Arab Emirates | Abu Dhabi | Hard & Soft Landscaping | Celebration Plaza | Minor Buildings | DMT | Basatin Landscaping | Award | 2021 | Fixed Price Lump Sum | ELECTRICAL ENGINEERING INSTALLATIONS | Accessories | Accessories; Complete As Described In The Specification And Drawings ; Smoke Detector | 5 | Nr | AED | 760.8
2021-01 | 2 | 2.021 |  | United Arab Emirates | Abu Dhabi | Hard & Soft Landscaping | Celebration Plaza | Minor Buildings | DMT | Basatin Landscaping | Award | 2021 | Fixed Price Lump Sum | ELECTRICAL ENGINEERING INSTALLATIONS | Accessories | Accessories; Complete As Described In The Specification And Drawings ; Manual Call Point | 2 | Nr | AED | 746.8
2021-01 | 2 | 2.021 |  | United Arab Emirates | Abu Dhabi | Hard & Soft Landscaping | Celebration Plaza | Minor Buildings | DMT | Basatin Landscaping | Award | 2021 | Fixed Price Lump Sum | ELECTRICAL ENGINEERING INSTALLATIONS | Accessories | Accessories; Complete As Described In The Specification And Drawings ; Fire Alarm Sounder (W/P) | 2 | Nr | AED | 702.3
2021-01 | 2 | 2.021 |  | United Arab Emirates | Abu Dhabi | Hard & Soft Landscaping | Celebration Plaza | Minor Buildings | DMT | Basatin Landscaping | Award | 2021 | Fixed Price Lump Sum | SITE WORK | Excavation | Utility Building 03; Complete As Shown On Drawing No. 2020_018-02-Icn-St-Dt-09111 ; Foundation Excavation For Footings; Not Exceeding 2M | 141 | m³ | AED | 25.5
2021-01 | 2 | 2.021 |  | United Arab Emirates | Abu Dhabi | Hard & Soft Landscaping | Celebration Plaza | Minor Buildings | DMT | Basatin Landscaping | Award | 2021 | Fixed Price Lump Sum | SITE WORK | Disposal | Utility Building 03; Complete As Shown On Drawing No. 2020_018-02-Icn-St-Dt-09111 ; Disposal Of Previously Excavated Off Site To A Suitable Location In Accordance With Engineer Requirements | 49 | m³ | AED | 30.6
2021-01 | 2 | 2.021 |  | United Arab Emirates | Abu Dhabi | Hard & Soft Landscaping | Celebration Plaza | Minor Buildings | DMT | Basatin Landscaping | Award | 2021 | Fixed Price Lump Sum | SITE WORK | Filling | Utility Building 03; Complete As Shown On Drawing No. 2020_018-02-Icn-St-Dt-09111 ; Imported Filling; One Layer Of 250Mm Thick Road Base Material Of 80% Cbr Value | 69 | m² | AED | 37.4
2021-01 | 2 | 2.021 |  | United Arab Emirates | Abu Dhabi | Hard & Soft Landscaping | Celebration Plaza | Minor Buildings | DMT | Basatin Landscaping | Award | 2021 | Fixed Price Lump Sum | SITE WORK | Filling | Utility Building 03; Complete As Shown On Drawing No. 2020_018-02-Icn-St-Dt-09111 ; Filling Obtained From Previously Excavated Material | 92 | m³ | AED | 25.5
2021-01 | 2 | 2.021 |  | United Arab Emirates | Abu Dhabi | Hard & Soft Landscaping | Celebration Plaza | Minor Buildings | DMT | Basatin Landscaping | Award | 2021 | Fixed Price Lump Sum | SITE WORK | Filling | Utility Building 03; Complete As Shown On Drawing No. 2020_018-02-Icn-St-Dt-09111 ; Compaction Of Existing Sub-Grade 98% Mdd | 69 | m² | AED | 28
2021-01 | 2 | 2.021 |  | United Arab Emirates | Abu Dhabi | Hard & Soft Landscaping | Celebration Plaza | Minor Buildings | DMT | Basatin Landscaping | Award | 2021 | Fixed Price Lump Sum | CONCRETE WORK | Poured concrete | Concrete ; Plain In-Situ Concrete; Blinding; 75Mm Thick; In Footings; Poured On Earth | 5 | m³ | AED | 384.2
2021-01 | 2 | 2.0211 |  | United Arab Emirates | Abu Dhabi | Hard & Soft Landscaping | Celebration Plaza | Minor Buildings | DMT | Basatin Landscaping | Award | 2021 | Fixed Price Lump Sum | CONCRETE WORK | Poured concrete | Concrete ; 50Mm Thick Screed Protection | 69 | m² | AED | 30.6
2021-01 | 2 | 2.0211 |  | United Arab Emirates | Abu Dhabi | Hard & Soft Landscaping | Celebration Plaza | Minor Buildings | DMT | Basatin Landscaping | Award | 2021 | Fixed Price Lump Sum | CONCRETE WORK | Poured concrete | Concrete ; Reinforced Concrete; To Foundations - 400Mm Thick | 8 | m³ | AED | 480.9
2021-01 | 2 | 2.0211 |  | United Arab Emirates | Abu Dhabi | Hard & Soft Landscaping | Celebration Plaza | Minor Buildings | DMT | Basatin Landscaping | Award | 2021 | Fixed Price Lump Sum | CONCRETE WORK | Poured concrete | Concrete ; Reinforced Concrete; To Columns | 4 | m³ | AED | 480.9
2021-01 | 2 | 2.0211 |  | United Arab Emirates | Abu Dhabi | Hard & Soft Landscaping | Celebration Plaza | Minor Buildings | DMT | Basatin Landscaping | Award | 2021 | Fixed Price Lump Sum | CONCRETE WORK | Poured concrete | Concrete ; Reinforced Concrete; To Ground Beams | 2 | m³ | AED | 480.9
2021-01 | 2 | 2.0211 |  | United Arab Emirates | Abu Dhabi | Hard & Soft Landscaping | Celebration Plaza | Minor Buildings | DMT | Basatin Landscaping | Award | 2021 | Fixed Price Lump Sum | CONCRETE WORK | Poured concrete | Concrete ; Reinforced Concrete; To Slab On Grade - 200Mm Thick | 10 | m³ | AED | 480.9
2021-01 | 2 | 2.0211 |  | United Arab Emirates | Abu Dhabi | Hard & Soft Landscaping | Celebration Plaza | Minor Buildings | DMT | Basatin Landscaping | Award | 2021 | Fixed Price Lump Sum | CONCRETE WORK | Poured concrete | Concrete ; Reinforced Concrete; To Roof Slab - 240Mm Thick | 12 | m³ | AED | 480.9
2021-01 | 2 | 2.0211 |  | United Arab Emirates | Abu Dhabi | Hard & Soft Landscaping | Celebration Plaza | Minor Buildings | DMT | Basatin Landscaping | Award | 2021 | Fixed Price Lump Sum | CONCRETE WORK | Poured concrete | Concrete ; Reinforced Concrete; To Roof Beams | 2 | m³ | AED | 480.9
2021-01 | 2 | 2.0211 |  | United Arab Emirates | Abu Dhabi | Hard & Soft Landscaping | Celebration Plaza | Minor Buildings | DMT | Basatin Landscaping | Award | 2021 | Fixed Price Lump Sum | CONCRETE WORK | Poured concrete | Concrete ; Reinforced Concrete; To Tank Pedestals | 2 | m³ | AED | 480.9
2021-01 | 2 | 2.0211 |  | United Arab Emirates | Abu Dhabi | Hard & Soft Landscaping | Celebration Plaza | Minor Buildings | DMT | Basatin Landscaping | Award | 2021 | Fixed Price Lump Sum | CONCRETE WORK | Shuttering | Concrete ; Formwork; Vertically To Sides Of Foundations | 21 | m² | AED | 57.9
2021-01 | 2 | 2.0211 |  | United Arab Emirates | Abu Dhabi | Hard & Soft Landscaping | Celebration Plaza | Minor Buildings | DMT | Basatin Landscaping | Award | 2021 | Fixed Price Lump Sum | CONCRETE WORK | Shuttering | Concrete ; Formwork; Vertically To Columns | 44 | m² | AED | 57.9
2021-01 | 2 | 2.0212 |  | United Arab Emirates | Abu Dhabi | Hard & Soft Landscaping | Celebration Plaza | Minor Buildings | DMT | Basatin Landscaping | Award | 2021 | Fixed Price Lump Sum | CONCRETE WORK | Shuttering | Concrete ; Formwork; Soffits Of Roof Slab | 42 | m² | AED | 57.9
2021-01 | 2 | 2.0212 |  | United Arab Emirates | Abu Dhabi | Hard & Soft Landscaping | Celebration Plaza | Minor Buildings | DMT | Basatin Landscaping | Award | 2021 | Fixed Price Lump Sum | CONCRETE WORK | Shuttering | Concrete ; Formwork; Sides And Soffits Of Beams | 32 | m² | AED | 57.9
2021-01 | 2 | 2.0212 |  | United Arab Emirates | Abu Dhabi | Hard & Soft Landscaping | Celebration Plaza | Minor Buildings | DMT | Basatin Landscaping | Award | 2021 | Fixed Price Lump Sum | CONCRETE WORK | Shuttering | Concrete ; Formwork; Vertically To Sides Of Pedestals | 17 | m² | AED | 57.9
2021-01 | 2 | 2.0212 |  | United Arab Emirates | Abu Dhabi | Hard & Soft Landscaping | Celebration Plaza | Minor Buildings | DMT | Basatin Landscaping | Award | 2021 | Fixed Price Lump Sum | CONCRETE WORK | Reinforcement | Concrete ; Reinforcement; To Foundations | 544 | kg | AED | 4.3
2021-01 | 2 | 2.0212 |  | United Arab Emirates | Abu Dhabi | Hard & Soft Landscaping | Celebration Plaza | Minor Buildings | DMT | Basatin Landscaping | Award | 2021 | Fixed Price Lump Sum | CONCRETE WORK | Reinforcement | Concrete ; Reinforcement; To Columns | 554 | kg | AED | 4.3
2021-01 | 2 | 2.0212 |  | United Arab Emirates | Abu Dhabi | Hard & Soft Landscaping | Celebration Plaza | Minor Buildings | DMT | Basatin Landscaping | Award | 2021 | Fixed Price Lump Sum | CONCRETE WORK | Reinforcement | Concrete ; Reinforcement; To Slab On Grade | 888 | kg | AED | 4.3
2021-01 | 2 | 2.0212 |  | United Arab Emirates | Abu Dhabi | Hard & Soft Landscaping | Celebration Plaza | Minor Buildings | DMT | Basatin Landscaping | Award | 2021 | Fixed Price Lump Sum | CONCRETE WORK | Reinforcement | Concrete ; Reinforcement; To Roof Sla | 1185 | kg | AED | 4.3
2021-01 | 2 | 2.0212 |  | United Arab Emirates | Abu Dhabi | Hard & Soft Landscaping | Celebration Plaza | Minor Buildings | DMT | Basatin Landscaping | Award | 2021 | Fixed Price Lump Sum | CONCRETE WORK | Reinforcement | Concrete ; Reinforcement; To Beams | 523 | kg | AED | 4.3
2021-01 | 2 | 2.0212 |  | United Arab Emirates | Abu Dhabi | Hard & Soft Landscaping | Celebration Plaza | Minor Buildings | DMT | Basatin Landscaping | Award | 2021 | Fixed Price Lump Sum | THERMAL AND MOISTURE PROTECTION | Coverings and linings | Waterproofing ; 1 Layer Of 1000Mm Gauge Polythene Sheet | 69 | m² | AED | 3.9
2021-01 | 2 | 2.0212 |  | United Arab Emirates | Abu Dhabi | Hard & Soft Landscaping | Celebration Plaza | Minor Buildings | DMT | Basatin Landscaping | Award | 2021 | Fixed Price Lump Sum | THERMAL AND MOISTURE PROTECTION | Coverings and linings | Waterproofing ; Waterproofing; Vertically To Footings; Comprising Of Bituminous Paint Primer Coat And 5Mm Sbs Modified Bitumonous Membrane | 45 | m² | AED | 50.3
2021-01 | 2 | 2.0213 |  | United Arab Emirates | Abu Dhabi | Hard & Soft Landscaping | Celebration Plaza | Minor Buildings | DMT | Basatin Landscaping | Award | 2021 | Fixed Price Lump Sum | THERMAL AND MOISTURE PROTECTION | Coverings and linings | Waterproofing ; Waterproofing; Vertically To Footings; 6Mm Bituminous Protection Board | 69 | m² | AED | 50.3
2021-01 | 2 | 2.0213 |  | United Arab Emirates | Abu Dhabi | Hard & Soft Landscaping | Celebration Plaza | Minor Buildings | DMT | Basatin Landscaping | Award | 2021 | Fixed Price Lump Sum | THERMAL AND MOISTURE PROTECTION | Coverings and linings | Waterproofing ; Waterproofing; Horizontally To Footings; Comprising Of Bituminous | 96 | m² | AED | 50.3
2021-01 | 2 | 2.0213 |  | United Arab Emirates | Abu Dhabi | Hard & Soft Landscaping | Celebration Plaza | Minor Buildings | DMT | Basatin Landscaping | Award | 2021 | Fixed Price Lump Sum | MASONRY | Walls and piers | Utility Building 03; Complete As Shown On Drawing No. 2020_018-00-Bma-Ar-Dt-06020 ; External Walls; Type Efs-02 | 75 | m² | AED | 254.5
2021-01 | 2 | 2.0213 |  | United Arab Emirates | Abu Dhabi | Hard & Soft Landscaping | Celebration Plaza | Minor Buildings | DMT | Basatin Landscaping | Award | 2021 | Fixed Price Lump Sum | MASONRY | Walls and piers | Utility Building 03; Complete As Shown On Drawing No. 2020_018-00-Bma-Ar-Dt-06020 ; Roof Parapet Walls; Block Wall - 250Mm Thick | 11 | m² | AED | 254.5
2021-01 | 2 | 2.0213 |  | United Arab Emirates | Abu Dhabi | Hard & Soft Landscaping | Celebration Plaza | Minor Buildings | DMT | Basatin Landscaping | Award | 2021 | Fixed Price Lump Sum | CONCRETE WORK | Poured concrete | Utility Building 03; Complete As Shown On Drawing No. 2020_018-00-Bma-Ar-Dt-06020 ; Screed - 50Mm Thick | 41 | m² | AED | 28
2021-01 | 2 | 2.0213 |  | United Arab Emirates | Abu Dhabi | Hard & Soft Landscaping | Celebration Plaza | Minor Buildings | DMT | Basatin Landscaping | Award | 2021 | Fixed Price Lump Sum | FINISHES | Finishings | Utility Building 03; Complete As Shown On Drawing No. 2020_018-00-Bma-Ar-Dt-06020 ; Plaster; To Walls - 15Mm Thick | 224 | m² | AED | 39.5
2021-01 | 2 | 2.0213 |  | United Arab Emirates | Abu Dhabi | Hard & Soft Landscaping | Celebration Plaza | Minor Buildings | DMT | Basatin Landscaping | Award | 2021 | Fixed Price Lump Sum | FINISHES | Finishings | Utility Building 03; Complete As Shown On Drawing No. 2020_018-00-Bma-Ar-Dt-06020 ; Plaster; To Ceiling - 15Mm Thick | 41 | m² | AED | 44.6
2021-01 | 2 | 2.0213 |  | United Arab Emirates | Abu Dhabi | Hard & Soft Landscaping | Celebration Plaza | Minor Buildings | DMT | Basatin Landscaping | Award | 2021 | Fixed Price Lump Sum | FINISHES | Finishings | Utility Building 03; Complete As Shown On Drawing No. 2020_018-00-Bma-Ar-Dt-06020 ; Floor Finish; Type Fl-02 | 41 | m² | AED | 63.7
2021-01 | 2 | 2.0213 |  | United Arab Emirates | Abu Dhabi | Hard & Soft Landscaping | Celebration Plaza | Minor Buildings | DMT | Basatin Landscaping | Award | 2021 | Fixed Price Lump Sum | FINISHES | Finishings | Utility Building 03; Complete As Shown On Drawing No. 2020_018-00-Bma-Ar-Dt-06020 ; Ceiling Finish | 41 | m² | AED | 28
2021-01 | 2 | 2.0213 |  | United Arab Emirates | Abu Dhabi | Hard & Soft Landscaping | Celebration Plaza | Minor Buildings | DMT | Basatin Landscaping | Award | 2021 | Fixed Price Lump Sum | FINISHES | Finishings | Utility Building 03; Complete As Shown On Drawing No. 2020_018-00-Bma-Ar-Dt-06020 ; Wall Finish; Type Pt-02 - Int | 87 | m² | AED | 28
2021-01 | 2 | 2.0214 |  | United Arab Emirates | Abu Dhabi | Hard & Soft Landscaping | Celebration Plaza | Minor Buildings | DMT | Basatin Landscaping | Award | 2021 | Fixed Price Lump Sum | FINISHES | Finishings | Utility Building 03; Complete As Shown On Drawing No. 2020_018-00-Bma-Ar-Dt-06020 ; Wall Finish; Type Pt-04 - Ext | 137 | m² | AED | 28
2021-01 | 2 | 2.0214 |  | United Arab Emirates | Abu Dhabi | Hard & Soft Landscaping | Celebration Plaza | Minor Buildings | DMT | Basatin Landscaping | Award | 2021 | Fixed Price Lump Sum | FINISHES | Finishings | Utility Building 03; Complete As Shown On Drawing No. 2020_018-00-Bma-Ar-Dt-06020 ; Threshold; Type Th-01 - 250Mm Wide | 3 | m | AED | 114.5
2021-01 | 2 | 2.0214 |  | United Arab Emirates | Abu Dhabi | Hard & Soft Landscaping | Celebration Plaza | Minor Buildings | DMT | Basatin Landscaping | Award | 2021 | Fixed Price Lump Sum | FINISHES | Finishings | Utility Building 03; Complete As Shown On Drawing No. 2020_018-00-Bma-Ar-Dt-06020 ; Roof Finish; Type Rf-01 | 41 | m² | AED | 50.3
2021-01 | 2 | 2.0214 |  | United Arab Emirates | Abu Dhabi | Hard & Soft Landscaping | Celebration Plaza | Minor Buildings | DMT | Basatin Landscaping | Award | 2021 | Fixed Price Lump Sum | THERMAL AND MOISTURE PROTECTION | Coverings and linings | Utility Building 03; Complete As Shown On Drawing No. 2020_018-00-Bma-Ar-Dt-06020 ; Rf-01; Liquid Waterproofing Membrane | 41 | m² | AED | 50.3
2021-01 | 2 | 2.0214 |  | United Arab Emirates | Abu Dhabi | Hard & Soft Landscaping | Celebration Plaza | Minor Buildings | DMT | Basatin Landscaping | Award | 2021 | Fixed Price Lump Sum | THERMAL AND MOISTURE PROTECTION | Coverings and linings | Utility Building 03; Complete As Shown On Drawing No. 2020_018-00-Bma-Ar-Dt-06020 ; Rf-01; Waterproofing Turning-Ups, 200Mm High | 27 | m | AED | 50.3
2021-01 | 2 | 2.0214 |  | United Arab Emirates | Abu Dhabi | Hard & Soft Landscaping | Celebration Plaza | Minor Buildings | DMT | Basatin Landscaping | Award | 2021 | Fixed Price Lump Sum | CONCRETE WORK | Poured concrete | Utility Building 03; Complete As Shown On Drawing No. 2020_018-00-Bma-Ar-Dt-06020 ; Rf-01; Screed To Slope, Min. 100Mm Thick | 41 | m² | AED | 50.3
2021-01 | 2 | 2.0214 |  | United Arab Emirates | Abu Dhabi | Hard & Soft Landscaping | Celebration Plaza | Minor Buildings | DMT | Basatin Landscaping | Award | 2021 | Fixed Price Lump Sum | THERMAL AND MOISTURE PROTECTION | Insulation | Utility Building 03; Complete As Shown On Drawing No. 2020_018-00-Bma-Ar-Dt-06020 ; Rf-01; Roof Insulation, 100Mm Thick | 41 | m² | AED | 50.3
2021-01 | 2 | 2.0214 |  | United Arab Emirates | Abu Dhabi | Hard & Soft Landscaping | Celebration Plaza | Minor Buildings | DMT | Basatin Landscaping | Award | 2021 | Fixed Price Lump Sum | FINISHES | Finishings | Utility Building 03; Complete As Shown On Drawing No. 2020_018-00-Bma-Ar-Dt-06020 ; Roof Finish; Metal Capping | 27 | m² | AED | 152.7
2021-01 | 2 | 2.0214 |  | United Arab Emirates | Abu Dhabi | Hard & Soft Landscaping | Celebration Plaza | Minor Buildings | DMT | Basatin Landscaping | Award | 2021 | Fixed Price Lump Sum | DOORS AND WINDOWS | Doors | Utility Building 03; Complete As Shown On Drawing No. 2020_018-00-Bma-Ar-Dt-06020 ; Doors; Type Ed-05; 900X2150Mm External Aluminum Single Door; With Pc-01 Finish; Including Ironmongery | 1 | Nr | AED | 2798.8
2021-01 | 2 | 2.0214 |  | United Arab Emirates | Abu Dhabi | Hard & Soft Landscaping | Celebration Plaza | Minor Buildings | DMT | Basatin Landscaping | Award | 2021 | Fixed Price Lump Sum | DOORS AND WINDOWS | Doors | Utility Building 03; Complete As Shown On Drawing No. 2020_018-00-Bma-Ar-Dt-06020 ; Doors; Type Ed-06; 1400X2150 External Aluminum Double Door; With Pc-01 Finish; Including Ironmongery | 1 | Nr | AED | 4834.2
2021-01 | 2 | 2.0215 |  | United Arab Emirates | Abu Dhabi | Hard & Soft Landscaping | Celebration Plaza | Minor Buildings | DMT | Basatin Landscaping | Award | 2021 | Fixed Price Lump Sum | MECHANICAL ENGINEERING INSTALLATIONS | Pipework and gutterwork | Utility Building 03 ; Disposal Installations For Minor Buildings ; Condensate Drains ; Allow For Condensate Pipework Including Insulation; Complete All In Accordance With The Drawings And Specifications ; From Dx Unit To Nearest Drain | 1 | Nr | AED | 731.5
2021-01 | 2 | 2.0215 |  | United Arab Emirates | Abu Dhabi | Hard & Soft Landscaping | Celebration Plaza | Minor Buildings | DMT | Basatin Landscaping | Award | 2021 | Fixed Price Lump Sum | MECHANICAL ENGINEERING INSTALLATIONS | Equipment | Air Conditioning For Minor Buildings ; Dx Split Units, Comprising Of Indoor/Outdoor Unit, Refrigerant Pipes And Insulation, Unit Casing, Drain Pan, Cooling Coils, Fan, Fan Motor, Filters, Wiring To Local Isolator, Thermostats, Sensors, Insulation As Required And All Necessary Accessories And Connections; As Detailed In The Equipment Schedule And In Accordance With Drawings And Specifications ; 1.6 Tr Cooling Load, 450 Cfm Air Flow; Ref. Iu-03 / Ou-03 | 1 | Nr | AED | 6144.5
2021-01 | 2 | 2.0215 |  | United Arab Emirates | Abu Dhabi | Hard & Soft Landscaping | Celebration Plaza | Minor Buildings | DMT | Basatin Landscaping | Award | 2021 | Fixed Price Lump Sum | MECHANICAL ENGINEERING INSTALLATIONS | Equipment | Electrical Installation For Minor Buildings ; Containment Installation ; Cable Containment Including Supports, Earth Tags, Accessories Complete In Accordance With The Specification And Drawings ; 100 X 50 Mm Cable Tray For Power | 6 | Nr | AED | 73.8
2021-01 | 2 | 2.0215 |  | United Arab Emirates | Abu Dhabi | Hard & Soft Landscaping | Celebration Plaza | Minor Buildings | DMT | Basatin Landscaping | Award | 2021 | Fixed Price Lump Sum | MECHANICAL ENGINEERING INSTALLATIONS | Equipment | Electrical Installation For Minor Buildings ; Containment Installation ; Cable Containment Including Supports, Earth Tags, Accessories Complete In Accordance With The Specification And Drawings ; 200 X 50 Mm Cable Tray For Power | 8 | Nr | AED | 103.1
2021-01 | 2 | 2.0215 |  | United Arab Emirates | Abu Dhabi | Hard & Soft Landscaping | Celebration Plaza | Minor Buildings | DMT | Basatin Landscaping | Award | 2021 | Fixed Price Lump Sum | ELECTRICAL ENGINEERING INSTALLATIONS | Final sub-circuits and auxiliary installations | Small Power Installation ; Wiring In Approved Cables, Drawing Into And Including Conduit Where Required, Complete With Boxes, Fittings And Supporting Brackets, All In Accordance With The Specification And Drawings ; 13A Switched Socket Outlet (W/P) | 5 | Nr | AED | 585.2
2021-01 | 2 | 2.0215 |  | United Arab Emirates | Abu Dhabi | Hard & Soft Landscaping | Celebration Plaza | Minor Buildings | DMT | Basatin Landscaping | Award | 2021 | Fixed Price Lump Sum | ELECTRICAL ENGINEERING INSTALLATIONS | Accessories | Accessories; Complete As Described In The Specification And Drawings ; 13A Switched Socket Outlet (W/P | 5 | Nr | AED | 438.9
2021-01 | 2 | 2.0215 |  | United Arab Emirates | Abu Dhabi | Hard & Soft Landscaping | Celebration Plaza | Minor Buildings | DMT | Basatin Landscaping | Award | 2021 | Fixed Price Lump Sum | ELECTRICAL ENGINEERING INSTALLATIONS | Final sub-circuits and auxiliary installations | Utility Building 03 ; Electrical Installation For Minor Buildings ; Lighting Installation Wiring In Approved Cables, Drawing Into And Including Upvc Duct/Conduit Where Required Complete With Boxes, Supporting Brackets, Fittings And All Other Required Civil Works, Like Excavating Trenches, Backfilling, Reinstatement, Finishes, All In Accordance With The Specification And Drawings ; Lighting Points | 3 | Nr | AED | 175.6
2021-01 | 2 | 2.0215 |  | United Arab Emirates | Abu Dhabi | Hard & Soft Landscaping | Celebration Plaza | Minor Buildings | DMT | Basatin Landscaping | Award | 2021 | Fixed Price Lump Sum | ELECTRICAL ENGINEERING INSTALLATIONS | Final sub-circuits and auxiliary installations | Supply And Installation Of Light Fittings Including Fixings, Lamps And Connections Complete In Accordance With The Specifications And Drawings ; Led Tube Light | 2 | Nr | AED | 103.1
2021-01 | 2 | 2.0215 |  | United Arab Emirates | Abu Dhabi | Hard & Soft Landscaping | Celebration Plaza | Minor Buildings | DMT | Basatin Landscaping | Award | 2021 | Fixed Price Lump Sum | ELECTRICAL ENGINEERING INSTALLATIONS | Final sub-circuits and auxiliary installations | Supply And Installation Of Light Fittings Including Fixings, Lamps And Connections Complete In Accordance With The Specifications And Drawings ; Led Tube Light With Emergency Backup | 1 | Nr | AED | 175.6
2021-01 | 2 | 2.0215 |  | United Arab Emirates | Abu Dhabi | Hard & Soft Landscaping | Celebration Plaza | Minor Buildings | DMT | Basatin Landscaping | Award | 2021 | Fixed Price Lump Sum | ELECTRICAL ENGINEERING INSTALLATIONS | Final sub-circuits and auxiliary installations | Lighting Control Installation ; Wiring In Approved Cables, Drawing Into And Including Conduit Where Required, Complete With Boxes, Fittings And Supporting Brackets, All In Accordance With The Specification And Drawings ; One Way One Gang Switch (W/P) | 1 | Nr | AED | 254.5
2021-01 | 2 | 2.0216 |  | United Arab Emirates | Abu Dhabi | Hard & Soft Landscaping | Celebration Plaza | Minor Buildings | DMT | Basatin Landscaping | Award | 2021 | Fixed Price Lump Sum | ELECTRICAL ENGINEERING INSTALLATIONS | Accessories | Accessories; Complete As Described In The Specification And Drawings ; One Way One Gang Switch (W/P) | 1 | Nr | AED | 254.5
2021-01 | 2 | 2.0216 |  | United Arab Emirates | Abu Dhabi | Hard & Soft Landscaping | Celebration Plaza | Minor Buildings | DMT | Basatin Landscaping | Award | 2021 | Fixed Price Lump Sum | SITE WORK | Excavation | Utility Building 04; Complete As Shown On Drawing No. 2020_018-02-Icn-St-Dt-09112 To 09113 ; Foundation Excavation For Footings; Not Exceeding 2M | 215 | m³ | AED | 25.5
2021-01 | 2 | 2.0216 |  | United Arab Emirates | Abu Dhabi | Hard & Soft Landscaping | Celebration Plaza | Minor Buildings | DMT | Basatin Landscaping | Award | 2021 | Fixed Price Lump Sum | SITE WORK | Disposal | Utility Building 04; Complete As Shown On Drawing No. 2020_018-02-Icn-St-Dt-09112 To 09113 ; Disposal Of Previously Excavated Off Site To A Suitable Location In Accordance With Engineer Requiremen | 66 | m³ | AED | 30.6
2021-01 | 2 | 2.0216 |  | United Arab Emirates | Abu Dhabi | Hard & Soft Landscaping | Celebration Plaza | Minor Buildings | DMT | Basatin Landscaping | Award | 2021 | Fixed Price Lump Sum | SITE WORK | Filling | Utility Building 04; Complete As Shown On Drawing No. 2020_018-02-Icn-St-Dt-09112 To 09113 ; Imported Filling; One Layer Of 250Mm Thick Road Base Material Of 80% Cbr Value | 213 | m² | AED | 37.4
2021-01 | 2 | 2.0216 |  | United Arab Emirates | Abu Dhabi | Hard & Soft Landscaping | Celebration Plaza | Minor Buildings | DMT | Basatin Landscaping | Award | 2021 | Fixed Price Lump Sum | SITE WORK | Filling | Utility Building 04; Complete As Shown On Drawing No. 2020_018-02-Icn-St-Dt-09112 To 09113 ; Filling Obtained From Previously Excavated Material | 149 | m³ | AED | 25.5
2021-01 | 2 | 2.0216 |  | United Arab Emirates | Abu Dhabi | Hard & Soft Landscaping | Celebration Plaza | Minor Buildings | DMT | Basatin Landscaping | Award | 2021 | Fixed Price Lump Sum | SITE WORK | Filling | Utility Building 04; Complete As Shown On Drawing No. 2020_018-02-Icn-St-Dt-09112 To 09113 ; Compaction Of Existing Sub-Grade 98% Mdd | 213 | m² | AED | 28
2021-01 | 2 | 2.0216 |  | United Arab Emirates | Abu Dhabi | Hard & Soft Landscaping | Celebration Plaza | Minor Buildings | DMT | Basatin Landscaping | Award | 2021 | Fixed Price Lump Sum | CONCRETE WORK | Poured concrete | Concrete ; Plain In-Situ Concrete; Blinding; 75Mm Thick; In Footings; Poured On Earth | 16 | m³ | AED | 384.2
2021-01 | 2 | 2.0216 |  | United Arab Emirates | Abu Dhabi | Hard & Soft Landscaping | Celebration Plaza | Minor Buildings | DMT | Basatin Landscaping | Award | 2021 | Fixed Price Lump Sum | CONCRETE WORK | Poured concrete | Concrete ; 50Mm Thick Screed Protection | 213 | m² | AED | 30.6
2021-01 | 2 | 2.0216 |  | United Arab Emirates | Abu Dhabi | Hard & Soft Landscaping | Celebration Plaza | Minor Buildings | DMT | Basatin Landscaping | Award | 2021 | Fixed Price Lump Sum | CONCRETE WORK | Poured concrete | Concrete ; Reinforced Concrete; To Foundations - 400Mm Thick | 10 | m³ | AED | 480.9
2021-01 | 2 | 2.0216 |  | United Arab Emirates | Abu Dhabi | Hard & Soft Landscaping | Celebration Plaza | Minor Buildings | DMT | Basatin Landscaping | Award | 2021 | Fixed Price Lump Sum | CONCRETE WORK | Poured concrete | Concrete ; Reinforced Concrete; To Columns | 4 | m³ | AED | 480.9
2021-01 | 2 | 2.0217 |  | United Arab Emirates | Abu Dhabi | Hard & Soft Landscaping | Celebration Plaza | Minor Buildings | DMT | Basatin Landscaping | Award | 2021 | Fixed Price Lump Sum | CONCRETE WORK | Poured concrete | Concrete ; Reinforced Concrete; To Ground Beams | 3 | m³ | AED | 480.9
2021-01 | 2 | 2.0217 |  | United Arab Emirates | Abu Dhabi | Hard & Soft Landscaping | Celebration Plaza | Minor Buildings | DMT | Basatin Landscaping | Award | 2021 | Fixed Price Lump Sum | CONCRETE WORK | Poured concrete | Concrete ; Reinforced Concrete; To Slab On Grade - 150Mm Thick | 29 | m³ | AED | 480.9
2021-01 | 2 | 2.0217 |  | United Arab Emirates | Abu Dhabi | Hard & Soft Landscaping | Celebration Plaza | Minor Buildings | DMT | Basatin Landscaping | Award | 2021 | Fixed Price Lump Sum | CONCRETE WORK | Poured concrete | Concrete ; Reinforced Concrete; To Roof Slab - 200Mm Thick | 8 | m³ | AED | 480.9
2021-01 | 2 | 2.0217 |  | United Arab Emirates | Abu Dhabi | Hard & Soft Landscaping | Celebration Plaza | Minor Buildings | DMT | Basatin Landscaping | Award | 2021 | Fixed Price Lump Sum | CONCRETE WORK | Poured concrete | Concrete ; Reinforced Concrete; To Roof Beams | 3 | m³ | AED | 480.9
2021-01 | 2 | 2.0217 |  | United Arab Emirates | Abu Dhabi | Hard & Soft Landscaping | Celebration Plaza | Minor Buildings | DMT | Basatin Landscaping | Award | 2021 | Fixed Price Lump Sum | CONCRETE WORK | Poured concrete | Concrete ; Reinforced Concrete; To Tank Pedestals | 13 | m³ | AED | 480.9
2021-01 | 2 | 2.0217 |  | United Arab Emirates | Abu Dhabi | Hard & Soft Landscaping | Celebration Plaza | Minor Buildings | DMT | Basatin Landscaping | Award | 2021 | Fixed Price Lump Sum | CONCRETE WORK | Shuttering | Concrete ; Formwork; Vertically To Sides Of Foundations | 21 | m² | AED | 57.9
2021-01 | 2 | 2.0217 |  | United Arab Emirates | Abu Dhabi | Hard & Soft Landscaping | Celebration Plaza | Minor Buildings | DMT | Basatin Landscaping | Award | 2021 | Fixed Price Lump Sum | CONCRETE WORK | Shuttering | Concrete ; Formwork; Vertically To Columns | 44 | m² | AED | 57.9
2021-01 | 2 | 2.0217 |  | United Arab Emirates | Abu Dhabi | Hard & Soft Landscaping | Celebration Plaza | Minor Buildings | DMT | Basatin Landscaping | Award | 2021 | Fixed Price Lump Sum | CONCRETE WORK | Shuttering | Concrete ; Formwork; Soffits Of Roof Slab | 34 | m² | AED | 4.3
2021-01 | 2 | 2.0217 |  | United Arab Emirates | Abu Dhabi | Hard & Soft Landscaping | Celebration Plaza | Minor Buildings | DMT | Basatin Landscaping | Award | 2021 | Fixed Price Lump Sum | CONCRETE WORK | Shuttering | Concrete ; Formwork; Sides And Soffits Of Beams | 48 | m² | AED | 4.3
2021-01 | 2 | 2.0217 |  | United Arab Emirates | Abu Dhabi | Hard & Soft Landscaping | Celebration Plaza | Minor Buildings | DMT | Basatin Landscaping | Award | 2021 | Fixed Price Lump Sum | CONCRETE WORK | Shuttering | Concrete ; Formwork; Vertically To Sides Of Pedestals | 103 | m² | AED | 4.3
2021-01 | 2 | 2.0218 |  | United Arab Emirates | Abu Dhabi | Hard & Soft Landscaping | Celebration Plaza | Minor Buildings | DMT | Basatin Landscaping | Award | 2021 | Fixed Price Lump Sum | CONCRETE WORK | Reinforcement | Concrete ; Reinforcement; To Slab On Grade, A393 Mes | 41 | kg | AED | 4.3
2021-01 | 2 | 2.0218 |  | United Arab Emirates | Abu Dhabi | Hard & Soft Landscaping | Celebration Plaza | Minor Buildings | DMT | Basatin Landscaping | Award | 2021 | Fixed Price Lump Sum | CONCRETE WORK | Reinforcement | Concrete ; Reinforcement; To Foundations | 970 | kg | AED | 4.3
2021-01 | 2 | 2.0218 |  | United Arab Emirates | Abu Dhabi | Hard & Soft Landscaping | Celebration Plaza | Minor Buildings | DMT | Basatin Landscaping | Award | 2021 | Fixed Price Lump Sum | CONCRETE WORK | Reinforcement | Concrete ; Reinforcement; To Columns | 554 | kg | AED | 4.3
2021-01 | 2 | 2.0218 |  | United Arab Emirates | Abu Dhabi | Hard & Soft Landscaping | Celebration Plaza | Minor Buildings | DMT | Basatin Landscaping | Award | 2021 | Fixed Price Lump Sum | CONCRETE WORK | Reinforcement | Concrete ; Reinforcement; To Slab On Grade | 3444 | kg | AED | 4.3
2021-01 | 2 | 2.0218 |  | United Arab Emirates | Abu Dhabi | Hard & Soft Landscaping | Celebration Plaza | Minor Buildings | DMT | Basatin Landscaping | Award | 2021 | Fixed Price Lump Sum | CONCRETE WORK | Reinforcement | Concrete ; Reinforcement; To Roof Slab | 342 | kg | AED | 4.3
2021-01 | 2 | 2.0218 |  | United Arab Emirates | Abu Dhabi | Hard & Soft Landscaping | Celebration Plaza | Minor Buildings | DMT | Basatin Landscaping | Award | 2021 | Fixed Price Lump Sum | THERMAL AND MOISTURE PROTECTION | Coverings and linings | Waterproofing ; 1 Layer Of 1000Mm Gauge Polythene Sheet | 213 | m² | AED | 3.9
2021-01 | 2 | 2.0218 |  | United Arab Emirates | Abu Dhabi | Hard & Soft Landscaping | Celebration Plaza | Minor Buildings | DMT | Basatin Landscaping | Award | 2021 | Fixed Price Lump Sum | THERMAL AND MOISTURE PROTECTION | Coverings and linings | Waterproofing ; Waterproofing; Vertically To Footings; Comprising Of Bituminous Paint Primer Coat And 5Mm Sbs Modified Bitumonous Membrane | 63 | m² | AED | 50.3
2021-01 | 2 | 2.0218 |  | United Arab Emirates | Abu Dhabi | Hard & Soft Landscaping | Celebration Plaza | Minor Buildings | DMT | Basatin Landscaping | Award | 2021 | Fixed Price Lump Sum | THERMAL AND MOISTURE PROTECTION | Coverings and linings | Waterproofing ; Waterproofing; Vertically To Footings; 6Mm Bituminous Protection Board | 213 | m² | AED | 50.3
2021-01 | 2 | 2.0218 |  | United Arab Emirates | Abu Dhabi | Hard & Soft Landscaping | Celebration Plaza | Minor Buildings | DMT | Basatin Landscaping | Award | 2021 | Fixed Price Lump Sum | THERMAL AND MOISTURE PROTECTION | Coverings and linings | Waterproofing ; Waterproofing; Horizontally To Footings; Comprising Of Bituminous Paint Primer Coat And 5Mm Sbs Modified Bitumonous Membrane | 242 | m² | AED | 50.3
2021-01 | 2 | 2.0218 |  | United Arab Emirates | Abu Dhabi | Hard & Soft Landscaping | Celebration Plaza | Minor Buildings | DMT | Basatin Landscaping | Award | 2021 | Fixed Price Lump Sum | MASONRY | Walls and piers | Utility Building 04; Complete As Shown On Drawing No. 2020_018-00-Bma-Ar-Dt-06000 ; External Walls; Type Efs-02 | 60 | m² | AED | 254.5
2021-01 | 2 | 2.0219 |  | United Arab Emirates | Abu Dhabi | Hard & Soft Landscaping | Celebration Plaza | Minor Buildings | DMT | Basatin Landscaping | Award | 2021 | Fixed Price Lump Sum | MASONRY | Walls and piers | Utility Building 04; Complete As Shown On Drawing No. 2020_018-00-Bma-Ar-Dt-06000 ; Internal Walls; Type Ifs-02 | 21 | m² | AED | 254.5
2021-01 | 2 | 2.0219 |  | United Arab Emirates | Abu Dhabi | Hard & Soft Landscaping | Celebration Plaza | Minor Buildings | DMT | Basatin Landscaping | Award | 2021 | Fixed Price Lump Sum | MASONRY | Walls and piers | Utility Building 04; Complete As Shown On Drawing No. 2020_018-00-Bma-Ar-Dt-06000 ; Roof Parapet Walls; Block Wall - 250Mm Thick | 11 | m² | AED | 254.5
2021-01 | 2 | 2.0219 |  | United Arab Emirates | Abu Dhabi | Hard & Soft Landscaping | Celebration Plaza | Minor Buildings | DMT | Basatin Landscaping | Award | 2021 | Fixed Price Lump Sum | CONCRETE WORK | Poured concrete | Utility Building 04; Complete As Shown On Drawing No. 2020_018-00-Bma-Ar-Dt-06000 ; Screed - 50Mm Thick | 32 | m² | AED | 28
2021-01 | 2 | 2.0219 |  | United Arab Emirates | Abu Dhabi | Hard & Soft Landscaping | Celebration Plaza | Minor Buildings | DMT | Basatin Landscaping | Award | 2021 | Fixed Price Lump Sum | FINISHES | Finishings | Utility Building 04; Complete As Shown On Drawing No. 2020_018-00-Bma-Ar-Dt-06000 ; Plaster; To Walls - 15Mm Thick | 232 | m² | AED | 39.5
2021-01 | 2 | 2.0219 |  | United Arab Emirates | Abu Dhabi | Hard & Soft Landscaping | Celebration Plaza | Minor Buildings | DMT | Basatin Landscaping | Award | 2021 | Fixed Price Lump Sum | FINISHES | Finishings | Utility Building 04; Complete As Shown On Drawing No. 2020_018-00-Bma-Ar-Dt-06000 ; Plaster; To Ceiling - 15Mm Thick | 32 | m² | AED | 44.6
2021-01 | 2 | 2.0219 |  | United Arab Emirates | Abu Dhabi | Hard & Soft Landscaping | Celebration Plaza | Minor Buildings | DMT | Basatin Landscaping | Award | 2021 | Fixed Price Lump Sum | FINISHES | Finishings | Utility Building 04; Complete As Shown On Drawing No. 2020_018-00-Bma-Ar-Dt-06000 ; Floor Finish; Type Fl-02 | 20 | m² | AED | 63.7
2021-01 | 2 | 2.0219 |  | United Arab Emirates | Abu Dhabi | Hard & Soft Landscaping | Celebration Plaza | Minor Buildings | DMT | Basatin Landscaping | Award | 2021 | Fixed Price Lump Sum | FINISHES | Finishings | Utility Building 04; Complete As Shown On Drawing No. 2020_018-00-Bma-Ar-Dt-06000 ; Floor Finish; Type Fl-05 | 2 | m² | AED | 28
2021-01 | 2 | 2.0219 |  | United Arab Emirates | Abu Dhabi | Hard & Soft Landscaping | Celebration Plaza | Minor Buildings | DMT | Basatin Landscaping | Award | 2021 | Fixed Price Lump Sum | FINISHES | Finishings | Utility Building 04; Complete As Shown On Drawing No. 2020_018-00-Bma-Ar-Dt-06000 ; Ceiling Finish | 32 | m² | AED | 28
2021-01 | 2 | 2.0219 |  | United Arab Emirates | Abu Dhabi | Hard & Soft Landscaping | Celebration Plaza | Minor Buildings | DMT | Basatin Landscaping | Award | 2021 | Fixed Price Lump Sum | FINISHES | Finishings | Utility Building 04; Complete As Shown On Drawing No. 2020_018-00-Bma-Ar-Dt-06000 ; Wall Finish; Type Pt-02 - Int | 96 | m² | AED | 28
2021-01 | 2 | 2.0219 |  | United Arab Emirates | Abu Dhabi | Hard & Soft Landscaping | Celebration Plaza | Minor Buildings | DMT | Basatin Landscaping | Award | 2021 | Fixed Price Lump Sum | FINISHES | Finishings | Utility Building 04; Complete As Shown On Drawing No. 2020_018-00-Bma-Ar-Dt-06000 ; Wall Finish; Type Pt-04 - Ext | 136 | m² | AED | 114.5
2021-01 | 2 | 2.022 |  | United Arab Emirates | Abu Dhabi | Hard & Soft Landscaping | Celebration Plaza | Minor Buildings | DMT | Basatin Landscaping | Award | 2021 | Fixed Price Lump Sum | FINISHES | Finishings | Utility Building 04; Complete As Shown On Drawing No. 2020_018-00-Bma-Ar-Dt-06000 ; Threshold; Type Th-01 - 250Mm Wide | 4 | m | AED | 50.3
2021-01 | 2 | 2.022 |  | United Arab Emirates | Abu Dhabi | Hard & Soft Landscaping | Celebration Plaza | Minor Buildings | DMT | Basatin Landscaping | Award | 2021 | Fixed Price Lump Sum | SITE WORK | Filling | Utility Building 04; Complete As Shown On Drawing No. 2020_018-00-Bma-Ar-Dt-06000 ; Roof Finish; Type Rf-01; Pebbles | 34 | m² | AED | 50.3
2021-01 | 2 | 2.022 |  | United Arab Emirates | Abu Dhabi | Hard & Soft Landscaping | Celebration Plaza | Minor Buildings | DMT | Basatin Landscaping | Award | 2021 | Fixed Price Lump Sum | THERMAL AND MOISTURE PROTECTION | Coverings and linings | Utility Building 04; Complete As Shown On Drawing No. 2020_018-00-Bma-Ar-Dt-06000 ; Rf-01; Liquid Waterproofing Membrane | 34 | m² | AED | 50.3
2021-01 | 2 | 2.022 |  | United Arab Emirates | Abu Dhabi | Hard & Soft Landscaping | Celebration Plaza | Minor Buildings | DMT | Basatin Landscaping | Award | 2021 | Fixed Price Lump Sum | THERMAL AND MOISTURE PROTECTION | Coverings and linings | Utility Building 04; Complete As Shown On Drawing No. 2020_018-00-Bma-Ar-Dt-06000 ; Rf-01; Waterproofing Turning-Ups, 200Mm High | 27 | m | AED | 50.3
2021-01 | 2 | 2.022 |  | United Arab Emirates | Abu Dhabi | Hard & Soft Landscaping | Celebration Plaza | Minor Buildings | DMT | Basatin Landscaping | Award | 2021 | Fixed Price Lump Sum | CONCRETE WORK | Poured concrete | Utility Building 04; Complete As Shown On Drawing No. 2020_018-00-Bma-Ar-Dt-06000 ; Rf-01; Screed To Slope, Min. 100Mm Thick | 34 | m² | AED | 50.3
2021-01 | 2 | 2.022 |  | United Arab Emirates | Abu Dhabi | Hard & Soft Landscaping | Celebration Plaza | Minor Buildings | DMT | Basatin Landscaping | Award | 2021 | Fixed Price Lump Sum | THERMAL AND MOISTURE PROTECTION | Coverings and linings | Utility Building 04; Complete As Shown On Drawing No. 2020_018-00-Bma-Ar-Dt-06000 ; Rf-01; Roof Insulation, 100Mm Thick | 34 | m² | AED | 152.7
2021-01 | 2 | 2.022 |  | United Arab Emirates | Abu Dhabi | Hard & Soft Landscaping | Celebration Plaza | Minor Buildings | DMT | Basatin Landscaping | Award | 2021 | Fixed Price Lump Sum | DOORS AND WINDOWS | Doors | Utility Building 04; Complete As Shown On Drawing No. 2020_018-00-Bma-Ar-Dt-06000 ; Doors; Type Ed-05; 900X2150Mm External Aluminum Single Door; With Pc-01 Finish; Including Ironmongery | 1 | Nr | AED | 2798.8
2021-01 | 2 | 2.022 |  | United Arab Emirates | Abu Dhabi | Hard & Soft Landscaping | Celebration Plaza | Minor Buildings | DMT | Basatin Landscaping | Award | 2021 | Fixed Price Lump Sum | DOORS AND WINDOWS | Doors | Utility Building 04; Complete As Shown On Drawing No. 2020_018-00-Bma-Ar-Dt-06000 ; Doors; Type Ed-07; 1900X2150 External Aluminum Double Door; With Pc-01 Finish; Including Ironmongery | 2 | Nr | AED | 4834.2
2021-01 | 2 | 2.022 |  | United Arab Emirates | Abu Dhabi | Hard & Soft Landscaping | Celebration Plaza | Minor Buildings | DMT | Basatin Landscaping | Award | 2021 | Fixed Price Lump Sum | MECHANICAL ENGINEERING INSTALLATIONS | Pipework and gutterwork | Utility Building 04 ; Disposal Installations For Minor Buildings ; Condensate Drains ; Allow For Condensate Pipework Including Insulation; Complete All In Accordance With The Drawings And Specifications ; From Dx Unit To Nearest Drain | 1 | Nr | AED | 731.5
2021-01 | 2 | 2.022 |  | United Arab Emirates | Abu Dhabi | Hard & Soft Landscaping | Celebration Plaza | Minor Buildings | DMT | Basatin Landscaping | Award | 2021 | Fixed Price Lump Sum | MECHANICAL ENGINEERING INSTALLATIONS | Equipment | Air Conditioning For Minor Buildings ; Dx Split Units, Comprising Of Indoor/Outdoor Unit, Refrigerant Pipes And Insulation, Unit Casing, Drain Pan, Cooling Coils, Fan, Fan Motor, Filters, Wiring To Local Isolator, Thermostats, Sensors, Insulation As Required And All Necessary Accessories And Connections; As Detailed In The Equipment Schedule And In Accordance With Drawings And Specifications ; 2.9 Tr Cooling Load, 910 Cfm Air Flow; Ref. Iu-01 / Ou-01 | 1 | Nr | AED | 9875.8
2021-01 | 2 | 2.0221 |  | United Arab Emirates | Abu Dhabi | Hard & Soft Landscaping | Celebration Plaza | Minor Buildings | DMT | Basatin Landscaping | Award | 2021 | Fixed Price Lump Sum | MECHANICAL ENGINEERING INSTALLATIONS | Equipment | Fire Extinguishers ; Fire Extinguishers; Including All Necessary Accessories In Accordance With The Specification ; Fire Extinguisher Cabinet Complete With 5Kg Co2 Fe And 5Kg Dry Powder Fe | 1 | Nr | AED | 4452.6
2021-01 | 2 | 2.0221 |  | United Arab Emirates | Abu Dhabi | Hard & Soft Landscaping | Celebration Plaza | Minor Buildings | DMT | Basatin Landscaping | Award | 2021 | Fixed Price Lump Sum | ELECTRICAL ENGINEERING INSTALLATIONS | Final sub-circuits and auxiliary installations | Utility Building 04 ; Electrical Installation For Minor Buildings Containment Installation ; 100 X 50 Mm Cable Tray For Power Cable Containment Including Supports, Earth Tags, Accessories Complete In Accordance With The Specification And Drawings ; | 6 | Nr | AED | 103.1
2021-01 | 2 | 2.0221 |  | United Arab Emirates | Abu Dhabi | Hard & Soft Landscaping | Celebration Plaza | Minor Buildings | DMT | Basatin Landscaping | Award | 2021 | Fixed Price Lump Sum | ELECTRICAL ENGINEERING INSTALLATIONS | Final sub-circuits and auxiliary installations | Small Power Installation ;Wiring In Approved Cables, Drawing Into And Including Conduit Where Required, Complete With Boxes, Fittings And Supporting Brackets, All In Accordance With The Specification And Drawings ; 13A Switched Socket Outlet (W/P) | 5 | Nr | AED | 585.2
2021-01 | 2 | 2.0221 |  | United Arab Emirates | Abu Dhabi | Hard & Soft Landscaping | Celebration Plaza | Minor Buildings | DMT | Basatin Landscaping | Award | 2021 | Fixed Price Lump Sum | ELECTRICAL ENGINEERING INSTALLATIONS | Accessories | Accessories; Complete As Described In The Specification And Drawings ; 13A Switched Socket Outlet (W/P) | 5 | Nr | AED | 438.9
2021-01 | 2 | 2.0221 |  | United Arab Emirates | Abu Dhabi | Hard & Soft Landscaping | Celebration Plaza | Minor Buildings | DMT | Basatin Landscaping | Award | 2021 | Fixed Price Lump Sum | ELECTRICAL ENGINEERING INSTALLATIONS | Final sub-circuits and auxiliary installations | Utility Building 04 ; Electrical Installation For Minor Buildings ; Lighting Installation Wiring In Approved Cables, Drawing Into And Including Upvc Duct/Conduit Where Required Complete With Boxes, Supporting Brackets, Fittings And All Other Required Civil Works, Like Excavating Trenches, Backfilling, Reinstatement, Finishes, All In Accordance With The Specification And Drawings. ; Lighting Points | 3 | Nr | AED | 175.6
2021-01 | 2 | 2.0221 |  | United Arab Emirates | Abu Dhabi | Hard & Soft Landscaping | Celebration Plaza | Minor Buildings | DMT | Basatin Landscaping | Award | 2021 | Fixed Price Lump Sum | ELECTRICAL ENGINEERING INSTALLATIONS | Final sub-circuits and auxiliary installations | Supply And Installation Of Light Fittings Including Fixings, Lamps And Connections Complete In Accordance With The Specifications And Drawings ; Led Tube Light | 2 | Nr | AED | 73.8
2021-01 | 2 | 2.0221 |  | United Arab Emirates | Abu Dhabi | Hard & Soft Landscaping | Celebration Plaza | Minor Buildings | DMT | Basatin Landscaping | Award | 2021 | Fixed Price Lump Sum | ELECTRICAL ENGINEERING INSTALLATIONS | Final sub-circuits and auxiliary installations | Supply And Installation Of Light Fittings Including Fixings, Lamps And Connections Complete In Accordance With The Specifications And Drawings ; Led Tube Light With Emergency Backup | 1 | Nr | AED | 73.8
2021-01 | 2 | 2.0221 |  | United Arab Emirates | Abu Dhabi | Hard & Soft Landscaping | Celebration Plaza | Minor Buildings | DMT | Basatin Landscaping | Award | 2021 | Fixed Price Lump Sum | ELECTRICAL ENGINEERING INSTALLATIONS | Final sub-circuits and auxiliary installations | Lighting Control Installation ; Wiring In Approved Cables, Drawing Into And Including Conduit Where Required, Complete With Boxes, Fittings And Supporting Brackets, All In Accordance With The Specification And Drawings ; One Way One Gang Switch (W/P) | 1 | Nr | AED | 254.5
2021-01 | 2 | 2.0221 |  | United Arab Emirates | Abu Dhabi | Hard & Soft Landscaping | Celebration Plaza | Minor Buildings | DMT | Basatin Landscaping | Award | 2021 | Fixed Price Lump Sum | ELECTRICAL ENGINEERING INSTALLATIONS | Accessories | Accessories; Complete As Described In The Specification And Drawings ; One Way One Gang Switch (W/P) | 1 | Nr | AED | 254.5
2021-01 | 2 | 2.0221 |  | United Arab Emirates | Abu Dhabi | Hard & Soft Landscaping | Celebration Plaza | Minor Buildings | DMT | Basatin Landscaping | Award | 2021 | Fixed Price Lump Sum | MECHANICAL ENGINEERING INSTALLATIONS | Pipework and gutterwork | Water Feature Pump Room; All Complete In Accordance With Drawings And Specifications; Detail As Shown On Drawing No. 2020_018-02-Icn-St-Dt-09114 ; | 113 | m³ | AED | 25.5
2021-01 | 2 | 2.0222 |  | United Arab Emirates | Abu Dhabi | Hard & Soft Landscaping | Celebration Plaza | Minor Buildings | DMT | Basatin Landscaping | Award | 2021 | Fixed Price Lump Sum | SITE WORK | Disposal | Water Feature Pump Room; All Complete In Accordance With Drawings And Specifications; Detail As Shown On Drawing No. 2020_018-02-Icn-St-Dt-09114 ; Disposal Of Previously Excavated Off Site To A Suitable Location In Accordance With Engineer Requirements | 98 | m² | AED | 30.6
2021-01 | 2 | 2.0222 |  | United Arab Emirates | Abu Dhabi | Hard & Soft Landscaping | Celebration Plaza | Minor Buildings | DMT | Basatin Landscaping | Award | 2021 | Fixed Price Lump Sum | SITE WORK | Filling | Water Feature Pump Room; All Complete In Accordance With Drawings And Specifications; Detail As Shown On Drawing No. 2020_018-02-Icn-St-Dt-09114 ; Imported Filling; One Layer Of 250Mm Thick Road Base Material Of 80% Cbr Value | 27 | m³ | AED | 37.4
2021-01 | 2 | 2.0222 |  | United Arab Emirates | Abu Dhabi | Hard & Soft Landscaping | Celebration Plaza | Minor Buildings | DMT | Basatin Landscaping | Award | 2021 | Fixed Price Lump Sum | SITE WORK | Filling | Water Feature Pump Room; All Complete In Accordance With Drawings And Specifications; Detail As Shown On Drawing No. 2020_018-02-Icn-St-Dt-09114 ; Filling Obtained From Previously Excavated Material | 16 | m³ | AED | 25.5
2021-01 | 2 | 2.0222 |  | United Arab Emirates | Abu Dhabi | Hard & Soft Landscaping | Celebration Plaza | Minor Buildings | DMT | Basatin Landscaping | Award | 2021 | Fixed Price Lump Sum | SITE WORK | Filling | Water Feature Pump Room; All Complete In Accordance With Drawings And Specifications; Detail As Shown On Drawing No. 2020_018-02-Icn-St-Dt-09114 ; Compaction Of Existing Sub-Grade 98% Mdd | 27 | m² | AED | 28
2021-01 | 2 | 2.0222 |  | United Arab Emirates | Abu Dhabi | Hard & Soft Landscaping | Celebration Plaza | Minor Buildings | DMT | Basatin Landscaping | Award | 2021 | Fixed Price Lump Sum | CONCRETE WORK | Poured concrete | Concrete ; Plain In-Situ Concrete; Blinding; 75Mm Thick; In Footings; Poured On Earth | 2 | m³ | AED | 384.2
2021-01 | 2 | 2.0222 |  | United Arab Emirates | Abu Dhabi | Hard & Soft Landscaping | Celebration Plaza | Minor Buildings | DMT | Basatin Landscaping | Award | 2021 | Fixed Price Lump Sum | CONCRETE WORK | Poured concrete | Concrete ; 50Mm Thick Screed Protection | 27 | m² | AED | 30.6
2021-01 | 2 | 2.0222 |  | United Arab Emirates | Abu Dhabi | Hard & Soft Landscaping | Celebration Plaza | Minor Buildings | DMT | Basatin Landscaping | Award | 2021 | Fixed Price Lump Sum | CONCRETE WORK | Poured concrete | Concrete ; Reinforced Concrete; To Retaining Walls - 250Mm Thick | 15 | m³ | AED | 480.9
2021-01 | 2 | 2.0222 |  | United Arab Emirates | Abu Dhabi | Hard & Soft Landscaping | Celebration Plaza | Minor Buildings | DMT | Basatin Landscaping | Award | 2021 | Fixed Price Lump Sum | CONCRETE WORK | Poured concrete | Concrete ; Reinforced Concrete; To Retaining Walls - 300Mm Thick | 1 | m³ | AED | 480.9
2021-01 | 2 | 2.0222 |  | United Arab Emirates | Abu Dhabi | Hard & Soft Landscaping | Celebration Plaza | Minor Buildings | DMT | Basatin Landscaping | Award | 2021 | Fixed Price Lump Sum | CONCRETE WORK | Poured concrete | Concrete ; Reinforced Concrete; To Slab On Grade - 400Mm Thick | 11 | m³ | AED | 480.9
2021-01 | 2 | 2.0222 |  | United Arab Emirates | Abu Dhabi | Hard & Soft Landscaping | Celebration Plaza | Minor Buildings | DMT | Basatin Landscaping | Award | 2021 | Fixed Price Lump Sum | CONCRETE WORK | Poured concrete | Concrete ; Reinforced Concrete; To Suspended Slab - 300Mm Thick | 8 | m³ | AED | 480.9
2021-01 | 2 | 2.0223 |  | United Arab Emirates | Abu Dhabi | Hard & Soft Landscaping | Celebration Plaza | Minor Buildings | DMT | Basatin Landscaping | Award | 2021 | Fixed Price Lump Sum | CONCRETE WORK | Poured concrete | Concrete ; Reinforced Concrete; To Suspended Slab - 300Mm Thick | 1 | m³ | AED | 480.9
2021-01 | 2 | 2.0223 |  | United Arab Emirates | Abu Dhabi | Hard & Soft Landscaping | Celebration Plaza | Minor Buildings | DMT | Basatin Landscaping | Award | 2021 | Fixed Price Lump Sum | CONCRETE WORK | Shuttering | Concrete ; Formwork; Vertically To Sides Of Wall | 124 | m² | AED | 57.9
2021-01 | 2 | 2.0223 |  | United Arab Emirates | Abu Dhabi | Hard & Soft Landscaping | Celebration Plaza | Minor Buildings | DMT | Basatin Landscaping | Award | 2021 | Fixed Price Lump Sum | CONCRETE WORK | Shuttering | Concrete ; Formwork; Soffits Of Slab | 25 | m² | AED | 57.9
2021-01 | 2 | 2.0223 |  | United Arab Emirates | Abu Dhabi | Hard & Soft Landscaping | Celebration Plaza | Minor Buildings | DMT | Basatin Landscaping | Award | 2021 | Fixed Price Lump Sum | CONCRETE WORK | Shuttering | Concrete ; Formwork; Vertically To Sides Of Plinths | 6 | m² | AED | 57.9
2021-01 | 2 | 2.0223 |  | United Arab Emirates | Abu Dhabi | Hard & Soft Landscaping | Celebration Plaza | Minor Buildings | DMT | Basatin Landscaping | Award | 2021 | Fixed Price Lump Sum | CONCRETE WORK | Reinforcement | Concrete ; Reinforcement; To Slab | 2613 | kg | AED | 4.3
2021-01 | 2 | 2.0223 |  | United Arab Emirates | Abu Dhabi | Hard & Soft Landscaping | Celebration Plaza | Minor Buildings | DMT | Basatin Landscaping | Award | 2021 | Fixed Price Lump Sum | CONCRETE WORK | Reinforcement | Concrete ; Reinforcement; To Walls | 3119 | kg | AED | 4.3
2021-01 | 2 | 2.0223 |  | United Arab Emirates | Abu Dhabi | Hard & Soft Landscaping | Celebration Plaza | Minor Buildings | DMT | Basatin Landscaping | Award | 2021 | Fixed Price Lump Sum | CONCRETE WORK | Reinforcement | Concrete ; Reinforcement; To Plinths | 182 | kg | AED | 4.3
2021-01 | 2 | 2.0223 |  | United Arab Emirates | Abu Dhabi | Hard & Soft Landscaping | Celebration Plaza | Minor Buildings | DMT | Basatin Landscaping | Award | 2021 | Fixed Price Lump Sum | THERMAL AND MOISTURE PROTECTION | Coverings and linings | Waterproofing ; 1 Layer Of 1000Mm Gauge Polythene Sheet | 27 | m² | AED | 3.9
2021-01 | 2 | 2.0223 |  | United Arab Emirates | Abu Dhabi | Hard & Soft Landscaping | Celebration Plaza | Minor Buildings | DMT | Basatin Landscaping | Award | 2021 | Fixed Price Lump Sum | THERMAL AND MOISTURE PROTECTION | Coverings and linings | Waterproofing ; Waterproofing; Vertically To Footings; Comprising Of Bituminous Paint Primer Coat And 5Mm Sbs Modified Bitumonous Membrane | 62 | m² | AED | 50.3
2021-01 | 2 | 2.0223 |  | United Arab Emirates | Abu Dhabi | Hard & Soft Landscaping | Celebration Plaza | Minor Buildings | DMT | Basatin Landscaping | Award | 2021 | Fixed Price Lump Sum | THERMAL AND MOISTURE PROTECTION | Coverings and linings | Waterproofing ; Waterproofing; Vertically To Footings; 6Mm Bituminous Protection Board | 52 | m² | AED | 50.3
2021-01 | 2 | 2.0224 |  | United Arab Emirates | Abu Dhabi | Hard & Soft Landscaping | Celebration Plaza | Minor Buildings | DMT | Basatin Landscaping | Award | 2021 | Fixed Price Lump Sum | THERMAL AND MOISTURE PROTECTION | Coverings and linings | Waterproofing ; Waterproofing; Horizontally To Footings; Comprising Of Bituminous Paint Primer Coat And 5Mm Sbs Modified Bitumonous Membrane | 27 | m² | AED | 50.3
2021-01 | 2 | 2.0224 |  | United Arab Emirates | Abu Dhabi | Hard & Soft Landscaping | Celebration Plaza | Minor Buildings | DMT | Basatin Landscaping | Award | 2021 | Fixed Price Lump Sum | THERMAL AND MOISTURE PROTECTION | Coverings and linings | Waterproofing ; Heavy Duty Recessed Cover; 1000X1000Mm | 1 | Nr | AED | 1908.3
2021-01 | 2 | 2.0224 |  | United Arab Emirates | Abu Dhabi | Hard & Soft Landscaping | Celebration Plaza | Minor Buildings | DMT | Basatin Landscaping | Award | 2021 | Fixed Price Lump Sum | THERMAL AND MOISTURE PROTECTION | Coverings and linings | Waterproofing ; Access Ladder; 2750Mm High X 500Mm Wide | 1 | Nr | AED | 8905.1
2021-01 | 2 | 2.0224 |  | United Arab Emirates | Abu Dhabi | Hard & Soft Landscaping | Celebration Plaza | Minor Buildings | DMT | Basatin Landscaping | Award | 2021 | Fixed Price Lump Sum | THERMAL AND MOISTURE PROTECTION | Coverings and linings | Waterproofing ; Allowance For Sump Pit Cover; 600X600Mm | 1 | Nr | AED | 1526.6
2021-01 | 2 | 2.0224 |  | United Arab Emirates | Abu Dhabi | Hard & Soft Landscaping | Celebration Plaza | Minor Buildings | DMT | Basatin Landscaping | Award | 2021 | Fixed Price Lump Sum | MECHANICAL ENGINEERING INSTALLATIONS | Pipework and gutterwork | Water Feature Pump Room ; Disposal Installations For Minor Buildings ; Condensate Drains ; Allow For Condensate Pipework Including Insulation; Complete All In Accordance With The Drawings And Specifications ; From Dx Unit To Nearest Drain | 1 | Nr | AED | 731.5
2021-01 | 2 | 2.0224 |  | United Arab Emirates | Abu Dhabi | Hard & Soft Landscaping | Celebration Plaza | Minor Buildings | DMT | Basatin Landscaping | Award | 2021 | Fixed Price Lump Sum | MECHANICAL ENGINEERING INSTALLATIONS | Pipework and gutterwork | Soil, Waste And Vent Installations ; Supply And Installation Of Below Ground Upvc Pipes, Including Fittings, All Necessary Excavation, Backfilling, Beds And Surrounds As Required, Accessories And Connections; Complete All In Accordance With Drawings And Specifications ; 90Mm Diameter Water Feature Pressured Backwash, Depth Not Exceeding 1M | 3 | Nr | AED | 152.7
2021-01 | 2 | 2.0224 |  | United Arab Emirates | Abu Dhabi | Hard & Soft Landscaping | Celebration Plaza | Minor Buildings | DMT | Basatin Landscaping | Award | 2021 | Fixed Price Lump Sum | ELECTRICAL ENGINEERING INSTALLATIONS | Final sub-circuits and auxiliary installations | Pressure Break Chambers, Concrete, Including Cover And Frame, Excavation, Backfilling, Disposal, Reinforcement, Concrete Blinding, And All Necessary Accessories And Connections; Complete In Accordance With Drawings And Specifications ; 1300Mm X 600Mm Size; Ref. Pbc | 1 | Nr | AED | 10813.3
2021-01 | 2 | 2.0224 |  | United Arab Emirates | Abu Dhabi | Hard & Soft Landscaping | Celebration Plaza | Minor Buildings | DMT | Basatin Landscaping | Award | 2021 | Fixed Price Lump Sum | MECHANICAL ENGINEERING INSTALLATIONS | Equipment | Air Conditioning For Minor Buildings ; Dx Split Units, Comprising Of Indoor/Outdoor Unit, Refrigerant Pipes And Insulation, Unit Casing, Drain Pan, Cooling Coils, Fan, Fan Motor, Filters, Wiring To Local Isolator, Thermostats, Sensors, Insulation As Required And All Necessary Accessories And Connections; As Detailed In The Equipment Schedule And In Accordance With Drawings And Specifications '; 4.0 Tr Cooling Load | 1 | Nr | AED | 7314.9
2021-01 | 2 | 2.0224 |  | United Arab Emirates | Abu Dhabi | Hard & Soft Landscaping | Celebration Plaza | Minor Buildings | DMT | Basatin Landscaping | Award | 2021 | Fixed Price Lump Sum | MECHANICAL ENGINEERING INSTALLATIONS | Pipework and gutterwork | Water Feature Pump Room ; Electrical Installation For Minor Buildings ; Containment Installation ; Cable Containment Including Supports, Earth Tags, Accessories Complete In Accordance With The Specification And Drawings; 100 X 50 Mm Cable Tray For Power | 7 | Nr | AED | 254.5
2021-01 | 2 | 2.0224 |  | United Arab Emirates | Abu Dhabi | Hard & Soft Landscaping | Celebration Plaza | Minor Buildings | DMT | Basatin Landscaping | Award | 2021 | Fixed Price Lump Sum | MECHANICAL ENGINEERING INSTALLATIONS | Pipework and gutterwork | Water Feature Pump Room ; Electrical Installation For Minor Buildings ; Containment Installation ; Cable Containment Including Supports, Earth Tags, Accessories Complete In Accordance With The Specification And Drawings; 300 X 50 Mm Cable Tray For Power | 10 | Nr | AED | 572.5
2021-01 | 2 | 2.0225 |  | United Arab Emirates | Abu Dhabi | Hard & Soft Landscaping | Celebration Plaza | Minor Buildings | DMT | Basatin Landscaping | Award | 2021 | Fixed Price Lump Sum | ELECTRICAL ENGINEERING INSTALLATIONS | Final sub-circuits and auxiliary installations | Small Power Installation ; Wiring In Approved Cables, Drawing Into And Including Conduit Where Required, Complete With Boxes, Fittings And Supporting Brackets, All In Accordance With The Specification And Drawings ; 13A Switched Socket Outlet | 3 | Nr | AED | 585.2
2021-01 | 2 | 2.0225 |  | United Arab Emirates | Abu Dhabi | Hard & Soft Landscaping | Celebration Plaza | Minor Buildings | DMT | Basatin Landscaping | Award | 2021 | Fixed Price Lump Sum | ELECTRICAL ENGINEERING INSTALLATIONS | Accessories | Accessories; Complete As Described In The Specification And Drawings ; 13A Switched Socket Outlet | 3 | Nr | AED | 438.9
2021-01 | 2 | 2.0225 |  | United Arab Emirates | Abu Dhabi | Hard & Soft Landscaping | Celebration Plaza | Minor Buildings | DMT | Basatin Landscaping | Award | 2021 | Fixed Price Lump Sum | MECHANICAL ENGINEERING INSTALLATIONS | Pipework and gutterwork | Water Feature Pump Room ; Electrical Installation For Minor Buildings ; Lighting Installation ; Wiring In Approved Cables, Drawing Into And Including Upvc Duct/Conduit Where Required Complete With Boxes, Supporting Brackets, Fittings And All Other Required Civil Works, Like Excavating Trenches, Backfilling, Reinstatement, Finishes, All In Accordance With The Specification And Drawings.; Lighting Points | 5 | Nr | AED | 175.6
2021-01 | 2 | 2.0225 |  | United Arab Emirates | Abu Dhabi | Hard & Soft Landscaping | Celebration Plaza | Minor Buildings | DMT | Basatin Landscaping | Award | 2021 | Fixed Price Lump Sum | ELECTRICAL ENGINEERING INSTALLATIONS | Final sub-circuits and auxiliary installations | Supply And Installation Of Light Fittings Including Fixings, Lamps And Connections Complete In Accordance With The Specifications And Drawings ; Led Tube Light | 3 | Nr | AED | 103.1
2021-01 | 2 | 2.0225 |  | United Arab Emirates | Abu Dhabi | Hard & Soft Landscaping | Celebration Plaza | Minor Buildings | DMT | Basatin Landscaping | Award | 2021 | Fixed Price Lump Sum | ELECTRICAL ENGINEERING INSTALLATIONS | Final sub-circuits and auxiliary installations | Supply And Installation Of Light Fittings Including Fixings, Lamps And Connections Complete In Accordance With The Specifications And Drawings ; Led Tube Light With Emergency Backup | 2 | Nr | AED | 175.6
2021-01 | 2 | 2.0225 |  | United Arab Emirates | Abu Dhabi | Hard & Soft Landscaping | Celebration Plaza | Minor Buildings | DMT | Basatin Landscaping | Award | 2021 | Fixed Price Lump Sum | ELECTRICAL ENGINEERING INSTALLATIONS | Final sub-circuits and auxiliary installations | Lighting Control Installation ; Wiring In Approved Cables, Drawing Into And Including Conduit Where Required, Complete With Boxes, Fittings And Supporting Brackets, All In Accordance With The Specification And Drawings ; Allow For One Way One Gang Switch (W/P) | 1 | Item | AED | 254.5
2021-01 | 2 | 2.0225 |  | United Arab Emirates | Abu Dhabi | Hard & Soft Landscaping | Celebration Plaza | Minor Buildings | DMT | Basatin Landscaping | Award | 2021 | Fixed Price Lump Sum | ELECTRICAL ENGINEERING INSTALLATIONS | Accessories | Ccessories; Complete As Described In The Specification And Drawings ; Allow For One Way One Gang Switch (W/P) | 1 | Item | AED | 254.5
2021-01 | 2 | 2.0225 |  | United Arab Emirates | Abu Dhabi | Hard & Soft Landscaping | Celebration Plaza | Minor Buildings | DMT | Basatin Landscaping | Award | 2021 | Fixed Price Lump Sum | SITE WORK | Filling | Celebration Plaza Pavillion ; Sub-Structure ; Standard Foundations ; Excavation And Filling ; Foundation Excavation For Pile Caps; Not Exceeding 2M Deeps | 171 | m³ | AED | 73.5
2021-01 | 2 | 2.0225 |  | United Arab Emirates | Abu Dhabi | Hard & Soft Landscaping | Celebration Plaza | Minor Buildings | DMT | Basatin Landscaping | Award | 2021 | Fixed Price Lump Sum | SITE WORK | Filling | Celebration Plaza Pavillion ; Sub-Structure ; Standard Foundations ; Excavation And Filling ; Disposal Of Previously Excavated Off Site To A Suitable Location In Accordance With Engineer Requirements | 138 | m³ | AED | 98.4
2021-01 | 2 | 2.0225 |  | United Arab Emirates | Abu Dhabi | Hard & Soft Landscaping | Celebration Plaza | Minor Buildings | DMT | Basatin Landscaping | Award | 2021 | Fixed Price Lump Sum | SITE WORK | Filling | Celebration Plaza Pavillion ; Sub-Structure ; Standard Foundations ; Excavation And Filling ; Filling Obtained From Previously Excavated Material | 33 | m³ | AED | 83.7
2021-01 | 2 | 2.0226 |  | United Arab Emirates | Abu Dhabi | Hard & Soft Landscaping | Celebration Plaza | Minor Buildings | DMT | Basatin Landscaping | Award | 2021 | Fixed Price Lump Sum | SITE WORK | Landscaping | Ground Remadiation And Soil Stabilisation ; Compaction Of Existing Sub-Grade | 102 | m² | AED | 134.5
2021-01 | 2 | 2.0226 |  | United Arab Emirates | Abu Dhabi | Hard & Soft Landscaping | Celebration Plaza | Minor Buildings | DMT | Basatin Landscaping | Award | 2021 | Fixed Price Lump Sum | CONCRETE WORK | Poured concrete | In-Site Concrete Works ; Plain In-Situ Concrete; Blinding; 100Mm Thick; In Pad Foundations; Poured On Earth | 10 | m³ | AED | 1356
2021-01 | 2 | 2.0226 |  | United Arab Emirates | Abu Dhabi | Hard & Soft Landscaping | Celebration Plaza | Minor Buildings | DMT | Basatin Landscaping | Award | 2021 | Fixed Price Lump Sum | CONCRETE WORK | Poured concrete | In-Site Concrete Works ; Plain In-Situ Concrete; Blinding; 100Mm Thick; In Pad Foundations; Poured On Earth | 102 | m² | AED | 67.8
2021-01 | 2 | 2.0226 |  | United Arab Emirates | Abu Dhabi | Hard & Soft Landscaping | Celebration Plaza | Minor Buildings | DMT | Basatin Landscaping | Award | 2021 | Fixed Price Lump Sum | CONCRETE WORK | Poured concrete | In-Site Concrete Works ; Reinforced Concrete To Pile Caps Type Pc1; Concrete Grade Type C50/60; Size 2700Mm X 2700Mm X 1350Mm High X 14Nr | 138 | m³ | AED | 1751.5
2021-01 | 2 | 2.0226 |  | United Arab Emirates | Abu Dhabi | Hard & Soft Landscaping | Celebration Plaza | Minor Buildings | DMT | Basatin Landscaping | Award | 2021 | Fixed Price Lump Sum | CONCRETE WORK | Shuttering | In-Site Concrete Works ; Formwork; To Sides Of Footings; Exceeding 500Mm High | 204 | m² | AED | 85.9
2021-01 | 2 | 2.0226 |  | United Arab Emirates | Abu Dhabi | Hard & Soft Landscaping | Celebration Plaza | Minor Buildings | DMT | Basatin Landscaping | Award | 2021 | Fixed Price Lump Sum | CONCRETE WORK | Reinforcement | In-Site Concrete Works ; Reinforcement; High Yield Reinforcing Bars; To Footings; 120Kg/M3 As Per Engineer Requirements | 16534 | kg | AED | 5.7
2021-01 | 2 | 2.0226 |  | United Arab Emirates | Abu Dhabi | Hard & Soft Landscaping | Celebration Plaza | Minor Buildings | DMT | Basatin Landscaping | Award | 2021 | Fixed Price Lump Sum | THERMAL AND MOISTURE PROTECTION | Coverings and linings | Waterproofing ; Waterproofing; Vertically To Footings; Comprising Of Bituminous Paint Primer Coat And 5Mm Sbs Modified Bitumonous Membrane | 204 | m² | AED | 43
2021-01 | 2 | 2.0226 |  | United Arab Emirates | Abu Dhabi | Hard & Soft Landscaping | Celebration Plaza | Minor Buildings | DMT | Basatin Landscaping | Award | 2021 | Fixed Price Lump Sum | THERMAL AND MOISTURE PROTECTION | Coverings and linings | Waterproofing; Vertically To Footings; 6Mm Bituminous Protection Board ; | 204 | m² | AED | 47.5
2021-01 | 2 | 2.0226 |  | United Arab Emirates | Abu Dhabi | Hard & Soft Landscaping | Celebration Plaza | Minor Buildings | DMT | Basatin Landscaping | Award | 2021 | Fixed Price Lump Sum | THERMAL AND MOISTURE PROTECTION | Coverings and linings | Waterproofing; Horizontally To Footings; Comprising Of Bituminous Paint Primer Coat And 5Mm Sbs Modified Bitumonous Membrane | 102 | m² | AED | 43
2021-01 | 2 | 2.0226 |  | United Arab Emirates | Abu Dhabi | Hard & Soft Landscaping | Celebration Plaza | Minor Buildings | DMT | Basatin Landscaping | Award | 2021 | Fixed Price Lump Sum | MECHANICAL ENGINEERING INSTALLATIONS | Pipework and gutterwork | Specialist Foundations Bored Piling Pile Boring Including Dewatering, Supports Fluid, Temporary Casing Etc. (Pile Boring Rates Are To Include For Rock Sockets Where Required); All In Accordance With Drawings, Specification And Schedules 600Mm Diameter Piles; Refer To Drawing Reference 2747-Mht-St-01-Dr-04090 ; Boring; Pile Type P001 To P056 | 560 | m | AED | 271
2021-01 | 2 | 2.0227 |  | United Arab Emirates | Abu Dhabi | Hard & Soft Landscaping | Celebration Plaza | Minor Buildings | DMT | Basatin Landscaping | Award | 2021 | Fixed Price Lump Sum | CONCRETE WORK | Poured concrete | Reinforced In-Situ Poured Concrete To Piles; Grade C50/60; 1000Kn Compression Capacity; 400Kn Tension Capacity; Reinforcement Measured Elsewhere; Including Temporary Sleeves To Deboned Reinforcement Above Pile Cut-Off Level; Toe Levels To Be Designed By Contractor And To Be Approved By The Consultant; All In Accordance With Drawings, Specifications And Schedules ; 600Mm Diameter Piles; Refer To Drawing Reference 2747-Mht-St-01-Dr-04090 ; Reinforced Concrete; Pile Type P001 To P056 | 158 | m³ | AED | 1695
2021-01 | 2 | 2.0227 |  | United Arab Emirates | Abu Dhabi | Hard & Soft Landscaping | Celebration Plaza | Minor Buildings | DMT | Basatin Landscaping | Award | 2021 | Fixed Price Lump Sum | CONCRETE WORK | Reinforcement | Reinforcement To In-Situ Concrete Piles; 280Kg/M3 As Per Structural Engineer Requirements; All In Accordance With The Drawings And Specifications 600Mm Diameter Piles; Refer To Drawing Reference 2747-Mht-St-01-Dr-04090 ; Reinforcement; Pile Type P001 To P056 | 22156 | kg | AED | 5.7
2021-01 | 2 | 2.0227 |  | United Arab Emirates | Abu Dhabi | Hard & Soft Landscaping | Celebration Plaza | Minor Buildings | DMT | Basatin Landscaping | Award | 2021 | Fixed Price Lump Sum | SITE WORK | Landscaping | Pile Cutting ; Cutting Off Tops Of Concrete Piles And Preparing Pile Heads, Complete; All In Accordance With Structural Engineer'S Drawings, Specification And Schedules ; Cutting Off Tops Of Concrete Piles And Preparing Pile Heads, Complete; All In Accordance With Structural Engineer'S Drawings, Specification And Schedules ; | 56 | Nr | AED | 565
2021-01 | 2 | 2.0227 |  | United Arab Emirates | Abu Dhabi | Hard & Soft Landscaping | Celebration Plaza | Minor Buildings | DMT | Basatin Landscaping | Award | 2021 | Fixed Price Lump Sum | METALWORK | Structural metalwork | Structural Metalwork ; Steel Frame ; Supply, Fabricate And Erect Structural Steel Framing Complying With Bs 5950 Parts 1 To 9; Structural Steel Assumes Fy = 315N/Mm2, Fu = 425N/Mm2 ; Including Wedging And Grouting Bases, Temporary Boxes And The Like; All In Accordance With Drawings, Specifications And Engineers Requirements ; Main Steel Columns; Curved At Branches ; Column Type; 193.7Chsx16 | 28574 | kg | AED | 17
2021-01 | 2 | 2.0227 |  | United Arab Emirates | Abu Dhabi | Hard & Soft Landscaping | Celebration Plaza | Minor Buildings | DMT | Basatin Landscaping | Award | 2021 | Fixed Price Lump Sum | METALWORK | Structural metalwork | Steel Roof ; Beams ; Beams Type; Sb01; Size Chs 114.3 X 10.0 | 26358 | kg | AED | 17
2021-01 | 2 | 2.0227 |  | United Arab Emirates | Abu Dhabi | Hard & Soft Landscaping | Celebration Plaza | Minor Buildings | DMT | Basatin Landscaping | Award | 2021 | Fixed Price Lump Sum | METALWORK | Structural metalwork | Steel Roof ; Beams ; Beams Type; Sb02; Size Chs 101.6 X 10.0 | 26563 | kg | AED | 17
2021-01 | 2 | 2.0227 |  | United Arab Emirates | Abu Dhabi | Hard & Soft Landscaping | Celebration Plaza | Minor Buildings | DMT | Basatin Landscaping | Award | 2021 | Fixed Price Lump Sum | METALWORK | Structural metalwork | Steel Roof ; Beams ; Beams Type; Sb03; Size Chs 76.1 X 6.3 | 72819 | kg | AED | 17
2021-01 | 2 | 2.0227 |  | United Arab Emirates | Abu Dhabi | Hard & Soft Landscaping | Celebration Plaza | Minor Buildings | DMT | Basatin Landscaping | Award | 2021 | Fixed Price Lump Sum | MECHANICAL ENGINEERING INSTALLATIONS | Pipework and gutterwork | Special Bolts Bolts To Fix Base Plates To Reinforced Concrete Members; M40 Anchors; Grade 8.8; Including Polystyrene Cones Or Cardboard Tubes (Max 100 Diameter At Top); Lug Or Small Angle Welded To Plate U/S (To Stop Bolt Head From Rotating); All In Accordance With Drawing Number 2747-Mht-St-01-Dr-09005 ; M40 Anchors To Base Plates; 16Nr Per Base Plate | 224 | Nr | AED | 565
2021-01 | 2 | 2.0227 |  | United Arab Emirates | Abu Dhabi | Hard & Soft Landscaping | Celebration Plaza | Minor Buildings | DMT | Basatin Landscaping | Award | 2021 | Fixed Price Lump Sum | METALWORK | Non structural metalwork | Connections To Steel Members And Other Members Or Structures Base Plates 75Mm Thick With 12Mm Full Profile Fillet Weld To Column; Base Plate Fixed To Rc Concrete Using Bolts (Measured Elsewhere) ; Base Plate Size; 1000 X 1000 X 75 | 14 | Nr | AED | 5650
2021-01 | 2 | 2.0227 |  | United Arab Emirates | Abu Dhabi | Hard & Soft Landscaping | Celebration Plaza | Minor Buildings | DMT | Basatin Landscaping | Award | 2021 | Fixed Price Lump Sum | MECHANICAL ENGINEERING INSTALLATIONS | Equipment | Allowance For Steel Cover Plates To Hide Connections As Per Structural Engineer Requirements ; 150Mm Long; 3Mm Thick Curved Pates (Average 110Mm Diameter) | 500 | Nr | AED | 203.4
2021-01 | 2 | 2.0228 |  | United Arab Emirates | Abu Dhabi | Hard & Soft Landscaping | Celebration Plaza | Minor Buildings | DMT | Basatin Landscaping | Award | 2021 | Fixed Price Lump Sum | METALWORK | Structural metalwork | Structural Metalwork ; Grout ; 25Mm Thick Non-Shrinkable Grout Between Rc Member And Base Plates | 14 | m² | AED | 395.5
2021-01 | 2 | 2.0228 |  | United Arab Emirates | Abu Dhabi | Hard & Soft Landscaping | Celebration Plaza | Minor Buildings | DMT | Basatin Landscaping | Award | 2021 | Fixed Price Lump Sum | ELECTRICAL ENGINEERING INSTALLATIONS | Sundries | Surface Treatments ; Surface Preperation And Corrosion Protection To All Steel Members; All In Accordance With Engineer Requirements ; Generally | 2374 | m² | AED | 113
2021-01 | 2 | 2.0228 |  | United Arab Emirates | Abu Dhabi | Hard & Soft Landscaping | Celebration Plaza | Minor Buildings | DMT | Basatin Landscaping | Award | 2021 | Fixed Price Lump Sum | METALWORK | Structural metalwork | Structural Steel To Achieve 2 Hours Fire Protection; All In Accordance With Engineer Requirements ; Generally | 2374 | m² | AED | 352.6
2021-01 | 2 | 2.0228 |  | United Arab Emirates | Abu Dhabi | Hard & Soft Landscaping | Celebration Plaza | Minor Buildings | DMT | Basatin Landscaping | Award | 2021 | Fixed Price Lump Sum | FINISHES | Decorations | Off-White Paint To Structural Steel Members; All In Accordance With Drawings References; 2020_018-00-Bma-Ar-Dt-05600 & 2020_018-00-Bma-Ar-Dt-05601 & Finishes Schedule Dated 21 June 2020 ; Generally | 2374 | m² | AED | 17
2021-01 | 2 | 2.0228 |  | United Arab Emirates | Abu Dhabi | Hard & Soft Landscaping | Celebration Plaza | Minor Buildings | DMT | Basatin Landscaping | Award | 2021 | Fixed Price Lump Sum | FINISHES | Finishings | Roof Sheet Covering ; Supply And Installation Of Poly Carbonate Sheets; Type Can-101; 10Mm Thick To The Pavilion Canopy Shading Structure; All Necessary Fixings Acessories; Secondary Support If Required; Structural Steel Structure Measured Elsewhere; All In Accordance With Drawings References; 2020_018-00-Bma-Ar-Dt-05600 & 2020_018-00-Bma-Ar-Dt-05601 & Finishes Schedule Dated 21 June 2020 ; To Pavillion Roof; 225 Number; Triangular Shaper; 990Mm High X 3720Mm Wide (2.05M2 Per Section) | 472 | m² | AED | 1243
2021-01 | 2 | 2.0228 |  | United Arab Emirates | Abu Dhabi | Hard & Soft Landscaping | Celebration Plaza | Minor Buildings | DMT | Basatin Landscaping | Award | 2021 | Fixed Price Lump Sum | ELECTRICAL ENGINEERING INSTALLATIONS | Accessories | Electrical Installation For Minor Buildings ; Lighting Installation ; Wiring In Approved Cables, Drawing Into And Including Upvc Duct/Conduit Where Required Complete With Boxes, Supporting Brackets, Fittings And All Other Required Civil Works, Like Excavating Trenches, Backfilling, Reinstatement, Finishes, All In Accordance With The Specification And Drawings. ; Lighting Points | 28 | Nr | AED | 1909.7
2021-01 | 2 | 2.0228 |  | United Arab Emirates | Abu Dhabi | Hard & Soft Landscaping | Celebration Plaza | Minor Buildings | DMT | Basatin Landscaping | Award | 2021 | Fixed Price Lump Sum | ELECTRICAL ENGINEERING INSTALLATIONS | Final sub-circuits and auxiliary installations | Light Fitting; Ref. Clp1 | 28 | Nr | AED | 3672.5
2022-01 | 2 | 2.0228 |  | United Arab Emirates | Dubai | Hard & Soft Landscaping | Al Furjan | Package 3 Streetscapes | NAKHEEL | Proscape | Tender | 2022 | Fixed Price Lump Sum | SITE WORK | Excavation | Excavation Works; Including All Ancillary Works As Necessary; From Site Level +0.00 Up To The Required Levels (Provisional); Excavation To Reduce Levels; Over 250Mm But Not Exceeding 500Mm Depth; To Planting Area | 1188 | m³ | AED | 12
2022-01 | 2 | 2.0228 |  | United Arab Emirates | Dubai | Hard & Soft Landscaping | Al Furjan | Package 3 Streetscapes | NAKHEEL | Proscape | Tender | 2022 | Fixed Price Lump Sum | SITE WORK | Excavation | Excavation Works; Including All Ancillary Works As Necessary; From Site Level +0.00 Up To The Required Levels (Provisional); Excavation To Reduce Levels; Over 250Mm But Not Exceeding 500Mm Depth; To Planting Area Outside Plot Limit | 23 | m³ | AED | 12
2022-01 | 2 | 2.0228 |  | United Arab Emirates | Dubai | Hard & Soft Landscaping | Al Furjan | Package 3 Streetscapes | NAKHEEL | Proscape | Tender | 2022 | Fixed Price Lump Sum | SITE WORK | Excavation | Excavation Works; Including All Ancillary Works As Necessary; From Site Level +0.00 Up To The Required Levels (Provisional); Excavation To Reduce Levels; Over 500Mm But Not Exceeding 1000Mm Depth; To Planting Area | 6172 | m³ | AED | 14
2022-01 | 2 | 2.0229 |  | United Arab Emirates | Dubai | Hard & Soft Landscaping | Al Furjan | Package 3 Streetscapes | NAKHEEL | Proscape | Tender | 2022 | Fixed Price Lump Sum | SITE WORK | Excavation | Excavation Works; Including All Ancillary Works As Necessary; From Site Level +0.00 Up To The Required Levels (Provisional); Excavation To Reduce Levels; Over 250Mm But Not Exceeding 500Mm Depth; To Paving And Surface Finish Area Outside Plot Limit | 34 | m³ | AED | 12
2022-01 | 2 | 2.0229 |  | United Arab Emirates | Dubai | Hard & Soft Landscaping | Al Furjan | Package 3 Streetscapes | NAKHEEL | Proscape | Tender | 2022 | Fixed Price Lump Sum | SITE WORK | Excavation | Excavation Works; Including All Ancillary Works As Necessary; From Site Level +0.00 Up To The Required Levels (Provisional); Pit Excavation; Over 1000Mm But Not Exceeding 1500Mm Depth; To Receive Palm And Tree Pits | 1626 | m³ | AED | 19
2022-01 | 2 | 2.0229 |  | United Arab Emirates | Dubai | Hard & Soft Landscaping | Al Furjan | Package 3 Streetscapes | NAKHEEL | Proscape | Tender | 2022 | Fixed Price Lump Sum | SITE WORK | Disposal | Disposal Of Unsuitable And Surplus Material Arising From Excavation (Provisional); Removed On Site Including A Suitable Tip | 8986 | m³ | AED | 9
2022-01 | 2 | 2.0229 |  | United Arab Emirates | Dubai | Hard & Soft Landscaping | Al Furjan | Package 3 Streetscapes | NAKHEEL | Proscape | Tender | 2022 | Fixed Price Lump Sum | SITE WORK | Disposal | Disposal Of Unsuitable And Surplus Material Arising From Excavation (Provisional); Removed On Site Including A Suitable Tip; Outside Plot Limit | 57 | m³ | AED | 9
2022-01 | 2 | 2.0229 |  | United Arab Emirates | Dubai | Hard & Soft Landscaping | Al Furjan | Package 3 Streetscapes | NAKHEEL | Proscape | Tender | 2022 | Fixed Price Lump Sum | SITE WORK | Disposal | Disposal Of Unsuitable And Surplus Material Arising From Excavation (Provisional); Removed Off-Site Material (Rate Only) | 1 | m³ | AED | 20
2022-01 | 2 | 2.0229 |  | United Arab Emirates | Dubai | Hard & Soft Landscaping | Al Furjan | Package 3 Streetscapes | NAKHEEL | Proscape | Tender | 2022 | Fixed Price Lump Sum | SITE WORK | Filling | Filling To Make Up Levels; Including Compaction And All Ancillary Works As Necessary (Provisional); 50Mm Thick Clean Course Sand Laying Bed | 1373 | m³ | AED | 156
2022-01 | 2 | 2.0229 |  | United Arab Emirates | Dubai | Hard & Soft Landscaping | Al Furjan | Package 3 Streetscapes | NAKHEEL | Proscape | Tender | 2022 | Fixed Price Lump Sum | SITE WORK | Filling | Filling To Make Up Levels; Including Compaction And All Ancillary Works As Necessary (Provisional); 50Mm Thick Clean Course Sand Laying Bed; To Outside Plot Limit | 6 | m³ | AED | 156
2022-01 | 2 | 2.0229 |  | United Arab Emirates | Dubai | Hard & Soft Landscaping | Al Furjan | Package 3 Streetscapes | NAKHEEL | Proscape | Tender | 2022 | Fixed Price Lump Sum | SITE WORK | Filling | Filling To Make Up Levels; Including Compaction And All Ancillary Works As Necessary (Provisional); 150Mm Thick Compacted Roadbase | 4120 | m³ | AED | 148
2022-01 | 2 | 2.0229 |  | United Arab Emirates | Dubai | Hard & Soft Landscaping | Al Furjan | Package 3 Streetscapes | NAKHEEL | Proscape | Tender | 2022 | Fixed Price Lump Sum | SITE WORK | Filling | Filling To Make Up Levels; Including Compaction And All Ancillary Works As Necessary (Provisional); 150Mm Thick Compacted Roadbase; To Outside Plot Limit | 19 | m³ | AED | 148
2022-01 | 2 | 2.0229 |  | United Arab Emirates | Dubai | Hard & Soft Landscaping | Al Furjan | Package 3 Streetscapes | NAKHEEL | Proscape | Tender | 2022 | Fixed Price Lump Sum | SITE WORK | Landscaping | Electrical Engineering Installation Under Ground Works; Including All Ancillary Works As Necessary; Excavation Of Trenches; Including Disposal And Compaction, Formworks, Concereting, Backfilling, Marking Tape Complete; For Cable Duct (Measured Separately); Average Depth Exceeding 500Mm But Not Exceeding 1000Mm; To Road Crossing | 178 | m | AED | 108
2022-01 | 2 | 2.023 |  | United Arab Emirates | Dubai | Hard & Soft Landscaping | Al Furjan | Package 3 Streetscapes | NAKHEEL | Proscape | Tender | 2022 | Fixed Price Lump Sum | SITE WORK | Paving and surfacing | Precast Paver Block Concrete Semi Dry Mix; Laid On Sand Laying Bed (Measured Separately); Including Grout Mortar, Joint, Edge Treatment And Including All Ancillary Works As Necessary; Paving Type 01; Varying Size 600 X 300~400 X 60Mm Thick; In Various Colors; In Normal Finish | 4046 | m² | AED | 78
2022-01 | 2 | 2.023 |  | United Arab Emirates | Dubai | Hard & Soft Landscaping | Al Furjan | Package 3 Streetscapes | NAKHEEL | Proscape | Tender | 2022 | Fixed Price Lump Sum | SITE WORK | Paving and surfacing | Precast Paver Block Concrete Semi Dry Mix; Laid On Sand Laying Bed (Measured Separately); Including Grout Mortar, Joint, Edge Treatment And Including All Ancillary Works As Necessary; Paving Type 01; Varying Size 600 X 300~400 X 60Mm Thick; In Various Colors; In Normal Finish; Outside Plot Limit | 129 | m² | AED | 78
2022-01 | 2 | 2.023 |  | United Arab Emirates | Dubai | Hard & Soft Landscaping | Al Furjan | Package 3 Streetscapes | NAKHEEL | Proscape | Tender | 2022 | Fixed Price Lump Sum | SITE WORK | Paving and surfacing | Precast Paver Block Concrete Semi Dry Mix; Laid On Sand Laying Bed (Measured Separately); Including Grout Mortar, Joint, Edge Treatment And Including All Ancillary Works As Necessary; Paving Type 02; Varying Size 600 X 300~400 X 60Mm Thick; In Various Colors; In Normal Finish | 10789 | m² | AED | 73
2022-01 | 2 | 2.023 |  | United Arab Emirates | Dubai | Hard & Soft Landscaping | Al Furjan | Package 3 Streetscapes | NAKHEEL | Proscape | Tender | 2022 | Fixed Price Lump Sum | SITE WORK | Paving and surfacing | Precast Paver Block Concrete Semi Dry Mix; Laid On Sand Laying Bed (Measured Separately); Including Grout Mortar, Joint, Edge Treatment And Including All Ancillary Works As Necessary; Paving Type 03; Varying Size 600 X 300~400 X 60Mm Thick; In Light Grey Colors; In Normal Finish | 120 | m² | AED | 73
2022-01 | 2 | 2.023 |  | United Arab Emirates | Dubai | Hard & Soft Landscaping | Al Furjan | Package 3 Streetscapes | NAKHEEL | Proscape | Tender | 2022 | Fixed Price Lump Sum | SITE WORK | Paving and surfacing | Precast Paver Block Concrete Semi Dry Mix; Laid On Sand Laying Bed (Measured Separately); Including Grout Mortar, Joint, Edge Treatment And Including All Ancillary Works As Necessary; Paving Type 04; Size 200 X 100 X 60Mm Thick; In Dark Grey Colors; In Normal Finish | 11 | m² | AED | 54
2022-01 | 2 | 2.023 |  | United Arab Emirates | Dubai | Hard & Soft Landscaping | Al Furjan | Package 3 Streetscapes | NAKHEEL | Proscape | Tender | 2022 | Fixed Price Lump Sum | SITE WORK | Paving and surfacing | Precast Paver Block Concrete Semi Dry Mix; Laid On Sand Laying Bed (Measured Separately); Including Grout Mortar, Joint, Edge Treatment And Including All Ancillary Works As Necessary; Paving Type 14; Size 100 X 100 X 80Mm Thick; In Light Grey Colors; In Normal Finish | 8641 | m² | AED | 55
2022-01 | 2 | 2.023 |  | United Arab Emirates | Dubai | Hard & Soft Landscaping | Al Furjan | Package 3 Streetscapes | NAKHEEL | Proscape | Tender | 2022 | Fixed Price Lump Sum | SITE WORK | Paving and surfacing | Precast Paver Block Concrete Semi Dry Mix; Laid On Sand Laying Bed (Measured Separately); Including Grout Mortar, Joint, Edge Treatment And Including All Ancillary Works As Necessary; Paving Type 15; Size 200 X 100 X 80Mm Thick; In Red Colors; In Normal Finish | 1701 | m² | AED | 56
2022-01 | 2 | 2.023 |  | United Arab Emirates | Dubai | Hard & Soft Landscaping | Al Furjan | Package 3 Streetscapes | NAKHEEL | Proscape | Tender | 2022 | Fixed Price Lump Sum | SITE WORK | Paving and surfacing | Precast Paver Block Concrete Semi Dry Mix; Laid On Sand Laying Bed (Measured Separately); Including Grout Mortar, Joint, Edge Treatment And Including All Ancillary Works As Necessary; Paving Type 16; Varying Size 100~200 X 100 X 80Mm Thick; In Various Colors; In Normal Finish | 1709 | m² | AED | 57
2022-01 | 2 | 2.023 |  | United Arab Emirates | Dubai | Hard & Soft Landscaping | Al Furjan | Package 3 Streetscapes | NAKHEEL | Proscape | Tender | 2022 | Fixed Price Lump Sum | SITE WORK | Paving and surfacing | Precast Paver Block Concrete Semi Dry Mix; Laid On Sand Laying Bed (Measured Separately); Including Grout Mortar, Joint, Edge Treatment And Including All Ancillary Works As Necessary; Paving Type 17; Varying Size 600 X 300~400 X 80Mm Thick; In Various Colors; In Normal Finish | 395 | m² | AED | 78
2022-01 | 2 | 2.023 |  | United Arab Emirates | Dubai | Hard & Soft Landscaping | Al Furjan | Package 3 Streetscapes | NAKHEEL | Proscape | Tender | 2022 | Fixed Price Lump Sum | SITE WORK | Paving and surfacing | Precast Paver Block Concrete Semi Dry Mix; Laid On Sand Laying Bed (Measured Separately); Including Grout Mortar, Joint, Edge Treatment And Including All Ancillary Works As Necessary; Paving Type 12; 200 X 200 X 60Mm Thick; In Beige Color; Normal Finish | 57 | m² | AED | 56
2022-01 | 2 | 2.0231 |  | United Arab Emirates | Dubai | Hard & Soft Landscaping | Al Furjan | Package 3 Streetscapes | NAKHEEL | Proscape | Tender | 2022 | Fixed Price Lump Sum | SITE WORK | Paving and surfacing | Precast Heel Kerb; Concrete Semi Dry Mix; Including Transition; Concrete Haunch, Mortar, Foundation, Formwork, Earthworks, Backfilling, Disposal, Of Surplus Excavated Material To Complete; Heel Kerb; Size 600 X 150 X 75Mm Thick; Color Light Grey; In Normal Finish | 6756 | m | AED | 48
2022-01 | 2 | 2.0231 |  | United Arab Emirates | Dubai | Hard & Soft Landscaping | Al Furjan | Package 3 Streetscapes | NAKHEEL | Proscape | Tender | 2022 | Fixed Price Lump Sum | SITE WORK | Paving and surfacing | Precast Heel Kerb; Concrete Semi Dry Mix; Including Transition; Concrete Haunch, Mortar, Foundation, Formwork, Earthworks, Backfilling, Disposal, Of Surplus Excavated Material To Complete; Heel Kerb; Size 600 X 150 X 75Mm Thick; Color Dark Grey; In Normal Finish | 9 | m | AED | 51
2022-01 | 2 | 2.0231 |  | United Arab Emirates | Dubai | Hard & Soft Landscaping | Al Furjan | Package 3 Streetscapes | NAKHEEL | Proscape | Tender | 2022 | Fixed Price Lump Sum | SITE WORK | Paving and surfacing | Precast Heel Kerb; Concrete Semi Dry Mix; Including Transition; Concrete Haunch, Mortar, Foundation, Formwork, Earthworks, Backfilling, Disposal, Of Surplus Excavated Material To Complete; Heel Kerb; Size 600 X 150 X 75Mm Thick; Color Light Grey; In Normal Finish; Curved | 1681 | m | AED | 48
2022-01 | 2 | 2.0231 |  | United Arab Emirates | Dubai | Hard & Soft Landscaping | Al Furjan | Package 3 Streetscapes | NAKHEEL | Proscape | Tender | 2022 | Fixed Price Lump Sum | SITE WORK | Paving and surfacing | Precast Wheel Stopper; Concrete Semi Dry Mix; Including Concrete Haunch, Mortar, Foundation, Formwork, Earthworks, Backfilling, Disposal Of Surplus Excavated Material To Complete; Wheel Stopper; Size 2200 X 300 X 150Mm Thick; Color Light Grey; In Normal Finish | 69 | Nr | AED | 373
2022-01 | 2 | 2.0231 |  | United Arab Emirates | Dubai | Hard & Soft Landscaping | Al Furjan | Package 3 Streetscapes | NAKHEEL | Proscape | Tender | 2022 | Fixed Price Lump Sum | SITE WORK | Landscaping | Planting Soil; Laid On Compacted Subgrade 95%; Including All Ancillary Works As Necessary; 300Mm Depth; To Groundcover And Grass | 1637 | m³ | AED | 37
2022-01 | 2 | 2.0231 |  | United Arab Emirates | Dubai | Hard & Soft Landscaping | Al Furjan | Package 3 Streetscapes | NAKHEEL | Proscape | Tender | 2022 | Fixed Price Lump Sum | SITE WORK | Landscaping | Planting Soil; Laid On Compacted Subgrade 95%; Including All Ancillary Works As Necessary; 500Mm Depth; To Shrubs | 1829 | m³ | AED | 37
2022-01 | 2 | 2.0231 |  | United Arab Emirates | Dubai | Hard & Soft Landscaping | Al Furjan | Package 3 Streetscapes | NAKHEEL | Proscape | Tender | 2022 | Fixed Price Lump Sum | SITE WORK | Landscaping | Planting Soil; Laid On Compacted Subgrade 95%; Including All Ancillary Works As Necessary; 1000Mm Depth; To Tree Pits | 896 | m³ | AED | 37
2022-01 | 2 | 2.0231 |  | United Arab Emirates | Dubai | Hard & Soft Landscaping | Al Furjan | Package 3 Streetscapes | NAKHEEL | Proscape | Tender | 2022 | Fixed Price Lump Sum | SITE WORK | Landscaping | Planting Soil; Laid On Compacted Subgrade 95%; Including All Ancillary Works As Necessary; 1500Mm Depth; To Palm Pits | 78 | m³ | AED | 37
2022-01 | 2 | 2.0231 |  | United Arab Emirates | Dubai | Hard & Soft Landscaping | Al Furjan | Package 3 Streetscapes | NAKHEEL | Proscape | Tender | 2022 | Fixed Price Lump Sum | SITE WORK | Landscaping | Gravel Drainage Layer; Including All Ancillary Works As Necessary; 100Mm Thick; To Trees And Palm | 948 | m² | AED | 19
2022-01 | 2 | 2.0231 |  | United Arab Emirates | Dubai | Hard & Soft Landscaping | Al Furjan | Package 3 Streetscapes | NAKHEEL | Proscape | Tender | 2022 | Fixed Price Lump Sum | SITE WORK | Landscaping | Palms; Including Hessian On Fronds, Additional Earthworks, Fertilizer And All Ancillary Works As Necessary; Wfi; Desert Fan Palm (Washingtonia Filifera); With Overall Height Of 3.5-4.0M, Clear Trunk 3.0-3.5M Min., Minimum Spread 2.5M | 23 | Nr | AED | 1915
2022-01 | 2 | 2.0232 |  | United Arab Emirates | Dubai | Hard & Soft Landscaping | Al Furjan | Package 3 Streetscapes | NAKHEEL | Proscape | Tender | 2022 | Fixed Price Lump Sum | SITE WORK | Landscaping | Trees; Including Support System, Groundkeeper And All Ancillary Works As Necessary; Ale; Siris Tree (Albizia Lebbeck); With Overall Height Of 3.0-3.5M, Clear Trunk 2.0-2.5M Min., Minimum Spread 2.5M | 18 | Nr | AED | 1185
2022-01 | 2 | 2.0232 |  | United Arab Emirates | Dubai | Hard & Soft Landscaping | Al Furjan | Package 3 Streetscapes | NAKHEEL | Proscape | Tender | 2022 | Fixed Price Lump Sum | SITE WORK | Landscaping | Trees; Including Support System, Groundkeeper And All Ancillary Works As Necessary; Hti; Sea Hibiscus (Hibiscus Teliaceus); With Overall Height Of 3.0-3.5M, Clear Trunk 2.0-2.5M Min., Minimum Spread 2.5M | 6 | Nr | AED | 1185
2022-01 | 2 | 2.0232 |  | United Arab Emirates | Dubai | Hard & Soft Landscaping | Al Furjan | Package 3 Streetscapes | NAKHEEL | Proscape | Tender | 2022 | Fixed Price Lump Sum | SITE WORK | Landscaping | Trees; Including Support System, Groundkeeper And All Ancillary Works As Necessary; Mho; Jasmine Tree (Millingtonia Hortensis); With Overall Height Of 3.0-3.5M, Clear Trunk 2.0-2.5M Min., Minimum Spread 2.5M | 178 | Nr | AED | 1185
2022-01 | 2 | 2.0232 |  | United Arab Emirates | Dubai | Hard & Soft Landscaping | Al Furjan | Package 3 Streetscapes | NAKHEEL | Proscape | Tender | 2022 | Fixed Price Lump Sum | SITE WORK | Landscaping | Trees; Including Support System, Groundkeeper And All Ancillary Works As Necessary; Mpi; Indian Beech (Millettia Pinnata); With Overall Height Of 3.0-3.5M, Clear Trunk 2.0-2.5M Min., Minimum Spread 2.5M | 636 | Nr | AED | 1297
2022-01 | 2 | 2.0232 |  | United Arab Emirates | Dubai | Hard & Soft Landscaping | Al Furjan | Package 3 Streetscapes | NAKHEEL | Proscape | Tender | 2022 | Fixed Price Lump Sum | SITE WORK | Landscaping | Trees; Including Support System, Groundkeeper And All Ancillary Works As Necessary; Oeu; European Olive (Olea Europaea); With Overall Height Of 3.0-3.5M, Clear Trunk 2.0-2.5M Min., Minimum Spread 2.5M | 12 | Nr | AED | 1800
2022-01 | 2 | 2.0232 |  | United Arab Emirates | Dubai | Hard & Soft Landscaping | Al Furjan | Package 3 Streetscapes | NAKHEEL | Proscape | Tender | 2022 | Fixed Price Lump Sum | SITE WORK | Landscaping | Trees; Including Support System, Groundkeeper And All Ancillary Works As Necessary; Pob; Plumeria (Plumeria Obtusa); With Overall Height Of 3.0-3.5M, Clear Trunk 2.0-2.5M Min., Minimum Spread 2.5M | 19 | Nr | AED | 1074
2022-01 | 2 | 2.0232 |  | United Arab Emirates | Dubai | Hard & Soft Landscaping | Al Furjan | Package 3 Streetscapes | NAKHEEL | Proscape | Tender | 2022 | Fixed Price Lump Sum | SITE WORK | Landscaping | Trees; Including Support System, Groundkeeper And All Ancillary Works As Necessary; Tca; Country Almond (Terminalia Catappa); With Overall Height Of 3.0-3.5M, Clear Trunk 2.0-2.5M Min., Minimum Spread 2.5M | 27 | Nr | AED | 1185
2022-01 | 2 | 2.0232 |  | United Arab Emirates | Dubai | Hard & Soft Landscaping | Al Furjan | Package 3 Streetscapes | NAKHEEL | Proscape | Tender | 2022 | Fixed Price Lump Sum | SITE WORK | Landscaping | Shrubs; Including Additional Earthworks, Fertilizer And All Ancillary Works As Necessary; Aha; Saltbush (Atriplex Halimus); With Overall Height Of 0.40-0.60M, Minimum Spread 0.40-0.60M | 840 | Nr | AED | 14
2022-01 | 2 | 2.0232 |  | United Arab Emirates | Dubai | Hard & Soft Landscaping | Al Furjan | Package 3 Streetscapes | NAKHEEL | Proscape | Tender | 2022 | Fixed Price Lump Sum | SITE WORK | Landscaping | Shrubs; Including Additional Earthworks, Fertilizer And All Ancillary Works As Necessary; Bgp; Paper Flower (Bougainvillea Glabra "Purple"); With Overall Height Of 0.40-0.60M, Minimum Spread 0.40-0.60M | 1406 | Nr | AED | 16.25
2022-01 | 2 | 2.0232 |  | United Arab Emirates | Dubai | Hard & Soft Landscaping | Al Furjan | Package 3 Streetscapes | NAKHEEL | Proscape | Tender | 2022 | Fixed Price Lump Sum | SITE WORK | Landscaping | Shrubs; Including Additional Earthworks, Fertilizer And All Ancillary Works As Necessary; Bgr; Red Bracts (Bougainvillea Glabra "Red"); With Overall Height Of 0.40-0.60M, Minimum Spread 0.40-0.60M | 493 | Nr | AED | 16.25
2022-01 | 2 | 2.0233 |  | United Arab Emirates | Dubai | Hard & Soft Landscaping | Al Furjan | Package 3 Streetscapes | NAKHEEL | Proscape | Tender | 2022 | Fixed Price Lump Sum | SITE WORK | Landscaping | Shrubs; Including Additional Earthworks, Fertilizer And All Ancillary Works As Necessary; Bgy; Yellow Bougainvillea (Bougainvillea Glabra "Yellow"); With Overall Height Of 0.40-0.60M, Minimum Spread 0.40-0.60M | 652 | Nr | AED | 16.25
2022-01 | 2 | 2.0233 |  | United Arab Emirates | Dubai | Hard & Soft Landscaping | Al Furjan | Package 3 Streetscapes | NAKHEEL | Proscape | Tender | 2022 | Fixed Price Lump Sum | SITE WORK | Landscaping | Shrubs; Including Additional Earthworks, Fertilizer And All Ancillary Works As Necessary; Cas; Spider Lily (Crinum Asiaticum); With Overall Height Of 0.40-0.60M, Minimum Spread 0.40-0.60M | 96 | Nr | AED | 18.5
2022-01 | 2 | 2.0233 |  | United Arab Emirates | Dubai | Hard & Soft Landscaping | Al Furjan | Package 3 Streetscapes | NAKHEEL | Proscape | Tender | 2022 | Fixed Price Lump Sum | SITE WORK | Landscaping | Shrubs; Including Additional Earthworks, Fertilizer And All Ancillary Works As Necessary; Dre; Golden Dewdrop (Duranta Repens); With Overall Height Of 0.40-0.60M, Minimum Spread 0.40-0.60M | 18 | Nr | AED | 17.25
2022-01 | 2 | 2.0233 |  | United Arab Emirates | Dubai | Hard & Soft Landscaping | Al Furjan | Package 3 Streetscapes | NAKHEEL | Proscape | Tender | 2022 | Fixed Price Lump Sum | SITE WORK | Landscaping | Shrubs; Including Additional Earthworks, Fertilizer And All Ancillary Works As Necessary; Dvi; Hopbush (Dodonea Viscosa); With Overall Height Of 0.40-0.60M, Minimum Spread 0.40-0.60M | 88 | Nr | AED | 17.25
2022-01 | 2 | 2.0233 |  | United Arab Emirates | Dubai | Hard & Soft Landscaping | Al Furjan | Package 3 Streetscapes | NAKHEEL | Proscape | Tender | 2022 | Fixed Price Lump Sum | SITE WORK | Landscaping | Shrubs; Including Additional Earthworks, Fertilizer And All Ancillary Works As Necessary; Hpa; Fire Bush (Hamelia Patens); With Overall Height Of 0.40-0.60M, Minimum Spread 0.40-0.60M | 121 | Nr | AED | 15
2022-01 | 2 | 2.0233 |  | United Arab Emirates | Dubai | Hard & Soft Landscaping | Al Furjan | Package 3 Streetscapes | NAKHEEL | Proscape | Tender | 2022 | Fixed Price Lump Sum | SITE WORK | Landscaping | Shrubs; Including Additional Earthworks, Fertilizer And All Ancillary Works As Necessary; Jel; Common Rush (Juncus Effusus L.); With Overall Height Of 0.40-0.60M, Minimum Spread 0.40-0.60M | 511 | Nr | AED | 19.5
2022-01 | 2 | 2.0233 |  | United Arab Emirates | Dubai | Hard & Soft Landscaping | Al Furjan | Package 3 Streetscapes | NAKHEEL | Proscape | Tender | 2022 | Fixed Price Lump Sum | SITE WORK | Landscaping | Shrubs; Including Additional Earthworks, Fertilizer And All Ancillary Works As Necessary; Jin; Spicy Jatropha (Jatropha Integerrima); With Overall Height Of 0.40-0.60M, Minimum Spread 0.40-0.60M | 816 | Nr | AED | 14
2022-01 | 2 | 2.0233 |  | United Arab Emirates | Dubai | Hard & Soft Landscaping | Al Furjan | Package 3 Streetscapes | NAKHEEL | Proscape | Tender | 2022 | Fixed Price Lump Sum | SITE WORK | Landscaping | Shrubs; Including Additional Earthworks, Fertilizer And All Ancillary Works As Necessary; Jsa; Arabian Jasmine (Jasminium Sambac); With Overall Height Of 0.40-0.60M, Minimum Spread 0.40-0.60M | 109 | Nr | AED | 17.25
2022-01 | 2 | 2.0233 |  | United Arab Emirates | Dubai | Hard & Soft Landscaping | Al Furjan | Package 3 Streetscapes | NAKHEEL | Proscape | Tender | 2022 | Fixed Price Lump Sum | SITE WORK | Landscaping | Shrubs; Including Additional Earthworks, Fertilizer And All Ancillary Works As Necessary; Pat; Purple False Eranthemum (Pseuderanthemum Atropurpureum); With Overall Height Of 0.40-0.60M, Minimum Spread 0.40-0.60M | 121 | Nr | AED | 15
2022-01 | 2 | 2.0233 |  | United Arab Emirates | Dubai | Hard & Soft Landscaping | Al Furjan | Package 3 Streetscapes | NAKHEEL | Proscape | Tender | 2022 | Fixed Price Lump Sum | SITE WORK | Landscaping | Shrubs; Including Additional Earthworks, Fertilizer And All Ancillary Works As Necessary; Pre; Golden Net Bush (Pseuderanthemum Reticulatum); With Overall Height Of 0.40-0.60M, Minimum Spread 0.40-0.60M | 442 | Nr | AED | 14.75
2022-01 | 2 | 2.0234 |  | United Arab Emirates | Dubai | Hard & Soft Landscaping | Al Furjan | Package 3 Streetscapes | NAKHEEL | Proscape | Tender | 2022 | Fixed Price Lump Sum | SITE WORK | Landscaping | Shrubs; Including Additional Earthworks, Fertilizer And All Ancillary Works As Necessary; Pru; Purple Fountain Grass (Pennisetum Rubra); With Overall Height Of 0.40-0.60M, Minimum Spread 0.40-0.60M | 662 | Nr | AED | 11
2022-01 | 2 | 2.0234 |  | United Arab Emirates | Dubai | Hard & Soft Landscaping | Al Furjan | Package 3 Streetscapes | NAKHEEL | Proscape | Tender | 2022 | Fixed Price Lump Sum | SITE WORK | Landscaping | Shrubs; Including Additional Earthworks, Fertilizer And All Ancillary Works As Necessary; Pse; Fountain Grass (Pennisetum Setaceum); With Overall Height Of 0.40-0.60M, Minimum Spread 0.40-0.60M | 3932 | Nr | AED | 11
2022-01 | 2 | 2.0234 |  | United Arab Emirates | Dubai | Hard & Soft Landscaping | Al Furjan | Package 3 Streetscapes | NAKHEEL | Proscape | Tender | 2022 | Fixed Price Lump Sum | SITE WORK | Landscaping | Shrubs; Including Additional Earthworks, Fertilizer And All Ancillary Works As Necessary; Tdi; Crape Jasmine (Tabernaemontana Divaricata); With Overall Height Of 0.40-0.60M, Minimum Spread 0.40-0.60M | 559 | Nr | AED | 15
2022-01 | 2 | 2.0234 |  | United Arab Emirates | Dubai | Hard & Soft Landscaping | Al Furjan | Package 3 Streetscapes | NAKHEEL | Proscape | Tender | 2022 | Fixed Price Lump Sum | SITE WORK | Landscaping | Shrubs; Including Additional Earthworks, Fertilizer And All Ancillary Works As Necessary; Tst; Yellow Elder (Tecoma Stans); With Overall Height Of 0.40-0.60M, Minimum Spread 0.40-0.60M | 1141 | Nr | AED | 15
2022-01 | 2 | 2.0234 |  | United Arab Emirates | Dubai | Hard & Soft Landscaping | Al Furjan | Package 3 Streetscapes | NAKHEEL | Proscape | Tender | 2022 | Fixed Price Lump Sum | SITE WORK | Landscaping | Shrubs; Including Additional Earthworks, Fertilizer And All Ancillary Works As Necessary; Tpe; Yellow Oleander (Thevetia Peruviana); With Overall Height Of 0.40-0.60M, Minimum Spread 0.40-0.60M | 1461 | Nr | AED | 15
2022-01 | 2 | 2.0234 |  | United Arab Emirates | Dubai | Hard & Soft Landscaping | Al Furjan | Package 3 Streetscapes | NAKHEEL | Proscape | Tender | 2022 | Fixed Price Lump Sum | SITE WORK | Landscaping | Shrubs; Including Additional Earthworks, Fertilizer And All Ancillary Works As Necessary; Tsm; Orange Bells (Tecoma Smithii); With Overall Height Of 0.40-0.60M, Minimum Spread 0.40-0.60M | 1161 | Nr | AED | 15
2022-01 | 2 | 2.0234 |  | United Arab Emirates | Dubai | Hard & Soft Landscaping | Al Furjan | Package 3 Streetscapes | NAKHEEL | Proscape | Tender | 2022 | Fixed Price Lump Sum | SITE WORK | Landscaping | Groundcover; Including Additional Earthworks, Fertilizer And All Ancillary Works As Necessary; Aga; Chinese Violet (Asystasia Gangetica); With Overall Height Of 0.20M, Minimum Spread 0.20M | 116 | Nr | AED | 3
2022-01 | 2 | 2.0234 |  | United Arab Emirates | Dubai | Hard & Soft Landscaping | Al Furjan | Package 3 Streetscapes | NAKHEEL | Proscape | Tender | 2022 | Fixed Price Lump Sum | SITE WORK | Landscaping | Groundcover; Including Additional Earthworks, Fertilizer And All Ancillary Works As Necessary; Crr; Bright Eyes (Catharanthus Roseus "Red"); With Overall Height Of 0.20M, Minimum Spread 0.20M | 2704 | Nr | AED | 2.25
2022-01 | 2 | 2.0234 |  | United Arab Emirates | Dubai | Hard & Soft Landscaping | Al Furjan | Package 3 Streetscapes | NAKHEEL | Proscape | Tender | 2022 | Fixed Price Lump Sum | SITE WORK | Landscaping | Groundcover; Including Additional Earthworks, Fertilizer And All Ancillary Works As Necessary; Crr; Bright Eyes (Catharanthus Roseus "Red"); With Overall Height Of 0.20M, Minimum Spread 0.20M; Outside Plot Limit | 610 | Nr | AED | 2.25
2022-01 | 2 | 2.0234 |  | United Arab Emirates | Dubai | Hard & Soft Landscaping | Al Furjan | Package 3 Streetscapes | NAKHEEL | Proscape | Tender | 2022 | Fixed Price Lump Sum | SITE WORK | Landscaping | Groundcover; Including Additional Earthworks, Fertilizer And All Ancillary Works As Necessary; Hli; Beach Spider Lily (Hymenocallis Littoralis); With Overall Height Of 0.40-0.60M, Minimum Spread 0.40-0.60M | 269 | Nr | AED | 9
2022-01 | 2 | 2.0235 |  | United Arab Emirates | Dubai | Hard & Soft Landscaping | Al Furjan | Package 3 Streetscapes | NAKHEEL | Proscape | Tender | 2022 | Fixed Price Lump Sum | SITE WORK | Landscaping | Groundcover; Including Additional Earthworks, Fertilizer And All Ancillary Works As Necessary; Rtu; Ruellia (Ruellia Tuberosa); With Overall Height Of 0.40-0.60M, Minimum Spread 0.40-0.60M | 14250 | Nr | AED | 4.25
2022-01 | 2 | 2.0235 |  | United Arab Emirates | Dubai | Hard & Soft Landscaping | Al Furjan | Package 3 Streetscapes | NAKHEEL | Proscape | Tender | 2022 | Fixed Price Lump Sum | SITE WORK | Landscaping | Groundcover; Including Additional Earthworks, Fertilizer And All Ancillary Works As Necessary; Rtu; Ruellia (Ruellia Tuberosa); With Overall Height Of 0.40-0.60M, Minimum Spread 0.40-0.60M; Outside Plot Limit | 237 | Nr | AED | 4.25
2022-01 | 2 | 2.0235 |  | United Arab Emirates | Dubai | Hard & Soft Landscaping | Al Furjan | Package 3 Streetscapes | NAKHEEL | Proscape | Tender | 2022 | Fixed Price Lump Sum | SITE WORK | Landscaping | Groundcover; Including Additional Earthworks, Fertilizer And All Ancillary Works As Necessary; Vro; Beach Vitex (Vitex Rotundifolia); With Overall Height Of 0.20M, Minimum Spread 0.20M | 25330 | Nr | AED | 3.5
2022-01 | 2 | 2.0235 |  | United Arab Emirates | Dubai | Hard & Soft Landscaping | Al Furjan | Package 3 Streetscapes | NAKHEEL | Proscape | Tender | 2022 | Fixed Price Lump Sum | SITE WORK | Landscaping | Groundcover; Including Additional Earthworks, Fertilizer And All Ancillary Works As Necessary; Wtr; Vitex Rotundifolia (Wedelia Trilobata); With Overall Height Of 0.20M, Minimum Spread 0.20M | 109 | Nr | AED | 2.5
2022-01 | 2 | 2.0235 |  | United Arab Emirates | Dubai | Hard & Soft Landscaping | Al Furjan | Package 3 Streetscapes | NAKHEEL | Proscape | Tender | 2022 | Fixed Price Lump Sum | SITE WORK | Landscaping | Grass; Including Additional Earthworks, Fertilizer And All Ancillary Works As Necessary; Pva; Seashore Paspalum (Paspalum Vaginatum) | 110 | m² | AED | 9
2022-01 | 2 | 2.0235 |  | United Arab Emirates | Dubai | Hard & Soft Landscaping | Al Furjan | Package 3 Streetscapes | NAKHEEL | Proscape | Tender | 2022 | Fixed Price Lump Sum | SITE WORK | Landscaping | Planting Management; As Specification Section 32 93 00 ; Maintenance Period For 12 Months From The Date Of Taking Over Of The Whole Of The Work | 1 | Item | AED | 238404
2022-01 | 2 | 2.0235 |  | United Arab Emirates | Dubai | Hard & Soft Landscaping | Al Furjan | Package 3 Streetscapes | NAKHEEL | Proscape | Tender | 2022 | Fixed Price Lump Sum | SITE WORK | Landscaping | Sundries; Tree Stake; 50 X 50 X 3000Mm Long (2Nr) | 1792 | Nr | AED | 28
2022-01 | 2 | 2.0235 |  | United Arab Emirates | Dubai | Hard & Soft Landscaping | Al Furjan | Package 3 Streetscapes | NAKHEEL | Proscape | Tender | 2022 | Fixed Price Lump Sum | SITE WORK | Landscaping | Sundries; Adjustable Rubber Tree Ties; 35Mm; Color Black (2Nr.) | 1792 | Nr | AED | 14
2022-01 | 2 | 2.0235 |  | United Arab Emirates | Dubai | Hard & Soft Landscaping | Al Furjan | Package 3 Streetscapes | NAKHEEL | Proscape | Tender | 2022 | Fixed Price Lump Sum | SITE WORK | Landscaping | Sundries; Water Berming; As Drawing Nr. P3 L-823 | 11417 | m² | AED | 5.5
2022-01 | 2 | 2.0235 |  | United Arab Emirates | Dubai | Hard & Soft Landscaping | Al Furjan | Package 3 Streetscapes | NAKHEEL | Proscape | Tender | 2022 | Fixed Price Lump Sum | SITE WORK | Landscaping | Sundries; Aluminum Grass Edging; Permaloc Clean Line; 4.8Mm X 140Mm High; As Drawing Nr. P3 L-418 Detail 46 | 46 | m | AED | 66
2022-01 | 2 | 2.0236 |  | United Arab Emirates | Dubai | Hard & Soft Landscaping | Al Furjan | Package 3 Streetscapes | NAKHEEL | Proscape | Tender | 2022 | Fixed Price Lump Sum | SITE WORK | Landscaping | Sundries; Planting Medium; To Grc Pots | 14 | m³ | AED | 479
2022-01 | 2 | 2.0236 |  | United Arab Emirates | Dubai | Hard & Soft Landscaping | Al Furjan | Package 3 Streetscapes | NAKHEEL | Proscape | Tender | 2022 | Fixed Price Lump Sum | SITE WORK | Landscaping | Sundries; Geotextile Membrane; Terram 1000Mm Or Approved Equal; Including All Ancillary As Necessary; To Grc Pots | 50 | m² | AED | 5
2022-01 | 2 | 2.0236 |  | United Arab Emirates | Dubai | Hard & Soft Landscaping | Al Furjan | Package 3 Streetscapes | NAKHEEL | Proscape | Tender | 2022 | Fixed Price Lump Sum | SITE WORK | Landscaping | Sundries; Gravel Layer; 30-40Mm Diameter 100Mm Depth; To Grc Pots | 12 | m² | AED | 24
2022-01 | 2 | 2.0236 |  | United Arab Emirates | Dubai | Hard & Soft Landscaping | Al Furjan | Package 3 Streetscapes | NAKHEEL | Proscape | Tender | 2022 | Fixed Price Lump Sum | SITE WORK | Landscaping | Sundries; Geotextile Membrane; To Planting; Including All Ancillary Works As Necessary; As Drawing Nr. L-823 | 23877 | m² | AED | 3.5
2022-01 | 2 | 2.0236 |  | United Arab Emirates | Dubai | Hard & Soft Landscaping | Al Furjan | Package 3 Streetscapes | NAKHEEL | Proscape | Tender | 2022 | Fixed Price Lump Sum | ACCESSORIES | Generally | Directional Signages; Including Finishes, Frames, Lighting, Cables, Termination To The Nearest Power Supply, Supports, Anchors, Bolts, Accessories And All Ancillary Works As Necessary; Type Ext-Dr01; Vehicular Directional Sign; Fixed To Concrete Foundation; Comprising Grc Cladding, Uv Printed Graphics In Ral 9016 Including Post, Concrete Foundations, Excavation, Disposal And Reinforcement | 5 | Nr | AED | 10240
2022-01 | 2 | 2.0236 |  | United Arab Emirates | Dubai | Hard & Soft Landscaping | Al Furjan | Package 3 Streetscapes | NAKHEEL | Proscape | Tender | 2022 | Fixed Price Lump Sum | ACCESSORIES | Generally | Directional Signages; Including Finishes, Frames, Lighting, Cables, Termination To The Nearest Power Supply, Supports, Anchors, Bolts, Accessories And All Ancillary Works As Necessary; Type Ext-Dr02; Finger-Post Directional Sign; Fixed To Concrete Foundation; Comprising Aluminum Cladding In Ral 7047, Including Post, Concrete Foundations, Excavation, Disposal, And Reinforcement | 21 | Nr | AED | 6976
2022-01 | 2 | 2.0236 |  | United Arab Emirates | Dubai | Hard & Soft Landscaping | Al Furjan | Package 3 Streetscapes | NAKHEEL | Proscape | Tender | 2022 | Fixed Price Lump Sum | ACCESSORIES | Generally | Identification Signages; Including Finishes, Frames, Supports, Anchors, Bolts, Accessories And All Ancillary Works As Necessary; Type Ext-Id01; Gate Identification Sign; Fixed To Walls; Comprising 50Mm Thick Molded Aluminum Sign In Ral 7024 With White Acrylic Fascia Including Lighting, Cables, Termination To The Nearest Power Supply | 2 | Nr | AED | 11081
2022-01 | 2 | 2.0236 |  | United Arab Emirates | Dubai | Hard & Soft Landscaping | Al Furjan | Package 3 Streetscapes | NAKHEEL | Proscape | Tender | 2022 | Fixed Price Lump Sum | ACCESSORIES | Generally | Identification Signages; Including Finishes, Frames, Supports, Anchors, Bolts, Accessories And All Ancillary Works As Necessary; Type Ext-Id02; Gate Number Identification Sign; Fixed To Walls; Comprising 50Mm Thick Molded Aluminum Sign In Ral 7024 With White Acrylic Fascia Including Lighting, Cables, Termination To The Nearest Power Supply | 2 | Nr | AED | 5562
2022-01 | 2 | 2.0236 |  | United Arab Emirates | Dubai | Hard & Soft Landscaping | Al Furjan | Package 3 Streetscapes | NAKHEEL | Proscape | Tender | 2022 | Fixed Price Lump Sum | ACCESSORIES | Generally | Identification Signages; Including Finishes, Frames, Supports, Anchors, Bolts, Accessories And All Ancillary Works As Necessary; Type Ext-Id04; Villa Number Identification Sign; Comprising 3Mm Thick Aluminum Fret Cut Numbers In Ral 7024 With 3M Vhb Double Sided Tape | 359 | Nr | AED | 141
2022-01 | 2 | 2.0236 |  | United Arab Emirates | Dubai | Hard & Soft Landscaping | Al Furjan | Package 3 Streetscapes | NAKHEEL | Proscape | Tender | 2022 | Fixed Price Lump Sum | ACCESSORIES | Generally | Identification Signages; Including Finishes, Frames, Supports, Anchors, Bolts, Accessories And All Ancillary Works As Necessary; Type Int-Id03; Amenity Identification Sign (Boh); Comprising Cut Out Red Vinyl Graphics | 2 | Nr | AED | 167
2022-01 | 2 | 2.0237 |  | United Arab Emirates | Dubai | Hard & Soft Landscaping | Al Furjan | Package 3 Streetscapes | NAKHEEL | Proscape | Tender | 2022 | Fixed Price Lump Sum | ACCESSORIES | Generally | Identification Signages; Including Finishes, Frames, Supports, Anchors, Bolts, Accessories And All Ancillary Works As Necessary; Type Int-Id04; Room Identification Sign (Boh); Comprising 3Mm Thick Aluminum Sheet To Match Artwork Color With 3M Vhb Double Sided Tape | 6 | Nr | AED | 150
2022-01 | 2 | 2.0237 |  | United Arab Emirates | Dubai | Hard & Soft Landscaping | Al Furjan | Package 3 Streetscapes | NAKHEEL | Proscape | Tender | 2022 | Fixed Price Lump Sum | FURNISHINGS | Generally | Liter Bins; Powder Coated Mmcite Steel; Including All Ancillary Works As Necessary; Size 510Mm Long X 290Mm Wide X 1100Mm High | 19 | Nr | AED | 2362
2022-01 | 2 | 2.0237 |  | United Arab Emirates | Dubai | Hard & Soft Landscaping | Al Furjan | Package 3 Streetscapes | NAKHEEL | Proscape | Tender | 2022 | Fixed Price Lump Sum | FURNISHINGS | Generally | Grc Pots; With Grp Liner; Color Grey; In Matt Finish; Size 1150Mm Diameter X 1250Mm High | 12 | Nr | AED | 5210
2022-01 | 2 | 2.0237 |  | United Arab Emirates | Dubai | Hard & Soft Landscaping | Al Furjan | Package 3 Streetscapes | NAKHEEL | Proscape | Tender | 2022 | Fixed Price Lump Sum | SITE WORK | Excavation | Excavation Of Trenches For Irrigation And Submain Line Water Pipes Runs Below Ground Complete Including Earthwork, Backfilling With Selected Material, Compaction, Disposal Of Surplus Material And All Ancillary Works As Necessary; Average Depth Of Trench Not Exceeding 500Mm | 2232 | m | AED | 14
2022-01 | 2 | 2.0237 |  | United Arab Emirates | Dubai | Hard & Soft Landscaping | Al Furjan | Package 3 Streetscapes | NAKHEEL | Proscape | Tender | 2022 | Fixed Price Lump Sum | SITE WORK | Excavation | Excavation Of Trenches For Irrigation And Submain Line Water Pipes Runs Below Ground Complete Including Earthwork, Backfilling With Selected Material, Compaction, Disposal Of Surplus Material And All Ancillary Works As Necessary; Average Depth Of Trench Not Less Than 500Mm But Not Exceeding 1000Mm | 9243 | m | AED | 25
2022-01 | 2 | 2.0237 |  | United Arab Emirates | Dubai | Hard & Soft Landscaping | Al Furjan | Package 3 Streetscapes | NAKHEEL | Proscape | Tender | 2022 | Fixed Price Lump Sum | SITE WORK | Underground drainage | Beds And Surrounds With Compacted Sand And Selected Backfill Materials Including Warning Tape To Following Upvc Underground Irrigation And Submain Line Water Pipes And Fittings; Size 1" Diameter Pipes | 8568 | m | AED | 2
2022-01 | 2 | 2.0237 |  | United Arab Emirates | Dubai | Hard & Soft Landscaping | Al Furjan | Package 3 Streetscapes | NAKHEEL | Proscape | Tender | 2022 | Fixed Price Lump Sum | SITE WORK | Underground drainage | Beds And Surrounds With Compacted Sand And Selected Backfill Materials Including Warning Tape To Following Upvc Underground Irrigation And Submain Line Water Pipes And Fittings; Size 1 1/2" Diameter Pipes | 1987 | m | AED | 2
2022-01 | 2 | 2.0237 |  | United Arab Emirates | Dubai | Hard & Soft Landscaping | Al Furjan | Package 3 Streetscapes | NAKHEEL | Proscape | Tender | 2022 | Fixed Price Lump Sum | SITE WORK | Underground drainage | Beds And Surrounds With Compacted Sand And Selected Backfill Materials Including Warning Tape To Following Upvc Underground Irrigation And Submain Line Water Pipes And Fittings; Size 2" Diameter Pipes | 456 | m | AED | 2
2022-01 | 2 | 2.0237 |  | United Arab Emirates | Dubai | Hard & Soft Landscaping | Al Furjan | Package 3 Streetscapes | NAKHEEL | Proscape | Tender | 2022 | Fixed Price Lump Sum | SITE WORK | Underground drainage | Beds And Surrounds With Compacted Sand And Selected Backfill Materials Including Warning Tape To Following Upvc Underground Irrigation And Submain Line Water Pipes And Fittings; Size 3" Diameter Pipes | 4 | m | AED | 2
2022-01 | 2 | 2.0237 |  | United Arab Emirates | Dubai | Hard & Soft Landscaping | Al Furjan | Package 3 Streetscapes | NAKHEEL | Proscape | Tender | 2022 | Fixed Price Lump Sum | SITE WORK | Underground drainage | Beds And Surrounds With Compacted Sand And Selected Backfill Materials Including Warning Tape To Following Upvc Underground Irrigation And Submain Line Water Pipes And Fittings; Size 4" Diameter Pipes | 460 | m | AED | 2
2022-01 | 2 | 2.0238 |  | United Arab Emirates | Dubai | Hard & Soft Landscaping | Al Furjan | Package 3 Streetscapes | NAKHEEL | Proscape | Tender | 2022 | Fixed Price Lump Sum | SITE WORK | Underground drainage | Submain Line Upvc Class E Pipes And Fittings Including All Ancillary Works As Necessary; Laid In Trenches (Measured Elsewhere); Size 4" Diameter Pipes | 460 | m | AED | 42
2022-01 | 2 | 2.0238 |  | United Arab Emirates | Dubai | Hard & Soft Landscaping | Al Furjan | Package 3 Streetscapes | NAKHEEL | Proscape | Tender | 2022 | Fixed Price Lump Sum | SITE WORK | Landscaping | Irrigation Drip Line Upvc Class E Pipes And Fittings Including All Ancillary Works As Necessary; Laid In Trenches (Measured Elsewhere); Size 1" Diameter Pipes | 6336 | m | AED | 7
2022-01 | 2 | 2.0238 |  | United Arab Emirates | Dubai | Hard & Soft Landscaping | Al Furjan | Package 3 Streetscapes | NAKHEEL | Proscape | Tender | 2022 | Fixed Price Lump Sum | SITE WORK | Landscaping | Irrigation Drip Line Upvc Class D Pipes And Fittings Including All Ancillary Works As Necessary; Laid In Trenches (Measured Elsewhere); Size 1 1/2" Diameter Pipes | 1987 | m | AED | 11
2022-01 | 2 | 2.0238 |  | United Arab Emirates | Dubai | Hard & Soft Landscaping | Al Furjan | Package 3 Streetscapes | NAKHEEL | Proscape | Tender | 2022 | Fixed Price Lump Sum | SITE WORK | Landscaping | Irrigation Drip Line Upvc Class D Pipes And Fittings Including All Ancillary Works As Necessary; Laid In Trenches (Measured Elsewhere); Size 2" Diameter Pipes | 456 | m | AED | 16
2022-01 | 2 | 2.0238 |  | United Arab Emirates | Dubai | Hard & Soft Landscaping | Al Furjan | Package 3 Streetscapes | NAKHEEL | Proscape | Tender | 2022 | Fixed Price Lump Sum | SITE WORK | Landscaping | Irrigation Drip Line Upvc Class D Pipes And Fittings Including All Ancillary Works As Necessary; Laid In Trenches (Measured Elsewhere); Size 3" Diameter Pipes | 4 | m | AED | 30
2022-01 | 2 | 2.0238 |  | United Arab Emirates | Dubai | Hard & Soft Landscaping | Al Furjan | Package 3 Streetscapes | NAKHEEL | Proscape | Tender | 2022 | Fixed Price Lump Sum | SITE WORK | Landscaping | Irrigation Drip System; Including Ldpe Inline Pressure Compensating Emitter Tubing, Drip Lines, Drip Risers Connections, Supports, Fittings, Accessories And All Ancillary Works As Necessary; As Drawing Nr. P5 L-773; To Palm Trees; As Detail 05 | 23 | Nr | AED | 64
2022-01 | 2 | 2.0238 |  | United Arab Emirates | Dubai | Hard & Soft Landscaping | Al Furjan | Package 3 Streetscapes | NAKHEEL | Proscape | Tender | 2022 | Fixed Price Lump Sum | SITE WORK | Landscaping | Irrigation Drip System; Including Ldpe Inline Pressure Compensating Emitter Tubing, Drip Lines, Drip Risers Connections, Supports, Fittings, Accessories And All Ancillary Works As Necessary; As Drawing Nr. P5 L-773; To Trees; As Detail 06 | 896 | Nr | AED | 64
2022-01 | 2 | 2.0238 |  | United Arab Emirates | Dubai | Hard & Soft Landscaping | Al Furjan | Package 3 Streetscapes | NAKHEEL | Proscape | Tender | 2022 | Fixed Price Lump Sum | SITE WORK | Landscaping | Irrigation Drip System; Including Ldpe Inline Pressure Compensating Emitter Tubing, Drip Lines, Drip Risers Connections, Supports, Fittings, Accessories And All Ancillary Works As Necessary; As Drawing Nr. P5 L-773; To Shrubs, Groundcover, Herbs And Grass (Approx. Area = 10,075M²); As Detail 07 | 1 | Item | AED | 96466
2022-01 | 2 | 2.0238 |  | United Arab Emirates | Dubai | Hard & Soft Landscaping | Al Furjan | Package 3 Streetscapes | NAKHEEL | Proscape | Tender | 2022 | Fixed Price Lump Sum | SITE WORK | Underground drainage | Solenoid Valve; To Irrigation Drip And Sprayer Line Including Valve Box, Excavation, Backfilling, Fittings, Accessories And All Ancillary Works As Necessary; Size 1 1/2" Diameter Pipes | 11 | Nr | AED | 2136
2022-01 | 2 | 2.0238 |  | United Arab Emirates | Dubai | Hard & Soft Landscaping | Al Furjan | Package 3 Streetscapes | NAKHEEL | Proscape | Tender | 2022 | Fixed Price Lump Sum | SITE WORK | Underground drainage | Solenoid Valve; To Irrigation Drip And Sprayer Line Including Valve Box, Excavation, Backfilling, Fittings, Accessories And All Ancillary Works As Necessary; Size 2" Diameter Pipes | 1 | Nr | AED | 2420
2022-01 | 2 | 2.0239 |  | United Arab Emirates | Dubai | Hard & Soft Landscaping | Al Furjan | Package 3 Streetscapes | NAKHEEL | Proscape | Tender | 2022 | Fixed Price Lump Sum | SITE WORK | Landscaping | Quick Coupling Valve; Including Valve Box, Excavation, Backfilling, Fittings, Accessories And All Ancillary Works As Necessary; Fixed To Size 4" Diameter Pipe | 10 | Nr | AED | 1228
2022-01 | 2 | 2.0239 |  | United Arab Emirates | Dubai | Hard & Soft Landscaping | Al Furjan | Package 3 Streetscapes | NAKHEEL | Proscape | Tender | 2022 | Fixed Price Lump Sum | SITE WORK | Landscaping | Pull Box; Including Excavation, Backfilling, Fittings, Accessories And All Ancillary Works As Necessary; Fixed To Irrigation Conduit | 129 | Nr | AED | 275
2022-01 | 2 | 2.0239 |  | United Arab Emirates | Dubai | Hard & Soft Landscaping | Al Furjan | Package 3 Streetscapes | NAKHEEL | Proscape | Tender | 2022 | Fixed Price Lump Sum | SITE WORK | Landscaping | Control Cables Conduit Pipes Including Termination, Fixings, Supports And All Ancillary Works As Necessary; From Irrigation Controller To Power Operated Valves; 1" Diameter | 2232 | m | AED | 13
2022-01 | 2 | 2.0239 |  | United Arab Emirates | Dubai | Hard & Soft Landscaping | Al Furjan | Package 3 Streetscapes | NAKHEEL | Proscape | Tender | 2022 | Fixed Price Lump Sum | SITE WORK | Landscaping | Irrigation Controller, Complete With Junction Box, Power Supply Cable, Connections, Conduits, Termination, Grounding, Accessories And All Ancillary Works As Necessary; As Drawing Nr. P3 L-773; Decoder Type Metal Pedestal Controller With Plastic Cabinet; As Detail 08 | 1 | Item | AED | 19444
2022-01 | 2 | 2.0239 |  | United Arab Emirates | Dubai | Hard & Soft Landscaping | Al Furjan | Package 3 Streetscapes | NAKHEEL | Proscape | Tender | 2022 | Fixed Price Lump Sum | SITE WORK | Landscaping | Power Supply Cable To Irrigation Controller Including Accessories And All Ancillary Works As Necessary; Power Supply To Irrigation Controller From The Existing Electric Panel Including Cables And Termination | 1 | Item | AED | 6667
2022-01 | 2 | 2.0239 |  | United Arab Emirates | Dubai | Hard & Soft Landscaping | Al Furjan | Package 3 Streetscapes | NAKHEEL | Proscape | Tender | 2022 | Fixed Price Lump Sum | SITE WORK | Landscaping | Tie-In Connection To Main Irrigation Line; Including Connections, Accessories And All Ancillary Works As Necessary; Size 4" Diameter Pipe | 1 | Item | AED | 36000
2022-01 | 2 | 2.0239 |  | United Arab Emirates | Dubai | Hard & Soft Landscaping | Al Furjan | Package 3 Streetscapes | NAKHEEL | Proscape | Tender | 2022 | Fixed Price Lump Sum | ELECTRICAL ENGINEERING INSTALLATIONS | Final sub-circuits and auxiliary installations | Landscape Lighting Installation Complete; Cables And Conduits To Termination Points; From Lighting Control Panel Including Terminations, Fixings, Supports, Hangers, Accessories And All Ancillary Works As Necessary; To Lighting Point; Bollard Lights (B1) | 193 | Nr | AED | 440
2022-01 | 2 | 2.0239 |  | United Arab Emirates | Dubai | Hard & Soft Landscaping | Al Furjan | Package 3 Streetscapes | NAKHEEL | Proscape | Tender | 2022 | Fixed Price Lump Sum | ELECTRICAL ENGINEERING INSTALLATIONS | Final sub-circuits and auxiliary installations | Landscape Lighting Installation Complete; Cables And Conduits To Termination Points; From Lighting Control Panel Including Terminations, Fixings, Supports, Hangers, Accessories And All Ancillary Works As Necessary; To Lighting Point; Pergola Uplights (Pu) | 15 | Nr | AED | 440
2022-01 | 2 | 2.0239 |  | United Arab Emirates | Dubai | Hard & Soft Landscaping | Al Furjan | Package 3 Streetscapes | NAKHEEL | Proscape | Tender | 2022 | Fixed Price Lump Sum | ELECTRICAL ENGINEERING INSTALLATIONS | Final sub-circuits and auxiliary installations | Luminaires; Including Fixings, Supports, Hangers, Accessories And All Ancillary Works As Necessary; Type B1: Bollard Lights, Led 9W, 12V Ac Or 12V Dc, Nichia Led Chip, Ip 65, Clear Bubble Glass, Cold Rolled Steel Fixture Material With Stainless 316 Marine Grade Powder Coated Bronze Finish Or Equivalent; Including Mass Concrete, Blinding, Earthworks And Disposal | 193 | Nr | AED | 1547
2022-01 | 2 | 2.0239 |  | United Arab Emirates | Dubai | Hard & Soft Landscaping | Al Furjan | Package 3 Streetscapes | NAKHEEL | Proscape | Tender | 2022 | Fixed Price Lump Sum | ELECTRICAL ENGINEERING INSTALLATIONS | Final sub-circuits and auxiliary installations | Luminaires; Including Fixings, Supports, Hangers, Accessories And All Ancillary Works As Necessary; Type Pu: Pergola Uplights, Led 12W (6W Each Side), 180-250V Ac, Nichia Led Chip, Ip 65, Clear Glass, High Temperature Japanese Acrylic Optics, Polycarbonate With Aluminum Coating Reflector, Die-Cast Aluminum Fixture Material With Stainless 316 Marine Grade Powder Coated Bronze Finish Or Equivalent | 15 | Nr | AED | 655
2022-01 | 2 | 2.024 |  | United Arab Emirates | Dubai | Hard & Soft Landscaping | Al Furjan | Package 3 Streetscapes | NAKHEEL | Proscape | Tender | 2022 | Fixed Price Lump Sum | ELECTRICAL ENGINEERING INSTALLATIONS | Final sub-circuits and auxiliary installations | Containment; Including Fixings, Supports, Accessories And Ancillary Work As Necessary; 100Mm Diameter For Road Crossing Sleeve (Excavation Measured Elsewhere) | 178 | m | AED | 27
2022-01 | 2 | 2.024 |  | United Arab Emirates | Dubai | Hard & Soft Landscaping | Al Furjan | Package 3 Streetscapes | NAKHEEL | Proscape | Tender | 2022 | Fixed Price Lump Sum | ELECTRICAL ENGINEERING INSTALLATIONS | Final sub-circuits and auxiliary installations | Containment; Including Fixings, Supports, Accessories And Ancillary Work As Necessary; Allow For Distribution Boards; Including Fixings, Supports, Hangers, Accessories And All Ancillary Works As Necessary | 1 | Item | AED | 23854
2022-01 | 2 | 2.024 |  | United Arab Emirates | Dubai | Hard & Soft Landscaping | Al Furjan | Package 3 Streetscapes | NAKHEEL | Proscape | Tender | 2022 | Fixed Price Lump Sum | ELECTRICAL ENGINEERING INSTALLATIONS | Final sub-circuits and auxiliary installations | Containment; Including Fixings, Supports, Accessories And Ancillary Work As Necessary; Allow For Connections From Existing Power Supply To Distribution Boards; Including Cables, Termiantions, Fixings, Supports, Hangers, Accessories And All Ancillary Works As Necessary | 1 | Item | AED | 7150
2022-01 | 2 | 2.024 |  | United Arab Emirates | Dubai | Hard & Soft Landscaping | Al Furjan | Package 3 Neighborhood | NAKHEEL | Proscape | Tender | 2022 | Fixed Price Lump Sum | SITE WORK | Excavation | Excavation Works; Including All Ancillary Works As Necessary; From Site Level +0.00 Up To The Required Levels (Provisional); Excavation To Reduce Levels; Not Exceeding 250Mm Depth; To Water Features | 55 | m³ | AED | 12
2022-01 | 2 | 2.024 |  | United Arab Emirates | Dubai | Hard & Soft Landscaping | Al Furjan | Package 3 Neighborhood | NAKHEEL | Proscape | Tender | 2022 | Fixed Price Lump Sum | SITE WORK | Excavation | Excavation Works; Including All Ancillary Works As Necessary; From Site Level +0.00 Up To The Required Levels (Provisional); Excavation To Reduce Levels; Over 250Mm But Not Exceeding 500Mm Depth; To Planting Area | 5185 | m³ | AED | 12
2022-01 | 2 | 2.024 |  | United Arab Emirates | Dubai | Hard & Soft Landscaping | Al Furjan | Package 3 Neighborhood | NAKHEEL | Proscape | Tender | 2022 | Fixed Price Lump Sum | SITE WORK | Excavation | Excavation Works; Including All Ancillary Works As Necessary; From Site Level +0.00 Up To The Required Levels (Provisional); Excavation To Reduce Levels; Over 500Mm Depth But Not Exceeding 1000Mm Depth; To Water Features | 590 | m³ | AED | 14
2022-01 | 2 | 2.024 |  | United Arab Emirates | Dubai | Hard & Soft Landscaping | Al Furjan | Package 3 Neighborhood | NAKHEEL | Proscape | Tender | 2022 | Fixed Price Lump Sum | SITE WORK | Excavation | Excavation Works; Including All Ancillary Works As Necessary; From Site Level +0.00 Up To The Required Levels (Provisional); Pit Excavation; Over 1000Mm But Not Exceeding 1500Mm Depth; To Receive Palm And Tree Pits | 1531 | m³ | AED | 19
2022-01 | 2 | 2.024 |  | United Arab Emirates | Dubai | Hard & Soft Landscaping | Al Furjan | Package 3 Neighborhood | NAKHEEL | Proscape | Tender | 2022 | Fixed Price Lump Sum | SITE WORK | Excavation | Excavation Works; Including All Ancillary Works As Necessary; From Site Level +0.00 Up To The Required Levels (Provisional); Excavation To Reduce Levels; Over 1500Mm Depth But Not Exceeding 2000Mm Depth; To Water Features | 925 | m³ | AED | 23
2022-01 | 2 | 2.024 |  | United Arab Emirates | Dubai | Hard & Soft Landscaping | Al Furjan | Package 3 Neighborhood | NAKHEEL | Proscape | Tender | 2022 | Fixed Price Lump Sum | SITE WORK | Excavation | Excavation Works; Including All Ancillary Works As Necessary; From Site Level +0.00 Up To The Required Levels (Provisional); Underground Excavation; To Pump Room | 373 | m³ | AED | 43
2022-01 | 2 | 2.024 |  | United Arab Emirates | Dubai | Hard & Soft Landscaping | Al Furjan | Package 3 Neighborhood | NAKHEEL | Proscape | Tender | 2022 | Fixed Price Lump Sum | SITE WORK | Disposal | Disposal Of Unsuitable And Surplus Material Arising From Excavation (Provisional); Backfilled Into Excavations; Compacted Backfilling Up To 95% Compaction Ratio | 23 | m³ | AED | 21
2022-01 | 2 | 2.0241 |  | United Arab Emirates | Dubai | Hard & Soft Landscaping | Al Furjan | Package 3 Neighborhood | NAKHEEL | Proscape | Tender | 2022 | Fixed Price Lump Sum | SITE WORK | Disposal | Disposal Of Unsuitable And Surplus Material Arising From Excavation (Provisional); Removed On Site Including A Suitable Tip | 8633 | m³ | AED | 9
2022-01 | 2 | 2.0241 |  | United Arab Emirates | Dubai | Hard & Soft Landscaping | Al Furjan | Package 3 Neighborhood | NAKHEEL | Proscape | Tender | 2022 | Fixed Price Lump Sum | SITE WORK | Disposal | Disposal Of Unsuitable And Surplus Material Arising From Excavation (Provisional); Removed Off-Site Material (Rate Only) | 1 | m³ | AED | 20
2022-01 | 2 | 2.0241 |  | United Arab Emirates | Dubai | Hard & Soft Landscaping | Al Furjan | Package 3 Neighborhood | NAKHEEL | Proscape | Tender | 2022 | Fixed Price Lump Sum | SITE WORK | Filling | Filling; Including Compaction And All Ancillary Works As Necessary (Provisional); Filling To Make Up Levels; From Existing Site Level +6.08 Dmd (Average) Up To The Required Levels; To Neighborhood And Open Spaces | 31471 | m³ | AED | 20
2022-01 | 2 | 2.0241 |  | United Arab Emirates | Dubai | Hard & Soft Landscaping | Al Furjan | Package 3 Neighborhood | NAKHEEL | Proscape | Tender | 2022 | Fixed Price Lump Sum | SITE WORK | Filling | Filling; Including Compaction And All Ancillary Works As Necessary (Provisional); 50Mm Thick Clean Course Sand Laying Bed | 560 | m³ | AED | 156
2022-01 | 2 | 2.0241 |  | United Arab Emirates | Dubai | Hard & Soft Landscaping | Al Furjan | Package 3 Neighborhood | NAKHEEL | Proscape | Tender | 2022 | Fixed Price Lump Sum | SITE WORK | Filling | Filling; Including Compaction And All Ancillary Works As Necessary (Provisional); 150Mm Thick Compacted Roadbase | 2480 | m³ | AED | 148
2022-01 | 2 | 2.0241 |  | United Arab Emirates | Dubai | Hard & Soft Landscaping | Al Furjan | Package 3 Neighborhood | NAKHEEL | Proscape | Tender | 2022 | Fixed Price Lump Sum | SITE WORK | Underground drainage | Drainage Installation; Excavation Of Trenches For Drainage Line Below Ground (Measured Separately); Complete Including Earthwork, Support, Disposal, Compaction And All Ancillary Works As Necessary; Not Exceeding 1000Mm Depth; To 50Mm Diameter Pipes | 5 | m | AED | 25
2022-01 | 2 | 2.0241 |  | United Arab Emirates | Dubai | Hard & Soft Landscaping | Al Furjan | Package 3 Neighborhood | NAKHEEL | Proscape | Tender | 2022 | Fixed Price Lump Sum | SITE WORK | Underground drainage | Drainage Installation; Excavation Of Trenches For Drainage Line Below Ground (Measured Separately); Complete Including Earthwork, Support, Disposal, Compaction And All Ancillary Works As Necessary; Beds And Surrounds With Compacted Sand And Imported Granular Materials To The Following Underground Drainage Pipe; To 50Mm Diameter Pipes | 5 | m | AED | 42
2022-01 | 2 | 2.0241 |  | United Arab Emirates | Dubai | Hard & Soft Landscaping | Al Furjan | Package 3 Neighborhood | NAKHEEL | Proscape | Tender | 2022 | Fixed Price Lump Sum | SITE WORK | Underground drainage | Drainage Installation; Excavation Of Trenches For Drainage Line Below Ground (Measured Separately); Complete Including Earthwork, Support, Disposal, Compaction And All Ancillary Works As Necessary; Underground Drainage Pipes And Fittings Laid In Trenches (Measured Separately); Size 50Mm Diameter Pipes | 5 | m | AED | 48
2022-01 | 2 | 2.0241 |  | United Arab Emirates | Dubai | Hard & Soft Landscaping | Al Furjan | Package 3 Neighborhood | NAKHEEL | Proscape | Tender | 2022 | Fixed Price Lump Sum | SITE WORK | Underground drainage | Water Supply Installation; Excavation Of Trenches For Water Supply Line Below Ground (Measured Separately); Complete Including Earthwork, Support, Disposal, Compaction And All Ancillary Works As Necessary; Not Exceeding 1000Mm Depth; To 25Mm Diameter Pipes | 9 | m | AED | 25
2022-01 | 2 | 2.0241 |  | United Arab Emirates | Dubai | Hard & Soft Landscaping | Al Furjan | Package 3 Neighborhood | NAKHEEL | Proscape | Tender | 2022 | Fixed Price Lump Sum | SITE WORK | Underground drainage | Water Supply Installation; Excavation Of Trenches For Water Supply Line Below Ground (Measured Separately); Complete Including Earthwork, Support, Disposal, Compaction And All Ancillary Works As Necessary; Beds And Surrounds With Compacted Sand And Imported Granular Material To The Following Underground Water Supply Pipes; To 25Mm Diameter Pipes | 9 | m | AED | 42
2022-01 | 2 | 2.0242 |  | United Arab Emirates | Dubai | Hard & Soft Landscaping | Al Furjan | Package 3 Neighborhood | NAKHEEL | Proscape | Tender | 2022 | Fixed Price Lump Sum | SITE WORK | Underground drainage | Water Supply Installation; Excavation Of Trenches For Water Supply Line Below Ground (Measured Separately); Complete Including Earthwork, Support, Disposal, Compaction And All Ancillary Works As Necessary; Underground Water Supply Pipes And Fittings Laid In Trenches (Measrued Saprarately); Size 25Mm Diameter Pipes | 9 | m | AED | 27
2022-01 | 2 | 2.0242 |  | United Arab Emirates | Dubai | Hard & Soft Landscaping | Al Furjan | Package 3 Neighborhood | NAKHEEL | Proscape | Tender | 2022 | Fixed Price Lump Sum | SITE WORK | Landscaping | Electrical Engineering Installation Under Ground Works; Including All Ancillary Works As Necessary; Excavation Of Trenches; Including Disposal And Compaction, Backfilling, Marking Tape Complete; For Cable Duct (Measured Separately); Average Depth Exceeding 500Mm But Not Exceeding 1000Mm; To Pump Room | 4 | m | AED | 108
2022-01 | 2 | 2.0242 |  | United Arab Emirates | Dubai | Hard & Soft Landscaping | Al Furjan | Package 3 Neighborhood | NAKHEEL | Proscape | Tender | 2022 | Fixed Price Lump Sum | SITE WORK | Paving and surfacing | Precast Paver Block; Concrete Semi Dry Mix; Laid On Sand Laying Bed (Measured Separately); Including Grout Mortar, Joint, Edge Treatment And Including All Ancillary Works As Necessary; Paving Type 02; Varying Size 600 X 300~400 X 60Mm Thick; In Various Colors; In Normal Finish | 92 | m² | AED | 73
2022-01 | 2 | 2.0242 |  | United Arab Emirates | Dubai | Hard & Soft Landscaping | Al Furjan | Package 3 Neighborhood | NAKHEEL | Proscape | Tender | 2022 | Fixed Price Lump Sum | SITE WORK | Paving and surfacing | Precast Paver Block; Concrete Semi Dry Mix; Laid On Sand Laying Bed (Measured Separately); Including Grout Mortar, Joint, Edge Treatment And Including All Ancillary Works As Necessary; Paving Type 03; Varying Size 600 X 300~400 X 60Mm Thick; In Light Grey Colors; In Normal Finish | 4808 | m² | AED | 73
2022-01 | 2 | 2.0242 |  | United Arab Emirates | Dubai | Hard & Soft Landscaping | Al Furjan | Package 3 Neighborhood | NAKHEEL | Proscape | Tender | 2022 | Fixed Price Lump Sum | SITE WORK | Paving and surfacing | Precast Paver Block; Concrete Semi Dry Mix; Laid On Sand Laying Bed (Measured Separately); Including Grout Mortar, Joint, Edge Treatment And Including All Ancillary Works As Necessary; Paving Type 04; Size 200 X 100 X 60Mm Thick; In Dark Grey Colors; In Normal Finish | 151 | m² | AED | 54
2022-01 | 2 | 2.0242 |  | United Arab Emirates | Dubai | Hard & Soft Landscaping | Al Furjan | Package 3 Neighborhood | NAKHEEL | Proscape | Tender | 2022 | Fixed Price Lump Sum | SITE WORK | Paving and surfacing | Precast Paver Block; Concrete Semi Dry Mix; Laid On Sand Laying Bed (Measured Separately); Including Grout Mortar, Joint, Edge Treatment And Including All Ancillary Works As Necessary; Paving Type 06; Varying Size 120~240 X 160 X 60Mm Thick; In Various Colors; In Normal Finish | 3244 | m² | AED | 60
2022-01 | 2 | 2.0242 |  | United Arab Emirates | Dubai | Hard & Soft Landscaping | Al Furjan | Package 3 Neighborhood | NAKHEEL | Proscape | Tender | 2022 | Fixed Price Lump Sum | SITE WORK | Paving and surfacing | Precast Paver Block; Concrete Semi Dry Mix; Laid On Sand Laying Bed (Measured Separately); Including Grout Mortar, Joint, Edge Treatment And Including All Ancillary Works As Necessary; Paving Type 07; Size 100 X 100 X 60Mm Thick; In Red Colors; In Normal Finish | 101 | m² | AED | 52
2022-01 | 2 | 2.0242 |  | United Arab Emirates | Dubai | Hard & Soft Landscaping | Al Furjan | Package 3 Neighborhood | NAKHEEL | Proscape | Tender | 2022 | Fixed Price Lump Sum | SITE WORK | Paving and surfacing | Precast Paver Block; Concrete Semi Dry Mix; Laid On Sand Laying Bed (Measured Separately); Including Grout Mortar, Joint, Edge Treatment And Including All Ancillary Works As Necessary; Paving Type 08; Size 120~240 X 160 X 60Mm Thick; In Various Colors; In Normal Finish | 2473 | m² | AED | 60
2022-01 | 2 | 2.0242 |  | United Arab Emirates | Dubai | Hard & Soft Landscaping | Al Furjan | Package 3 Neighborhood | NAKHEEL | Proscape | Tender | 2022 | Fixed Price Lump Sum | SITE WORK | Paving and surfacing | Precast Paver Block; Concrete Semi Dry Mix; Laid On Sand Laying Bed (Measured Separately); Including Grout Mortar, Joint, Edge Treatment And Including All Ancillary Works As Necessary; Paving Type 09; Varying Size 600 X 300~400 X 60Mm Thick; In Light Grey Colors; In Normal Finish | 41 | m² | AED | 73
2022-01 | 2 | 2.0242 |  | United Arab Emirates | Dubai | Hard & Soft Landscaping | Al Furjan | Package 3 Neighborhood | NAKHEEL | Proscape | Tender | 2022 | Fixed Price Lump Sum | SITE WORK | Paving and surfacing | Precast Paver Block; Concrete Semi Dry Mix; Laid On Sand Laying Bed (Measured Separately); Including Grout Mortar, Joint, Edge Treatment And Including All Ancillary Works As Necessary; Paving Type 17; Varying Size 600 X 300~400 X 80Mm Thick; In Various Colors; In Normal Finish | 233 | m² | AED | 78
2022-01 | 2 | 2.0243 |  | United Arab Emirates | Dubai | Hard & Soft Landscaping | Al Furjan | Package 3 Neighborhood | NAKHEEL | Proscape | Tender | 2022 | Fixed Price Lump Sum | SITE WORK | Paving and surfacing | Precast Paver Block; Concrete Semi Dry Mix; Laid On Sand Laying Bed (Measured Separately); Including Grout Mortar, Joint, Edge Treatment And Including All Ancillary Works As Necessary; Paving Type 12; 200 X 200 X 60Mm Thick; In Beige Color; Normal Finish | 26 | m² | AED | 58
2022-01 | 2 | 2.0243 |  | United Arab Emirates | Dubai | Hard & Soft Landscaping | Al Furjan | Package 3 Neighborhood | NAKHEEL | Proscape | Tender | 2022 | Fixed Price Lump Sum | SITE WORK | Paving and surfacing | Precast Paver Block; Concrete Semi Dry Mix; Laid On Sand Laying Bed (Measured Separately); Including Grout Mortar, Joint, Edge Treatment And Including All Ancillary Works As Necessary; Paving Type 13; 200 X 200 X 20Mm Thick; In Brown Color; Honed Finish | 26 | m² | AED | 58
2022-01 | 2 | 2.0243 |  | United Arab Emirates | Dubai | Hard & Soft Landscaping | Al Furjan | Package 3 Neighborhood | NAKHEEL | Proscape | Tender | 2022 | Fixed Price Lump Sum | SITE WORK | Paving and surfacing | Porviva Synthetic System; Comprising Polyurethane Topcoat W8800 Sealer With Epoxy And Porbits; Laid On Rc Base (Measured Separately); Including Surface Preparation And All Ancillary Works As Necessary; Paving Type 10; 3Mm Thick; In Cream Color | 699 | m² | AED | 476
2022-01 | 2 | 2.0243 |  | United Arab Emirates | Dubai | Hard & Soft Landscaping | Al Furjan | Package 3 Neighborhood | NAKHEEL | Proscape | Tender | 2022 | Fixed Price Lump Sum | SITE WORK | Paving and surfacing | Porviva Synthetic System; Comprising Polyurethane Topcoat W8800 Sealer With Epoxy And Porbits; Laid On Rc Base (Measured Separately); Including Surface Preparation And All Ancillary Works As Necessary; Paving Type 11; 3Mm Thick; In Beige Color | 193 | m² | AED | 476
2022-01 | 2 | 2.0243 |  | United Arab Emirates | Dubai | Hard & Soft Landscaping | Al Furjan | Package 3 Neighborhood | NAKHEEL | Proscape | Tender | 2022 | Fixed Price Lump Sum | SITE WORK | Paving and surfacing | Epdm Rubber Surface; 2-4Mm Thick Granule; Comprising 10Mm Thick Kdf Epdm And Sbr Black Rubber; Laid On Rc Base (Measured Separately); Including All Ancillary Works As Necessary As Drawing Nr. L-404 To 406; Playground Surface Type 01; 60Mm Overall Thickness; In Various Bloom Patterns And Colors | 164 | m² | AED | 376
2022-01 | 2 | 2.0243 |  | United Arab Emirates | Dubai | Hard & Soft Landscaping | Al Furjan | Package 3 Neighborhood | NAKHEEL | Proscape | Tender | 2022 | Fixed Price Lump Sum | SITE WORK | Paving and surfacing | Epdm Rubber Surface; 2-4Mm Thick Granule; Comprising 10Mm Thick Kdf Epdm And Sbr Black Rubber; Laid On Rc Base (Measured Separately); Including All Ancillary Works As Necessary As Drawing Nr. L-404 To 406; Playground Surface Type 02; 90Mm Overall Thickness; In Various Bloom Patterns And Colors | 387 | m² | AED | 453
2022-01 | 2 | 2.0243 |  | United Arab Emirates | Dubai | Hard & Soft Landscaping | Al Furjan | Package 3 Neighborhood | NAKHEEL | Proscape | Tender | 2022 | Fixed Price Lump Sum | SITE WORK | Paving and surfacing | Epdm Rubber Surface; 2-4Mm Thick Granule; Comprising 10Mm Thick Kdf Epdm And Sbr Black Rubber; Laid On Rc Base (Measured Separately); Including All Ancillary Works As Necessary As Drawing Nr. L-404 To 406; Playground Surface Type 03; 30Mm Overall Thickness; In Various Bloom Patterns And Colors | 94 | m² | AED | 287
2022-01 | 2 | 2.0243 |  | United Arab Emirates | Dubai | Hard & Soft Landscaping | Al Furjan | Package 3 Neighborhood | NAKHEEL | Proscape | Tender | 2022 | Fixed Price Lump Sum | SITE WORK | Paving and surfacing | Epdm Rubber Surface; 2-4Mm Thick Granule; Comprising 10Mm Thick Kdf Epdm And Sbr Black Rubber; Laid On Rc Base (Measured Separately); Including All Ancillary Works As Necessary As Drawing Nr. L-404 To 406; Playground Surface Type 04; 30Mm Overall Thickness; In Background Pattern Yellow | 104 | m² | AED | 287
2022-01 | 2 | 2.0243 |  | United Arab Emirates | Dubai | Hard & Soft Landscaping | Al Furjan | Package 3 Neighborhood | NAKHEEL | Proscape | Tender | 2022 | Fixed Price Lump Sum | SITE WORK | Paving and surfacing | Epdm Rubber Surface; 2-4Mm Thick Granule; Comprising 10Mm Thick Kdf Epdm And Sbr Black Rubber; Laid On Rc Base (Measured Separately); Including All Ancillary Works As Necessary As Drawing Nr. L-404 To 406; Playground Surface Type 05; 90Mm Overall Thickness; In Various Bloom Patterns And Colors | 205 | m² | AED | 453
2022-01 | 2 | 2.0243 |  | United Arab Emirates | Dubai | Hard & Soft Landscaping | Al Furjan | Package 3 Neighborhood | NAKHEEL | Proscape | Tender | 2022 | Fixed Price Lump Sum | SITE WORK | Paving and surfacing | Epdm Rubber Surface; 2-4Mm Thick Granule; Comprising 10Mm Thick Kdf Epdm And Sbr Black Rubber; Laid On Rc Base (Measured Separately); Including All Ancillary Works As Necessary As Drawing Nr. L-404 To 406; Playground Surface Type 06; 90Mm Overall Thickness; In Various Bloom Patterns And Colors | 463 | m² | AED | 453
2022-01 | 2 | 2.0244 |  | United Arab Emirates | Dubai | Hard & Soft Landscaping | Al Furjan | Package 3 Neighborhood | NAKHEEL | Proscape | Tender | 2022 | Fixed Price Lump Sum | SITE WORK | Paving and surfacing | Epdm Rubber Surface; 2-4Mm Thick Granule; Comprising 10Mm Thick Kdf Epdm And Sbr Black Rubber; Laid On Rc Base (Measured Separately); Including All Ancillary Works As Necessary As Drawing Nr. L-404 To 406; Playground Surface Type 07; 30Mm Overall Thickness; In Various Bloom Patterns And Colors | 151 | m² | AED | 287
2022-01 | 2 | 2.0244 |  | United Arab Emirates | Dubai | Hard & Soft Landscaping | Al Furjan | Package 3 Neighborhood | NAKHEEL | Proscape | Tender | 2022 | Fixed Price Lump Sum | SITE WORK | Paving and surfacing | Epdm Rubber Surface; 2-4Mm Thick Granule; Comprising 10Mm Thick Kdf Epdm And Sbr Black Rubber; Laid On Rc Base (Measured Separately); Including All Ancillary Works As Necessary As Drawing Nr. L-404 To 406; Playground Surface Type 08; 90Mm Overall Thickness; In Various Bloom Patterns And Colors | 299 | m² | AED | 453
2022-01 | 2 | 2.0244 |  | United Arab Emirates | Dubai | Hard & Soft Landscaping | Al Furjan | Package 3 Neighborhood | NAKHEEL | Proscape | Tender | 2022 | Fixed Price Lump Sum | SITE WORK | Paving and surfacing | Epdm Rubber Surface; 2-4Mm Thick Granule; Comprising 10Mm Thick Kdf Epdm And Sbr Black Rubber; Laid On Rc Base (Measured Separately); Including All Ancillary Works As Necessary As Drawing Nr. L-404 To 406; Playground Surface Type 09; 30Mm Overall Thickness; In Foreground Pattern Blue | 12 | m² | AED | 287
2022-01 | 2 | 2.0244 |  | United Arab Emirates | Dubai | Hard & Soft Landscaping | Al Furjan | Package 3 Neighborhood | NAKHEEL | Proscape | Tender | 2022 | Fixed Price Lump Sum | SITE WORK | Paving and surfacing | Epdm Rubber Surface; 2-4Mm Thick Granule; Comprising 10Mm Thick Kdf Epdm And Sbr Black Rubber; Laid On Rc Base (Measured Separately); Including All Ancillary Works As Necessary As Drawing Nr. L-404 To 406; Playground Surface Type 10; 90Mm Overall Thickness; In Various Bloom Patterns And Colors | 495 | m² | AED | 453
2022-01 | 2 | 2.0244 |  | United Arab Emirates | Dubai | Hard & Soft Landscaping | Al Furjan | Package 3 Neighborhood | NAKHEEL | Proscape | Tender | 2022 | Fixed Price Lump Sum | SITE WORK | Paving and surfacing | Epdm Rubber Surface; 2-4Mm Thick Granule; Comprising 10Mm Thick Kdf Epdm And Sbr Black Rubber; Laid On Rc Base (Measured Separately); Including All Ancillary Works As Necessary As Drawing Nr. L-404 To 406; Playground Surface Type 11; 30Mm Overall Thickness; In Foreground Pattern Teal | 108 | m² | AED | 287
2022-01 | 2 | 2.0244 |  | United Arab Emirates | Dubai | Hard & Soft Landscaping | Al Furjan | Package 3 Neighborhood | NAKHEEL | Proscape | Tender | 2022 | Fixed Price Lump Sum | SITE WORK | Paving and surfacing | Sport Floor - Ex Hard Court; Outdoor Resilient, Acrylic Medium-Hard Sports Flooring System; Comprising 2.2Mm Thick Kdf Acrylic Surface Kdf Polyflex Ael-Ex-R; Laid On 50Mm Thick Asphalt Wearing Course; Including All Ancillary Works As Necessary; As Drawing Nr. L-407 To L-408; 52.2Mm Thick; To Muga Court (Whole Court) | 823 | m² | AED | 119
2022-01 | 2 | 2.0244 |  | United Arab Emirates | Dubai | Hard & Soft Landscaping | Al Furjan | Package 3 Neighborhood | NAKHEEL | Proscape | Tender | 2022 | Fixed Price Lump Sum | SITE WORK | Paving and surfacing | Sport Floor - Ex Hard Court; Outdoor Resilient, Acrylic Medium-Hard Sports Flooring System; Comprising 2.2Mm Thick Kdf Acrylic Surface Kdf Polyflex Ael-Ex-R; Laid On 50Mm Thick Asphalt Wearing Course; Including All Ancillary Works As Necessary; As Drawing Nr. L-407 To L-408; 52.2Mm Thick; To Muga Court (Half Court) | 312 | m² | AED | 119
2022-01 | 2 | 2.0244 |  | United Arab Emirates | Dubai | Hard & Soft Landscaping | Al Furjan | Package 3 Neighborhood | NAKHEEL | Proscape | Tender | 2022 | Fixed Price Lump Sum | SITE WORK | Paving and surfacing | Sport Floor; In-Situ Shaped Concrete; In Natural Smooth Finish; Including Concrete, Formwork, Reinforcement, Earthworks And All Ancillary Works As Necessary; As Drawing Nr. L-409 Detail 27; Generally (Measured On Plan); To Skate Court; Profiled Surface | 558 | m² | AED | 1204
2022-01 | 2 | 2.0244 |  | United Arab Emirates | Dubai | Hard & Soft Landscaping | Al Furjan | Package 3 Neighborhood | NAKHEEL | Proscape | Tender | 2022 | Fixed Price Lump Sum | SITE WORK | Paving and surfacing | Artificial Turf; Laid On Rc Base (Measured Separately); Including All Ancillary Works As Necessary; As Drawing Nr. L-409 Detail 27; 10Mm Pile Height; Artificial Turf; To Padel Board Court | 200 | m² | AED | 207
2022-01 | 2 | 2.0244 |  | United Arab Emirates | Dubai | Hard & Soft Landscaping | Al Furjan | Package 3 Neighborhood | NAKHEEL | Proscape | Tender | 2022 | Fixed Price Lump Sum | SITE WORK | Paving and surfacing | Precast Heel Kerbs; Concrete Semi Dry Mix; Including Transition; Concrete Haunch, Mortar, Foundation, Formwork, Earthworks, Backfilling, Disposal, Of Surplus Excavated Material To Complete; Heel Kerb; Size 600 X 150 X 75Mm Thick; Color Light Grey; In Normal Finish | 2562 | m | AED | 48
2022-01 | 2 | 2.0245 |  | United Arab Emirates | Dubai | Hard & Soft Landscaping | Al Furjan | Package 3 Neighborhood | NAKHEEL | Proscape | Tender | 2022 | Fixed Price Lump Sum | SITE WORK | Paving and surfacing | Precast Heel Kerbs; Concrete Semi Dry Mix; Including Transition; Concrete Haunch, Mortar, Foundation, Formwork, Earthworks, Backfilling, Disposal, Of Surplus Excavated Material To Complete; Heel Kerb; Size 600 X 150 X 75Mm Thick; Color Dark Grey; In Normal Finish | 119 | m | AED | 51
2022-01 | 2 | 2.0245 |  | United Arab Emirates | Dubai | Hard & Soft Landscaping | Al Furjan | Package 3 Neighborhood | NAKHEEL | Proscape | Tender | 2022 | Fixed Price Lump Sum | SITE WORK | Paving and surfacing | Precast Heel Kerbs; Concrete Semi Dry Mix; Including Transition; Concrete Haunch, Mortar, Foundation, Formwork, Earthworks, Backfilling, Disposal, Of Surplus Excavated Material To Complete; Heel Kerb; Size 600 X 150 X 75Mm Thick; Color Brown; In Normal Finish | 676 | m | AED | 52
2022-01 | 2 | 2.0245 |  | United Arab Emirates | Dubai | Hard & Soft Landscaping | Al Furjan | Package 3 Neighborhood | NAKHEEL | Proscape | Tender | 2022 | Fixed Price Lump Sum | SITE WORK | Paving and surfacing | Precast Heel Kerbs; Concrete Semi Dry Mix; Including Transition; Concrete Haunch, Mortar, Foundation, Formwork, Earthworks, Backfilling, Disposal, Of Surplus Excavated Material To Complete; Heel Kerb; Size 600 X 150 X 75Mm Thick; Color Red; In Normal Finish | 215 | m | AED | 50
2022-01 | 2 | 2.0245 |  | United Arab Emirates | Dubai | Hard & Soft Landscaping | Al Furjan | Package 3 Neighborhood | NAKHEEL | Proscape | Tender | 2022 | Fixed Price Lump Sum | SITE WORK | Paving and surfacing | Precast Heel Kerbs; Concrete Semi Dry Mix; Including Transition; Concrete Haunch, Mortar, Foundation, Formwork, Earthworks, Backfilling, Disposal, Of Surplus Excavated Material To Complete; Heel Kerb; Size 600 X 150 X 75Mm Thick; Color Medium Grey; In Normal Finish | 20 | m | AED | 50
2022-01 | 2 | 2.0245 |  | United Arab Emirates | Dubai | Hard & Soft Landscaping | Al Furjan | Package 3 Neighborhood | NAKHEEL | Proscape | Tender | 2022 | Fixed Price Lump Sum | SITE WORK | Paving and surfacing | Precast Heel Kerbs; Concrete Semi Dry Mix; Including Transition; Concrete Haunch, Mortar, Foundation, Formwork, Earthworks, Backfilling, Disposal, Of Surplus Excavated Material To Complete; Heel Kerb; Size 600 X 150 X 75Mm Thick; Color Brown; In Normal Finish | 4 | m | AED | 52
2022-01 | 2 | 2.0245 |  | United Arab Emirates | Dubai | Hard & Soft Landscaping | Al Furjan | Package 3 Neighborhood | NAKHEEL | Proscape | Tender | 2022 | Fixed Price Lump Sum | SITE WORK | Paving and surfacing | Precast Heel Kerbs; Concrete Semi Dry Mix; Including Transition; Concrete Haunch, Mortar, Foundation, Formwork, Earthworks, Backfilling, Disposal, Of Surplus Excavated Material To Complete; Heel Kerb; Size 600 X 150 X 75Mm Thick; Color Beige; In Normal Finish | 9 | m | AED | 52
2022-01 | 2 | 2.0245 |  | United Arab Emirates | Dubai | Hard & Soft Landscaping | Al Furjan | Package 3 Neighborhood | NAKHEEL | Proscape | Tender | 2022 | Fixed Price Lump Sum | SITE WORK | Paving and surfacing | Precast Heel Kerbs; Concrete Semi Dry Mix; Including Transition; Concrete Haunch, Mortar, Foundation, Formwork, Earthworks, Backfilling, Disposal, Of Surplus Excavated Material To Complete; Heel Kerb; Size 600 X 150 X 75Mm Thick; Color Light Grey; In Normal Finish; Curved | 322 | m | AED | 50
2022-01 | 2 | 2.0245 |  | United Arab Emirates | Dubai | Hard & Soft Landscaping | Al Furjan | Package 3 Neighborhood | NAKHEEL | Proscape | Tender | 2022 | Fixed Price Lump Sum | SITE WORK | Paving and surfacing | Precast Heel Kerbs; Concrete Semi Dry Mix; Including Transition; Concrete Haunch, Mortar, Foundation, Formwork, Earthworks, Backfilling, Disposal, Of Surplus Excavated Material To Complete; Heel Kerb; Size 600 X 150 X 75Mm Thick; Color Brown; In Normal Finish; Curved | 1980 | m | AED | 53
2022-01 | 2 | 2.0245 |  | United Arab Emirates | Dubai | Hard & Soft Landscaping | Al Furjan | Package 3 Neighborhood | NAKHEEL | Proscape | Tender | 2022 | Fixed Price Lump Sum | SITE WORK | Paving and surfacing | Precast Heel Kerbs; Concrete Semi Dry Mix; Including Transition; Concrete Haunch, Mortar, Foundation, Formwork, Earthworks, Backfilling, Disposal, Of Surplus Excavated Material To Complete; Heel Kerb; Size 600 X 150 X 75Mm Thick; Color Red; In Normal Finish; Curved | 146 | m | AED | 51
2022-01 | 2 | 2.0245 |  | United Arab Emirates | Dubai | Hard & Soft Landscaping | Al Furjan | Package 3 Neighborhood | NAKHEEL | Proscape | Tender | 2022 | Fixed Price Lump Sum | SITE WORK | Paving and surfacing | Precast Heel Kerbs; Concrete Semi Dry Mix; Including Transition; Concrete Haunch, Mortar, Foundation, Formwork, Earthworks, Backfilling, Disposal, Of Surplus Excavated Material To Complete; Heel Kerb; Size 600 X 150 X 75Mm Thick; Color Beige; In Normal Finish; Curved | 209 | m | AED | 53
2022-01 | 2 | 2.0246 |  | United Arab Emirates | Dubai | Hard & Soft Landscaping | Al Furjan | Package 3 Neighborhood | NAKHEEL | Proscape | Tender | 2022 | Fixed Price Lump Sum | SITE WORK | Paving and surfacing | Precast Heel Kerbs; Concrete Semi Dry Mix; Including Transition; Concrete Haunch, Mortar, Foundation, Formwork, Earthworks, Backfilling, Disposal, Of Surplus Excavated Material To Complete; Heel Kerb; Size 600 X 150 X 75Mm Thick; Color Medium Grey; In Normal Finish; Curved | 153 | m | AED | 52
2022-01 | 2 | 2.0246 |  | United Arab Emirates | Dubai | Hard & Soft Landscaping | Al Furjan | Package 3 Neighborhood | NAKHEEL | Proscape | Tender | 2022 | Fixed Price Lump Sum | SITE WORK | Paving and surfacing | Precast Heel Kerbs; Concrete Semi Dry Mix; Including Transition; Concrete Haunch, Mortar, Foundation, Formwork, Earthworks, Backfilling, Disposal, Of Surplus Excavated Material To Complete; Heel Kerb; Size 600 X 150 X 75Mm Thick; Color Medium Grey; In Normal Finish; To Dry Deck; Curved | 37 | m | AED | 52
2022-01 | 2 | 2.0246 |  | United Arab Emirates | Dubai | Hard & Soft Landscaping | Al Furjan | Package 3 Neighborhood | NAKHEEL | Proscape | Tender | 2022 | Fixed Price Lump Sum | SITE WORK | Paving and surfacing | Precast Heel Kerbs; Concrete Semi Dry Mix; Including Transition; Concrete Haunch, Mortar, Foundation, Formwork, Earthworks, Backfilling, Disposal, Of Surplus Excavated Material To Complete; Heel Kerb; Size 600 X 150 X 75Mm Thick; Color Brown; In Normal Finish; Curved | 14 | m | AED | 53
2022-01 | 2 | 2.0246 |  | United Arab Emirates | Dubai | Hard & Soft Landscaping | Al Furjan | Package 3 Neighborhood | NAKHEEL | Proscape | Tender | 2022 | Fixed Price Lump Sum | SITE WORK | Landscaping | Sundries; Steel Edge; 5Mm Thick X 200Mm Depth; Including Finish, Accessories And All Ancillary Works As Necessary; Curved; As Drawing Nr. L-404 | 197 | m | AED | 446
2022-01 | 2 | 2.0246 |  | United Arab Emirates | Dubai | Hard & Soft Landscaping | Al Furjan | Package 3 Neighborhood | NAKHEEL | Proscape | Tender | 2022 | Fixed Price Lump Sum | SITE WORK | Landscaping | Planting Soil; Laid On Compacted Subgrade 95%; Including All Ancillary Works As Necessary; 300Mm Depth; To Groundcover And Grass | 1379 | m³ | AED | 37
2022-01 | 2 | 2.0246 |  | United Arab Emirates | Dubai | Hard & Soft Landscaping | Al Furjan | Package 3 Neighborhood | NAKHEEL | Proscape | Tender | 2022 | Fixed Price Lump Sum | SITE WORK | Landscaping | Planting Soil; Laid On Compacted Subgrade 95%; Including All Ancillary Works As Necessary; 500Mm Depth; To Shrubs | 3901 | m³ | AED | 37
2022-01 | 2 | 2.0246 |  | United Arab Emirates | Dubai | Hard & Soft Landscaping | Al Furjan | Package 3 Neighborhood | NAKHEEL | Proscape | Tender | 2022 | Fixed Price Lump Sum | SITE WORK | Landscaping | Planting Soil; Laid On Compacted Subgrade 95%; Including All Ancillary Works As Necessary; 1000Mm Depth; To Tree Pits | 683 | m³ | AED | 37
2022-01 | 2 | 2.0246 |  | United Arab Emirates | Dubai | Hard & Soft Landscaping | Al Furjan | Package 3 Neighborhood | NAKHEEL | Proscape | Tender | 2022 | Fixed Price Lump Sum | SITE WORK | Landscaping | Planting Soil; Laid On Compacted Subgrade 95%; Including All Ancillary Works As Necessary; 1500Mm Depth; To Palm Pits | 351 | m³ | AED | 37
2022-01 | 2 | 2.0246 |  | United Arab Emirates | Dubai | Hard & Soft Landscaping | Al Furjan | Package 3 Neighborhood | NAKHEEL | Proscape | Tender | 2022 | Fixed Price Lump Sum | SITE WORK | Landscaping | Gravel Drainage Layer; Including All Ancillary Works As Necessary; 100Mm Thick; To Trees And Palm | 917 | m² | AED | 19
2022-01 | 2 | 2.0246 |  | United Arab Emirates | Dubai | Hard & Soft Landscaping | Al Furjan | Package 3 Neighborhood | NAKHEEL | Proscape | Tender | 2022 | Fixed Price Lump Sum | SITE WORK | Landscaping | Palms; Including Hessian On Fronds, Additional Earthworks, Fertilizer And All Ancillary Works As Necessary; Spa; Sabel Palm (Sabal Palmetto); With Overall Height Of 3.5-4.0M, Clear Trunk 3.0-3.5M Min., Minimum Spread 2.5M | 96 | Nr | AED | 4484
2022-01 | 2 | 2.0247 |  | United Arab Emirates | Dubai | Hard & Soft Landscaping | Al Furjan | Package 3 Neighborhood | NAKHEEL | Proscape | Tender | 2022 | Fixed Price Lump Sum | SITE WORK | Landscaping | Palms; Including Hessian On Fronds, Additional Earthworks, Fertilizer And All Ancillary Works As Necessary; Wfi; Desert Fan Palm (Washingtonia Filifera); With Overall Height Of 3.5-4.0M, Clear Trunk 3.0-3.5M Min., Minimum Spread 2.5M | 8 | Nr | AED | 1915
2022-01 | 2 | 2.0247 |  | United Arab Emirates | Dubai | Hard & Soft Landscaping | Al Furjan | Package 3 Neighborhood | NAKHEEL | Proscape | Tender | 2022 | Fixed Price Lump Sum | SITE WORK | Landscaping | Palms; Including Hessian On Fronds, Additional Earthworks, Fertilizer And All Ancillary Works As Necessary; Spa; Sabel Palm (Sabal Palmetto); With Overall Height Of 3.0M, Clear Trunk 1.0-1.5M Min., Minimum Spread 2.5M | 96 | Nr | AED | 2399
2022-01 | 2 | 2.0247 |  | United Arab Emirates | Dubai | Hard & Soft Landscaping | Al Furjan | Package 3 Neighborhood | NAKHEEL | Proscape | Tender | 2022 | Fixed Price Lump Sum | SITE WORK | Landscaping | Trees; Including Support System, Groundkeeper And All Ancillary Works As Necessary; Ale; Siris Tree (Albizia Lebbeck); With Overall Height Of 3.0-3.5M, Clear Trunk 2.0-2.5M Min., Minimum Spread 2.5M | 20 | Nr | AED | 1185
2022-01 | 2 | 2.0247 |  | United Arab Emirates | Dubai | Hard & Soft Landscaping | Al Furjan | Package 3 Neighborhood | NAKHEEL | Proscape | Tender | 2022 | Fixed Price Lump Sum | SITE WORK | Landscaping | Trees; Including Support System, Groundkeeper And All Ancillary Works As Necessary; Bva; Orchid Tree (Bauhinia Variegata); With Overall Height Of 3.0-3.5M, Clear Trunk 2.0-2.5M Min., Minimum Spread 2.5M | 6 | Nr | AED | 1297
2022-01 | 2 | 2.0247 |  | United Arab Emirates | Dubai | Hard & Soft Landscaping | Al Furjan | Package 3 Neighborhood | NAKHEEL | Proscape | Tender | 2022 | Fixed Price Lump Sum | SITE WORK | Landscaping | Trees; Including Support System, Groundkeeper And All Ancillary Works As Necessary; Bpu; Purple Bauhinia (Bauhinia Purpurea); With Overall Height Of 3.0-3.5M, Clear Trunk 2.0-2.5M Min., Minimum Spread 2.5M | 118 | Nr | AED | 1185
2022-01 | 2 | 2.0247 |  | United Arab Emirates | Dubai | Hard & Soft Landscaping | Al Furjan | Package 3 Neighborhood | NAKHEEL | Proscape | Tender | 2022 | Fixed Price Lump Sum | SITE WORK | Landscaping | Trees; Including Support System, Groundkeeper And All Ancillary Works As Necessary; Cse; Scarlet Cordia (Cordia Sebestena); With Overall Height Of 3.0-3.5M, Clear Trunk 2.0-2.5M Min., Minimum Spread 2.5M | 178 | Nr | AED | 1185
2022-01 | 2 | 2.0247 |  | United Arab Emirates | Dubai | Hard & Soft Landscaping | Al Furjan | Package 3 Neighborhood | NAKHEEL | Proscape | Tender | 2022 | Fixed Price Lump Sum | SITE WORK | Landscaping | Trees; Including Support System, Groundkeeper And All Ancillary Works As Necessary; Cvi; Weeping Bottlebrush (Callistemon Viminalis); With Overall Height Of 3.0-3.5M, Clear Trunk 2.0-2.5M Min., Minimum Spread 2.5M | 17 | Nr | AED | 1185
2022-01 | 2 | 2.0247 |  | United Arab Emirates | Dubai | Hard & Soft Landscaping | Al Furjan | Package 3 Neighborhood | NAKHEEL | Proscape | Tender | 2022 | Fixed Price Lump Sum | SITE WORK | Landscaping | Trees; Including Support System, Groundkeeper And All Ancillary Works As Necessary; Cja; Pink Cassia (Cassia Javonica); With Overall Height Of 3.0-3.5M, Clear Trunk 2.0-2.5M Min., Minimum Spread 2.5M | 6 | Nr | AED | 1529
2022-01 | 2 | 2.0247 |  | United Arab Emirates | Dubai | Hard & Soft Landscaping | Al Furjan | Package 3 Neighborhood | NAKHEEL | Proscape | Tender | 2022 | Fixed Price Lump Sum | SITE WORK | Landscaping | Trees; Including Support System, Groundkeeper And All Ancillary Works As Necessary; Substitute: Tabebuia Rosea Overall Height Of 3.0-3.5M, Minimum Spread 1.5-2.5M; 60Mm Caliper | 6 | Nr | AED | 1119
2022-01 | 2 | 2.0247 |  | United Arab Emirates | Dubai | Hard & Soft Landscaping | Al Furjan | Package 3 Neighborhood | NAKHEEL | Proscape | Tender | 2022 | Fixed Price Lump Sum | SITE WORK | Landscaping | Trees; Including Support System, Groundkeeper And All Ancillary Works As Necessary; Dre; Flame Tree (Delonix Regia); With Overall Height Of 3.5-4.0M, Clear Trunk 3.0-3.5M Min., Minimum Spread 2.5M | 19 | Nr | AED | 1236
2022-01 | 2 | 2.0248 |  | United Arab Emirates | Dubai | Hard & Soft Landscaping | Al Furjan | Package 3 Neighborhood | NAKHEEL | Proscape | Tender | 2022 | Fixed Price Lump Sum | SITE WORK | Landscaping | Trees; Including Support System, Groundkeeper And All Ancillary Works As Necessary; Ein; Variegated Coral Tree (Erythrina Indica); With Overall Height Of 3.0-3.5M, Clear Trunk 2.0-2.5M Min., Minimum Spread 2.5M | 54 | Nr | AED | 1529
2022-01 | 2 | 2.0248 |  | United Arab Emirates | Dubai | Hard & Soft Landscaping | Al Furjan | Package 3 Neighborhood | NAKHEEL | Proscape | Tender | 2022 | Fixed Price Lump Sum | SITE WORK | Landscaping | Trees; Including Support System, Groundkeeper And All Ancillary Works As Necessary; Subsitute: Delonix Regia With Overall Height Of 3.0-3.5M, Minimum Spread 2.5M, 70-80Mm Caliper | 54 | Nr | AED | 1236
2022-01 | 2 | 2.0248 |  | United Arab Emirates | Dubai | Hard & Soft Landscaping | Al Furjan | Package 3 Neighborhood | NAKHEEL | Proscape | Tender | 2022 | Fixed Price Lump Sum | SITE WORK | Landscaping | Trees; Including Support System, Groundkeeper And All Ancillary Works As Necessary; Jmi; Fern Tree (Jacaranda Mimosifolia); With Overall Height Of 3.0-3.5M, Clear Trunk 2.0-2.5M Min., Minimum Spread 2.5M | 82 | Nr | AED | 1587
2022-01 | 2 | 2.0248 |  | United Arab Emirates | Dubai | Hard & Soft Landscaping | Al Furjan | Package 3 Neighborhood | NAKHEEL | Proscape | Tender | 2022 | Fixed Price Lump Sum | SITE WORK | Landscaping | Trees; Including Support System, Groundkeeper And All Ancillary Works As Necessary; Subsitute: Vitex Agnus With Overall Height Of 3.0-3.5M, 60Mm Caliper | 82 | Nr | AED | 1236
2022-01 | 2 | 2.0248 |  | United Arab Emirates | Dubai | Hard & Soft Landscaping | Al Furjan | Package 3 Neighborhood | NAKHEEL | Proscape | Tender | 2022 | Fixed Price Lump Sum | SITE WORK | Landscaping | Trees; Including Support System, Groundkeeper And All Ancillary Works As Necessary; Mho; Jasmine Tree (Millingtonia Hortensis); With Overall Height Of 3.0-3.5M, Clear Trunk 2.0-2.5M Min., Minimum Spread 2.5M | 37 | Nr | AED | 1185
2022-01 | 2 | 2.0248 |  | United Arab Emirates | Dubai | Hard & Soft Landscaping | Al Furjan | Package 3 Neighborhood | NAKHEEL | Proscape | Tender | 2022 | Fixed Price Lump Sum | SITE WORK | Landscaping | Trees; Including Support System, Groundkeeper And All Ancillary Works As Necessary; Mpi; Indian Beech (Millettia Pinnata); With Overall Height Of 3.0-3.5M, Clear Trunk 2.0-2.5M Min., Minimum Spread 2.5M | 7 | Nr | AED | 1297
2022-01 | 2 | 2.0248 |  | United Arab Emirates | Dubai | Hard & Soft Landscaping | Al Furjan | Package 3 Neighborhood | NAKHEEL | Proscape | Tender | 2022 | Fixed Price Lump Sum | SITE WORK | Landscaping | Trees; Including Support System, Groundkeeper And All Ancillary Works As Necessary; Oeu; European Olive (Olea Europaea); With Overall Height Of 3.0-3.5M, Clear Trunk 2.0-2.5M Min., Minimum Spread 2.5M | 24 | Nr | AED | 1800
2022-01 | 2 | 2.0248 |  | United Arab Emirates | Dubai | Hard & Soft Landscaping | Al Furjan | Package 3 Neighborhood | NAKHEEL | Proscape | Tender | 2022 | Fixed Price Lump Sum | SITE WORK | Landscaping | Trees; Including Support System, Groundkeeper And All Ancillary Works As Necessary; Pob; Plumeria (Plumeria Obtusa); With Overall Height Of 3.0-3.5M, Clear Trunk 2.0-2.5M Min., Minimum Spread 2.5M | 114 | Nr | AED | 1074
2022-01 | 2 | 2.0248 |  | United Arab Emirates | Dubai | Hard & Soft Landscaping | Al Furjan | Package 3 Neighborhood | NAKHEEL | Proscape | Tender | 2022 | Fixed Price Lump Sum | SITE WORK | Landscaping | Trees; Including Support System, Groundkeeper And All Ancillary Works As Necessary; Tca; Country Almond (Terminalia Catappa); With Overall Height Of 3.0-3.5M, Clear Trunk 2.0-2.5M Min., Minimum Spread 2.5M | 1 | Nr | AED | 1185
2022-01 | 2 | 2.0248 |  | United Arab Emirates | Dubai | Hard & Soft Landscaping | Al Furjan | Package 3 Neighborhood | NAKHEEL | Proscape | Tender | 2022 | Fixed Price Lump Sum | SITE WORK | Landscaping | Shrubs; Including Additional Earthworks, Fertilizer And All Ancillary Works As Necessary; Aha; Saltbush (Atriplex Halimus); With Overall Height Of 0.40-0.60M, Minimum Spread 0.40-0.60M | 484 | Nr | AED | 14
2022-01 | 2 | 2.0249 |  | United Arab Emirates | Dubai | Hard & Soft Landscaping | Al Furjan | Package 3 Neighborhood | NAKHEEL | Proscape | Tender | 2022 | Fixed Price Lump Sum | SITE WORK | Landscaping | Shrubs; Including Additional Earthworks, Fertilizer And All Ancillary Works As Necessary; Aob; Desert Rose (Adenium Obtusum); With Overall Height Of 0.40-0.60M, Minimum Spread 0.40-0.60M | 303 | Nr | AED | 17.25
2022-01 | 2 | 2.0249 |  | United Arab Emirates | Dubai | Hard & Soft Landscaping | Al Furjan | Package 3 Neighborhood | NAKHEEL | Proscape | Tender | 2022 | Fixed Price Lump Sum | SITE WORK | Landscaping | Shrubs; Including Additional Earthworks, Fertilizer And All Ancillary Works As Necessary; Bgp; Paper Flower (Bougainvillea Glabra "Purple"); With Overall Height Of 0.40-0.60M, Minimum Spread 0.40-0.60M | 986 | Nr | AED | 16.25
2022-01 | 2 | 2.0249 |  | United Arab Emirates | Dubai | Hard & Soft Landscaping | Al Furjan | Package 3 Neighborhood | NAKHEEL | Proscape | Tender | 2022 | Fixed Price Lump Sum | SITE WORK | Landscaping | Shrubs; Including Additional Earthworks, Fertilizer And All Ancillary Works As Necessary; Bgr; Red Bracts (Bougainvillea Glabra "Red"); With Overall Height Of 0.40-0.60M, Minimum Spread 0.40-0.60M | 113 | Nr | AED | 16.25
2022-01 | 2 | 2.0249 |  | United Arab Emirates | Dubai | Hard & Soft Landscaping | Al Furjan | Package 3 Neighborhood | NAKHEEL | Proscape | Tender | 2022 | Fixed Price Lump Sum | SITE WORK | Landscaping | Shrubs; Including Additional Earthworks, Fertilizer And All Ancillary Works As Necessary; Bgy; Yellow Bougainvillea (Bougainvillea Glabra "Yellow"); With Overall Height Of 0.40-0.60M, Minimum Spread 0.40-0.60M | 63 | Nr | AED | 16.25
2022-01 | 2 | 2.0249 |  | United Arab Emirates | Dubai | Hard & Soft Landscaping | Al Furjan | Package 3 Neighborhood | NAKHEEL | Proscape | Tender | 2022 | Fixed Price Lump Sum | SITE WORK | Landscaping | Shrubs; Including Additional Earthworks, Fertilizer And All Ancillary Works As Necessary; Cas; Spider Lily (Crinum Asiaticum); With Overall Height Of 0.40-0.60M, Minimum Spread 0.40-0.60M | 1678 | Nr | AED | 18.5
2022-01 | 2 | 2.0249 |  | United Arab Emirates | Dubai | Hard & Soft Landscaping | Al Furjan | Package 3 Neighborhood | NAKHEEL | Proscape | Tender | 2022 | Fixed Price Lump Sum | SITE WORK | Landscaping | Shrubs; Including Additional Earthworks, Fertilizer And All Ancillary Works As Necessary; Cal; Umbrella Plant (Cyperus Alternifolius); With Overall Height Of 0.40-0.60M, Minimum Spread 0.40-0.60M | 1176 | Nr | AED | 13
2022-01 | 2 | 2.0249 |  | United Arab Emirates | Dubai | Hard & Soft Landscaping | Al Furjan | Package 3 Neighborhood | NAKHEEL | Proscape | Tender | 2022 | Fixed Price Lump Sum | SITE WORK | Landscaping | Shrubs; Including Additional Earthworks, Fertilizer And All Ancillary Works As Necessary; Cinr; Indian Shot (Canna Indica ''Red"); With Overall Height Of 0.40-0.60M, Minimum Spread 0.40-0.60M | 1371 | Nr | AED | 13
2022-01 | 2 | 2.0249 |  | United Arab Emirates | Dubai | Hard & Soft Landscaping | Al Furjan | Package 3 Neighborhood | NAKHEEL | Proscape | Tender | 2022 | Fixed Price Lump Sum | SITE WORK | Landscaping | Shrubs; Including Additional Earthworks, Fertilizer And All Ancillary Works As Necessary; Ciny; Indian Shot (Canna Indica ''Yellow"); With Overall Height Of 0.40-0.60M, Minimum Spread 0.40-0.60M | 146 | Nr | AED | 13
2022-01 | 2 | 2.0249 |  | United Arab Emirates | Dubai | Hard & Soft Landscaping | Al Furjan | Package 3 Neighborhood | NAKHEEL | Proscape | Tender | 2022 | Fixed Price Lump Sum | SITE WORK | Landscaping | Shrubs; Including Additional Earthworks, Fertilizer And All Ancillary Works As Necessary; Cino; Indian Shot (Canna Indica ''Orange"); With Overall Height Of 0.40-0.60M, Minimum Spread 0.40-0.60M | 618 | Nr | AED | 13
2022-01 | 2 | 2.0249 |  | United Arab Emirates | Dubai | Hard & Soft Landscaping | Al Furjan | Package 3 Neighborhood | NAKHEEL | Proscape | Tender | 2022 | Fixed Price Lump Sum | SITE WORK | Landscaping | Shrubs; Including Additional Earthworks, Fertilizer And All Ancillary Works As Necessary; Cuv; Sea Grape (Cocoloba Uvifera); With Overall Height Of 0.40-0.60M, Minimum Spread 0.40-0.60M | 658 | Nr | AED | 25
2022-01 | 2 | 2.025 |  | United Arab Emirates | Dubai | Hard & Soft Landscaping | Al Furjan | Package 3 Neighborhood | NAKHEEL | Proscape | Tender | 2022 | Fixed Price Lump Sum | SITE WORK | Landscaping | Shrubs; Including Additional Earthworks, Fertilizer And All Ancillary Works As Necessary; Cpu; Orange Peacock (Caeselpinia Pulcherrima); With Overall Height Of 0.40-0.60M, Minimum Spread 0.40-0.60M | 856 | Nr | AED | 15
2022-01 | 2 | 2.025 |  | United Arab Emirates | Dubai | Hard & Soft Landscaping | Al Furjan | Package 3 Neighborhood | NAKHEEL | Proscape | Tender | 2022 | Fixed Price Lump Sum | SITE WORK | Landscaping | Shrubs; Including Additional Earthworks, Fertilizer And All Ancillary Works As Necessary; Dre; Golden Dewdrop (Duranta Repens); With Overall Height Of 0.40-0.60M, Minimum Spread 0.40-0.60M | 1501 | Nr | AED | 17.25
2022-01 | 2 | 2.025 |  | United Arab Emirates | Dubai | Hard & Soft Landscaping | Al Furjan | Package 3 Neighborhood | NAKHEEL | Proscape | Tender | 2022 | Fixed Price Lump Sum | SITE WORK | Landscaping | Shrubs; Including Additional Earthworks, Fertilizer And All Ancillary Works As Necessary; Dvi; Hopbush (Dodonea Viscosa); With Overall Height Of 0.40-0.60M, Minimum Spread 0.40-0.60M | 404 | Nr | AED | 17.25
2022-01 | 2 | 2.025 |  | United Arab Emirates | Dubai | Hard & Soft Landscaping | Al Furjan | Package 3 Neighborhood | NAKHEEL | Proscape | Tender | 2022 | Fixed Price Lump Sum | SITE WORK | Landscaping | Shrubs; Including Additional Earthworks, Fertilizer And All Ancillary Works As Necessary; Hpa; Fire Bush (Hamelia Patens); With Overall Height Of 0.40-0.60M, Minimum Spread 0.40-0.60M | 4541 | Nr | AED | 15
2022-01 | 2 | 2.025 |  | United Arab Emirates | Dubai | Hard & Soft Landscaping | Al Furjan | Package 3 Neighborhood | NAKHEEL | Proscape | Tender | 2022 | Fixed Price Lump Sum | SITE WORK | Landscaping | Shrubs; Including Additional Earthworks, Fertilizer And All Ancillary Works As Necessary; Hrs; China-Rose (Hibiscus Rosa Sinensis); With Overall Height Of 0.40-0.60M, Minimum Spread 0.40-0.60M | 939 | Nr | AED | 14
2022-01 | 2 | 2.025 |  | United Arab Emirates | Dubai | Hard & Soft Landscaping | Al Furjan | Package 3 Neighborhood | NAKHEEL | Proscape | Tender | 2022 | Fixed Price Lump Sum | SITE WORK | Landscaping | Shrubs; Including Additional Earthworks, Fertilizer And All Ancillary Works As Necessary; Jin; Spicy Jatropha (Jatropha Integerrima); With Overall Height Of 0.40-0.60M, Minimum Spread 0.40-0.60M | 2276 | Nr | AED | 14
2022-01 | 2 | 2.025 |  | United Arab Emirates | Dubai | Hard & Soft Landscaping | Al Furjan | Package 3 Neighborhood | NAKHEEL | Proscape | Tender | 2022 | Fixed Price Lump Sum | SITE WORK | Landscaping | Shrubs; Including Additional Earthworks, Fertilizer And All Ancillary Works As Necessary; Jsa; Arabian Jasmine (Jasminium Sambac); With Overall Height Of 0.40-0.60M, Minimum Spread 0.40-0.60M | 880 | Nr | AED | 17.25
2022-01 | 2 | 2.025 |  | United Arab Emirates | Dubai | Hard & Soft Landscaping | Al Furjan | Package 3 Neighborhood | NAKHEEL | Proscape | Tender | 2022 | Fixed Price Lump Sum | SITE WORK | Landscaping | Shrubs; Including Additional Earthworks, Fertilizer And All Ancillary Works As Necessary; Lfr; Purple Sage (Leucophyllum Frutescens); With Overall Height Of 0.40-0.60M, Minimum Spread 0.40-0.60M | 767 | Nr | AED | 14
2022-01 | 2 | 2.025 |  | United Arab Emirates | Dubai | Hard & Soft Landscaping | Al Furjan | Package 3 Neighborhood | NAKHEEL | Proscape | Tender | 2022 | Fixed Price Lump Sum | SITE WORK | Landscaping | Shrubs; Including Additional Earthworks, Fertilizer And All Ancillary Works As Necessary; Pat; Purple False Eranthemum (Pseuderanthemum Atropurpureum); With Overall Height Of 0.40-0.60M, Minimum Spread 0.40-0.60M | 1337 | Nr | AED | 15
2022-01 | 2 | 2.025 |  | United Arab Emirates | Dubai | Hard & Soft Landscaping | Al Furjan | Package 3 Neighborhood | NAKHEEL | Proscape | Tender | 2022 | Fixed Price Lump Sum | SITE WORK | Landscaping | Shrubs; Including Additional Earthworks, Fertilizer And All Ancillary Works As Necessary; Pre; Golden Net Bush (Pseuderanthemum Reticulatum); With Overall Height Of 0.40-0.60M, Minimum Spread 0.40-0.60M | 1193 | Nr | AED | 14.75
2022-01 | 2 | 2.0251 |  | United Arab Emirates | Dubai | Hard & Soft Landscaping | Al Furjan | Package 3 Neighborhood | NAKHEEL | Proscape | Tender | 2022 | Fixed Price Lump Sum | SITE WORK | Landscaping | Shrubs; Including Additional Earthworks, Fertilizer And All Ancillary Works As Necessary; Pru; Purple Fountain Grass (Pennisetum Rubra); With Overall Height Of 0.40-0.60M, Minimum Spread 0.40-0.60M | 425 | Nr | AED | 11
2022-01 | 2 | 2.0251 |  | United Arab Emirates | Dubai | Hard & Soft Landscaping | Al Furjan | Package 3 Neighborhood | NAKHEEL | Proscape | Tender | 2022 | Fixed Price Lump Sum | SITE WORK | Landscaping | Shrubs; Including Additional Earthworks, Fertilizer And All Ancillary Works As Necessary; Psa; Screw Pine (Pandanus Sanderi); With Overall Height Of 0.40-0.60M, Minimum Spread 0.40-0.60M | 1059 | Nr | AED | 16
2022-01 | 2 | 2.0251 |  | United Arab Emirates | Dubai | Hard & Soft Landscaping | Al Furjan | Package 3 Neighborhood | NAKHEEL | Proscape | Tender | 2022 | Fixed Price Lump Sum | SITE WORK | Landscaping | Shrubs; Including Additional Earthworks, Fertilizer And All Ancillary Works As Necessary; Pse; Fountain Grass (Pennisetum Setaceum); With Overall Height Of 0.40-0.60M, Minimum Spread 0.40-0.60M | 1734 | Nr | AED | 11
2022-01 | 2 | 2.0251 |  | United Arab Emirates | Dubai | Hard & Soft Landscaping | Al Furjan | Package 3 Neighborhood | NAKHEEL | Proscape | Tender | 2022 | Fixed Price Lump Sum | SITE WORK | Landscaping | Shrubs; Including Additional Earthworks, Fertilizer And All Ancillary Works As Necessary; Sfr; Beach Cabbage (Scaevola Frutescens); With Overall Height Of 0.40-0.60M, Minimum Spread 0.40-0.60M | 1885 | Nr | AED | 16.25
2022-01 | 2 | 2.0251 |  | United Arab Emirates | Dubai | Hard & Soft Landscaping | Al Furjan | Package 3 Neighborhood | NAKHEEL | Proscape | Tender | 2022 | Fixed Price Lump Sum | SITE WORK | Landscaping | Shrubs; Including Additional Earthworks, Fertilizer And All Ancillary Works As Necessary; Sof; Sugar Cane (Saccharum Officinarum); With Overall Height Of 0.40-0.60M, Minimum Spread 0.40-0.60M | 1682 | Nr | AED | 17.5
2022-01 | 2 | 2.0251 |  | United Arab Emirates | Dubai | Hard & Soft Landscaping | Al Furjan | Package 3 Neighborhood | NAKHEEL | Proscape | Tender | 2022 | Fixed Price Lump Sum | SITE WORK | Landscaping | Shrubs; Including Additional Earthworks, Fertilizer And All Ancillary Works As Necessary; Tdi; Crape Jasmine (Tabernaemontana Divaricata); With Overall Height Of 0.40-0.60M, Minimum Spread 0.40-0.60M | 664 | Nr | AED | 15
2022-01 | 2 | 2.0251 |  | United Arab Emirates | Dubai | Hard & Soft Landscaping | Al Furjan | Package 3 Neighborhood | NAKHEEL | Proscape | Tender | 2022 | Fixed Price Lump Sum | SITE WORK | Landscaping | Shrubs; Including Additional Earthworks, Fertilizer And All Ancillary Works As Necessary; Tpe; Yellow Oleander (Thevetia Peruviana); With Overall Height Of 0.40-0.60M, Minimum Spread 0.40-0.60M | 822 | Nr | AED | 15
2022-01 | 2 | 2.0251 |  | United Arab Emirates | Dubai | Hard & Soft Landscaping | Al Furjan | Package 3 Neighborhood | NAKHEEL | Proscape | Tender | 2022 | Fixed Price Lump Sum | SITE WORK | Landscaping | Shrubs; Including Additional Earthworks, Fertilizer And All Ancillary Works As Necessary; Tsm; Orange Bells (Tecoma Smithii); With Overall Height Of 0.40-0.60M, Minimum Spread 0.40-0.60M | 627 | Nr | AED | 15
2022-01 | 2 | 2.0251 |  | United Arab Emirates | Dubai | Hard & Soft Landscaping | Al Furjan | Package 3 Neighborhood | NAKHEEL | Proscape | Tender | 2022 | Fixed Price Lump Sum | SITE WORK | Landscaping | Shrubs; Including Additional Earthworks, Fertilizer And All Ancillary Works As Necessary; Tst; Yellow Elder (Tecoma Stans); With Overall Height Of 0.40-0.60M, Minimum Spread 0.40-0.60M | 22 | Nr | AED | 15
2022-01 | 2 | 2.0251 |  | United Arab Emirates | Dubai | Hard & Soft Landscaping | Al Furjan | Package 3 Neighborhood | NAKHEEL | Proscape | Tender | 2022 | Fixed Price Lump Sum | SITE WORK | Landscaping | Groundcover; Including Additional Earthworks, Fertilizer And All Ancillary Works As Necessary; Aga; Chinese Violet (Asystasia Gangetica); With Overall Height Of 0.20M, Minimum Spread 0.20M | 2448 | Nr | AED | 3
2022-01 | 2 | 2.0252 |  | United Arab Emirates | Dubai | Hard & Soft Landscaping | Al Furjan | Package 3 Neighborhood | NAKHEEL | Proscape | Tender | 2022 | Fixed Price Lump Sum | SITE WORK | Landscaping | Groundcover; Including Additional Earthworks, Fertilizer And All Ancillary Works As Necessary; Crr; Bright Eyes (Catharanthus Roseus "Red"); With Overall Height Of 0.20M, Minimum Spread 0.20M | 2896 | Nr | AED | 2.25
2022-01 | 2 | 2.0252 |  | United Arab Emirates | Dubai | Hard & Soft Landscaping | Al Furjan | Package 3 Neighborhood | NAKHEEL | Proscape | Tender | 2022 | Fixed Price Lump Sum | SITE WORK | Landscaping | Groundcover; Including Additional Earthworks, Fertilizer And All Ancillary Works As Necessary; Hli; Beach Spider Lily (Hymenocallis Littoralis); With Overall Height Of 0.40-0.60M, Minimum Spread 0.40-0.60M | 521 | Nr | AED | 9
2022-01 | 2 | 2.0252 |  | United Arab Emirates | Dubai | Hard & Soft Landscaping | Al Furjan | Package 3 Neighborhood | NAKHEEL | Proscape | Tender | 2022 | Fixed Price Lump Sum | SITE WORK | Landscaping | Groundcover; Including Additional Earthworks, Fertilizer And All Ancillary Works As Necessary; Iba; Sweet Potato (Ipomoea Batatas); With Overall Height Of 0.20M, Minimum Spread 0.20M | 120 | Nr | AED | 7
2022-01 | 2 | 2.0252 |  | United Arab Emirates | Dubai | Hard & Soft Landscaping | Al Furjan | Package 3 Neighborhood | NAKHEEL | Proscape | Tender | 2022 | Fixed Price Lump Sum | SITE WORK | Landscaping | Groundcover; Including Additional Earthworks, Fertilizer And All Ancillary Works As Necessary; Rtu; Ruellia (Ruellia Tuberosa); With Overall Height Of 0.40-0.60M, Minimum Spread 0.40-0.60M | 2324 | Nr | AED | 4.25
2022-01 | 2 | 2.0252 |  | United Arab Emirates | Dubai | Hard & Soft Landscaping | Al Furjan | Package 3 Neighborhood | NAKHEEL | Proscape | Tender | 2022 | Fixed Price Lump Sum | SITE WORK | Landscaping | Groundcover; Including Additional Earthworks, Fertilizer And All Ancillary Works As Necessary; Spo; Shoreline Purslane (Sesuvium Portulacastrum); With Overall Height Of 0.20M, Minimum Spread 0.20M | 3173 | Nr | AED | 3
2022-01 | 2 | 2.0252 |  | United Arab Emirates | Dubai | Hard & Soft Landscaping | Al Furjan | Package 3 Neighborhood | NAKHEEL | Proscape | Tender | 2022 | Fixed Price Lump Sum | SITE WORK | Landscaping | Groundcover; Including Additional Earthworks, Fertilizer And All Ancillary Works As Necessary; Vro; Beach Vitex (Vitex Rotundifolia); With Overall Height Of 0.20M, Minimum Spread 0.20M | 543 | Nr | AED | 3.5
2022-01 | 2 | 2.0252 |  | United Arab Emirates | Dubai | Hard & Soft Landscaping | Al Furjan | Package 3 Neighborhood | NAKHEEL | Proscape | Tender | 2022 | Fixed Price Lump Sum | SITE WORK | Landscaping | Groundcover; Including Additional Earthworks, Fertilizer And All Ancillary Works As Necessary; Wtr; Vitex Rotundifolia (Wedelia Trilobata); With Overall Height Of 0.20M, Minimum Spread 0.20M | 148 | Nr | AED | 2.5
2022-01 | 2 | 2.0252 |  | United Arab Emirates | Dubai | Hard & Soft Landscaping | Al Furjan | Package 3 Neighborhood | NAKHEEL | Proscape | Tender | 2022 | Fixed Price Lump Sum | SITE WORK | Landscaping | Grass; Including Additional Earthworks, Fertilizer And All Ancillary Works As Necessary; Pva; Seashore Paspalum (Paspalum Vaginatum) | 3183 | m² | AED | 9
2022-01 | 2 | 2.0252 |  | United Arab Emirates | Dubai | Hard & Soft Landscaping | Al Furjan | Package 3 Neighborhood | NAKHEEL | Proscape | Tender | 2022 | Fixed Price Lump Sum | SITE WORK | Landscaping | Planting Management; As Specification Section 32 93 00 ; Maintenance Period For 12 Months From The Date Of Taking Over Of The Whole Of The Work | 1 | Item | AED | 314521
2022-01 | 2 | 2.0252 |  | United Arab Emirates | Dubai | Hard & Soft Landscaping | Al Furjan | Package 3 Neighborhood | NAKHEEL | Proscape | Tender | 2022 | Fixed Price Lump Sum | SITE WORK | Landscaping | Sundries; Tree Stake; 50 X 50 X 3000Mm Long (2Nr) | 1366 | Nr | AED | 28
2022-01 | 2 | 2.0253 |  | United Arab Emirates | Dubai | Hard & Soft Landscaping | Al Furjan | Package 3 Neighborhood | NAKHEEL | Proscape | Tender | 2022 | Fixed Price Lump Sum | SITE WORK | Landscaping | Sundries; Adjustable Rubber Tree Ties; 35Mm; Color Black (2Nr.) | 1366 | Nr | AED | 14
2022-01 | 2 | 2.0253 |  | United Arab Emirates | Dubai | Hard & Soft Landscaping | Al Furjan | Package 3 Neighborhood | NAKHEEL | Proscape | Tender | 2022 | Fixed Price Lump Sum | SITE WORK | Landscaping | Sundries; Water Berming; As Drawing Nr. P3 L-823 | 11755 | m² | AED | 5.5
2022-01 | 2 | 2.0253 |  | United Arab Emirates | Dubai | Hard & Soft Landscaping | Al Furjan | Package 3 Neighborhood | NAKHEEL | Proscape | Tender | 2022 | Fixed Price Lump Sum | SITE WORK | Landscaping | Sundries; Aluminium Grass Edging; Permaloc Clean Line; 4.8Mm X 140Mm High; As Drawing Nr. P3 L-418 Detail 46 | 267 | m | AED | 66
2022-01 | 2 | 2.0253 |  | United Arab Emirates | Dubai | Hard & Soft Landscaping | Al Furjan | Package 3 Neighborhood | NAKHEEL | Proscape | Tender | 2022 | Fixed Price Lump Sum | SITE WORK | Landscaping | Sundries; Geotextile Membrane; To Planting; Including All Ancillary Works As Necessary; As Drawing Nr. L-823 | 38912 | m² | AED | 3.5
2022-01 | 2 | 2.0253 |  | United Arab Emirates | Dubai | Hard & Soft Landscaping | Al Furjan | Package 3 Neighborhood | NAKHEEL | Proscape | Tender | 2022 | Fixed Price Lump Sum | SITE WORK | Landscaping | Steel Edge; 5Mm Thick X 200Mm Depth; Including Finish, Accessories And All Ancillary Works As Necessary; Curved; As Drawing Nr. L-404 | 55 | m | AED | 446
2022-01 | 2 | 2.0253 |  | United Arab Emirates | Dubai | Hard & Soft Landscaping | Al Furjan | Package 3 Neighborhood | NAKHEEL | Proscape | Tender | 2022 | Fixed Price Lump Sum | CONCRETE WORK | Poured concrete | Plain Poured Concrete; Blinding; 50Mm Thick | 8 | m³ | AED | 435
2022-01 | 2 | 2.0253 |  | United Arab Emirates | Dubai | Hard & Soft Landscaping | Al Furjan | Package 3 Neighborhood | NAKHEEL | Proscape | Tender | 2022 | Fixed Price Lump Sum | CONCRETE WORK | Poured concrete | Plain Poured Concrete; Blinding; 100Mm Thick | 125 | m³ | AED | 435
2022-01 | 2 | 2.0253 |  | United Arab Emirates | Dubai | Hard & Soft Landscaping | Al Furjan | Package 3 Neighborhood | NAKHEEL | Proscape | Tender | 2022 | Fixed Price Lump Sum | CONCRETE WORK | Poured concrete | Reinforced Poured Concrete; Rc Base; 100Mm Thick; To Paving And Other Surface Finishes | 357 | m³ | AED | 450
2022-01 | 2 | 2.0253 |  | United Arab Emirates | Dubai | Hard & Soft Landscaping | Al Furjan | Package 3 Neighborhood | NAKHEEL | Proscape | Tender | 2022 | Fixed Price Lump Sum | CONCRETE WORK | Poured concrete | Reinforced Poured Concrete; Rc Base; 100Mm Thick; To Water Features | 22 | m³ | AED | 450
2022-01 | 2 | 2.0253 |  | United Arab Emirates | Dubai | Hard & Soft Landscaping | Al Furjan | Package 3 Neighborhood | NAKHEEL | Proscape | Tender | 2022 | Fixed Price Lump Sum | CONCRETE WORK | Poured concrete | Reinforced Poured Concrete; Raft Slab; 250Mm Thick | 40 | m³ | AED | 450
2022-01 | 2 | 2.0254 |  | United Arab Emirates | Dubai | Hard & Soft Landscaping | Al Furjan | Package 3 Neighborhood | NAKHEEL | Proscape | Tender | 2022 | Fixed Price Lump Sum | CONCRETE WORK | Poured concrete | Reinforced Poured Concrete; Retaining Walls; 200Mm Thick | 29 | m³ | AED | 450
2022-01 | 2 | 2.0254 |  | United Arab Emirates | Dubai | Hard & Soft Landscaping | Al Furjan | Package 3 Neighborhood | NAKHEEL | Proscape | Tender | 2022 | Fixed Price Lump Sum | CONCRETE WORK | Poured concrete | Reinforced Poured Concrete; Suspended Slab; 200Mm Thick | 29 | m³ | AED | 450
2022-01 | 2 | 2.0254 |  | United Arab Emirates | Dubai | Hard & Soft Landscaping | Al Furjan | Package 3 Neighborhood | NAKHEEL | Proscape | Tender | 2022 | Fixed Price Lump Sum | CONCRETE WORK | Poured concrete | Gunite; Including All Ancillary Works As Necessary; Slab On Grade; 200Mm Thick | 234 | m³ | AED | 500
2022-01 | 2 | 2.0254 |  | United Arab Emirates | Dubai | Hard & Soft Landscaping | Al Furjan | Package 3 Neighborhood | NAKHEEL | Proscape | Tender | 2022 | Fixed Price Lump Sum | CONCRETE WORK | Poured concrete | Gunite; Including All Ancillary Works As Necessary; Walls; 200Mm Thick | 28 | m³ | AED | 500
2022-01 | 2 | 2.0254 |  | United Arab Emirates | Dubai | Hard & Soft Landscaping | Al Furjan | Package 3 Neighborhood | NAKHEEL | Proscape | Tender | 2022 | Fixed Price Lump Sum | CONCRETE WORK | Poured concrete | Gunite; Including All Ancillary Works As Necessary; Walls; 450Mm Thick | 10 | m³ | AED | 500
2022-01 | 2 | 2.0254 |  | United Arab Emirates | Dubai | Hard & Soft Landscaping | Al Furjan | Package 3 Neighborhood | NAKHEEL | Proscape | Tender | 2022 | Fixed Price Lump Sum | CONCRETE WORK | Poured concrete | Gunite; Including All Ancillary Works As Necessary; Walls; 475Mm Thick | 12 | m³ | AED | 500
2022-01 | 2 | 2.0254 |  | United Arab Emirates | Dubai | Hard & Soft Landscaping | Al Furjan | Package 3 Neighborhood | NAKHEEL | Proscape | Tender | 2022 | Fixed Price Lump Sum | CONCRETE WORK | Poured concrete | Gunite; Including All Ancillary Works As Necessary; Coping; 210Mm Thick | 12 | m³ | AED | 500
2022-01 | 2 | 2.0254 |  | United Arab Emirates | Dubai | Hard & Soft Landscaping | Al Furjan | Package 3 Neighborhood | NAKHEEL | Proscape | Tender | 2022 | Fixed Price Lump Sum | CONCRETE WORK | Poured concrete | Gunite; Including All Ancillary Works As Necessary; Steps | 2 | m³ | AED | 500
2022-01 | 2 | 2.0254 |  | United Arab Emirates | Dubai | Hard & Soft Landscaping | Al Furjan | Package 3 Neighborhood | NAKHEEL | Proscape | Tender | 2022 | Fixed Price Lump Sum | CONCRETE WORK | Poured concrete | Gunite; Including All Ancillary Works As Necessary; Thickening | 4 | m³ | AED | 500
2022-01 | 2 | 2.0254 |  | United Arab Emirates | Dubai | Hard & Soft Landscaping | Al Furjan | Package 3 Neighborhood | NAKHEEL | Proscape | Tender | 2022 | Fixed Price Lump Sum | CONCRETE WORK | Reinforcement | Reinforcement; To Pool Shower Slab; Bar Diameter (Varies) (Rate Only) | 1 | t | AED | 4711
2022-01 | 2 | 2.0255 |  | United Arab Emirates | Dubai | Hard & Soft Landscaping | Al Furjan | Package 3 Neighborhood | NAKHEEL | Proscape | Tender | 2022 | Fixed Price Lump Sum | CONCRETE WORK | Reinforcement | Reinforcement; To Pump Room; Raft Slab (Diameter Varies) | 3.01 | t | AED | 4711
2022-01 | 2 | 2.0255 |  | United Arab Emirates | Dubai | Hard & Soft Landscaping | Al Furjan | Package 3 Neighborhood | NAKHEEL | Proscape | Tender | 2022 | Fixed Price Lump Sum | CONCRETE WORK | Reinforcement | Reinforcement; To Pump Room; Retaining Walls (Diameter Varies) | 2.75 | t | AED | 4711
2022-01 | 2 | 2.0255 |  | United Arab Emirates | Dubai | Hard & Soft Landscaping | Al Furjan | Package 3 Neighborhood | NAKHEEL | Proscape | Tender | 2022 | Fixed Price Lump Sum | CONCRETE WORK | Reinforcement | Reinforcement; To Pump Room; Suspended Slab (Diameter Varies) | 2.74 | t | AED | 4711
2022-01 | 2 | 2.0255 |  | United Arab Emirates | Dubai | Hard & Soft Landscaping | Al Furjan | Package 3 Neighborhood | NAKHEEL | Proscape | Tender | 2022 | Fixed Price Lump Sum | CONCRETE WORK | Reinforcement | A142 Mesh (1 Layer); Mesh; To Rc Base | 3790 | m² | AED | 16
2022-01 | 2 | 2.0255 |  | United Arab Emirates | Dubai | Hard & Soft Landscaping | Al Furjan | Package 3 Neighborhood | NAKHEEL | Proscape | Tender | 2022 | Fixed Price Lump Sum | CONCRETE WORK | Reinforcement | A393 Mesh (2 Layers); Mesh; To Slab On Grade (Including Thickening) | 1170 | m² | AED | 64
2022-01 | 2 | 2.0255 |  | United Arab Emirates | Dubai | Hard & Soft Landscaping | Al Furjan | Package 3 Neighborhood | NAKHEEL | Proscape | Tender | 2022 | Fixed Price Lump Sum | CONCRETE WORK | Reinforcement | A393 Mesh (2 Layers); Mesh; To Walls | 185 | m² | AED | 64
2022-01 | 2 | 2.0255 |  | United Arab Emirates | Dubai | Hard & Soft Landscaping | Al Furjan | Package 3 Neighborhood | NAKHEEL | Proscape | Tender | 2022 | Fixed Price Lump Sum | CONCRETE WORK | Reinforcement | A393 Mesh (2 Layers); Mesh; To Coping | 58 | m² | AED | 64
2022-01 | 2 | 2.0255 |  | United Arab Emirates | Dubai | Hard & Soft Landscaping | Al Furjan | Package 3 Neighborhood | NAKHEEL | Proscape | Tender | 2022 | Fixed Price Lump Sum | CONCRETE WORK | Reinforcement | A393 Mesh (2 Layers); Mesh; To Steps | 5 | m² | AED | 64
2022-01 | 2 | 2.0255 |  | United Arab Emirates | Dubai | Hard & Soft Landscaping | Al Furjan | Package 3 Neighborhood | NAKHEEL | Proscape | Tender | 2022 | Fixed Price Lump Sum | CONCRETE WORK | Shuttering | Shuttering; Sides Of Raft Slab | 19 | m² | AED | 55
2022-01 | 2 | 2.0255 |  | United Arab Emirates | Dubai | Hard & Soft Landscaping | Al Furjan | Package 3 Neighborhood | NAKHEEL | Proscape | Tender | 2022 | Fixed Price Lump Sum | CONCRETE WORK | Shuttering | Shuttering; Sides Of Retaining Walls | 294 | m² | AED | 105
2022-01 | 2 | 2.0256 |  | United Arab Emirates | Dubai | Hard & Soft Landscaping | Al Furjan | Package 3 Neighborhood | NAKHEEL | Proscape | Tender | 2022 | Fixed Price Lump Sum | CONCRETE WORK | Shuttering | Shuttering; Soffits Of Suspended Slab | 144 | m² | AED | 105
2022-01 | 2 | 2.0256 |  | United Arab Emirates | Dubai | Hard & Soft Landscaping | Al Furjan | Package 3 Neighborhood | NAKHEEL | Proscape | Tender | 2022 | Fixed Price Lump Sum | CONCRETE WORK | Shuttering | Shuttering; Edges Of Slab; Not Exceeding 300Mm | 4 | m | AED | 55
2022-01 | 2 | 2.0256 |  | United Arab Emirates | Dubai | Hard & Soft Landscaping | Al Furjan | Package 3 Neighborhood | NAKHEEL | Proscape | Tender | 2022 | Fixed Price Lump Sum | CONCRETE WORK | Shuttering | Embedded Shuttering; Hollow Blockwall; Bedded And Jointed In Cement And Sand Mortar; Including Concrete Footing, Damp Proof Course, Expanded Metal Mesh, Grout, Horizontal Bed Joint Reinforcement As Required And All Necessary Fixing Accessories, Flashings, Ties, Anchors And The Like; 150Mm Thick; Below Grade | 137 | m² | AED | 150
2022-01 | 2 | 2.0256 |  | United Arab Emirates | Dubai | Hard & Soft Landscaping | Al Furjan | Package 3 Neighborhood | NAKHEEL | Proscape | Tender | 2022 | Fixed Price Lump Sum | CONCRETE WORK | Shuttering | Embedded Shuttering; Hollow Blockwall; Bedded And Jointed In Cement And Sand Mortar; Including Concrete Footing, Damp Proof Course, Expanded Metal Mesh, Grout, Horizontal Bed Joint Reinforcement As Required And All Necessary Fixing Accessories, Flashings, Ties, Anchors And The Like; 300Mm Thick; Above Grade; Curved | 30 | m² | AED | 267
2022-01 | 2 | 2.0256 |  | United Arab Emirates | Dubai | Hard & Soft Landscaping | Al Furjan | Package 3 Neighborhood | NAKHEEL | Proscape | Tender | 2022 | Fixed Price Lump Sum | CONCRETE WORK | Poured concrete | Sundries; Protection Screed; 50Mm Thick | 159 | m² | AED | 39
2022-01 | 2 | 2.0256 |  | United Arab Emirates | Dubai | Hard & Soft Landscaping | Al Furjan | Package 3 Neighborhood | NAKHEEL | Proscape | Tender | 2022 | Fixed Price Lump Sum | METALWORK | Non structural metalwork | Pergolas; Fixed To Concrete Base; Comprising Hot Dipped Galvanized Steel 200X100X5Mm Thick Purlins, 200X200X5Mm Thick Beam And 250X250X5Mm Thick Post; In Light Grey; Including Alphatic Acrylic Urethane Coating; Including Anchor Bolts, Fixings, Supports And All Ancillary Works As Necessary; As Drawing Nr. P3 L-410 Detail 29 And 30; Type 1; 3110Mm High | 223 | m² | AED | 3240
2022-01 | 2 | 2.0256 |  | United Arab Emirates | Dubai | Hard & Soft Landscaping | Al Furjan | Package 3 Neighborhood | NAKHEEL | Proscape | Tender | 2022 | Fixed Price Lump Sum | METALWORK | Non structural metalwork | Pergolas; Fixed To Concrete Base; Comprising Hot Dipped Galvanized Steel 200X100X5Mm Thick Purlins, 200X200X5Mm Thick Beam And 250X250X5Mm Thick Post; In Light Grey; Including Alphatic Acrylic Urethane Coating; Including Anchor Bolts, Fixings, Supports And All Ancillary Works As Necessary; As Drawing Nr. P3 L-410 Detail 29 And 30; Type 2; 4000Mm High | 42 | m² | AED | 2789
2022-01 | 2 | 2.0256 |  | United Arab Emirates | Dubai | Hard & Soft Landscaping | Al Furjan | Package 3 Neighborhood | NAKHEEL | Proscape | Tender | 2022 | Fixed Price Lump Sum | METALWORK | Non structural metalwork | Tents; Fixed To Concrete Base; Comprising Powder Coated Galvanized Steel Post 219~405Mm Diameter, Knitted Shade Cloth; Including Chs Post, Stainless Steel Chain Anchor Bolts, Concrete, Formwork, Reinforcement, Blindings, Excavation, Disposal, Backfilling, Bitumen Paint, Anchor Bolts, Fixings, Supports And All Ancillary Works As Necessary; Supports, Fixings And All Ancillary Works As Necessary; As Drawing Nr. P3 L-411 To L-416; Tent Type 01; Coverage Area 142M² (Measured On Plan), 8000Mm High | 1 | Nr | AED | 57174
2022-01 | 2 | 2.0256 |  | United Arab Emirates | Dubai | Hard & Soft Landscaping | Al Furjan | Package 3 Neighborhood | NAKHEEL | Proscape | Tender | 2022 | Fixed Price Lump Sum | METALWORK | Non structural metalwork | Tents; Fixed To Concrete Base; Comprising Powder Coated Galvanized Steel Post 219~405Mm Diameter, Knitted Shade Cloth; Including Chs Post, Stainless Steel Chain Anchor Bolts, Concrete, Formwork, Reinforcement, Blindings, Excavation, Disposal, Backfilling, Bitumen Paint, Anchor Bolts, Fixings, Supports And All Ancillary Works As Necessary; Supports, Fixings And All Ancillary Works As Necessary; As Drawing Nr. P3 L-411 To L-416; Tent Type 02; Coverage Area 352M² (Measured On Plan), 9000Mm High | 1 | Nr | AED | 141726
2022-01 | 2 | 2.0256 |  | United Arab Emirates | Dubai | Hard & Soft Landscaping | Al Furjan | Package 3 Neighborhood | NAKHEEL | Proscape | Tender | 2022 | Fixed Price Lump Sum | METALWORK | Non structural metalwork | Tents; Fixed To Concrete Base; Comprising Powder Coated Galvanized Steel Post 219~405Mm Diameter, Knitted Shade Cloth; Including Chs Post, Stainless Steel Chain Anchor Bolts, Concrete, Formwork, Reinforcement, Blindings, Excavation, Disposal, Backfilling, Bitumen Paint, Anchor Bolts, Fixings, Supports And All Ancillary Works As Necessary; Supports, Fixings And All Ancillary Works As Necessary; As Drawing Nr. P3 L-411 To L-416; Tent Type 03; Coverage Area 79M² (Measured On Plan), 5000Mm High | 1 | Nr | AED | 32211
2022-01 | 2 | 2.0257 |  | United Arab Emirates | Dubai | Hard & Soft Landscaping | Al Furjan | Package 3 Neighborhood | NAKHEEL | Proscape | Tender | 2022 | Fixed Price Lump Sum | METALWORK | Non structural metalwork | Tents; Fixed To Concrete Base; Comprising Powder Coated Galvanized Steel Post 219~405Mm Diameter, Knitted Shade Cloth; Including Chs Post, Stainless Steel Chain Anchor Bolts, Concrete, Formwork, Reinforcement, Blindings, Excavation, Disposal, Backfilling, Bitumen Paint, Anchor Bolts, Fixings, Supports And All Ancillary Works As Necessary; Supports, Fixings And All Ancillary Works As Necessary; As Drawing Nr. P3 L-411 To L-416; Tent Type 04; Coverage Area 182M² (Measured On Plan), 8000Mm High | 1 | Nr | AED | 73279
2022-01 | 2 | 2.0257 |  | United Arab Emirates | Dubai | Hard & Soft Landscaping | Al Furjan | Package 3 Neighborhood | NAKHEEL | Proscape | Tender | 2022 | Fixed Price Lump Sum | METALWORK | Non structural metalwork | Tents; Fixed To Concrete Base; Comprising Powder Coated Galvanized Steel Post 219~405Mm Diameter, Knitted Shade Cloth; Including Chs Post, Stainless Steel Chain Anchor Bolts, Concrete, Formwork, Reinforcement, Blindings, Excavation, Disposal, Backfilling, Bitumen Paint, Anchor Bolts, Fixings, Supports And All Ancillary Works As Necessary; Supports, Fixings And All Ancillary Works As Necessary; As Drawing Nr. P3 L-411 To L-416; Tent Type 05; Coverage Area 397M² (Measured On Plan), 9000Mm High | 1 | Nr | AED | 159845
2022-01 | 2 | 2.0257 |  | United Arab Emirates | Dubai | Hard & Soft Landscaping | Al Furjan | Package 3 Neighborhood | NAKHEEL | Proscape | Tender | 2022 | Fixed Price Lump Sum | METALWORK | Non structural metalwork | Tents; Fixed To Concrete Base; Comprising Powder Coated Galvanized Steel Post 219~405Mm Diameter, Knitted Shade Cloth; Including Chs Post, Stainless Steel Chain Anchor Bolts, Concrete, Formwork, Reinforcement, Blindings, Excavation, Disposal, Backfilling, Bitumen Paint, Anchor Bolts, Fixings, Supports And All Ancillary Works As Necessary; Supports, Fixings And All Ancillary Works As Necessary; As Drawing Nr. P3 L-411 To L-416; Tent Type 06; Coverage Area 129M² (Measured On Plan), 5000Mm High | 1 | Nr | AED | 51939
2022-01 | 2 | 2.0257 |  | United Arab Emirates | Dubai | Hard & Soft Landscaping | Al Furjan | Package 3 Neighborhood | NAKHEEL | Proscape | Tender | 2022 | Fixed Price Lump Sum | METALWORK | Non structural metalwork | Tents; Fixed To Concrete Base; Comprising Powder Coated Galvanized Steel Post 219~405Mm Diameter, Knitted Shade Cloth; Including Chs Post, Stainless Steel Chain Anchor Bolts, Concrete, Formwork, Reinforcement, Blindings, Excavation, Disposal, Backfilling, Bitumen Paint, Anchor Bolts, Fixings, Supports And All Ancillary Works As Necessary; Supports, Fixings And All Ancillary Works As Necessary; As Drawing Nr. P3 L-411 To L-416; Tent Type 07; Coverage Area 242M² (Measured On Plan), 6000Mm High | 1 | Nr | AED | 97437
2022-01 | 2 | 2.0257 |  | United Arab Emirates | Dubai | Hard & Soft Landscaping | Al Furjan | Package 3 Neighborhood | NAKHEEL | Proscape | Tender | 2022 | Fixed Price Lump Sum | METALWORK | Non structural metalwork | Tents; Fixed To Concrete Base; Comprising Powder Coated Galvanized Steel Post 219~405Mm Diameter, Knitted Shade Cloth; Including Chs Post, Stainless Steel Chain Anchor Bolts, Concrete, Formwork, Reinforcement, Blindings, Excavation, Disposal, Backfilling, Bitumen Paint, Anchor Bolts, Fixings, Supports And All Ancillary Works As Necessary; Supports, Fixings And All Ancillary Works As Necessary; As Drawing Nr. P3 L-411 To L-416; Tent Type 08; Coverage Area 71M² (Measured On Plan), 5000Mm High | 1 | Nr | AED | 29526
2022-01 | 2 | 2.0257 |  | United Arab Emirates | Dubai | Hard & Soft Landscaping | Al Furjan | Package 3 Neighborhood | NAKHEEL | Proscape | Tender | 2022 | Fixed Price Lump Sum | METALWORK | Non structural metalwork | Tents; Fixed To Concrete Base; Comprising Powder Coated Galvanized Steel Post 219~405Mm Diameter, Knitted Shade Cloth; Including Chs Post, Stainless Steel Chain Anchor Bolts, Concrete, Formwork, Reinforcement, Blindings, Excavation, Disposal, Backfilling, Bitumen Paint, Anchor Bolts, Fixings, Supports And All Ancillary Works As Necessary; Supports, Fixings And All Ancillary Works As Necessary; As Drawing Nr. P3 L-411 To L-416; Tent Type 09; Coverage Area 121M² (Measured On Plan), 5000Mm High | 1 | Nr | AED | 48718
2022-01 | 2 | 2.0257 |  | United Arab Emirates | Dubai | Hard & Soft Landscaping | Al Furjan | Package 3 Neighborhood | NAKHEEL | Proscape | Tender | 2022 | Fixed Price Lump Sum | METALWORK | Non structural metalwork | Tents; Fixed To Concrete Base; Comprising Powder Coated Galvanized Steel Post 219~405Mm Diameter, Knitted Shade Cloth; Including Chs Post, Stainless Steel Chain Anchor Bolts, Concrete, Formwork, Reinforcement, Blindings, Excavation, Disposal, Backfilling, Bitumen Paint, Anchor Bolts, Fixings, Supports And All Ancillary Works As Necessary; Supports, Fixings And All Ancillary Works As Necessary; As Drawing Nr. P3 L-411 To L-416; Tent Type 10; Coverage Area 433M² (Measured On Plan), 6000Mm High | 1 | Nr | AED | 174339
2022-01 | 2 | 2.0257 |  | United Arab Emirates | Dubai | Hard & Soft Landscaping | Al Furjan | Package 3 Neighborhood | NAKHEEL | Proscape | Tender | 2022 | Fixed Price Lump Sum | METALWORK | Non structural metalwork | Tents; Fixed To Concrete Base; Comprising Powder Coated Galvanized Steel Post 219~405Mm Diameter, Knitted Shade Cloth; Including Chs Post, Stainless Steel Chain Anchor Bolts, Concrete, Formwork, Reinforcement, Blindings, Excavation, Disposal, Backfilling, Bitumen Paint, Anchor Bolts, Fixings, Supports And All Ancillary Works As Necessary; Supports, Fixings And All Ancillary Works As Necessary; As Drawing Nr. P3 L-411 To L-416; Tent Type 11; Coverage Area 71M² (Measured On Plan), 5000Mm High | 1 | Nr | AED | 29526
2022-01 | 2 | 2.0257 |  | United Arab Emirates | Dubai | Hard & Soft Landscaping | Al Furjan | Package 3 Neighborhood | NAKHEEL | Proscape | Tender | 2022 | Fixed Price Lump Sum | METALWORK | Non structural metalwork | Tents; Fixed To Concrete Base; Comprising Powder Coated Galvanized Steel Post 219~405Mm Diameter, Knitted Shade Cloth; Including Chs Post, Stainless Steel Chain Anchor Bolts, Concrete, Formwork, Reinforcement, Blindings, Excavation, Disposal, Backfilling, Bitumen Paint, Anchor Bolts, Fixings, Supports And All Ancillary Works As Necessary; Supports, Fixings And All Ancillary Works As Necessary; As Drawing Nr. P3 L-411 To L-416; Tent Type 12; Coverage Area 121M² (Measured On Plan), 5000Mm High | 1 | Nr | AED | 48718
2022-01 | 2 | 2.0257 |  | United Arab Emirates | Dubai | Hard & Soft Landscaping | Al Furjan | Package 3 Neighborhood | NAKHEEL | Proscape | Tender | 2022 | Fixed Price Lump Sum | METALWORK | Non structural metalwork | Chainlink; Fixed To Concrete Post; Comprising 2.5/3.55Mm Galvanized Pvc Coated Wiremesh, Pvc Coated Green Linewire, G.I Pipe Top, Intermediate Post And Bottom Rail, Including Metal Frame, Support, Finishes, Concrete, Formwork, Reinforcement, Excavation, Disposal, Backfill, Ironmongery And All Ancillary Works As Necessary; As Drawing Nr. P3 L-407 And L-408; 4000Mm High; To Muga Court (Whole And Half Court) | 188 | m | AED | 483
2022-01 | 2 | 2.0258 |  | United Arab Emirates | Dubai | Hard & Soft Landscaping | Al Furjan | Package 3 Neighborhood | NAKHEEL | Proscape | Tender | 2022 | Fixed Price Lump Sum | METALWORK | Non structural metalwork | Chainlink; Fixed To Concrete Post; Comprising 2.5/3.55Mm Galvanized Pvc Coated Wiremesh, Pvc Coated Green Linewire, G.I Pipe Top, Intermediate Post And Bottom Rail, Including Metal Frame, Support, Finishes, Concrete, Formwork, Reinforcement, Excavation, Disposal, Backfill, Ironmongery And All Ancillary Works As Necessary; As Drawing Nr. P3 L-407 And L-408; Extra Over For Double Leaf Gate 2000 X 2400Mm High | 2 | Nr | AED | 5905
2022-01 | 2 | 2.0258 |  | United Arab Emirates | Dubai | Hard & Soft Landscaping | Al Furjan | Package 3 Neighborhood | NAKHEEL | Proscape | Tender | 2022 | Fixed Price Lump Sum | METALWORK | Non structural metalwork | Basketball Goal And Posts; Anchored To Concrete Foundation; Comprising; Shs Steel Post, Height Adjustment Rod, Backboard Padding, Acrylic Adjustable Backboard, Ring And Net; Including Concrete, Formwork, Reinforcement, Excavation, Disposal, Backfill, Bolts, Support, Fixings And All Ancillary Works As Necessary; As Drawing Nr. P5 L-408 Detail C1; To Muga Court; Height Varies 2300~3050Mm | 3 | Nr | AED | 10737
2022-01 | 2 | 2.0258 |  | United Arab Emirates | Dubai | Hard & Soft Landscaping | Al Furjan | Package 3 Neighborhood | NAKHEEL | Proscape | Tender | 2022 | Fixed Price Lump Sum | METALWORK | Non structural metalwork | Padel Board Court Fence; Comprising 2Mm Thick Prefabricated Steel Panels, Electro Welded Steel Mesh Pu Coated, 10Mm Thick Tempered Glass Panels; Including Metal Support, Concrete, Formwork, Reinforcement, Compacted Subbase, Excavation, Disposal, Backfilling, Polyethylene Sheet, Prefabricated Steel Tube And All Ancillary Works As Necessary; As Drawing Nr. P3 L-409 Detail G1; 3000Mm High | 32 | m | AED | 1611
2022-01 | 2 | 2.0258 |  | United Arab Emirates | Dubai | Hard & Soft Landscaping | Al Furjan | Package 3 Neighborhood | NAKHEEL | Proscape | Tender | 2022 | Fixed Price Lump Sum | METALWORK | Non structural metalwork | Padel Board Court Fence; Comprising 2Mm Thick Prefabricated Steel Panels, Electro Welded Steel Mesh Pu Coated, 10Mm Thick Tempered Glass Panels; Including Metal Support, Concrete, Formwork, Reinforcement, Compacted Subbase, Excavation, Disposal, Backfilling, Polyethylene Sheet, Prefabricated Steel Tube And All Ancillary Works As Necessary; As Drawing Nr. P3 L-409 Detail G1; 4000Mm High | 28 | m | AED | 2147
2022-01 | 2 | 2.0258 |  | United Arab Emirates | Dubai | Hard & Soft Landscaping | Al Furjan | Package 3 Neighborhood | NAKHEEL | Proscape | Tender | 2022 | Fixed Price Lump Sum | METALWORK | Non structural metalwork | Padel Board Court Fence; Comprising 2Mm Thick Prefabricated Steel Panels, Electro Welded Steel Mesh Pu Coated, 10Mm Thick Tempered Glass Panels; Including Metal Support, Concrete, Formwork, Reinforcement, Compacted Subbase, Excavation, Disposal, Backfilling, Polyethylene Sheet, Prefabricated Steel Tube And All Ancillary Works As Necessary; As Drawing Nr. P3 L-409 Detail G1; Extra Over Double Leaf Gate 3000 X 2000Mm High | 1 | Nr | AED | 4832
2022-01 | 2 | 2.0258 |  | United Arab Emirates | Dubai | Hard & Soft Landscaping | Al Furjan | Package 3 Neighborhood | NAKHEEL | Proscape | Tender | 2022 | Fixed Price Lump Sum | METALWORK | Non structural metalwork | Tennis Posts And Nets; Comprising Aluminum Ground Sleeve, 100 X 100Mm Square Type Padel Tennis Post, Padel Tennis Braided Net 3Mm Diameter With 45Mm Single Mesh With Pes Headband; Including Concrete, Formwork, Reinforcement, Excavation, Disposal, Reinforcement, Finishes, Fixings And All Ancillary Works; As Drawing Nr. P3 L-407 Detail Z; 920Mm High; To Muga Court | 2 | Nr | AED | 6442
2022-01 | 2 | 2.0258 |  | United Arab Emirates | Dubai | Hard & Soft Landscaping | Al Furjan | Package 3 Neighborhood | NAKHEEL | Proscape | Tender | 2022 | Fixed Price Lump Sum | METALWORK | Non structural metalwork | Metal Fence And Gates; Fixed To Concrete Base; Comprising Hot Dipped Galvanized Steel Top Rail, Intermediate Bars, Bottom Rail, Gate Post And Frame; In Aliphatic Acrylic Urethane Coating; Including Ironmongery, Anchor Bolts, Metal Supports, Fixings And All Ancillary Works As Necessary; As Drawing Nr. P3 L-417 Detail 45; 1200Mm High | 519 | m | AED | 921
2022-01 | 2 | 2.0258 |  | United Arab Emirates | Dubai | Hard & Soft Landscaping | Al Furjan | Package 3 Neighborhood | NAKHEEL | Proscape | Tender | 2022 | Fixed Price Lump Sum | METALWORK | Non structural metalwork | Metal Fence And Gates; Fixed To Concrete Base; Comprising Hot Dipped Galvanized Steel Top Rail, Intermediate Bars, Bottom Rail, Gate Post And Frame; In Aliphatic Acrylic Urethane Coating; Including Ironmongery, Anchor Bolts, Metal Supports, Fixings And All Ancillary Works As Necessary; As Drawing Nr. P3 L-417 Detail 45; Extra Over Double Leaf Gate Size 1950 X 1150Mm High; With Child Safe Lock | 7 | Nr | AED | 5204
2022-01 | 2 | 2.0258 |  | United Arab Emirates | Dubai | Hard & Soft Landscaping | Al Furjan | Package 3 Neighborhood | NAKHEEL | Proscape | Tender | 2022 | Fixed Price Lump Sum | THERMAL AND MOISTURE PROTECTION | Coverings and linings | Waterproofing System; Including Surface Preparation, Protection, Accessories And All Ancillary Works As Necessary; Waterproofing Membrane System; To Pools; Comprising 2 Layer 4Mm Thick Sbs Membrane And 4Mm Thick Protection Board; To Horizontal | 1228 | m² | AED | 91
2022-01 | 2 | 2.0258 |  | United Arab Emirates | Dubai | Hard & Soft Landscaping | Al Furjan | Package 3 Neighborhood | NAKHEEL | Proscape | Tender | 2022 | Fixed Price Lump Sum | THERMAL AND MOISTURE PROTECTION | Coverings and linings | Waterproofing System; Including Surface Preparation, Protection, Accessories And All Ancillary Works As Necessary; Waterproofing Membrane System; To Pools; Comprising 2 Layer 4Mm Thick Sbs Membrane And 4Mm Thick Protection Board; To Vertical | 165 | m² | AED | 94
2022-01 | 2 | 2.0259 |  | United Arab Emirates | Dubai | Hard & Soft Landscaping | Al Furjan | Package 3 Neighborhood | NAKHEEL | Proscape | Tender | 2022 | Fixed Price Lump Sum | THERMAL AND MOISTURE PROTECTION | Coverings and linings | Waterproofing System; Including Surface Preparation, Protection, Accessories And All Ancillary Works As Necessary; Waterproofing System To Pool Shower; To Horizontal | 4 | m² | AED | 91
2022-01 | 2 | 2.0259 |  | United Arab Emirates | Dubai | Hard & Soft Landscaping | Al Furjan | Package 3 Neighborhood | NAKHEEL | Proscape | Tender | 2022 | Fixed Price Lump Sum | THERMAL AND MOISTURE PROTECTION | Coverings and linings | Waterproofing System; Including Surface Preparation, Protection, Accessories And All Ancillary Works As Necessary; Waterproofing System To Pool Shower; To Curved Wall | 30 | m² | AED | 94
2022-01 | 2 | 2.0259 |  | United Arab Emirates | Dubai | Hard & Soft Landscaping | Al Furjan | Package 3 Neighborhood | NAKHEEL | Proscape | Tender | 2022 | Fixed Price Lump Sum | THERMAL AND MOISTURE PROTECTION | Coverings and linings | Waterproofing System; Including Surface Preparation, Protection, Accessories And All Ancillary Works As Necessary; Waterproofing System To Pump Room; To Horizontal | 159 | m² | AED | 91
2022-01 | 2 | 2.0259 |  | United Arab Emirates | Dubai | Hard & Soft Landscaping | Al Furjan | Package 3 Neighborhood | NAKHEEL | Proscape | Tender | 2022 | Fixed Price Lump Sum | THERMAL AND MOISTURE PROTECTION | Coverings and linings | Waterproofing System; Including Surface Preparation, Protection, Accessories And All Ancillary Works As Necessary; Waterproofing System To Pump Room; To Vertical | 147 | m² | AED | 94
2022-01 | 2 | 2.0259 |  | United Arab Emirates | Dubai | Hard & Soft Landscaping | Al Furjan | Package 3 Neighborhood | NAKHEEL | Proscape | Tender | 2022 | Fixed Price Lump Sum | THERMAL AND MOISTURE PROTECTION | Coverings and linings | Sundries; Concrete Protection To Dry Deck; Horizontal | 217 | m² | AED | 16
2022-01 | 2 | 2.0259 |  | United Arab Emirates | Dubai | Hard & Soft Landscaping | Al Furjan | Package 3 Neighborhood | NAKHEEL | Proscape | Tender | 2022 | Fixed Price Lump Sum | THERMAL AND MOISTURE PROTECTION | Coverings and linings | Sundries; 1000 Gauge Polythene Sheet; To Swimming And Kid'S Pool | 1251 | m² | AED | 4
2022-01 | 2 | 2.0259 |  | United Arab Emirates | Dubai | Hard & Soft Landscaping | Al Furjan | Package 3 Neighborhood | NAKHEEL | Proscape | Tender | 2022 | Fixed Price Lump Sum | THERMAL AND MOISTURE PROTECTION | Coverings and linings | Sundries; Terram Layer; To Dry Deck | 217 | m² | AED | 5
2022-01 | 2 | 2.0259 |  | United Arab Emirates | Dubai | Hard & Soft Landscaping | Al Furjan | Package 3 Neighborhood | NAKHEEL | Proscape | Tender | 2022 | Fixed Price Lump Sum | THERMAL AND MOISTURE PROTECTION | Coverings and linings | Sundries; 2 Layers Of Flex Crete (Sodap) Waterproofing With 1 Layer Of F20 Fiberglass Mesh To The Entire Shell; To Swimming Pool | 1234 | m² | AED | 62
2022-01 | 2 | 2.0259 |  | United Arab Emirates | Dubai | Hard & Soft Landscaping | Al Furjan | Package 3 Neighborhood | NAKHEEL | Proscape | Tender | 2022 | Fixed Price Lump Sum | FINISHES | Signwriting | Line Markings; Including All Ancillary Works As Necessary; 50Mm Wide Padel Tennis Line Marking | 34 | m | AED | 67
2022-01 | 2 | 2.0259 |  | United Arab Emirates | Dubai | Hard & Soft Landscaping | Al Furjan | Package 3 Neighborhood | NAKHEEL | Proscape | Tender | 2022 | Fixed Price Lump Sum | FINISHES | Signwriting | Line Markings; Including All Ancillary Works As Necessary; Basketball Line Marking | 239 | m | AED | 11
2022-01 | 2 | 2.026 |  | United Arab Emirates | Dubai | Hard & Soft Landscaping | Al Furjan | Package 3 Neighborhood | NAKHEEL | Proscape | Tender | 2022 | Fixed Price Lump Sum | ACCESSORIES | Generally | Directional Signages; Including Finishes, Frames, Lighting, Cables, Termination To The Nearest Power Supply, Supports, Anchors, Bolts, Accessories And All Ancillary Works As Necessary; Type Int-Dr01; Amenity Directional Sign; Fixed To Walls; Comprising Aluminum Cladding In Ral 7024 | 2 | Nr | AED | 1399
2022-01 | 2 | 2.026 |  | United Arab Emirates | Dubai | Hard & Soft Landscaping | Al Furjan | Package 3 Neighborhood | NAKHEEL | Proscape | Tender | 2022 | Fixed Price Lump Sum | ACCESSORIES | Generally | Identification Signages; Including Finishes, Frames, Supports, Anchors, Bolts, Accessories And All Ancillary Works As Necessary; Type Int-Id01; Amenity Identification Sign (Foh); Comprising 10Mm Thick Aluminum Sheet With Chamfered Edge In Ral 7024, Screen Printed Graphics In Ral 9016 With 3M Vhb Double Sided Tape | 16 | Nr | AED | 363
2022-01 | 2 | 2.026 |  | United Arab Emirates | Dubai | Hard & Soft Landscaping | Al Furjan | Package 3 Neighborhood | NAKHEEL | Proscape | Tender | 2022 | Fixed Price Lump Sum | ACCESSORIES | Generally | Identification Signages; Including Finishes, Frames, Supports, Anchors, Bolts, Accessories And All Ancillary Works As Necessary; Type Int-Id02; Room Identification Sign (Foh); Comprising 10Mm Thick Aluminum Sheet With Chamfered Edge In Ral 7024, Screen Printed Graphics In Ral 9016 With 3M Vhb Double Sided Tape | 20 | Nr | AED | 334
2022-01 | 2 | 2.026 |  | United Arab Emirates | Dubai | Hard & Soft Landscaping | Al Furjan | Package 3 Neighborhood | NAKHEEL | Proscape | Tender | 2022 | Fixed Price Lump Sum | ACCESSORIES | Generally | Identification Signages; Including Finishes, Frames, Supports, Anchors, Bolts, Accessories And All Ancillary Works As Necessary; Type Int-Id02.1; Room Identification Sign (Foh)- (Door Mounted); Comprising 10Mm Thick Aluminum Sheet With Chamfered Edge In Ral 7024, Screen Printed Graphics In Ral 9016 With 3M Vhb Double Sided Tape | 4 | Nr | AED | 306
2022-01 | 2 | 2.026 |  | United Arab Emirates | Dubai | Hard & Soft Landscaping | Al Furjan | Package 3 Neighborhood | NAKHEEL | Proscape | Tender | 2022 | Fixed Price Lump Sum | ACCESSORIES | Generally | Identification Signages; Including Finishes, Frames, Supports, Anchors, Bolts, Accessories And All Ancillary Works As Necessary; Type Int-Id03; Amenity Identification Sign (Boh); Comprising Cut Out Red Vinyl Graphics | 2 | Nr | AED | 167
2022-01 | 2 | 2.026 |  | United Arab Emirates | Dubai | Hard & Soft Landscaping | Al Furjan | Package 3 Neighborhood | NAKHEEL | Proscape | Tender | 2022 | Fixed Price Lump Sum | ACCESSORIES | Generally | Identification Signages; Including Finishes, Frames, Supports, Anchors, Bolts, Accessories And All Ancillary Works As Necessary; Type Int-Id04; Room Identification Sign (Boh); Comprising 3Mm Thick Aluminum Sheet To Match Artwork Color With 3M Vhb Double Sided Tape | 4 | Nr | AED | 150
2022-01 | 2 | 2.026 |  | United Arab Emirates | Dubai | Hard & Soft Landscaping | Al Furjan | Package 3 Neighborhood | NAKHEEL | Proscape | Tender | 2022 | Fixed Price Lump Sum | ACCESSORIES | Generally | Rules And Regulations Signages; Including Finishes, Frames, Supports, Anchors, Bolts, Accessories And All Ancillary Works As Necessary; Type Int-Rg01; Facility Rules & Regulation Sign; Comprising 10Mm Thick Aluminum Sheet With Chamfered Edge In Ral 7024, Screen Printed Graphics In Ral 9016 Welded Directly To Back Panel With Provision For Chemical Adhesive | 6 | Nr | AED | 1311
2022-01 | 2 | 2.026 |  | United Arab Emirates | Dubai | Hard & Soft Landscaping | Al Furjan | Package 3 Neighborhood | NAKHEEL | Proscape | Tender | 2022 | Fixed Price Lump Sum | ACCESSORIES | Generally | Rules And Regulations Signages; Including Finishes, Frames, Supports, Anchors, Bolts, Accessories And All Ancillary Works As Necessary; Type Int-Rg02; No Smoking Sign; Comprising 10Mm Thick Aluminum Sheet With Chamfered Edge In Ral 7024, Screen Printed Graphics In Ral 9016 With 3M Vhb Double Sided Tape | 2 | Nr | AED | 334
2022-01 | 2 | 2.026 |  | United Arab Emirates | Dubai | Hard & Soft Landscaping | Al Furjan | Package 3 Neighborhood | NAKHEEL | Proscape | Tender | 2022 | Fixed Price Lump Sum | FURNISHINGS | Generally | Planters; In Cornsteel And Hardwood Circular Tree Isles; Including All Ancillary Works As Necessary; Overall Diameter 3000Mm With 500Mm Sitting Width | 8 | Nr | AED | 32469
2022-01 | 2 | 2.026 |  | United Arab Emirates | Dubai | Hard & Soft Landscaping | Al Furjan | Package 3 Neighborhood | NAKHEEL | Proscape | Tender | 2022 | Fixed Price Lump Sum | FURNISHINGS | Generally | Curved Seatwalls; Fixed To Concrete Base; In Precast Concrete; Signal White; Diamond Cut Finish; Including Concrete, Formwork, Reinforcement, Excavation, Disposal, Backfill, Concrete Protection And All Ancillary Works As Necessary; As Drawing Nr. P3 L-418 Detail 48; Size 500Mm Wide X 500Mm High | 102 | m | AED | 1237
2022-01 | 2 | 2.0261 |  | United Arab Emirates | Dubai | Hard & Soft Landscaping | Al Furjan | Package 3 Neighborhood | NAKHEEL | Proscape | Tender | 2022 | Fixed Price Lump Sum | FURNISHINGS | Generally | Curved Seatwalls; Fixed To Concrete Base; In Precast Concrete; Signal White; Diamond Cut Finish; Including Concrete, Formwork, Reinforcement, Excavation, Disposal, Backfill, Concrete Protection And All Ancillary Works As Necessary; As Drawing Nr. P3 L-418 Detail 48; Size 500Mm Wide X 500Mm High; To Dry Deck | 35 | m | AED | 1237
2022-01 | 2 | 2.0261 |  | United Arab Emirates | Dubai | Hard & Soft Landscaping | Al Furjan | Package 3 Neighborhood | NAKHEEL | Proscape | Tender | 2022 | Fixed Price Lump Sum | FURNISHINGS | Generally | Benches; Extended Park Bench With Back Rest; In Aluminium Alloy Structural Steel; Size 2200Mm Long X 650Mm Wide X 770Mm High | 19 | Nr | AED | 3145
2022-01 | 2 | 2.0261 |  | United Arab Emirates | Dubai | Hard & Soft Landscaping | Al Furjan | Package 3 Neighborhood | NAKHEEL | Proscape | Tender | 2022 | Fixed Price Lump Sum | FURNISHINGS | Generally | Bloom Shape Seat Cubes; Precast Concrete; In Signal White; Diamond Cut Finish; Size 2990Mm Long X 1930Mm Wide X 350Mm High | 43 | Nr | AED | 4641
2022-01 | 2 | 2.0261 |  | United Arab Emirates | Dubai | Hard & Soft Landscaping | Al Furjan | Package 3 Neighborhood | NAKHEEL | Proscape | Tender | 2022 | Fixed Price Lump Sum | FURNISHINGS | Generally | Liter Bins; Powder Coated Mmcite Steel; Including All Ancillary Works As Necessary; Size 510Mm Long X 290Mm Wide X 1100Mm High | 86 | Nr | AED | 2362
2022-01 | 2 | 2.0261 |  | United Arab Emirates | Dubai | Hard & Soft Landscaping | Al Furjan | Package 3 Neighborhood | NAKHEEL | Proscape | Tender | 2022 | Fixed Price Lump Sum | FURNISHINGS | Generally | Bicycle Rack; Fixed To Slab; Steel Structure With Rubber Belt; Powder Coated And Sink Coated Finish ; Including All Ancillary Works As Necessary; Size 1220Mm Long X 885Mm High | 20 | Nr | AED | 1231
2022-01 | 2 | 2.0261 |  | United Arab Emirates | Dubai | Hard & Soft Landscaping | Al Furjan | Package 3 Neighborhood | NAKHEEL | Proscape | Tender | 2022 | Fixed Price Lump Sum | FURNISHINGS | Generally | Table Tennis; Fixed To Concrete Base; Comprising Steel Cladding And Reinforced Polymer On Top; Including Concrete, Formwork, Reinforcement, Excavation, Disposal, Backfilling And All Ancillary Works As Necessary; Size 2740Mm Long X 1540Mm Wide X 770Mm High | 4 | Nr | AED | 17280
2022-01 | 2 | 2.0261 |  | United Arab Emirates | Dubai | Hard & Soft Landscaping | Al Furjan | Package 3 Neighborhood | NAKHEEL | Proscape | Tender | 2022 | Fixed Price Lump Sum | FURNISHINGS | Generally | Game Table And Chairs; Fixed To Slab; Comprising Du Mor Square Game Table In Douglass Fir Wood, Chair In Powder Coated Aluminium Steel Zinc Rich Epoxy; Including All Necessary Fixings And Accessories; Generally; To Children'S Play Park | 8 | Nr | AED | 3177
2022-01 | 2 | 2.0261 |  | United Arab Emirates | Dubai | Hard & Soft Landscaping | Al Furjan | Package 3 Neighborhood | NAKHEEL | Proscape | Tender | 2022 | Fixed Price Lump Sum | FURNISHINGS | Generally | Play Equipment; Including Supports, Fixings And All Ancillary Works As Necessary; As Drawing Nr. P3 L-420 To L-422; Play Equipment 01; Gametime Timber Daze | 1 | Nr | AED | 310638
2022-01 | 2 | 2.0261 |  | United Arab Emirates | Dubai | Hard & Soft Landscaping | Al Furjan | Package 3 Neighborhood | NAKHEEL | Proscape | Tender | 2022 | Fixed Price Lump Sum | FURNISHINGS | Generally | Play Equipment; Including Supports, Fixings And All Ancillary Works As Necessary; As Drawing Nr. P3 L-420 To L-422; Play Equipment 02; Gametime Appleberry | 1 | Nr | AED | 375319
2022-01 | 2 | 2.0261 |  | United Arab Emirates | Dubai | Hard & Soft Landscaping | Al Furjan | Package 3 Neighborhood | NAKHEEL | Proscape | Tender | 2022 | Fixed Price Lump Sum | FURNISHINGS | Generally | Play Equipment; Including Supports, Fixings And All Ancillary Works As Necessary; As Drawing Nr. P3 L-420 To L-422; Play Equipment 03; Gametime X-Factor | 1 | Nr | AED | 239149
2022-01 | 2 | 2.0262 |  | United Arab Emirates | Dubai | Hard & Soft Landscaping | Al Furjan | Package 3 Neighborhood | NAKHEEL | Proscape | Tender | 2022 | Fixed Price Lump Sum | FURNISHINGS | Generally | Play Equipment; Including Supports, Fixings And All Ancillary Works As Necessary; As Drawing Nr. P3 L-420 To L-422; Play Equipment 04; Gametime Gibber Jabber | 1 | Nr | AED | 122553
2022-01 | 2 | 2.0262 |  | United Arab Emirates | Dubai | Hard & Soft Landscaping | Al Furjan | Package 3 Neighborhood | NAKHEEL | Proscape | Tender | 2022 | Fixed Price Lump Sum | FURNISHINGS | Generally | Play Equipment; Including Supports, Fixings And All Ancillary Works As Necessary; As Drawing Nr. P3 L-420 To L-422; Play Equipment 05A; Gametime 6' Wave Zip Slide With Hdpe Enclosure | 1 | Nr | AED | 61277
2022-01 | 2 | 2.0262 |  | United Arab Emirates | Dubai | Hard & Soft Landscaping | Al Furjan | Package 3 Neighborhood | NAKHEEL | Proscape | Tender | 2022 | Fixed Price Lump Sum | FURNISHINGS | Generally | Play Equipment; Including Supports, Fixings And All Ancillary Works As Necessary; As Drawing Nr. P3 L-420 To L-422; Play Equipment 05B; Gametime Sensory Dome - Large | 1 | Nr | AED | 114894
2022-01 | 2 | 2.0262 |  | United Arab Emirates | Dubai | Hard & Soft Landscaping | Al Furjan | Package 3 Neighborhood | NAKHEEL | Proscape | Tender | 2022 | Fixed Price Lump Sum | FURNISHINGS | Generally | Play Equipment; Including Supports, Fixings And All Ancillary Works As Necessary; As Drawing Nr. P3 L-420 To L-422; Play Equipment 05C; Gametime Xscape Swing | 1 | Nr | AED | 12766
2022-01 | 2 | 2.0262 |  | United Arab Emirates | Dubai | Hard & Soft Landscaping | Al Furjan | Package 3 Neighborhood | NAKHEEL | Proscape | Tender | 2022 | Fixed Price Lump Sum | FURNISHINGS | Generally | Play Equipment; Including Supports, Fixings And All Ancillary Works As Necessary; As Drawing Nr. P3 L-420 To L-422; Play Equipment 06A; Gametime Modern City M Series Mcm2Ni | 1 | Nr | AED | 155745
2022-01 | 2 | 2.0262 |  | United Arab Emirates | Dubai | Hard & Soft Landscaping | Al Furjan | Package 3 Neighborhood | NAKHEEL | Proscape | Tender | 2022 | Fixed Price Lump Sum | FURNISHINGS | Generally | Play Equipment; Including Supports, Fixings And All Ancillary Works As Necessary; As Drawing Nr. P3 L-420 To L-422; Play Equipment 06B; Gametime 6' Wave Zip Slide With Hdpe Enclosure | 2 | Nr | AED | 61277
2022-01 | 2 | 2.0262 |  | United Arab Emirates | Dubai | Hard & Soft Landscaping | Al Furjan | Package 3 Neighborhood | NAKHEEL | Proscape | Tender | 2022 | Fixed Price Lump Sum | FURNISHINGS | Generally | Play Equipment; Including Supports, Fixings And All Ancillary Works As Necessary; As Drawing Nr. P3 L-420 To L-422; Play Equipment 06C; Gametime Sensory Dome - Large | 1 | Nr | AED | 114894
2022-01 | 2 | 2.0262 |  | United Arab Emirates | Dubai | Hard & Soft Landscaping | Al Furjan | Package 3 Neighborhood | NAKHEEL | Proscape | Tender | 2022 | Fixed Price Lump Sum | FURNISHINGS | Generally | Play Equipment; Including Supports, Fixings And All Ancillary Works As Necessary; As Drawing Nr. P3 L-420 To L-422; Play Equipment 06D; Gametime Xscape Swing | 1 | Nr | AED | 12766
2022-01 | 2 | 2.0262 |  | United Arab Emirates | Dubai | Hard & Soft Landscaping | Al Furjan | Package 3 Neighborhood | NAKHEEL | Proscape | Tender | 2022 | Fixed Price Lump Sum | FURNISHINGS | Generally | Dog Park Equipment; Including All Ancillary Works As Necessary; As Drawing Nr. P3 L-423 And L-424; Barkpark Dogwalk | 1 | Nr | AED | 28596
2022-01 | 2 | 2.0262 |  | United Arab Emirates | Dubai | Hard & Soft Landscaping | Al Furjan | Package 3 Neighborhood | NAKHEEL | Proscape | Tender | 2022 | Fixed Price Lump Sum | FURNISHINGS | Generally | Dog Park Equipment; Including All Ancillary Works As Necessary; As Drawing Nr. P3 L-423 And L-424; Barkpark Paws Table | 2 | Nr | AED | 8170
2022-01 | 2 | 2.0263 |  | United Arab Emirates | Dubai | Hard & Soft Landscaping | Al Furjan | Package 3 Neighborhood | NAKHEEL | Proscape | Tender | 2022 | Fixed Price Lump Sum | FURNISHINGS | Generally | Dog Park Equipment; Including All Ancillary Works As Necessary; As Drawing Nr. P3 L-423 And L-424; Barkpark Teeter Totter | 1 | Nr | AED | 10213
2022-01 | 2 | 2.0263 |  | United Arab Emirates | Dubai | Hard & Soft Landscaping | Al Furjan | Package 3 Neighborhood | NAKHEEL | Proscape | Tender | 2022 | Fixed Price Lump Sum | FURNISHINGS | Generally | Dog Park Equipment; Including All Ancillary Works As Necessary; As Drawing Nr. P3 L-423 And L-424; Barkpark Rover Jump Over | 1 | Nr | AED | 8936
2022-01 | 2 | 2.0263 |  | United Arab Emirates | Dubai | Hard & Soft Landscaping | Al Furjan | Package 3 Neighborhood | NAKHEEL | Proscape | Tender | 2022 | Fixed Price Lump Sum | FURNISHINGS | Generally | Dog Park Equipment; Including All Ancillary Works As Necessary; As Drawing Nr. P3 L-423 And L-424; Barkpark Weave Posts | 1 | Nr | AED | 8936
2022-01 | 2 | 2.0263 |  | United Arab Emirates | Dubai | Hard & Soft Landscaping | Al Furjan | Package 3 Neighborhood | NAKHEEL | Proscape | Tender | 2022 | Fixed Price Lump Sum | FURNISHINGS | Generally | Dog Park Equipment; Including All Ancillary Works As Necessary; As Drawing Nr. P3 L-423 And L-424; Barkpark Stepping Paws | 5 | Nr | AED | 2298
2022-01 | 2 | 2.0263 |  | United Arab Emirates | Dubai | Hard & Soft Landscaping | Al Furjan | Package 3 Neighborhood | NAKHEEL | Proscape | Tender | 2022 | Fixed Price Lump Sum | FURNISHINGS | Generally | Dog Park Equipment; Including All Ancillary Works As Necessary; As Drawing Nr. P3 L-423 And L-424; Barkpark King Of The Hill | 1 | Nr | AED | 25532
2022-01 | 2 | 2.0263 |  | United Arab Emirates | Dubai | Hard & Soft Landscaping | Al Furjan | Package 3 Neighborhood | NAKHEEL | Proscape | Tender | 2022 | Fixed Price Lump Sum | FURNISHINGS | Generally | Dog Park Equipment; Including All Ancillary Works As Necessary; As Drawing Nr. P3 L-423 And L-424; Barkpark Doggie Dash | 6 | Nr | AED | 979
2022-01 | 2 | 2.0263 |  | United Arab Emirates | Dubai | Hard & Soft Landscaping | Al Furjan | Package 3 Neighborhood | NAKHEEL | Proscape | Tender | 2022 | Fixed Price Lump Sum | FURNISHINGS | Generally | Dog Park Equipment; Including All Ancillary Works As Necessary; As Drawing Nr. P3 L-423 And L-424; Barkpark Doggie Crawl | 1 | Nr | AED | 10213
2022-01 | 2 | 2.0263 |  | United Arab Emirates | Dubai | Hard & Soft Landscaping | Al Furjan | Package 3 Neighborhood | NAKHEEL | Proscape | Tender | 2022 | Fixed Price Lump Sum | FURNISHINGS | Generally | Dog Park Equipment; Including All Ancillary Works As Necessary; As Drawing Nr. P3 L-423 And L-424; Barkpark Adjustable Hoop Jump | 1 | Nr | AED | 8936
2022-01 | 2 | 2.0263 |  | United Arab Emirates | Dubai | Hard & Soft Landscaping | Al Furjan | Package 3 Neighborhood | NAKHEEL | Proscape | Tender | 2022 | Fixed Price Lump Sum | FURNISHINGS | Generally | Dog Park Equipment; Including All Ancillary Works As Necessary; As Drawing Nr. P3 L-423 And L-424; Barkpark With Waste Receptacle | 2 | Nr | AED | 3064
2022-01 | 2 | 2.0263 |  | United Arab Emirates | Dubai | Hard & Soft Landscaping | Al Furjan | Package 3 Neighborhood | NAKHEEL | Proscape | Tender | 2022 | Fixed Price Lump Sum | FURNISHINGS | Generally | Bicycle Rack; Fixed To Slab; Steel Structure With Rubber Belt; Powder Coated And Sink Coated Finish ; Including All Ancillary Works As Necessary; Size 500Mm Wide X 500Mm High | 24 | Item | AED | 1237
2022-01 | 2 | 2.0264 |  | United Arab Emirates | Dubai | Hard & Soft Landscaping | Al Furjan | Package 3 Neighborhood | NAKHEEL | Proscape | Tender | 2022 | Fixed Price Lump Sum | FURNISHINGS | Generally | Bicycle Rack; Fixed To Slab; Steel Structure With Rubber Belt; Powder Coated And Sink Coated Finish ; Including All Ancillary Works As Necessary; Size 2200Mm Long X 650Mm Wide 770Mm High | 4 | m | AED | 3145
2022-01 | 2 | 2.0264 |  | United Arab Emirates | Dubai | Hard & Soft Landscaping | Al Furjan | Package 3 Neighborhood | NAKHEEL | Proscape | Tender | 2022 | Fixed Price Lump Sum | FURNISHINGS | Generally | Bicycle Rack; Fixed To Slab; Steel Structure With Rubber Belt; Powder Coated And Sink Coated Finish ; Including All Ancillary Works As Necessary; Size 2900Mm Long X 1930Mm Wide X 350Mm High | 5 | Nr | AED | 4641
2022-01 | 2 | 2.0264 |  | United Arab Emirates | Dubai | Hard & Soft Landscaping | Al Furjan | Package 3 Neighborhood | NAKHEEL | Proscape | Tender | 2022 | Fixed Price Lump Sum | FURNISHINGS | Generally | Bicycle Rack; Fixed To Slab; Steel Structure With Rubber Belt; Powder Coated And Sink Coated Finish ; Including All Ancillary Works As Necessary; Size 1220Mm Long X 885Mm High | 13 | Nr | AED | 1231
2022-01 | 2 | 2.0264 |  | United Arab Emirates | Dubai | Hard & Soft Landscaping | Al Furjan | Package 3 Neighborhood | NAKHEEL | Proscape | Tender | 2022 | Fixed Price Lump Sum | FURNISHINGS | Generally | Bicycle Rack; Fixed To Slab; Steel Structure With Rubber Belt; Powder Coated And Sink Coated Finish ; Including All Ancillary Works As Necessary; Play Equipment 06A; Gametime Moderb City M Aeries Mcm2Ni | 1 | Nr | AED | 155745
2022-01 | 2 | 2.0264 |  | United Arab Emirates | Dubai | Hard & Soft Landscaping | Al Furjan | Package 3 Neighborhood | NAKHEEL | Proscape | Tender | 2022 | Fixed Price Lump Sum | METALWORK | Non structural metalwork | Non-Structural Metalwork; Balustrades; Comprising Balustrade And Gate In 12Mm Thick Toughened Clear Glass, Smooth Polished Edge; Stainless Steel Core Mount Friction Fit Square Clamp Fwcs1 Ops, 175Mm High Polished Finish; Crl U-Channel Cap Top Edge Protection Sl30 Series, 30Mm Rail Cap - 6M, Polished Finish; Crl Magna-Latch Child Safe Lock; Including All Ancillary Works As Necessary; As Drawing Nr. L-426 Detail 64, A4 And B4; Glass Balustrade; 1200Mm High; Curved | 46 | m | AED | 3165
2022-01 | 2 | 2.0264 |  | United Arab Emirates | Dubai | Hard & Soft Landscaping | Al Furjan | Package 3 Neighborhood | NAKHEEL | Proscape | Tender | 2022 | Fixed Price Lump Sum | METALWORK | Non structural metalwork | Non-Structural Metalwork; Pool Ladders; With 3 - 80Mm X 20Mm Luxe Model Steps; 50Mm Diameter; Polished Finish; Including Abs Pinch Anchor And All Ancillary Works As Necessary; As Drawing Nr. G-401 Detail 4; Stainless Steel Pool Ladder; Size 575Mm Long X 650Mm Wide X 1640Mm High | 4 | Nr | AED | 1489
2022-01 | 2 | 2.0264 |  | United Arab Emirates | Dubai | Hard & Soft Landscaping | Al Furjan | Package 3 Neighborhood | NAKHEEL | Proscape | Tender | 2022 | Fixed Price Lump Sum | ACCESSORIES | Generally | Furnishing; Lifeguard Chair; Including Fixing And All Ancillary Works As Necessary | 2 | Nr | AED | 3191
2022-01 | 2 | 2.0264 |  | United Arab Emirates | Dubai | Hard & Soft Landscaping | Al Furjan | Package 3 Neighborhood | NAKHEEL | Proscape | Tender | 2022 | Fixed Price Lump Sum | ACCESSORIES | Generally | Furnishing; Life Ring | 6 | Nr | AED | 479
2022-01 | 2 | 2.0264 |  | United Arab Emirates | Dubai | Hard & Soft Landscaping | Al Furjan | Package 3 Neighborhood | NAKHEEL | Proscape | Tender | 2022 | Fixed Price Lump Sum | FINISHES | Finishings | Finishings; Porviva Synthetic System; Comprising Polyurethane Topcoat Wb800 Sealer With Epoxy And Porbits; Laid On Gunite (Measured Separately); Including Surface Preparation And All Ancillary Works As Necessary; Pool Floor Tiles Porviva; 0.5Mm Thick; In Turquoise Blue, Lagoon Bounty, Lagoon Turqoise And Cream Colors; To Floors | 1082 | m² | AED | 476
2022-01 | 2 | 2.0264 |  | United Arab Emirates | Dubai | Hard & Soft Landscaping | Al Furjan | Package 3 Neighborhood | NAKHEEL | Proscape | Tender | 2022 | Fixed Price Lump Sum | FINISHES | Finishings | Finishings; Porviva Synthetic System; Comprising Polyurethane Topcoat Wb800 Sealer With Epoxy And Porbits; Laid On Gunite (Measured Separately); Including Surface Preparation And All Ancillary Works As Necessary; Pool Finish Porviva; 0.5Mm Thick; In Cream Color; To Walls | 152 | m² | AED | 476
2022-01 | 2 | 2.0265 |  | United Arab Emirates | Dubai | Hard & Soft Landscaping | Al Furjan | Package 3 Neighborhood | NAKHEEL | Proscape | Tender | 2022 | Fixed Price Lump Sum | FINISHES | Finishings | Finishings; Pool Coping; Skimmer Type; Pencil Rounded Edge Sandstone; Color Beige In Honed Finish; Including All Ancillary Works As Necessary; Size 500 X 500 X 20Mm | 151 | m | AED | 188
2022-01 | 2 | 2.0265 |  | United Arab Emirates | Dubai | Hard & Soft Landscaping | Al Furjan | Package 3 Neighborhood | NAKHEEL | Proscape | Tender | 2022 | Fixed Price Lump Sum | SITE WORK | Landscaping | Sundries; Steel Edge; Size 5Mm Thick X 200Mm Depth | 44 | m | AED | 446
2022-01 | 2 | 2.0265 |  | United Arab Emirates | Dubai | Hard & Soft Landscaping | Al Furjan | Package 3 Neighborhood | NAKHEEL | Proscape | Tender | 2022 | Fixed Price Lump Sum | MECHANICAL ENGINEERING INSTALLATIONS | Pipework and gutterwork | Swimming Pool Accessories Including All Ancillary Works As Necessary; Size 500Mm Anti Vortex Drain Circulation | 12 | Nr | AED | 1319
2022-01 | 2 | 2.0265 |  | United Arab Emirates | Dubai | Hard & Soft Landscaping | Al Furjan | Package 3 Neighborhood | NAKHEEL | Proscape | Tender | 2022 | Fixed Price Lump Sum | MECHANICAL ENGINEERING INSTALLATIONS | Pipework and gutterwork | Swimming Pool Accessories Including All Ancillary Works As Necessary; Size 500Mm Anti Vortex Drain Filtration | 4 | Nr | AED | 1319
2022-01 | 2 | 2.0265 |  | United Arab Emirates | Dubai | Hard & Soft Landscaping | Al Furjan | Package 3 Neighborhood | NAKHEEL | Proscape | Tender | 2022 | Fixed Price Lump Sum | MECHANICAL ENGINEERING INSTALLATIONS | Pipework and gutterwork | Swimming Pool Accessories Including All Ancillary Works As Necessary; Size 2" Floor Inlet Fitting | 24 | Nr | AED | 588
2022-01 | 2 | 2.0265 |  | United Arab Emirates | Dubai | Hard & Soft Landscaping | Al Furjan | Package 3 Neighborhood | NAKHEEL | Proscape | Tender | 2022 | Fixed Price Lump Sum | MECHANICAL ENGINEERING INSTALLATIONS | Pipework and gutterwork | Swimming Pool Accessories Including All Ancillary Works As Necessary; Size 1 1/2" Inlet Fitting | 36 | Nr | AED | 207
2022-01 | 2 | 2.0265 |  | United Arab Emirates | Dubai | Hard & Soft Landscaping | Al Furjan | Package 3 Neighborhood | NAKHEEL | Proscape | Tender | 2022 | Fixed Price Lump Sum | MECHANICAL ENGINEERING INSTALLATIONS | Pipework and gutterwork | Swimming Pool Accessories Including All Ancillary Works As Necessary; Size 1 1/2" Skimmer | 36 | Nr | AED | 2124
2022-01 | 2 | 2.0265 |  | United Arab Emirates | Dubai | Hard & Soft Landscaping | Al Furjan | Package 3 Neighborhood | NAKHEEL | Proscape | Tender | 2022 | Fixed Price Lump Sum | MECHANICAL ENGINEERING INSTALLATIONS | Pipework and gutterwork | Swimming Pool Accessories Including All Ancillary Works As Necessary; Size 1 1/2" Vacuum Point | 12 | Nr | AED | 217
2022-01 | 2 | 2.0265 |  | United Arab Emirates | Dubai | Hard & Soft Landscaping | Al Furjan | Package 3 Neighborhood | NAKHEEL | Proscape | Tender | 2022 | Fixed Price Lump Sum | MECHANICAL ENGINEERING INSTALLATIONS | Equipment | Equipment; Including Supports, Valves, Vibration Isolators, Flexible Connections, Electrical Power Connections, Controller, Control Panel, Concrete Plinth And All Ancillary Works As Necessary; Ahp-500; 180Kw Heating And 135Kw Cooling Unit | 6 | Nr | AED | 89046
2022-01 | 2 | 2.0265 |  | United Arab Emirates | Dubai | Hard & Soft Landscaping | Al Furjan | Package 3 Neighborhood | NAKHEEL | Proscape | Tender | 2022 | Fixed Price Lump Sum | MECHANICAL ENGINEERING INSTALLATIONS | Equipment | Equipment; Including Supports, Valves, Vibration Isolators, Flexible Connections, Electrical Power Connections, Controller, Control Panel, Concrete Plinth And All Ancillary Works As Necessary; Auto Dosing System; With 2 Nos Cl And Ph Controller 20L/H Dosing Pumps, 2 Nos 500L Mixing Tanks, 2 Nos Electrical Stirrers | 2 | Nr | AED | 19789
2022-01 | 2 | 2.0266 |  | United Arab Emirates | Dubai | Hard & Soft Landscaping | Al Furjan | Package 3 Neighborhood | NAKHEEL | Proscape | Tender | 2022 | Fixed Price Lump Sum | MECHANICAL ENGINEERING INSTALLATIONS | Equipment | Equipment; Including Supports, Valves, Vibration Isolators, Flexible Connections, Electrical Power Connections, Controller, Control Panel, Concrete Plinth And All Ancillary Works As Necessary; Phase Filter Pump; 7.5Hp/3 With 2 Duty And 1 Stand By And 56.25Cu.M/Hr Flowrate At 18M Head | 6 | Nr | AED | 28997
2022-01 | 2 | 2.0266 |  | United Arab Emirates | Dubai | Hard & Soft Landscaping | Al Furjan | Package 3 Neighborhood | NAKHEEL | Proscape | Tender | 2022 | Fixed Price Lump Sum | MECHANICAL ENGINEERING INSTALLATIONS | Equipment | Equipment; Including Supports, Valves, Vibration Isolators, Flexible Connections, Electrical Power Connections, Controller, Control Panel, Concrete Plinth And All Ancillary Works As Necessary; Phase Filter Pump; 5.5Hp/3 With 3 Duty And 1 Stand By And 50Cu.M/Hr Flowrate At 18M Head | 8 | Nr | AED | 24943
2022-01 | 2 | 2.0266 |  | United Arab Emirates | Dubai | Hard & Soft Landscaping | Al Furjan | Package 3 Neighborhood | NAKHEEL | Proscape | Tender | 2022 | Fixed Price Lump Sum | MECHANICAL ENGINEERING INSTALLATIONS | Equipment | Equipment; Including Supports, Valves, Vibration Isolators, Flexible Connections, Electrical Power Connections, Controller, Control Panel, Concrete Plinth And All Ancillary Works As Necessary; Sand Filter; 1400Mm Dia With 56.25Cu.M/Hr Filtration Velocity | 4 | Nr | AED | 43009
2022-01 | 2 | 2.0266 |  | United Arab Emirates | Dubai | Hard & Soft Landscaping | Al Furjan | Package 3 Neighborhood | NAKHEEL | Proscape | Tender | 2022 | Fixed Price Lump Sum | MECHANICAL ENGINEERING INSTALLATIONS | Equipment | Equipment; Including Supports, Valves, Vibration Isolators, Flexible Connections, Electrical Power Connections, Controller, Control Panel, Concrete Plinth And All Ancillary Works As Necessary; Uv Sterilization With 112.5Cu.M/Hr | 2 | Nr | AED | 69047
2022-01 | 2 | 2.0266 |  | United Arab Emirates | Dubai | Hard & Soft Landscaping | Al Furjan | Package 3 Neighborhood | NAKHEEL | Proscape | Tender | 2022 | Fixed Price Lump Sum | MECHANICAL ENGINEERING INSTALLATIONS | Equipment | Equipment; Including Supports, Valves, Vibration Isolators, Flexible Connections, Electrical Power Connections, Controller, Control Panel, Concrete Plinth And All Ancillary Works As Necessary; Sump Pump With Sump Pit Size; 500Mm X 500Mm X 500Mm High | 2 | Nr | AED | 3723
2022-01 | 2 | 2.0266 |  | United Arab Emirates | Dubai | Hard & Soft Landscaping | Al Furjan | Package 3 Neighborhood | NAKHEEL | Proscape | Tender | 2022 | Fixed Price Lump Sum | ELECTRICAL ENGINEERING INSTALLATIONS | Final sub-circuits and auxiliary installations | Lighting Installation; Cables And Conduits To Termination Points; From Led Power Supply Including Terminations, Fixings, Supports, Hangers, Accessories And All Ancillary Works As Necessary; Swimming Pool Lighting Points | 48 | Nr | AED | 1727
2022-01 | 2 | 2.0266 |  | United Arab Emirates | Dubai | Hard & Soft Landscaping | Al Furjan | Package 3 Neighborhood | NAKHEEL | Proscape | Tender | 2022 | Fixed Price Lump Sum | ELECTRICAL ENGINEERING INSTALLATIONS | Final sub-circuits and auxiliary installations | Lighting Installation; Swimming Pool Luminaires; Including Fixings, Supports, Hangers, Accessories And All Ancillary Works As Necessary; 300Mm Diameter 24W/12V Underwater Led Lights, Ip68, Cool White Colour (5000K) With Minimum 1850 Lumens, Stainless Steel 316 Grade Face Plate With Abs Niche With Corrosion And Chemical Resistant; Wall Mounted | 48 | Nr | AED | 1591
2022-01 | 2 | 2.0266 |  | United Arab Emirates | Dubai | Hard & Soft Landscaping | Al Furjan | Package 3 Neighborhood | NAKHEEL | Proscape | Tender | 2022 | Fixed Price Lump Sum | FINISHES | Finishings | Finishings; Porviva Synthetic System; Comprising Polyurethane Topcoat Wb800 Sealer With Epoxy And Porbits; Laid On Gunite (Measured Separately); Including Surface Preparation And All Ancillary Works As Necessary; Pool Floor Tiles Porviva; 5Mm Thick; In Turquoise Blue Color; To Floors | 92 | m² | AED | 476
2022-01 | 2 | 2.0266 |  | United Arab Emirates | Dubai | Hard & Soft Landscaping | Al Furjan | Package 3 Neighborhood | NAKHEEL | Proscape | Tender | 2022 | Fixed Price Lump Sum | FINISHES | Finishings | Finishings; Porviva Synthetic System; Comprising Polyurethane Topcoat Wb800 Sealer With Epoxy And Porbits; Laid On Gunite (Measured Separately); Including Surface Preparation And All Ancillary Works As Necessary; Pool Finish Porviva; 5Mm Thick; In Cream Color; To Walls | 35 | m² | AED | 476
2022-01 | 2 | 2.0266 |  | United Arab Emirates | Dubai | Hard & Soft Landscaping | Al Furjan | Package 3 Neighborhood | NAKHEEL | Proscape | Tender | 2022 | Fixed Price Lump Sum | FINISHES | Finishings | Finishings; Pool Coping; Skimmer Type; Pencil Rounded Edge Sandstone; Color Beige In Honed Finish; Including All Ancillary Works As Necessary; Size 500 X 500 X 20Mm | 34 | m | AED | 188
2022-01 | 2 | 2.0267 |  | United Arab Emirates | Dubai | Hard & Soft Landscaping | Al Furjan | Package 3 Neighborhood | NAKHEEL | Proscape | Tender | 2022 | Fixed Price Lump Sum | MECHANICAL ENGINEERING INSTALLATIONS | Pipework and gutterwork | Plumbing Installation; Children'S Pool Water Line Upvc Pipes And Fittings Including Accessories And All Ancillary Works As Necessary; Laid In Trenches (Measured Elsewhere); Size 2" Diameter Pipes | 514 | m | AED | 64
2022-01 | 2 | 2.0267 |  | United Arab Emirates | Dubai | Hard & Soft Landscaping | Al Furjan | Package 3 Neighborhood | NAKHEEL | Proscape | Tender | 2022 | Fixed Price Lump Sum | MECHANICAL ENGINEERING INSTALLATIONS | Pipework and gutterwork | Plumbing Installation; Children'S Pool Water Line Upvc Pipes And Fittings Including Accessories And All Ancillary Works As Necessary; Laid In Trenches (Measured Elsewhere); Size 3" Diameter Pipes | 314 | m | AED | 80
2022-01 | 2 | 2.0267 |  | United Arab Emirates | Dubai | Hard & Soft Landscaping | Al Furjan | Package 3 Neighborhood | NAKHEEL | Proscape | Tender | 2022 | Fixed Price Lump Sum | MECHANICAL ENGINEERING INSTALLATIONS | Pipework and gutterwork | Plumbing Installation; Children'S Pool Accessories Including All Ancillary Work As Necessary; 200Mm Anti Vortex Drain Circulation | 4 | Nr | AED | 1319
2022-01 | 2 | 2.0267 |  | United Arab Emirates | Dubai | Hard & Soft Landscaping | Al Furjan | Package 3 Neighborhood | NAKHEEL | Proscape | Tender | 2022 | Fixed Price Lump Sum | MECHANICAL ENGINEERING INSTALLATIONS | Pipework and gutterwork | Plumbing Installation; Children'S Pool Accessories Including All Ancillary Work As Necessary; 200Mm Anti Vortex Drain Filtration | 4 | Nr | AED | 1319
2022-01 | 2 | 2.0267 |  | United Arab Emirates | Dubai | Hard & Soft Landscaping | Al Furjan | Package 3 Neighborhood | NAKHEEL | Proscape | Tender | 2022 | Fixed Price Lump Sum | MECHANICAL ENGINEERING INSTALLATIONS | Pipework and gutterwork | Plumbing Installation; Children'S Pool Accessories Including All Ancillary Work As Necessary; 2" Floor Inlet Fitting | 4 | Nr | AED | 588
2022-01 | 2 | 2.0267 |  | United Arab Emirates | Dubai | Hard & Soft Landscaping | Al Furjan | Package 3 Neighborhood | NAKHEEL | Proscape | Tender | 2022 | Fixed Price Lump Sum | MECHANICAL ENGINEERING INSTALLATIONS | Pipework and gutterwork | Plumbing Installation; Children'S Pool Accessories Including All Ancillary Work As Necessary; 1 1/2" Inlet Fitting | 4 | Nr | AED | 206
2022-01 | 2 | 2.0267 |  | United Arab Emirates | Dubai | Hard & Soft Landscaping | Al Furjan | Package 3 Neighborhood | NAKHEEL | Proscape | Tender | 2022 | Fixed Price Lump Sum | MECHANICAL ENGINEERING INSTALLATIONS | Pipework and gutterwork | Plumbing Installation; Children'S Pool Accessories Including All Ancillary Work As Necessary; 2" Skimmer | 4 | Nr | AED | 2124
2022-01 | 2 | 2.0267 |  | United Arab Emirates | Dubai | Hard & Soft Landscaping | Al Furjan | Package 3 Neighborhood | NAKHEEL | Proscape | Tender | 2022 | Fixed Price Lump Sum | MECHANICAL ENGINEERING INSTALLATIONS | Pipework and gutterwork | Plumbing Installation; Children'S Pool Accessories Including All Ancillary Work As Necessary; 1 1/2" Vacuum Point | 2 | Nr | AED | 433
2022-01 | 2 | 2.0267 |  | United Arab Emirates | Dubai | Hard & Soft Landscaping | Al Furjan | Package 3 Neighborhood | NAKHEEL | Proscape | Tender | 2022 | Fixed Price Lump Sum | MECHANICAL ENGINEERING INSTALLATIONS | Pipework and gutterwork | Plumbing Installation; Children'S Pool Accessories Including All Ancillary Work As Necessary; Drainage Connections To Infrastructure Network Including Additional Pipework And Drains Up To Swimming Pool Perimeter Area; As Drawing Nr. A-103 | 1 | Item | AED | 47872
2022-01 | 2 | 2.0267 |  | United Arab Emirates | Dubai | Hard & Soft Landscaping | Al Furjan | Package 3 Neighborhood | NAKHEEL | Proscape | Tender | 2022 | Fixed Price Lump Sum | MECHANICAL ENGINEERING INSTALLATIONS | Pipework and gutterwork | Plumbing Installation; Children'S Pool Accessories Including All Ancillary Work As Necessary; Water Supply Connections To Infrastructure Network Including Additional Pipework And Drains Up To Children'S Pool Perimeter Area; As Drawing Nr. P-204 - P205 | 1 | Item | AED | 8511
2022-01 | 2 | 2.0268 |  | United Arab Emirates | Dubai | Hard & Soft Landscaping | Al Furjan | Package 3 Neighborhood | NAKHEEL | Proscape | Tender | 2022 | Fixed Price Lump Sum | MECHANICAL ENGINEERING INSTALLATIONS | Pipework and gutterwork | Plumbing Installation; Children'S Pool Accessories Including All Ancillary Work As Necessary; Tie-In Connections To Main Filling Line; Including All Necessary Accessories And Connections; As Drawing Nr. P201 - P202 | 1 | Item | AED | 8511
2022-01 | 2 | 2.0268 |  | United Arab Emirates | Dubai | Hard & Soft Landscaping | Al Furjan | Package 3 Neighborhood | NAKHEEL | Proscape | Tender | 2022 | Fixed Price Lump Sum | MECHANICAL ENGINEERING INSTALLATIONS | Pipework and gutterwork | Plumbing Installation; Children'S Pool Accessories Including All Ancillary Work As Necessary; Pipe Connections To Pump Room Equipment Including All Necessary Accessories, Fittings And Supports; As Drawing Nr. P201 - P202 | 1 | Item | AED | 12234
2022-01 | 2 | 2.0268 |  | United Arab Emirates | Dubai | Hard & Soft Landscaping | Al Furjan | Package 3 Neighborhood | NAKHEEL | Proscape | Tender | 2022 | Fixed Price Lump Sum | MECHANICAL ENGINEERING INSTALLATIONS | Equipment | Equipment; Including Supports, Valves, Vibration Isolators, Flexible Connections, Electrical Power Connections, Control Panel, Concrete Plinth And All Ancillary Works As Necessary; Ahp-100; 45Kw Heating And 38Kw Cooling Unit | 2 | Nr | AED | 26423
2022-01 | 2 | 2.0268 |  | United Arab Emirates | Dubai | Hard & Soft Landscaping | Al Furjan | Package 3 Neighborhood | NAKHEEL | Proscape | Tender | 2022 | Fixed Price Lump Sum | MECHANICAL ENGINEERING INSTALLATIONS | Equipment | Equipment; Including Supports, Valves, Vibration Isolators, Flexible Connections, Electrical Power Connections, Control Panel, Concrete Plinth And All Ancillary Works As Necessary; Auto Dosing System; With 2 Nos Cl And Ph Controller 5L/H Dosing Pumps, 2 Nos 100L Mixing Tanks, 2 Nos Electrical Stirrers | 2 | Nr | AED | 8803
2022-01 | 2 | 2.0268 |  | United Arab Emirates | Dubai | Hard & Soft Landscaping | Al Furjan | Package 3 Neighborhood | NAKHEEL | Proscape | Tender | 2022 | Fixed Price Lump Sum | MECHANICAL ENGINEERING INSTALLATIONS | Equipment | Equipment; Including Supports, Valves, Vibration Isolators, Flexible Connections, Electrical Power Connections, Control Panel, Concrete Plinth And All Ancillary Works As Necessary; Phase Filter Pump; 1Hp/1 With 2 Duty And 1 Stand By And 5.25Cu.M/Hr Flowrate At 18M Head | 6 | Nr | AED | 4860
2022-01 | 2 | 2.0268 |  | United Arab Emirates | Dubai | Hard & Soft Landscaping | Al Furjan | Package 3 Neighborhood | NAKHEEL | Proscape | Tender | 2022 | Fixed Price Lump Sum | MECHANICAL ENGINEERING INSTALLATIONS | Equipment | Equipment; Including Supports, Valves, Vibration Isolators, Flexible Connections, Electrical Power Connections, Control Panel, Concrete Plinth And All Ancillary Works As Necessary; Phase Filter Pump; 1Hp/3 With 3 Duty And 1 Stand By And 10Cu.M/Hr Flowrate At 18M Head | 4 | Nr | AED | 3923
2022-01 | 2 | 2.0268 |  | United Arab Emirates | Dubai | Hard & Soft Landscaping | Al Furjan | Package 3 Neighborhood | NAKHEEL | Proscape | Tender | 2022 | Fixed Price Lump Sum | MECHANICAL ENGINEERING INSTALLATIONS | Equipment | Equipment; Including Supports, Valves, Vibration Isolators, Flexible Connections, Electrical Power Connections, Control Panel, Concrete Plinth And All Ancillary Works As Necessary; Sand Filter; 500Mm Dia With 5.25Cu.M/Hr Filtration Velocity | 4 | Nr | AED | 1898
2022-01 | 2 | 2.0268 |  | United Arab Emirates | Dubai | Hard & Soft Landscaping | Al Furjan | Package 3 Neighborhood | NAKHEEL | Proscape | Tender | 2022 | Fixed Price Lump Sum | MECHANICAL ENGINEERING INSTALLATIONS | Equipment | Equipment; Including Supports, Valves, Vibration Isolators, Flexible Connections, Electrical Power Connections, Control Panel, Concrete Plinth And All Ancillary Works As Necessary; Uv Sterilization; With 112.5Cu.M/Hr | 2 | Nr | AED | 7898
2022-01 | 2 | 2.0268 |  | United Arab Emirates | Dubai | Hard & Soft Landscaping | Al Furjan | Package 3 Neighborhood | NAKHEEL | Proscape | Tender | 2022 | Fixed Price Lump Sum | ELECTRICAL ENGINEERING INSTALLATIONS | Final sub-circuits and auxiliary installations | Lighting Installation; Cables And Conduits To Termination Points; From Led Power Supply Including Terminations, Fixings, Supports, Hangers, Accessories And All Ancillary Works As Necessary; Children'S Pool Lighting Points | 16 | Nr | AED | 1727
2022-01 | 2 | 2.0268 |  | United Arab Emirates | Dubai | Hard & Soft Landscaping | Al Furjan | Package 3 Neighborhood | NAKHEEL | Proscape | Tender | 2022 | Fixed Price Lump Sum | ELECTRICAL ENGINEERING INSTALLATIONS | Final sub-circuits and auxiliary installations | Lighting Installation; Children'S Pool Lighting; Including Fixings, Supports, Hangers, Accessories And All Ancillary Works As Necessary; 10Mm Diameter 50W/12V Underwater Led Lights, Ip68, Cool White Colour (5000K) With Minimum 1850 Lumens, Stainless Steel 316 Grade Face Plate With Abs Niche With Corrosion And Chemical Resistant; Wall Mounted | 16 | Nr | AED | 1006
2022-01 | 2 | 2.0269 |  | United Arab Emirates | Dubai | Hard & Soft Landscaping | Al Furjan | Package 3 Neighborhood | NAKHEEL | Proscape | Tender | 2022 | Fixed Price Lump Sum | FINISHES | Finishings | Finishings; Polysoft Splash Flooring; Polyolefin Plastomer Particles; Laid On Polysoft Water Based Epoxy Primer; Blue Color; Including All Ancillary Works As Necessary; 8-10Mm Thick Rubber; To Dry Deck Surface | 199 | m² | AED | 960
2022-01 | 2 | 2.0269 |  | United Arab Emirates | Dubai | Hard & Soft Landscaping | Al Furjan | Package 3 Neighborhood | NAKHEEL | Proscape | Tender | 2022 | Fixed Price Lump Sum | MECHANICAL ENGINEERING INSTALLATIONS | Pipework and gutterwork | Plumbing Installation; Desk Jet Light; Djled Series With Led Light; Color Rgbw X Dmx / White; In Cast And Machined Brass Finish; Including Fixings, Supports, Hangers, Accessories And All Ancillary Works As Necessary; Size 216Mm Diameter X 83Mm | 44 | Nr | AED | 6641
2022-01 | 2 | 2.0269 |  | United Arab Emirates | Dubai | Hard & Soft Landscaping | Al Furjan | Package 3 Neighborhood | NAKHEEL | Proscape | Tender | 2022 | Fixed Price Lump Sum | MECHANICAL ENGINEERING INSTALLATIONS | Pipework and gutterwork | Plumbing Installation; Size 216Mm Diameter X 83Mm; Drainage Connections To Infrastructure Network Including Additional Pipework, Drains And All Ancillary Works As Necessary Up To The Water Feature Dry Deck Area; As Drawing Nr. L-504 | 1 | Item | AED | 28723
2022-01 | 2 | 2.0269 |  | United Arab Emirates | Dubai | Hard & Soft Landscaping | Al Furjan | Package 3 Neighborhood | NAKHEEL | Proscape | Tender | 2022 | Fixed Price Lump Sum | MECHANICAL ENGINEERING INSTALLATIONS | Pipework and gutterwork | Plumbing Installation; Drainage Connections To Infrastructure Network Including Additional Pipework, Drains And All Ancillary Works As Necessary Up To The Water Feature Dry Deck Area; As Drawing Nr. L-504; Water Supply Connection To Infrastructure Network Including Additional Pipework, Valves, Accessories And All Ancillary Works As Necessary Up To The Water Feature Dry Deck Area; As Drawing Nr. L-504 | 1 | Item | AED | 26064
2022-01 | 2 | 2.0269 |  | United Arab Emirates | Dubai | Hard & Soft Landscaping | Al Furjan | Package 3 Neighborhood | NAKHEEL | Proscape | Tender | 2022 | Fixed Price Lump Sum | ELECTRICAL ENGINEERING INSTALLATIONS | Final sub-circuits and auxiliary installations | Lighting Installation; Cables And Conduits To Termination Points; From Lighting Control Panel Including Terminations, Fixings, Supports, Hangers, Accessories And All Ancillary Works As Necessary; To Lighting Point Djled; Desk Jet Light | 44 | Nr | AED | 1079
2022-01 | 2 | 2.0269 |  | United Arab Emirates | Dubai | Hard & Soft Landscaping | Al Furjan | Package 3 Neighborhood | NAKHEEL | Proscape | Tender | 2022 | Fixed Price Lump Sum | ELECTRICAL ENGINEERING INSTALLATIONS | Final sub-circuits and auxiliary installations | Lighting Installation; Connection To Supply Main; Including Cables, Containments, Terminations And All Ancillary Works As Necessary; Connection To Supply Main For Lighting Panel | 1 | Item | AED | 532
2022-01 | 2 | 2.0269 |  | United Arab Emirates | Dubai | Hard & Soft Landscaping | Al Furjan | Package 3 Neighborhood | NAKHEEL | Proscape | Tender | 2022 | Fixed Price Lump Sum | ELECTRICAL ENGINEERING INSTALLATIONS | Final sub-circuits and auxiliary installations | Lighting Installation; Connection To Supply Main; Including Cables, Containments, Terminations And All Ancillary Works As Necessary; Lighting Panel; Including Fixings, Supports, Hangers, Accessories And All Ancillary Works As Necessary | 1 | Item | AED | 24043
2022-01 | 2 | 2.0269 |  | United Arab Emirates | Dubai | Hard & Soft Landscaping | Al Furjan | Package 3 Neighborhood | NAKHEEL | Proscape | Tender | 2022 | Fixed Price Lump Sum | FINISHES | Backgrounds | Backgrounds; Plastering To Walls | 61 | m² | AED | 59
2022-01 | 2 | 2.0269 |  | United Arab Emirates | Dubai | Hard & Soft Landscaping | Al Furjan | Package 3 Neighborhood | NAKHEEL | Proscape | Tender | 2022 | Fixed Price Lump Sum | FINISHES | Finishings | Finishings; Floor Tiles; Comprising Polyurethane Topcoat Wb800 Sealer With Epoxy And Porbits; Including Surface Preparation And All Ancillary Works As Necessary; Porviva Synthetic System; Color Beige | 8 | m² | AED | 479
2022-01 | 2 | 2.0269 |  | United Arab Emirates | Dubai | Hard & Soft Landscaping | Al Furjan | Package 3 Neighborhood | NAKHEEL | Proscape | Tender | 2022 | Fixed Price Lump Sum | FINISHES | Decorations | Decoration; Render And Paint; Jotashield Decor; Color Beige Ral 1001 In Honed Finish; Including Surface Preparation And All Ancillary Works As Necessary; To Top, Sides, Front And Back; To Walls | 61 | m² | AED | 80
2022-01 | 2 | 2.027 |  | United Arab Emirates | Dubai | Hard & Soft Landscaping | Al Furjan | Package 3 Neighborhood | NAKHEEL | Proscape | Tender | 2022 | Fixed Price Lump Sum | SITE WORK | Landscaping | Sundries; Steel Edge; 5Mm Thick X 200Mm Depth | 8 | m | AED | 446
2022-01 | 2 | 2.027 |  | United Arab Emirates | Dubai | Hard & Soft Landscaping | Al Furjan | Package 3 Neighborhood | NAKHEEL | Proscape | Tender | 2022 | Fixed Price Lump Sum | MECHANICAL ENGINEERING INSTALLATIONS | Pipework and gutterwork | Plumbing Installation; Shower Head; 13Inch 316 Stainless Steel Glcos-Bd90F-13 | 4 | Nr | AED | 6915
2022-01 | 2 | 2.027 |  | United Arab Emirates | Dubai | Hard & Soft Landscaping | Al Furjan | Package 3 Neighborhood | NAKHEEL | Proscape | Tender | 2022 | Fixed Price Lump Sum | MECHANICAL ENGINEERING INSTALLATIONS | Pipework and gutterwork | Plumbing Installation; Push Button Control; With Stainless Steel Covering Plate; 08140/E | 4 | Nr | AED | 3723
2022-01 | 2 | 2.027 |  | United Arab Emirates | Dubai | Hard & Soft Landscaping | Al Furjan | Package 3 Neighborhood | NAKHEEL | Proscape | Tender | 2022 | Fixed Price Lump Sum | MECHANICAL ENGINEERING INSTALLATIONS | Pipework and gutterwork | Plumbing Installation; Stainless Shower Floor Drain | 4 | Nr | AED | 1596
2022-01 | 2 | 2.027 |  | United Arab Emirates | Dubai | Hard & Soft Landscaping | Al Furjan | Package 3 Neighborhood | NAKHEEL | Proscape | Tender | 2022 | Fixed Price Lump Sum | MECHANICAL ENGINEERING INSTALLATIONS | Pipework and gutterwork | Plumbing Installation; Drainage Connection To Infrastructure Network Including Additional Pipework And Drains Up To The Pool'S Shower Area; As Drawing Nr. L-504 | 1 | Item | AED | 11968
2022-01 | 2 | 2.027 |  | United Arab Emirates | Dubai | Hard & Soft Landscaping | Al Furjan | Package 3 Neighborhood | NAKHEEL | Proscape | Tender | 2022 | Fixed Price Lump Sum | MECHANICAL ENGINEERING INSTALLATIONS | Pipework and gutterwork | Plumbing Installation; Water Supply Connection To Infrastructure Network Including Additional Pipework And Other Necessary Accessories Up To The Pool'S Shower Area; As Drawing Nr. L-504 | 1 | Item | AED | 11968
2022-01 | 2 | 2.027 |  | United Arab Emirates | Dubai | Hard & Soft Landscaping | Al Furjan | Package 3 Neighborhood | NAKHEEL | Proscape | Tender | 2022 | Fixed Price Lump Sum | ELECTRICAL ENGINEERING INSTALLATIONS | Final sub-circuits and auxiliary installations | Lighting Installation; Cables And Conduits To Termination Points; From Lighting Control Panel Including Terminations, Fixings, Supports, Hangers, Accessories And All Ancillary Works As Necessary; To Lighting Point; Pool Shower (Ps) | 4 | Nr | AED | 439
2022-01 | 2 | 2.027 |  | United Arab Emirates | Dubai | Hard & Soft Landscaping | Al Furjan | Package 3 Neighborhood | NAKHEEL | Proscape | Tender | 2022 | Fixed Price Lump Sum | ELECTRICAL ENGINEERING INSTALLATIONS | Final sub-circuits and auxiliary installations | Lighting Installation; Pool Shower Lighting; Including Fixings, Supports, Hangers, Accessories And All Ancillary Works As Necessary; Type Ps: Pool Shower Lights, Led 6W, 220-240V Ac, Cree Cob Led Chip, Ip 65, Clear Glass, Die-Cast Aluminum Fixture Material With Stainless 316 Marine Grade Powder Coated Bronze Finish Or Equivalent As Mentioned In Specification; Wall Mounted | 4 | Nr | AED | 495
2022-01 | 2 | 2.027 |  | United Arab Emirates | Dubai | Hard & Soft Landscaping | Al Furjan | Package 3 Neighborhood | NAKHEEL | Proscape | Tender | 2022 | Fixed Price Lump Sum | MECHANICAL ENGINEERING INSTALLATIONS | Equipment | Automatic Water Top-Up System, Maintenance Kit, Pipe Supports, & Start-Up Chemicals For Main Pool | 1 | Item | AED | 74977
2022-01 | 2 | 2.027 |  | United Arab Emirates | Dubai | Hard & Soft Landscaping | Al Furjan | Package 3 Neighborhood | NAKHEEL | Proscape | Tender | 2022 | Fixed Price Lump Sum | MECHANICAL ENGINEERING INSTALLATIONS | Equipment | Automatic Water Top-Up System, Maintenance Kit, Pipe Supports, & Start-Up Chemicals For Kids Pool | 1 | Item | AED | 43721
2022-01 | 2 | 2.0271 |  | United Arab Emirates | Dubai | Hard & Soft Landscaping | Al Furjan | Package 3 Neighborhood | NAKHEEL | Proscape | Tender | 2022 | Fixed Price Lump Sum | MECHANICAL ENGINEERING INSTALLATIONS | Pipework and gutterwork | Pipe Works, Pioe Supports, Start-Up Chemicals For Dry Deck Water Featuer | 1 | Item | AED | 76445
2022-01 | 2 | 2.0271 |  | United Arab Emirates | Dubai | Hard & Soft Landscaping | Al Furjan | Package 3 Neighborhood | NAKHEEL | Proscape | Tender | 2022 | Fixed Price Lump Sum | MECHANICAL ENGINEERING INSTALLATIONS | Pipework and gutterwork | Heat & Cool Pump Yard Fending And Concrete Plinth | 1 | Item | AED | 92653
2022-01 | 2 | 2.0271 |  | United Arab Emirates | Dubai | Hard & Soft Landscaping | Al Furjan | Package 3 Neighborhood | NAKHEEL | Proscape | Tender | 2022 | Fixed Price Lump Sum | MECHANICAL ENGINEERING INSTALLATIONS | Pipework and gutterwork | Waste Water, Vent And Condensate Drain Installation; Complete Including Fittings, Fixings, Supports And All Ancillary Works As Necessary; Backwash Line From Swimming Pool; Upvc Pipes And Fittings; Size 2" Diameter | 4 | m | AED | 83
2022-01 | 2 | 2.0271 |  | United Arab Emirates | Dubai | Hard & Soft Landscaping | Al Furjan | Package 3 Neighborhood | NAKHEEL | Proscape | Tender | 2022 | Fixed Price Lump Sum | MECHANICAL ENGINEERING INSTALLATIONS | Equipment | Backwash Line From Swimming Pool; Upvc Pipes And Fittings; Size 2" Diameter; Allow Connection To Pressure Breaking Manhole To Drainage System | 1 | Item | AED | 8333
2022-01 | 2 | 2.0271 |  | United Arab Emirates | Dubai | Hard & Soft Landscaping | Al Furjan | Package 3 Neighborhood | NAKHEEL | Proscape | Tender | 2022 | Fixed Price Lump Sum | MECHANICAL ENGINEERING INSTALLATIONS | Pipework and gutterwork | Water Supply Installation; Including Supports, Hangers, Markings And All Anicillary Works As Necessary; Main Filling Line Pipe, Upvc Pipes And Fittings; Size 1" Diameter Pipes | 2 | m | AED | 67
2022-01 | 2 | 2.0271 |  | United Arab Emirates | Dubai | Hard & Soft Landscaping | Al Furjan | Package 3 Neighborhood | NAKHEEL | Proscape | Tender | 2022 | Fixed Price Lump Sum | MECHANICAL ENGINEERING INSTALLATIONS | Pipework and gutterwork | Water Supply Installation; Including Supports, Hangers, Markings And All Anicillary Works As Necessary; Main Filling Line Pipe, Upvc Pipes And Fittings; Allow Connection From Main Filling Line To Swimming Pool Make -Up | 1 | Item | AED | 7222
2022-01 | 2 | 2.0271 |  | United Arab Emirates | Dubai | Hard & Soft Landscaping | Al Furjan | Package 3 Neighborhood | NAKHEEL | Proscape | Tender | 2022 | Fixed Price Lump Sum | MECHANICAL ENGINEERING INSTALLATIONS | Equipment | Fire Extinguishers And Accessories, Complete Including Fixings, Supports And All Ancillary Works As Necessary; Multipurpose Dry Powder Type; 2.5Kg | 2 | Nr | AED | 722
2022-01 | 2 | 2.0271 |  | United Arab Emirates | Dubai | Hard & Soft Landscaping | Al Furjan | Package 3 Neighborhood | NAKHEEL | Proscape | Tender | 2022 | Fixed Price Lump Sum | MECHANICAL ENGINEERING INSTALLATIONS | Equipment | Fire Extinguishers And Accessories, Complete Including Fixings, Supports And All Ancillary Works As Necessary; Co2 Type; 5Kg | 2 | Nr | AED | 611
2022-01 | 2 | 2.0271 |  | United Arab Emirates | Dubai | Hard & Soft Landscaping | Al Furjan | Package 3 Neighborhood | NAKHEEL | Proscape | Tender | 2022 | Fixed Price Lump Sum | MECHANICAL ENGINEERING INSTALLATIONS | Equipment | Fire Extinguishers And Accessories, Complete Including Fixings, Supports And All Ancillary Works As Necessary; Fire Blanket | 2 | Nr | AED | 1667
2022-01 | 2 | 2.0271 |  | United Arab Emirates | Dubai | Hard & Soft Landscaping | Al Furjan | Package 3 Neighborhood | NAKHEEL | Proscape | Tender | 2022 | Fixed Price Lump Sum | SITE WORK | Underground drainage | Ductwork Accessories; Complete Including Fixings, Supports, Hangers And All Ancillary Works As Necessary; Nrd; Non Return Damper; 450 X 250Mm | 1 | Nr | AED | 77778
2022-01 | 2 | 2.0272 |  | United Arab Emirates | Dubai | Hard & Soft Landscaping | Al Furjan | Package 3 Neighborhood | NAKHEEL | Proscape | Tender | 2022 | Fixed Price Lump Sum | SITE WORK | Excavation | Excavation Of Trenches For Irrigation And Submain Line Water Pipes Runs Below Ground Complete Including Earthwork, Backfilling With Selected Material, Compaction, Disposal Of Surplus Material And All Ancillary Works As Necessary; Average Depth Of Trench Not Exceeding 500Mm | 1400 | m | AED | 14
2022-01 | 2 | 2.0272 |  | United Arab Emirates | Dubai | Hard & Soft Landscaping | Al Furjan | Package 3 Neighborhood | NAKHEEL | Proscape | Tender | 2022 | Fixed Price Lump Sum | SITE WORK | Excavation | Excavation Of Trenches For Irrigation And Submain Line Water Pipes Runs Below Ground Complete Including Earthwork, Backfilling With Selected Material, Compaction, Disposal Of Surplus Material And All Ancillary Works As Necessary; Average Depth Of Trench Not Less Than 500Mm But Not Exceeding 1000Mm | 7461 | m | AED | 25
2022-01 | 2 | 2.0272 |  | United Arab Emirates | Dubai | Hard & Soft Landscaping | Al Furjan | Package 3 Neighborhood | NAKHEEL | Proscape | Tender | 2022 | Fixed Price Lump Sum | SITE WORK | Underground drainage | Beds And Surrounds With Compacted Sand And Selected Backfill Materials Including Warning Tape To Following Upvc Underground Irrigation And Submain Line Water Pipes And Fittings; Size 1" Diameter Pipes | 5172 | m | AED | 2
2022-01 | 2 | 2.0272 |  | United Arab Emirates | Dubai | Hard & Soft Landscaping | Al Furjan | Package 3 Neighborhood | NAKHEEL | Proscape | Tender | 2022 | Fixed Price Lump Sum | SITE WORK | Underground drainage | Beds And Surrounds With Compacted Sand And Selected Backfill Materials Including Warning Tape To Following Upvc Underground Irrigation And Submain Line Water Pipes And Fittings; Size 1 1/2" Diameter Pipes | 1572 | m | AED | 2
2022-01 | 2 | 2.0272 |  | United Arab Emirates | Dubai | Hard & Soft Landscaping | Al Furjan | Package 3 Neighborhood | NAKHEEL | Proscape | Tender | 2022 | Fixed Price Lump Sum | SITE WORK | Underground drainage | Beds And Surrounds With Compacted Sand And Selected Backfill Materials Including Warning Tape To Following Upvc Underground Irrigation And Submain Line Water Pipes And Fittings; Size 2" Diameter Pipes | 753 | m | AED | 2
2022-01 | 2 | 2.0272 |  | United Arab Emirates | Dubai | Hard & Soft Landscaping | Al Furjan | Package 3 Neighborhood | NAKHEEL | Proscape | Tender | 2022 | Fixed Price Lump Sum | SITE WORK | Underground drainage | Beds And Surrounds With Compacted Sand And Selected Backfill Materials Including Warning Tape To Following Upvc Underground Irrigation And Submain Line Water Pipes And Fittings; Size 3" Diameter Pipes | 63 | m | AED | 2
2022-01 | 2 | 2.0272 |  | United Arab Emirates | Dubai | Hard & Soft Landscaping | Al Furjan | Package 3 Neighborhood | NAKHEEL | Proscape | Tender | 2022 | Fixed Price Lump Sum | SITE WORK | Underground drainage | Beds And Surrounds With Compacted Sand And Selected Backfill Materials Including Warning Tape To Following Upvc Underground Irrigation And Submain Line Water Pipes And Fittings; Size 4" Diameter Pipes | 1302 | m | AED | 2
2022-01 | 2 | 2.0272 |  | United Arab Emirates | Dubai | Hard & Soft Landscaping | Al Furjan | Package 3 Neighborhood | NAKHEEL | Proscape | Tender | 2022 | Fixed Price Lump Sum | SITE WORK | Underground drainage | Submain Line Upvc Class E Pipes And Fittings Including All Ancillary Works As Necessary; Laid In Trenches (Measured Elsewhere); Size 4" Diameter Pipes | 1302 | m | AED | 42
2022-01 | 2 | 2.0272 |  | United Arab Emirates | Dubai | Hard & Soft Landscaping | Al Furjan | Package 3 Neighborhood | NAKHEEL | Proscape | Tender | 2022 | Fixed Price Lump Sum | SITE WORK | Landscaping | Irrigation Drip Line Upvc Class E Pipes And Fittings Including All Ancillary Works As Necessary; Laid In Trenches (Measured Elsewhere); Size 1" Diameter Pipes | 2751 | m | AED | 7
2022-01 | 2 | 2.0272 |  | United Arab Emirates | Dubai | Hard & Soft Landscaping | Al Furjan | Package 3 Neighborhood | NAKHEEL | Proscape | Tender | 2022 | Fixed Price Lump Sum | SITE WORK | Landscaping | Irrigation Drip Line Upvc Class D Pipes And Fittings Including All Ancillary Works As Necessary; Laid In Trenches (Measured Elsewhere); Size 1 1/2" Diameter Pipes | 1299 | m | AED | 11
2022-01 | 2 | 2.0273 |  | United Arab Emirates | Dubai | Hard & Soft Landscaping | Al Furjan | Package 3 Neighborhood | NAKHEEL | Proscape | Tender | 2022 | Fixed Price Lump Sum | SITE WORK | Landscaping | Irrigation Drip Line Upvc Class D Pipes And Fittings Including All Ancillary Works As Necessary; Laid In Trenches (Measured Elsewhere); Size 2" Diameter Pipes | 621 | m | AED | 16
2022-01 | 2 | 2.0273 |  | United Arab Emirates | Dubai | Hard & Soft Landscaping | Al Furjan | Package 3 Neighborhood | NAKHEEL | Proscape | Tender | 2022 | Fixed Price Lump Sum | SITE WORK | Landscaping | Irrigation Drip Line Upvc Class D Pipes And Fittings Including All Ancillary Works As Necessary; Laid In Trenches (Measured Elsewhere); Size 3" Diameter Pipes | 21 | m | AED | 30
2022-01 | 2 | 2.0273 |  | United Arab Emirates | Dubai | Hard & Soft Landscaping | Al Furjan | Package 3 Neighborhood | NAKHEEL | Proscape | Tender | 2022 | Fixed Price Lump Sum | SITE WORK | Landscaping | Irrigation Sprayer Line Upvc Class E Pipes And Fittings Including All Ancillary Works As Necessary; Laid In Trenches (Measured Elsewhere); Size 1" Diameter Pipes | 1020 | m | AED | 7
2022-01 | 2 | 2.0273 |  | United Arab Emirates | Dubai | Hard & Soft Landscaping | Al Furjan | Package 3 Neighborhood | NAKHEEL | Proscape | Tender | 2022 | Fixed Price Lump Sum | SITE WORK | Landscaping | Irrigation Sprayer Line Upvc Class D Pipes And Fittings Including All Ancillary Works As Necessary; Laid In Trenches (Measured Elsewhere); Size 1 1/2" Diameter Pipes | 272 | m | AED | 11
2022-01 | 2 | 2.0273 |  | United Arab Emirates | Dubai | Hard & Soft Landscaping | Al Furjan | Package 3 Neighborhood | NAKHEEL | Proscape | Tender | 2022 | Fixed Price Lump Sum | SITE WORK | Landscaping | Irrigation Sprayer Line Upvc Class D Pipes And Fittings Including All Ancillary Works As Necessary; Laid In Trenches (Measured Elsewhere); Size 2" Diameter Pipes | 132 | m | AED | 16
2022-01 | 2 | 2.0273 |  | United Arab Emirates | Dubai | Hard & Soft Landscaping | Al Furjan | Package 3 Neighborhood | NAKHEEL | Proscape | Tender | 2022 | Fixed Price Lump Sum | SITE WORK | Landscaping | Irrigation Sprayer Line Upvc Class D Pipes And Fittings Including All Ancillary Works As Necessary; Laid In Trenches (Measured Elsewhere); Size 3" Diameter Pipes | 42 | m | AED | 30
2022-01 | 2 | 2.0273 |  | United Arab Emirates | Dubai | Hard & Soft Landscaping | Al Furjan | Package 3 Neighborhood | NAKHEEL | Proscape | Tender | 2022 | Fixed Price Lump Sum | SITE WORK | Landscaping | Irrigation Drip System; Including Ldpe Inline Pressure Compensating Emitter Tubing, Drip Lines, Drip Risers Connections, Supports, Fittings, Accessories And All Ancillary Works As Necessary; As Drawing Nr. P3 L-773; To Palm Trees; As Detail 05 | 104 | Nr | AED | 64
2022-01 | 2 | 2.0273 |  | United Arab Emirates | Dubai | Hard & Soft Landscaping | Al Furjan | Package 3 Neighborhood | NAKHEEL | Proscape | Tender | 2022 | Fixed Price Lump Sum | SITE WORK | Landscaping | Irrigation Drip System; Including Ldpe Inline Pressure Compensating Emitter Tubing, Drip Lines, Drip Risers Connections, Supports, Fittings, Accessories And All Ancillary Works As Necessary; As Drawing Nr. P3 L-773; To Trees; As Detail 06 | 683 | Nr | AED | 64
2022-01 | 2 | 2.0273 |  | United Arab Emirates | Dubai | Hard & Soft Landscaping | Al Furjan | Package 3 Neighborhood | NAKHEEL | Proscape | Tender | 2022 | Fixed Price Lump Sum | SITE WORK | Landscaping | Irrigation Drip System; Including Ldpe Inline Pressure Compensating Emitter Tubing, Drip Lines, Drip Risers Connections, Supports, Fittings, Accessories And All Ancillary Works As Necessary; As Drawing Nr. P3 L-773; To Shrubs, Groundcover, Herbs And Grass (Approx. Area = 10,537M²); As Detail 07 | 1 | Item | AED | 99516
2022-01 | 2 | 2.0273 |  | United Arab Emirates | Dubai | Hard & Soft Landscaping | Al Furjan | Package 3 Neighborhood | NAKHEEL | Proscape | Tender | 2022 | Fixed Price Lump Sum | SITE WORK | Landscaping | Irrigation Pop-Up Sprayer System; Including Wiper Seal, Seal-A-Matic Check Valve, In Stem Pressure Regulator, Supports, Fittings, Accessories And All Ancillary Works As Necessary; Spray Head; Quarter Circle (1.1-1.8M) | 3 | Nr | AED | 58
2022-01 | 2 | 2.0274 |  | United Arab Emirates | Dubai | Hard & Soft Landscaping | Al Furjan | Package 3 Neighborhood | NAKHEEL | Proscape | Tender | 2022 | Fixed Price Lump Sum | SITE WORK | Landscaping | Irrigation Pop-Up Sprayer System; Including Wiper Seal, Seal-A-Matic Check Valve, In Stem Pressure Regulator, Supports, Fittings, Accessories And All Ancillary Works As Necessary; Spray Head; Half Circle (1.1-1.8M) | 6 | Nr | AED | 58
2022-01 | 2 | 2.0274 |  | United Arab Emirates | Dubai | Hard & Soft Landscaping | Al Furjan | Package 3 Neighborhood | NAKHEEL | Proscape | Tender | 2022 | Fixed Price Lump Sum | SITE WORK | Landscaping | Irrigation Pop-Up Sprayer System; Including Wiper Seal, Seal-A-Matic Check Valve, In Stem Pressure Regulator, Supports, Fittings, Accessories And All Ancillary Works As Necessary; Spray Head; Quarter Circle (2.5-3.0M) | 10 | Nr | AED | 58
2022-01 | 2 | 2.0274 |  | United Arab Emirates | Dubai | Hard & Soft Landscaping | Al Furjan | Package 3 Neighborhood | NAKHEEL | Proscape | Tender | 2022 | Fixed Price Lump Sum | SITE WORK | Landscaping | Irrigation Pop-Up Sprayer System; Including Wiper Seal, Seal-A-Matic Check Valve, In Stem Pressure Regulator, Supports, Fittings, Accessories And All Ancillary Works As Necessary; Spray Head; Half Circle (2.5-3.0M) | 32 | Nr | AED | 58
2022-01 | 2 | 2.0274 |  | United Arab Emirates | Dubai | Hard & Soft Landscaping | Al Furjan | Package 3 Neighborhood | NAKHEEL | Proscape | Tender | 2022 | Fixed Price Lump Sum | SITE WORK | Landscaping | Irrigation Pop-Up Sprayer System; Including Wiper Seal, Seal-A-Matic Check Valve, In Stem Pressure Regulator, Supports, Fittings, Accessories And All Ancillary Works As Necessary; Spray Head; Full Circle (2.5-3.0M) | 24 | Nr | AED | 58
2022-01 | 2 | 2.0274 |  | United Arab Emirates | Dubai | Hard & Soft Landscaping | Al Furjan | Package 3 Neighborhood | NAKHEEL | Proscape | Tender | 2022 | Fixed Price Lump Sum | SITE WORK | Landscaping | Irrigation Pop-Up Sprayer System; Including Wiper Seal, Seal-A-Matic Check Valve, In Stem Pressure Regulator, Supports, Fittings, Accessories And All Ancillary Works As Necessary; Spray Head; Quarter Circle (3.1-3.6M) | 19 | Nr | AED | 58
2022-01 | 2 | 2.0274 |  | United Arab Emirates | Dubai | Hard & Soft Landscaping | Al Furjan | Package 3 Neighborhood | NAKHEEL | Proscape | Tender | 2022 | Fixed Price Lump Sum | SITE WORK | Landscaping | Irrigation Pop-Up Sprayer System; Including Wiper Seal, Seal-A-Matic Check Valve, In Stem Pressure Regulator, Supports, Fittings, Accessories And All Ancillary Works As Necessary; Spray Head; Half Circle (3.1-3.6M) | 111 | Nr | AED | 58
2022-01 | 2 | 2.0274 |  | United Arab Emirates | Dubai | Hard & Soft Landscaping | Al Furjan | Package 3 Neighborhood | NAKHEEL | Proscape | Tender | 2022 | Fixed Price Lump Sum | SITE WORK | Landscaping | Irrigation Pop-Up Sprayer System; Including Wiper Seal, Seal-A-Matic Check Valve, In Stem Pressure Regulator, Supports, Fittings, Accessories And All Ancillary Works As Necessary; Spray Head; Three Quarter Circle (3.1-3.6M) | 2 | Nr | AED | 58
2022-01 | 2 | 2.0274 |  | United Arab Emirates | Dubai | Hard & Soft Landscaping | Al Furjan | Package 3 Neighborhood | NAKHEEL | Proscape | Tender | 2022 | Fixed Price Lump Sum | SITE WORK | Landscaping | Irrigation Pop-Up Sprayer System; Including Wiper Seal, Seal-A-Matic Check Valve, In Stem Pressure Regulator, Supports, Fittings, Accessories And All Ancillary Works As Necessary; Spray Head; Full Circle (3.1-3.6M) | 70 | Nr | AED | 58
2022-01 | 2 | 2.0274 |  | United Arab Emirates | Dubai | Hard & Soft Landscaping | Al Furjan | Package 3 Neighborhood | NAKHEEL | Proscape | Tender | 2022 | Fixed Price Lump Sum | SITE WORK | Landscaping | Irrigation Pop-Up Sprayer System; Including Wiper Seal, Seal-A-Matic Check Valve, In Stem Pressure Regulator, Supports, Fittings, Accessories And All Ancillary Works As Necessary; Spray Head; Quarter Circle (3.7-4.5M) | 19 | Nr | AED | 58
2022-01 | 2 | 2.0274 |  | United Arab Emirates | Dubai | Hard & Soft Landscaping | Al Furjan | Package 3 Neighborhood | NAKHEEL | Proscape | Tender | 2022 | Fixed Price Lump Sum | SITE WORK | Landscaping | Irrigation Pop-Up Sprayer System; Including Wiper Seal, Seal-A-Matic Check Valve, In Stem Pressure Regulator, Supports, Fittings, Accessories And All Ancillary Works As Necessary; Spray Head; Half Circle (3.7-4.5M) | 75 | Nr | AED | 58
2022-01 | 2 | 2.0275 |  | United Arab Emirates | Dubai | Hard & Soft Landscaping | Al Furjan | Package 3 Neighborhood | NAKHEEL | Proscape | Tender | 2022 | Fixed Price Lump Sum | SITE WORK | Landscaping | Irrigation Pop-Up Sprayer System; Including Wiper Seal, Seal-A-Matic Check Valve, In Stem Pressure Regulator, Supports, Fittings, Accessories And All Ancillary Works As Necessary; Spray Head; Full Circle (3.7-4.5M) | 42 | Nr | AED | 58
2022-01 | 2 | 2.0275 |  | United Arab Emirates | Dubai | Hard & Soft Landscaping | Al Furjan | Package 3 Neighborhood | NAKHEEL | Proscape | Tender | 2022 | Fixed Price Lump Sum | SITE WORK | Underground drainage | Solenoid Valve; To Irrigation Drip And Sprayer Line Including Valve Box, Excavation, Backfilling, Fittings, Accessories And All Ancillary Works As Necessary; Size 1 1/2" Diameter Pipes | 28 | Nr | AED | 2136
2022-01 | 2 | 2.0275 |  | United Arab Emirates | Dubai | Hard & Soft Landscaping | Al Furjan | Package 3 Neighborhood | NAKHEEL | Proscape | Tender | 2022 | Fixed Price Lump Sum | SITE WORK | Underground drainage | Solenoid Valve; To Irrigation Drip And Sprayer Line Including Valve Box, Excavation, Backfilling, Fittings, Accessories And All Ancillary Works As Necessary; Size 2" Diameter Pipes | 21 | Nr | AED | 2420
2022-01 | 2 | 2.0275 |  | United Arab Emirates | Dubai | Hard & Soft Landscaping | Al Furjan | Package 3 Neighborhood | NAKHEEL | Proscape | Tender | 2022 | Fixed Price Lump Sum | SITE WORK | Landscaping | Quick Coupling Valve; Including Valve Box, Excavation, Backfilling, Fittings, Accessories And All Ancillary Works As Necessary; Fixed To Size 4" Diameter Pipe | 41 | Nr | AED | 1228
2022-01 | 2 | 2.0275 |  | United Arab Emirates | Dubai | Hard & Soft Landscaping | Al Furjan | Package 3 Neighborhood | NAKHEEL | Proscape | Tender | 2022 | Fixed Price Lump Sum | SITE WORK | Landscaping | Pull Box; Including Excavation, Backfilling, Fittings, Accessories And All Ancillary Works As Necessary; Fixed To Irrigation Conduit | 87 | Nr | AED | 268
2022-01 | 2 | 2.0275 |  | United Arab Emirates | Dubai | Hard & Soft Landscaping | Al Furjan | Package 3 Neighborhood | NAKHEEL | Proscape | Tender | 2022 | Fixed Price Lump Sum | SITE WORK | Landscaping | Control Cables Conduit Pipes Including Termination, Fixings, Supports And All Ancillary Works As Necessary; From Irrigation Controller To Power Operated Valves; 1" Diameter | 1400 | m | AED | 13
2022-01 | 2 | 2.0275 |  | United Arab Emirates | Dubai | Hard & Soft Landscaping | Al Furjan | Package 3 Neighborhood | NAKHEEL | Proscape | Tender | 2022 | Fixed Price Lump Sum | SITE WORK | Landscaping | Irrigation Controller, Complete With Junction Box, Power Supply Cable, Connections, Conduits, Termination, Grounding, Accessories And All Ancillary Works As Necessary; As Drawing Nr. P3 L-773; Decoder Type Metal Pedestal Controller With Plastic Cabinet; As Detail 08 | 1 | Item | AED | 19444
2022-01 | 2 | 2.0275 |  | United Arab Emirates | Dubai | Hard & Soft Landscaping | Al Furjan | Package 3 Neighborhood | NAKHEEL | Proscape | Tender | 2022 | Fixed Price Lump Sum | SITE WORK | Landscaping | Power Supply Cable To Irrigation Controller Including Accessories And All Ancillary Works As Necessary; Power Supply To Irrigation Controller From The Existing Electric Panel Including Cables And Termination | 1 | Item | AED | 6667
2022-01 | 2 | 2.0275 |  | United Arab Emirates | Dubai | Hard & Soft Landscaping | Al Furjan | Package 3 Neighborhood | NAKHEEL | Proscape | Tender | 2022 | Fixed Price Lump Sum | SITE WORK | Landscaping | Tie-In Connections To Main Irrigation Line; Including Connections, Accessories And All Ancillary Works As Necessary; Size 4" Diameter Pipe | 1 | Item | AED | 72000
2022-01 | 2 | 2.0275 |  | United Arab Emirates | Dubai | Hard & Soft Landscaping | Al Furjan | Package 3 Neighborhood | NAKHEEL | Proscape | Tender | 2022 | Fixed Price Lump Sum | ELECTRICAL ENGINEERING INSTALLATIONS | Sub-main circuits | Sub-Mains Installation Complete; Cables To Sub-Main Circuits; Including Fixings, Cable Glands, Lugs, Terminations, Supports, Hangers, Accessories And Ancillary Work; From Electrical Control Panel To Led Power Supply | 4 | Nr | AED | 319
2022-01 | 2 | 2.0276 |  | United Arab Emirates | Dubai | Hard & Soft Landscaping | Al Furjan | Package 3 Neighborhood | NAKHEEL | Proscape | Tender | 2022 | Fixed Price Lump Sum | ELECTRICAL ENGINEERING INSTALLATIONS | Sub-main circuits | Sub-Mains Installation Complete; Equipment; Including Fixings, Supports, Hangers, Accessories And Ancillary Work As Necessary; Electrical Control Panel | 4 | Nr | AED | 19764
2022-01 | 2 | 2.0276 |  | United Arab Emirates | Dubai | Hard & Soft Landscaping | Al Furjan | Package 3 Neighborhood | NAKHEEL | Proscape | Tender | 2022 | Fixed Price Lump Sum | ELECTRICAL ENGINEERING INSTALLATIONS | Sub-main circuits | Sub-Mains Installation Complete; Equipment; Including Fixings, Supports, Hangers, Accessories And Ancillary Work As Necessary; Led Power Supply | 4 | Nr | AED | 704
2022-01 | 2 | 2.0276 |  | United Arab Emirates | Dubai | Hard & Soft Landscaping | Al Furjan | Package 3 Neighborhood | NAKHEEL | Proscape | Tender | 2022 | Fixed Price Lump Sum | ELECTRICAL ENGINEERING INSTALLATIONS | Sub-main circuits | Sub-Mains Installation Complete; Connection To Supply Main; Including Cables, Containment, Terminations, Fixings, Supports, Hangers, Accessories And All Ancillary Works As Necessary; As Drawing Nr.: P201 - 202; Connection To Supply Main From Main Electrical Supply Isolator To Electrical Control Panel | 1 | Item | AED | 4255
2022-01 | 2 | 2.0276 |  | United Arab Emirates | Dubai | Hard & Soft Landscaping | Al Furjan | Package 3 Neighborhood | NAKHEEL | Proscape | Tender | 2022 | Fixed Price Lump Sum | ELECTRICAL ENGINEERING INSTALLATIONS | Sub-main circuits | Sub-Mains Installation Complete; Containment; Including Fixings, Supports, Accessories And Ancillary Work As Necessary; 50Mm Diameter Ducts; To Pump Room | 4 | m | AED | 79
2022-01 | 2 | 2.0276 |  | United Arab Emirates | Dubai | Hard & Soft Landscaping | Al Furjan | Package 3 Neighborhood | NAKHEEL | Proscape | Tender | 2022 | Fixed Price Lump Sum | ELECTRICAL ENGINEERING INSTALLATIONS | Final sub-circuits and auxiliary installations | Small Power; Cables And Conduits To Termination Points; From Distribution Board Including Terminations, Fixings, Supports, Hangers, Accessories And All Ancillary Works As Necessary; Unshwitch Socket Outlet As Drawing Nr. Ep-204 | 2 | Nr | AED | 372
2022-01 | 2 | 2.0276 |  | United Arab Emirates | Dubai | Hard & Soft Landscaping | Al Furjan | Package 3 Neighborhood | NAKHEEL | Proscape | Tender | 2022 | Fixed Price Lump Sum | ELECTRICAL ENGINEERING INSTALLATIONS | Final sub-circuits and auxiliary installations | Small Power; Cables And Conduits To Termination Points; From Distribution Board Including Terminations, Fixings, Supports, Hangers, Accessories And All Ancillary Works As Necessary; Sp Isolator, Weatherproof As Drawing Nr. Ep-204 | 1 | Nr | AED | 532
2022-01 | 2 | 2.0276 |  | United Arab Emirates | Dubai | Hard & Soft Landscaping | Al Furjan | Package 3 Neighborhood | NAKHEEL | Proscape | Tender | 2022 | Fixed Price Lump Sum | ELECTRICAL ENGINEERING INSTALLATIONS | Final sub-circuits and auxiliary installations | Small Power; Cables And Conduits To Termination Points; From Distribution Board Including Terminations, Fixings, Supports, Hangers, Accessories And All Ancillary Works As Necessary; 20A Sp Isolator, Weatherproof | 1 | Nr | AED | 532
2022-01 | 2 | 2.0276 |  | United Arab Emirates | Dubai | Hard & Soft Landscaping | Al Furjan | Package 3 Neighborhood | NAKHEEL | Proscape | Tender | 2022 | Fixed Price Lump Sum | ELECTRICAL ENGINEERING INSTALLATIONS | Final sub-circuits and auxiliary installations | Small Power; Cables And Conduits To Termination Points; From Distribution Board Including Terminations, Fixings, Supports, Hangers, Accessories And All Ancillary Works As Necessary; 32A Tp Isolator, Weatherproof | 1 | Nr | AED | 1596
2022-01 | 2 | 2.0276 |  | United Arab Emirates | Dubai | Hard & Soft Landscaping | Al Furjan | Package 3 Neighborhood | NAKHEEL | Proscape | Tender | 2022 | Fixed Price Lump Sum | ELECTRICAL ENGINEERING INSTALLATIONS | Final sub-circuits and auxiliary installations | Small Power; Cables And Conduits To Termination Points; From Distribution Board Including Terminations, Fixings, Supports, Hangers, Accessories And All Ancillary Works As Necessary; 63A Tp Isolator, Weatherproof | 1 | Nr | AED | 798
2022-01 | 2 | 2.0276 |  | United Arab Emirates | Dubai | Hard & Soft Landscaping | Al Furjan | Package 3 Neighborhood | NAKHEEL | Proscape | Tender | 2022 | Fixed Price Lump Sum | ELECTRICAL ENGINEERING INSTALLATIONS | Final sub-circuits and auxiliary installations | Small Power; Cables And Conduits To Termination Points; From Distribution Board Including Terminations, Fixings, Supports, Hangers, Accessories And All Ancillary Works As Necessary; 400A Tp Isolator, Weatherproof | 1 | Nr | AED | 1064
2022-01 | 2 | 2.0277 |  | United Arab Emirates | Dubai | Hard & Soft Landscaping | Al Furjan | Package 3 Neighborhood | NAKHEEL | Proscape | Tender | 2022 | Fixed Price Lump Sum | ELECTRICAL ENGINEERING INSTALLATIONS | Final sub-circuits and auxiliary installations | Small Power; Accessories; Including Fixings, Supports, Hangers, Accessories And All Ancillary Works As Necessary; Unshwitch Socket Outlet As Drawing Nr. Ep-204 | 2 | Nr | AED | 273
2022-01 | 2 | 2.0277 |  | United Arab Emirates | Dubai | Hard & Soft Landscaping | Al Furjan | Package 3 Neighborhood | NAKHEEL | Proscape | Tender | 2022 | Fixed Price Lump Sum | ELECTRICAL ENGINEERING INSTALLATIONS | Final sub-circuits and auxiliary installations | Small Power; Accessories; Including Fixings, Supports, Hangers, Accessories And All Ancillary Works As Necessary; Sp Isolator, Weatherproof As Drawing Nr. Ep-204 | 1 | Nr | AED | 419
2022-01 | 2 | 2.0277 |  | United Arab Emirates | Dubai | Hard & Soft Landscaping | Al Furjan | Package 3 Neighborhood | NAKHEEL | Proscape | Tender | 2022 | Fixed Price Lump Sum | ELECTRICAL ENGINEERING INSTALLATIONS | Final sub-circuits and auxiliary installations | Small Power; Accessories; Including Fixings, Supports, Hangers, Accessories And All Ancillary Works As Necessary; 20A Sp Isolator, Weatherproof | 1 | Nr | AED | 419
2022-01 | 2 | 2.0277 |  | United Arab Emirates | Dubai | Hard & Soft Landscaping | Al Furjan | Package 3 Neighborhood | NAKHEEL | Proscape | Tender | 2022 | Fixed Price Lump Sum | ELECTRICAL ENGINEERING INSTALLATIONS | Final sub-circuits and auxiliary installations | Small Power; Accessories; Including Fixings, Supports, Hangers, Accessories And All Ancillary Works As Necessary; 32A Tp Isolator, Weatherproof | 1 | Nr | AED | 680
2022-01 | 2 | 2.0277 |  | United Arab Emirates | Dubai | Hard & Soft Landscaping | Al Furjan | Package 3 Neighborhood | NAKHEEL | Proscape | Tender | 2022 | Fixed Price Lump Sum | ELECTRICAL ENGINEERING INSTALLATIONS | Final sub-circuits and auxiliary installations | Small Power; Accessories; Including Fixings, Supports, Hangers, Accessories And All Ancillary Works As Necessary; 63A Tp Isolator, Weatherproof | 1 | Nr | AED | 1043
2022-01 | 2 | 2.0277 |  | United Arab Emirates | Dubai | Hard & Soft Landscaping | Al Furjan | Package 3 Neighborhood | NAKHEEL | Proscape | Tender | 2022 | Fixed Price Lump Sum | ELECTRICAL ENGINEERING INSTALLATIONS | Final sub-circuits and auxiliary installations | Small Power; Accessories; Including Fixings, Supports, Hangers, Accessories And All Ancillary Works As Necessary; 400A Tp Isolator, Weatherproof | 1 | Nr | AED | 3235
2022-01 | 2 | 2.0277 |  | United Arab Emirates | Dubai | Hard & Soft Landscaping | Al Furjan | Package 3 Neighborhood | NAKHEEL | Proscape | Tender | 2022 | Fixed Price Lump Sum | ELECTRICAL ENGINEERING INSTALLATIONS | Final sub-circuits and auxiliary installations | Landscape Lighting Installation Complete; Cables And Conduits To Termination Points; From Lighting Control Panel Including Terminations, Fixings, Supports, Hangers, Accessories And All Ancillary Works As Necessary; To Lighting Point; Pole Lights (Pl) | 8 | Nr | AED | 439
2022-01 | 2 | 2.0277 |  | United Arab Emirates | Dubai | Hard & Soft Landscaping | Al Furjan | Package 3 Neighborhood | NAKHEEL | Proscape | Tender | 2022 | Fixed Price Lump Sum | ELECTRICAL ENGINEERING INSTALLATIONS | Final sub-circuits and auxiliary installations | Landscape Lighting Installation Complete; Cables And Conduits To Termination Points; From Lighting Control Panel Including Terminations, Fixings, Supports, Hangers, Accessories And All Ancillary Works As Necessary; To Lighting Point; Bollard Lights (B1) | 318 | Nr | AED | 439
2022-01 | 2 | 2.0277 |  | United Arab Emirates | Dubai | Hard & Soft Landscaping | Al Furjan | Package 3 Neighborhood | NAKHEEL | Proscape | Tender | 2022 | Fixed Price Lump Sum | ELECTRICAL ENGINEERING INSTALLATIONS | Final sub-circuits and auxiliary installations | Landscape Lighting Installation Complete; Cables And Conduits To Termination Points; From Lighting Control Panel Including Terminations, Fixings, Supports, Hangers, Accessories And All Ancillary Works As Necessary; To Lighting Point; Tent Lights (Tl) | 84 | Nr | AED | 439
2022-01 | 2 | 2.0277 |  | United Arab Emirates | Dubai | Hard & Soft Landscaping | Al Furjan | Package 3 Neighborhood | NAKHEEL | Proscape | Tender | 2022 | Fixed Price Lump Sum | ELECTRICAL ENGINEERING INSTALLATIONS | Final sub-circuits and auxiliary installations | Landscape Lighting Installation Complete; Cables And Conduits To Termination Points; From Lighting Control Panel Including Terminations, Fixings, Supports, Hangers, Accessories And All Ancillary Works As Necessary; To Lighting Point; Pergola Uplights (Pu) | 18 | Nr | AED | 439
2022-01 | 2 | 2.0278 |  | United Arab Emirates | Dubai | Hard & Soft Landscaping | Al Furjan | Package 3 Neighborhood | NAKHEEL | Proscape | Tender | 2022 | Fixed Price Lump Sum | ELECTRICAL ENGINEERING INSTALLATIONS | Final sub-circuits and auxiliary installations | Landscape Lighting Installation Complete; Cables And Conduits To Termination Points; From Lighting Control Panel Including Terminations, Fixings, Supports, Hangers, Accessories And All Ancillary Works As Necessary; To Lighting Point; Sports Court Lights (Scl) | 12 | Nr | AED | 439
2022-01 | 2 | 2.0278 |  | United Arab Emirates | Dubai | Hard & Soft Landscaping | Al Furjan | Package 3 Neighborhood | NAKHEEL | Proscape | Tender | 2022 | Fixed Price Lump Sum | ELECTRICAL ENGINEERING INSTALLATIONS | Final sub-circuits and auxiliary installations | Landscape Lighting Installation Complete; Cables And Conduits To Termination Points; From Lighting Control Panel Including Terminations, Fixings, Supports, Hangers, Accessories And All Ancillary Works As Necessary; To Lighting Point; Palm And Tree Uplights (Sp1) | 98 | Nr | AED | 439
2022-01 | 2 | 2.0278 |  | United Arab Emirates | Dubai | Hard & Soft Landscaping | Al Furjan | Package 3 Neighborhood | NAKHEEL | Proscape | Tender | 2022 | Fixed Price Lump Sum | ELECTRICAL ENGINEERING INSTALLATIONS | Final sub-circuits and auxiliary installations | Landscape Lighting Installation Complete; Cables And Conduits To Termination Points; From Lighting Control Panel Including Terminations, Fixings, Supports, Hangers, Accessories And All Ancillary Works As Necessary; To Lighting Point; Paddle Court Lights (Pcl) | 4 | Nr | AED | 439
2022-01 | 2 | 2.0278 |  | United Arab Emirates | Dubai | Hard & Soft Landscaping | Al Furjan | Package 3 Neighborhood | NAKHEEL | Proscape | Tender | 2022 | Fixed Price Lump Sum | ELECTRICAL ENGINEERING INSTALLATIONS | Final sub-circuits and auxiliary installations | Landscape Lighting Installation Complete; Cables And Conduits To Termination Points; From Lighting Control Panel Including Terminations, Fixings, Supports, Hangers, Accessories And All Ancillary Works As Necessary; To Lighting Point; F1 | 4 | Nr | AED | 439
2022-01 | 2 | 2.0278 |  | United Arab Emirates | Dubai | Hard & Soft Landscaping | Al Furjan | Package 3 Neighborhood | NAKHEEL | Proscape | Tender | 2022 | Fixed Price Lump Sum | ELECTRICAL ENGINEERING INSTALLATIONS | Final sub-circuits and auxiliary installations | Landscape Lighting; Including Fixings, Supports, Hangers, Accessories And All Ancillary Works As Necessary; Type Pl: Pole Lights, Led 60W Top And 30W Bottom, 180-250V Ac, Cree Led Chip, Ip 65, Clear Optical Lens, Q235 Hdg Steel Pole Material With Stainless 316 Marine Grade Powder Coated Black Finish Or Equivalent; Pole Mounted; Including Mass Concrete, Blinding, Earthworks And Disposal; Pole Mounted | 8 | Nr | AED | 11060
2022-01 | 2 | 2.0278 |  | United Arab Emirates | Dubai | Hard & Soft Landscaping | Al Furjan | Package 3 Neighborhood | NAKHEEL | Proscape | Tender | 2022 | Fixed Price Lump Sum | ELECTRICAL ENGINEERING INSTALLATIONS | Final sub-circuits and auxiliary installations | Landscape Lighting; Including Fixings, Supports, Hangers, Accessories And All Ancillary Works As Necessary; Type B1: Bollard Lights, Led 9W, 12V Ac Or 12V Dc, Nichia Led Chip, Ip 65, Clear Bubble Glass, Cold Rolled Steel Fixture Material With Stainless 316 Marine Grade Powder Coated Bronze Finish Or Equivalent; Including Mass Concrete, Blinding, Earthworks And Disposal; Base Mounted | 318 | Nr | AED | 1520
2022-01 | 2 | 2.0278 |  | United Arab Emirates | Dubai | Hard & Soft Landscaping | Al Furjan | Package 3 Neighborhood | NAKHEEL | Proscape | Tender | 2022 | Fixed Price Lump Sum | ELECTRICAL ENGINEERING INSTALLATIONS | Final sub-circuits and auxiliary installations | Landscape Lighting; Including Fixings, Supports, Hangers, Accessories And All Ancillary Works As Necessary; Type Tl: Tent Lights, Led 5W, 180-250V Ac, Nichia Led Chip, Ip 65, Clear Glass, High Temperature Japanese Acrylic Optics, Die-Cast Aluminum Fixture Material With Stainless 316 Marine Grade Powder Coated Bronze Finish Or Equivalent; Surface Mounted | 84 | Nr | AED | 560
2022-01 | 2 | 2.0278 |  | United Arab Emirates | Dubai | Hard & Soft Landscaping | Al Furjan | Package 3 Neighborhood | NAKHEEL | Proscape | Tender | 2022 | Fixed Price Lump Sum | ELECTRICAL ENGINEERING INSTALLATIONS | Final sub-circuits and auxiliary installations | Landscape Lighting; Including Fixings, Supports, Hangers, Accessories And All Ancillary Works As Necessary; Type Pu: Pergola Uplights, Led 12W (6W Each Side), 180-250V Ac, Nichia Led Chip, Ip 65, Clear Glass, High Temperature Japanese Acrylic Optics, Polycarbonate With Aluminum Coating Reflector, Die-Cast Aluminum Fixture Material With Stainless 316 Marine Grade Powder Coated Bronze Finish Or Equivalent; Wall Mounted | 18 | Nr | AED | 629
2022-01 | 2 | 2.0278 |  | United Arab Emirates | Dubai | Hard & Soft Landscaping | Al Furjan | Package 3 Neighborhood | NAKHEEL | Proscape | Tender | 2022 | Fixed Price Lump Sum | ELECTRICAL ENGINEERING INSTALLATIONS | Final sub-circuits and auxiliary installations | Landscape Lighting; Including Fixings, Supports, Hangers, Accessories And All Ancillary Works As Necessary; Type Scl: Sports Courts Lights, Led 400W, 180-250V Ac, Cree Led Chip, Ip65, Clear Optical Lens, Clear Uv Resistant Polycarbonate Diffuser, Die-Cast Aluminum Fixture Material With Stainless 316 Marine Grade Powder Coated Black Finish Or Equivalent; Surface Mounted | 12 | Nr | AED | 8544
2022-01 | 2 | 2.0278 |  | United Arab Emirates | Dubai | Hard & Soft Landscaping | Al Furjan | Package 3 Neighborhood | NAKHEEL | Proscape | Tender | 2022 | Fixed Price Lump Sum | ELECTRICAL ENGINEERING INSTALLATIONS | Final sub-circuits and auxiliary installations | Landscape Lighting; Including Fixings, Supports, Hangers, Accessories And All Ancillary Works As Necessary; Type Sp1: Palm And Tree Uplights, Led 9W, 12V Ac Or 12V Dc, Nichia Led Chip, Ip 66, Clear Glass, High Temperature Japanese Acrylic Optics, Polycarbonate Cowl Materials, Die-Cast Aluminum Fixture Material With Stainless 316 Marine Grade Powder Coated Bronze Finish Or Equivalent; Spike Mounted | 98 | Nr | AED | 601
2022-01 | 2 | 2.0279 |  | United Arab Emirates | Dubai | Hard & Soft Landscaping | Al Furjan | Package 3 Neighborhood | NAKHEEL | Proscape | Tender | 2022 | Fixed Price Lump Sum | ELECTRICAL ENGINEERING INSTALLATIONS | Final sub-circuits and auxiliary installations | Landscape Lighting; Including Fixings, Supports, Hangers, Accessories And All Ancillary Works As Necessary; Type Pcl: Paddle Court Lights | 4 | Nr | AED | 798
2022-01 | 2 | 2.0279 |  | United Arab Emirates | Dubai | Hard & Soft Landscaping | Al Furjan | Package 3 Neighborhood | NAKHEEL | Proscape | Tender | 2022 | Fixed Price Lump Sum | ELECTRICAL ENGINEERING INSTALLATIONS | Final sub-circuits and auxiliary installations | Landscape Lighting; Including Fixings, Supports, Hangers, Accessories And All Ancillary Works As Necessary; Type F1: Led Light, To Pump Room | 4 | Nr | AED | 335
2022-01 | 2 | 2.0279 |  | United Arab Emirates | Dubai | Hard & Soft Landscaping | Al Furjan | Package 3 Neighborhood | NAKHEEL | Proscape | Tender | 2022 | Fixed Price Lump Sum | ELECTRICAL ENGINEERING INSTALLATIONS | Final sub-circuits and auxiliary installations | Landscape Lighting; Including Fixings, Supports, Hangers, Accessories And All Ancillary Works As Necessary; Allow For Distribution Boards; Including Fixings, Supports, Hangers, Accessories And All Ancillary Works As Necessary | 1 | Item | AED | 47709
2022-01 | 2 | 2.0279 |  | United Arab Emirates | Dubai | Hard & Soft Landscaping | Al Furjan | Package 3 Neighborhood | NAKHEEL | Proscape | Tender | 2022 | Fixed Price Lump Sum | ELECTRICAL ENGINEERING INSTALLATIONS | Final sub-circuits and auxiliary installations | Landscape Lighting; Including Fixings, Supports, Hangers, Accessories And All Ancillary Works As Necessary; Allow For Connections From Existing Power Supply To Distribution Boards; Including Cables, Termiantions, Fixings, Supports, Hangers, Accessories And All Ancillary Works As Necessary | 1 | Item | AED | 22750
2022-01 | 2 | 2.0279 |  | United Arab Emirates | Dubai | Hard & Soft Landscaping | Al Furjan | Package 3 Neighborhood | NAKHEEL | Proscape | Tender | 2022 | Fixed Price Lump Sum | ELECTRICAL ENGINEERING INSTALLATIONS | Final sub-circuits and auxiliary installations | Fire Alarm Installation Complete; Cables And Conduits To Termination Points; From Fire Alarm Control Panel Including Terminations, Fixings, Supports, Hangers, Accessories And All Ancillary Works As Necessary; Heat Detector | 1 | Nr | AED | 798
2022-01 | 2 | 2.0279 |  | United Arab Emirates | Dubai | Hard & Soft Landscaping | Al Furjan | Package 3 Neighborhood | NAKHEEL | Proscape | Tender | 2022 | Fixed Price Lump Sum | ELECTRICAL ENGINEERING INSTALLATIONS | Final sub-circuits and auxiliary installations | Fire Alarm Installation Complete; Accessories; Including Fixings, Supports, Hangers, Accessories And All Ancillary Works As Necessary; Heat Detector | 1 | Nr | AED | 691
2022-01 | 2 | 2.0279 |  | United Arab Emirates | Dubai | Hard & Soft Landscaping | Al Furjan | Package 3 Neighborhood | NAKHEEL | Proscape | Tender | 2022 | Fixed Price Lump Sum | ELECTRICAL ENGINEERING INSTALLATIONS | Accessories | Emergency Lighting Installation Complete; Cables And Conduits To Termination Points; From Emergency Lighting Control Panel Including Terminations, Fixings, Supports, Hangers, Accessories And All Ancillary Works As Necessary; Type E | 2 | Nr | AED | 798
2022-01 | 2 | 2.0279 |  | United Arab Emirates | Dubai | Hard & Soft Landscaping | Al Furjan | Package 3 Neighborhood | NAKHEEL | Proscape | Tender | 2022 | Fixed Price Lump Sum | ELECTRICAL ENGINEERING INSTALLATIONS | Accessories | Emergency Lighting Installation Complete; Accessories; Including Fixings, Supports, Hangers, Accessories And All Ancillary Works As Necessary; Type E | 2 | Nr | AED | 878
2022-01 | 2 | 2.0279 |  | United Arab Emirates | Dubai | Hard & Soft Landscaping | Al Furjan | Package 5 Streetscapes | NAKHEEL | Proscape | Tender | 2022 | Fixed Price Lump Sum | SITE WORK | Excavation | Excavation Works; Including All Ancillary Works As Necessary; From Site Level +0.00 Up To The Required Levels (Provisional); Excavation To Reduce Levels; Over 250Mm But Not Exceeding 500Mm Depth; To Planting Area | 3556 | m³ | AED | 12
2022-01 | 2 | 2.0279 |  | United Arab Emirates | Dubai | Hard & Soft Landscaping | Al Furjan | Package 5 Streetscapes | NAKHEEL | Proscape | Tender | 2022 | Fixed Price Lump Sum | SITE WORK | Excavation | Excavation Works; Including All Ancillary Works As Necessary; From Site Level +0.00 Up To The Required Levels (Provisional); Excavation To Reduce Levels; Over 250Mm But Not Exceeding 500Mm Depth; To Planting Area; Outside Plot Limit | 17 | m³ | AED | 12
2022-01 | 2 | 2.028 |  | United Arab Emirates | Dubai | Hard & Soft Landscaping | Al Furjan | Package 5 Streetscapes | NAKHEEL | Proscape | Tender | 2022 | Fixed Price Lump Sum | SITE WORK | Excavation | Excavation Works; Including All Ancillary Works As Necessary; From Site Level +0.00 Up To The Required Levels (Provisional); Excavation To Reduce Levels; Over 250Mm But Not Exceeding 500Mm Depth; To Paving; Outside Plot Limit | 15 | m³ | AED | 12
2022-01 | 2 | 2.028 |  | United Arab Emirates | Dubai | Hard & Soft Landscaping | Al Furjan | Package 5 Streetscapes | NAKHEEL | Proscape | Tender | 2022 | Fixed Price Lump Sum | SITE WORK | Excavation | Excavation Works; Including All Ancillary Works As Necessary; From Site Level +0.00 Up To The Required Levels (Provisional); Pit Excavation; Over 500Mm But Not Exceeding 1000Mm Depth; To Receive Tree Pits | 979 | m³ | AED | 14
2022-01 | 2 | 2.028 |  | United Arab Emirates | Dubai | Hard & Soft Landscaping | Al Furjan | Package 5 Streetscapes | NAKHEEL | Proscape | Tender | 2022 | Fixed Price Lump Sum | SITE WORK | Excavation | Excavation Works; Including All Ancillary Works As Necessary; From Site Level +0.00 Up To The Required Levels (Provisional); Pit Excavation; Over 1000Mm But Not Exceeding 1500Mm Depth; To Receive Palm Pits | 135 | m³ | AED | 19
2022-01 | 2 | 2.028 |  | United Arab Emirates | Dubai | Hard & Soft Landscaping | Al Furjan | Package 5 Streetscapes | NAKHEEL | Proscape | Tender | 2022 | Fixed Price Lump Sum | SITE WORK | Disposal | Disposal Of Unsuitable And Surplus Material Arising From Excavation (Provisional); Removed On Site Including A Suitable Tip | 4670 | m³ | AED | 9
2022-01 | 2 | 2.028 |  | United Arab Emirates | Dubai | Hard & Soft Landscaping | Al Furjan | Package 5 Streetscapes | NAKHEEL | Proscape | Tender | 2022 | Fixed Price Lump Sum | SITE WORK | Disposal | Disposal Of Unsuitable And Surplus Material Arising From Excavation (Provisional); Removed On Site Including A Suitable Tip; Outside Plot Limit | 32 | m³ | AED | 9
2022-01 | 2 | 2.028 |  | United Arab Emirates | Dubai | Hard & Soft Landscaping | Al Furjan | Package 5 Streetscapes | NAKHEEL | Proscape | Tender | 2022 | Fixed Price Lump Sum | SITE WORK | Disposal | Disposal Of Unsuitable And Surplus Material Arising From Excavation (Provisional); Removed Off-Site Material (Rate Only) | 1 | m³ | AED | 20
2022-01 | 2 | 2.028 |  | United Arab Emirates | Dubai | Hard & Soft Landscaping | Al Furjan | Package 5 Streetscapes | NAKHEEL | Proscape | Tender | 2022 | Fixed Price Lump Sum | SITE WORK | Filling | Filling To Make Up Levels; Including Compaction And All Ancillary Works As Necessary; 50Mm Thick Clean Course Sand Laying Bed | 1314 | m³ | AED | 156
2022-01 | 2 | 2.028 |  | United Arab Emirates | Dubai | Hard & Soft Landscaping | Al Furjan | Package 5 Streetscapes | NAKHEEL | Proscape | Tender | 2022 | Fixed Price Lump Sum | SITE WORK | Filling | Filling To Make Up Levels; Including Compaction And All Ancillary Works As Necessary; 50Mm Thick Clean Course Sand Laying Bed; Outside Plot Limit | 3 | m³ | AED | 156
2022-01 | 2 | 2.028 |  | United Arab Emirates | Dubai | Hard & Soft Landscaping | Al Furjan | Package 5 Streetscapes | NAKHEEL | Proscape | Tender | 2022 | Fixed Price Lump Sum | SITE WORK | Filling | Filling To Make Up Levels; Including Compaction And All Ancillary Works As Necessary; 150Mm Thick Compacted Roadbase | 3943 | m³ | AED | 148
2022-01 | 2 | 2.028 |  | United Arab Emirates | Dubai | Hard & Soft Landscaping | Al Furjan | Package 5 Streetscapes | NAKHEEL | Proscape | Tender | 2022 | Fixed Price Lump Sum | SITE WORK | Filling | Filling To Make Up Levels; Including Compaction And All Ancillary Works As Necessary; 150Mm Thick Compacted Roadbase; Outside Plot Limit | 8 | m³ | AED | 148
2022-01 | 2 | 2.0281 |  | United Arab Emirates | Dubai | Hard & Soft Landscaping | Al Furjan | Package 5 Streetscapes | NAKHEEL | Proscape | Tender | 2022 | Fixed Price Lump Sum | SITE WORK | Landscaping | Electrical Engineering Installation Under Ground Works; Including All Ancillary Works As Necessary; Excavation Of Trenches; Including Disposal And Compaction, Formworks, Concereting, Backfilling, Marking Tape Complete; For Cable Duct (Measured Separately); Average Depth Exceeding 500Mm But Not Exceeding 1000Mm; To Road Crossing | 110 | m | AED | 108
2022-01 | 2 | 2.0281 |  | United Arab Emirates | Dubai | Hard & Soft Landscaping | Al Furjan | Package 5 Streetscapes | NAKHEEL | Proscape | Tender | 2022 | Fixed Price Lump Sum | SITE WORK | Paving and surfacing | Precast Paver Block Concrete Semi Dry Mix; Laid On Sand Laying Bed (Measured Separately); Including Grout Mortar, Joint, Edge Treatment And Including All Ancillary Works As Necessary; Paving Type 01; Varying Size 600 X 300~400 X 60Mm Thick; In Various Colors; In Normal Finish | 3939 | m² | AED | 78
2022-01 | 2 | 2.0281 |  | United Arab Emirates | Dubai | Hard & Soft Landscaping | Al Furjan | Package 5 Streetscapes | NAKHEEL | Proscape | Tender | 2022 | Fixed Price Lump Sum | SITE WORK | Paving and surfacing | Precast Paver Block Concrete Semi Dry Mix; Laid On Sand Laying Bed (Measured Separately); Including Grout Mortar, Joint, Edge Treatment And Including All Ancillary Works As Necessary; Paving Type 01; Varying Size 600 X 300~400 X 60Mm Thick; In Various Colors; In Normal Finish; Outside Plot Limit | 56 | m² | AED | 78
2022-01 | 2 | 2.0281 |  | United Arab Emirates | Dubai | Hard & Soft Landscaping | Al Furjan | Package 5 Streetscapes | NAKHEEL | Proscape | Tender | 2022 | Fixed Price Lump Sum | SITE WORK | Paving and surfacing | Precast Paver Block Concrete Semi Dry Mix; Laid On Sand Laying Bed (Measured Separately); Including Grout Mortar, Joint, Edge Treatment And Including All Ancillary Works As Necessary; Paving Type 02; Varying Size 600 X 200~400 X 60Mm Thick; In Various Colors; In Normal Finish | 12665 | m² | AED | 73
2022-01 | 2 | 2.0281 |  | United Arab Emirates | Dubai | Hard & Soft Landscaping | Al Furjan | Package 5 Streetscapes | NAKHEEL | Proscape | Tender | 2022 | Fixed Price Lump Sum | SITE WORK | Paving and surfacing | Precast Paver Block Concrete Semi Dry Mix; Laid On Sand Laying Bed (Measured Separately); Including Grout Mortar, Joint, Edge Treatment And Including All Ancillary Works As Necessary; Paving Type 15; Size 100 X 100 X 80Mm Thick; In Color Light Grey; In Normal Finish | 6580 | m² | AED | 56
2022-01 | 2 | 2.0281 |  | United Arab Emirates | Dubai | Hard & Soft Landscaping | Al Furjan | Package 5 Streetscapes | NAKHEEL | Proscape | Tender | 2022 | Fixed Price Lump Sum | SITE WORK | Paving and surfacing | Precast Paver Block Concrete Semi Dry Mix; Laid On Sand Laying Bed (Measured Separately); Including Grout Mortar, Joint, Edge Treatment And Including All Ancillary Works As Necessary; Paving Type 16; Size 100~200 X 100 X 80Mm Thick; In Color Light Grey; In Normal Finish | 1407 | m² | AED | 57
2022-01 | 2 | 2.0281 |  | United Arab Emirates | Dubai | Hard & Soft Landscaping | Al Furjan | Package 5 Streetscapes | NAKHEEL | Proscape | Tender | 2022 | Fixed Price Lump Sum | SITE WORK | Paving and surfacing | Precast Paver Block Concrete Semi Dry Mix; Laid On Sand Laying Bed (Measured Separately); Including Grout Mortar, Joint, Edge Treatment And Including All Ancillary Works As Necessary; Paving Type 17; Size 100~200 X 100 X 80Mm Thick; In Various Color; In Normal Finish | 1502 | m² | AED | 78
2022-01 | 2 | 2.0281 |  | United Arab Emirates | Dubai | Hard & Soft Landscaping | Al Furjan | Package 5 Streetscapes | NAKHEEL | Proscape | Tender | 2022 | Fixed Price Lump Sum | SITE WORK | Paving and surfacing | Precast Paver Block Concrete Semi Dry Mix; Laid On Sand Laying Bed (Measured Separately); Including Grout Mortar, Joint, Edge Treatment And Including All Ancillary Works As Necessary; Paving Type 18; Size 600 X 200~400 X 80Mm Thick; In Various Color; In Normal Finish | 195 | m² | AED | 78
2022-01 | 2 | 2.0281 |  | United Arab Emirates | Dubai | Hard & Soft Landscaping | Al Furjan | Package 5 Streetscapes | NAKHEEL | Proscape | Tender | 2022 | Fixed Price Lump Sum | SITE WORK | Paving and surfacing | Precast Heel Kerbs; Concrete Semi Dry Mix; Including Transition; Concrete Haunch, Mortar, Foundation, Formwork, Earthworks, Backfilling, Disposal, Of Surplus Excavated Material To Complete; Heel Kerb; Size 600 X 150 X 75Mm Thick; Color Light Grey; In Normal Finish | 7458 | m | AED | 48
2022-01 | 2 | 2.0281 |  | United Arab Emirates | Dubai | Hard & Soft Landscaping | Al Furjan | Package 5 Streetscapes | NAKHEEL | Proscape | Tender | 2022 | Fixed Price Lump Sum | SITE WORK | Paving and surfacing | Precast Heel Kerbs; Concrete Semi Dry Mix; Including Transition; Concrete Haunch, Mortar, Foundation, Formwork, Earthworks, Backfilling, Disposal, Of Surplus Excavated Material To Complete; Heel Kerb; Size 600 X 150 X 75Mm Thick; Color Light Grey; In Normal Finish; Curved | 2100 | m | AED | 48
2022-01 | 2 | 2.0282 |  | United Arab Emirates | Dubai | Hard & Soft Landscaping | Al Furjan | Package 5 Streetscapes | NAKHEEL | Proscape | Tender | 2022 | Fixed Price Lump Sum | SITE WORK | Paving and surfacing | Precast Wheel Stopper; Concrete Semi Dry Mix; Including Concrete Haunch, Mortar, Foundation, Formwork, Earthworks, Backfilling, Disposal Of Surplus Excavated Material To Complete; Wheel Stopper; Size 2200 X 300 X 150Mm Thick; Color Light Grey; In Normal Finish | 64 | m | AED | 373
2022-01 | 2 | 2.0282 |  | United Arab Emirates | Dubai | Hard & Soft Landscaping | Al Furjan | Package 5 Streetscapes | NAKHEEL | Proscape | Tender | 2022 | Fixed Price Lump Sum | SITE WORK | Landscaping | Planting Soil; Laid On Compacted Subgrade 95%; Including All Ancillary Works As Necessary; 300Mm Depth; To Groundcover And Grass | 2079 | m³ | AED | 37
2022-01 | 2 | 2.0282 |  | United Arab Emirates | Dubai | Hard & Soft Landscaping | Al Furjan | Package 5 Streetscapes | NAKHEEL | Proscape | Tender | 2022 | Fixed Price Lump Sum | SITE WORK | Landscaping | Planting Soil; Laid On Compacted Subgrade 95%; Including All Ancillary Works As Necessary; 300Mm Depth; To Groundcover And Grass; Outside Plot Limit | 23 | m³ | AED | 37
2022-01 | 2 | 2.0282 |  | United Arab Emirates | Dubai | Hard & Soft Landscaping | Al Furjan | Package 5 Streetscapes | NAKHEEL | Proscape | Tender | 2022 | Fixed Price Lump Sum | SITE WORK | Landscaping | Planting Soil; Laid On Compacted Subgrade 95%; Including All Ancillary Works As Necessary; 500Mm Depth; To Shrubs, Succulents & Herbs | 1685 | m³ | AED | 37
2022-01 | 2 | 2.0282 |  | United Arab Emirates | Dubai | Hard & Soft Landscaping | Al Furjan | Package 5 Streetscapes | NAKHEEL | Proscape | Tender | 2022 | Fixed Price Lump Sum | SITE WORK | Landscaping | Planting Soil; Laid On Compacted Subgrade 95%; Including All Ancillary Works As Necessary; 1000Mm Depth; To Tree Pits | 979 | m³ | AED | 37
2022-01 | 2 | 2.0282 |  | United Arab Emirates | Dubai | Hard & Soft Landscaping | Al Furjan | Package 5 Streetscapes | NAKHEEL | Proscape | Tender | 2022 | Fixed Price Lump Sum | SITE WORK | Landscaping | Planting Soil; Laid On Compacted Subgrade 95%; Including All Ancillary Works As Necessary; 1500Mm Depth; To Palm Pits | 135 | m³ | AED | 37
2022-01 | 2 | 2.0282 |  | United Arab Emirates | Dubai | Hard & Soft Landscaping | Al Furjan | Package 5 Streetscapes | NAKHEEL | Proscape | Tender | 2022 | Fixed Price Lump Sum | SITE WORK | Landscaping | Gravel Drainage Layer; Including All Ancillary Works As Necessary; 100Mm Thick; To Trees And Palm | 1069 | m² | AED | 19
2022-01 | 2 | 2.0282 |  | United Arab Emirates | Dubai | Hard & Soft Landscaping | Al Furjan | Package 5 Streetscapes | NAKHEEL | Proscape | Tender | 2022 | Fixed Price Lump Sum | SITE WORK | Landscaping | Palms; Including Hessian On Fronds, Additional Earthworks, Fertilizer And All Ancillary Works As Necessary; Wfi; Desert Fan Palm (Washingtonia Filifera); With Overall Height Of 3.5-4.0M, Clear Trunk 3.0-3.5M Min., Minimum Spread 2.5M | 40 | Nr | AED | 1915
2022-01 | 2 | 2.0282 |  | United Arab Emirates | Dubai | Hard & Soft Landscaping | Al Furjan | Package 5 Streetscapes | NAKHEEL | Proscape | Tender | 2022 | Fixed Price Lump Sum | SITE WORK | Landscaping | Trees; Including Support System, Groundkeeper And All Ancillary Works As Necessary; Fal; Council Tree ( Ficus Altissima); With Overall Height Of 3.0-3.5M, Clear Trunk 3.0-3.5M Min., Minimum Spread 2.5M | 6 | Nr | AED | 1185
2022-01 | 2 | 2.0282 |  | United Arab Emirates | Dubai | Hard & Soft Landscaping | Al Furjan | Package 5 Streetscapes | NAKHEEL | Proscape | Tender | 2022 | Fixed Price Lump Sum | SITE WORK | Landscaping | Trees; Including Support System, Groundkeeper And All Ancillary Works As Necessary; Mho; Jasmine Tree (Millingtonia Hortensis); With Overall Height Of 3.0-3.5M, Clear Trunk 3.0-3.5M Min., Minimum Spread 2.5M | 160 | Nr | AED | 1185
2022-01 | 2 | 2.0283 |  | United Arab Emirates | Dubai | Hard & Soft Landscaping | Al Furjan | Package 5 Streetscapes | NAKHEEL | Proscape | Tender | 2022 | Fixed Price Lump Sum | SITE WORK | Landscaping | Trees; Including Support System, Groundkeeper And All Ancillary Works As Necessary; Oeu; European Olive (Olea Europaea); With Overall Height Of 3.0-3.5M, Clear Trunk 3.0-3.5M Min., Minimum Spread 2.5M | 12 | Nr | AED | 1800
2022-01 | 2 | 2.0283 |  | United Arab Emirates | Dubai | Hard & Soft Landscaping | Al Furjan | Package 5 Streetscapes | NAKHEEL | Proscape | Tender | 2022 | Fixed Price Lump Sum | SITE WORK | Landscaping | Trees; Including Support System, Groundkeeper And All Ancillary Works As Necessary; Pci; Ghaf (Prosopis Cineraria); With Overall Height Of 3.0-3.5M, Clear Trunk 3.0-3.5M Min., Minimum Spread 2.5M | 4 | Nr | AED | 3050
2022-01 | 2 | 2.0283 |  | United Arab Emirates | Dubai | Hard & Soft Landscaping | Al Furjan | Package 5 Streetscapes | NAKHEEL | Proscape | Tender | 2022 | Fixed Price Lump Sum | SITE WORK | Landscaping | Trees; Including Support System, Groundkeeper And All Ancillary Works As Necessary; Pci; Ghaf (Prosopis Cineraria); With Overall Height Of 3.0-3.5M, 30Mm Caliper , 1.0-1.5M Spread | 4 | Nr | AED | 1119
2022-01 | 2 | 2.0283 |  | United Arab Emirates | Dubai | Hard & Soft Landscaping | Al Furjan | Package 5 Streetscapes | NAKHEEL | Proscape | Tender | 2022 | Fixed Price Lump Sum | SITE WORK | Landscaping | Trees; Including Support System, Groundkeeper And All Ancillary Works As Necessary; Pob; Plumeria (Plumeria Obtusa); With Overall Height Of 3.0-3.5M, Clear Trunk 3.0-3.5M Min., Minimum Spread 2.5M | 4 | Nr | AED | 1074
2022-01 | 2 | 2.0283 |  | United Arab Emirates | Dubai | Hard & Soft Landscaping | Al Furjan | Package 5 Streetscapes | NAKHEEL | Proscape | Tender | 2022 | Fixed Price Lump Sum | SITE WORK | Landscaping | Trees; Including Support System, Groundkeeper And All Ancillary Works As Necessary; Sca; African Tulip Tree (Spathodea Campanulata); With Overall Height Of 3.0-3.5M, Clear Trunk 3.0-3.5M Min., Minimum Spread 2.5M | 5 | Nr | AED | 1297
2022-01 | 2 | 2.0283 |  | United Arab Emirates | Dubai | Hard & Soft Landscaping | Al Furjan | Package 5 Streetscapes | NAKHEEL | Proscape | Tender | 2022 | Fixed Price Lump Sum | SITE WORK | Landscaping | Trees; Including Support System, Groundkeeper And All Ancillary Works As Necessary; The; Pink Trumpet Tree (Tabebuia Heterophylla); With Overall Height Of 3.0-3.5M, Clear Trunk 3.0-3.5M Min., Minimum Spread 2.5M | 788 | Nr | AED | 1186
2022-01 | 2 | 2.0283 |  | United Arab Emirates | Dubai | Hard & Soft Landscaping | Al Furjan | Package 5 Streetscapes | NAKHEEL | Proscape | Tender | 2022 | Fixed Price Lump Sum | SITE WORK | Landscaping | Shrubs; Including Additional Earthworks, Fertilizer And All Ancillary Works As Necessary; Bgo; Bougainvillea Orange (Bougainvillea Glabra "Orange"); With Overall Height Of 0.40-0.60M, Minimum Spread 0.40-0.60M | 818 | Nr | AED | 16.25
2022-01 | 2 | 2.0283 |  | United Arab Emirates | Dubai | Hard & Soft Landscaping | Al Furjan | Package 5 Streetscapes | NAKHEEL | Proscape | Tender | 2022 | Fixed Price Lump Sum | SITE WORK | Landscaping | Shrubs; Including Additional Earthworks, Fertilizer And All Ancillary Works As Necessary; Bgr; Red Bracts (Bougainvillea Glabra "Red"); With Overall Height Of 0.40-0.60M, Minimum Spread 0.40-0.60M | 2308 | Nr | AED | 16.25
2022-01 | 2 | 2.0283 |  | United Arab Emirates | Dubai | Hard & Soft Landscaping | Al Furjan | Package 5 Streetscapes | NAKHEEL | Proscape | Tender | 2022 | Fixed Price Lump Sum | SITE WORK | Landscaping | Shrubs; Including Additional Earthworks, Fertilizer And All Ancillary Works As Necessary; Bgw; Bougainvillea White (Bougainvillea Glabra "White"); With Overall Height Of 0.40-0.60M, Minimum Spread 0.40-0.60M | 148 | Nr | AED | 16.25
2022-01 | 2 | 2.0283 |  | United Arab Emirates | Dubai | Hard & Soft Landscaping | Al Furjan | Package 5 Streetscapes | NAKHEEL | Proscape | Tender | 2022 | Fixed Price Lump Sum | SITE WORK | Landscaping | Shrubs; Including Additional Earthworks, Fertilizer And All Ancillary Works As Necessary; Bgy; Yellow Bougainvillea (Bougainvillea Glabra "Yellow"); With Overall Height Of 0.40-0.60M, Minimum Spread 0.40-0.60M | 854 | Nr | AED | 16.25
2022-01 | 2 | 2.0284 |  | United Arab Emirates | Dubai | Hard & Soft Landscaping | Al Furjan | Package 5 Streetscapes | NAKHEEL | Proscape | Tender | 2022 | Fixed Price Lump Sum | SITE WORK | Landscaping | Shrubs; Including Additional Earthworks, Fertilizer And All Ancillary Works As Necessary; Bsp; Bougainvillea (Bougainvillea Spectabilis "Pink"); With Overall Height Of 0.40-0.60M, Minimum Spread 0.40-0.60M | 328 | Nr | AED | 16.25
2022-01 | 2 | 2.0284 |  | United Arab Emirates | Dubai | Hard & Soft Landscaping | Al Furjan | Package 5 Streetscapes | NAKHEEL | Proscape | Tender | 2022 | Fixed Price Lump Sum | SITE WORK | Landscaping | Shrubs; Including Additional Earthworks, Fertilizer And All Ancillary Works As Necessary; Cino; Indian Shot (Canna Indica ''Orange"); With Overall Height Of 0.40-0.60M, Minimum Spread 0.40-0.60M | 1767 | Nr | AED | 13
2022-01 | 2 | 2.0284 |  | United Arab Emirates | Dubai | Hard & Soft Landscaping | Al Furjan | Package 5 Streetscapes | NAKHEEL | Proscape | Tender | 2022 | Fixed Price Lump Sum | SITE WORK | Landscaping | Shrubs; Including Additional Earthworks, Fertilizer And All Ancillary Works As Necessary; Ciny; Indian Shot (Canna Indica ''Yellow"); With Overall Height Of 0.40-0.60M, Minimum Spread 0.40-0.60M | 1813 | Nr | AED | 13
2022-01 | 2 | 2.0284 |  | United Arab Emirates | Dubai | Hard & Soft Landscaping | Al Furjan | Package 5 Streetscapes | NAKHEEL | Proscape | Tender | 2022 | Fixed Price Lump Sum | SITE WORK | Landscaping | Shrubs; Including Additional Earthworks, Fertilizer And All Ancillary Works As Necessary; Lfr; Purple Sage (Leucophyllum Frutescens); With Overall Height Of 0.40-0.60M, Minimum Spread 0.40-0.60M | 38 | Nr | AED | 14
2022-01 | 2 | 2.0284 |  | United Arab Emirates | Dubai | Hard & Soft Landscaping | Al Furjan | Package 5 Streetscapes | NAKHEEL | Proscape | Tender | 2022 | Fixed Price Lump Sum | SITE WORK | Landscaping | Shrubs; Including Additional Earthworks, Fertilizer And All Ancillary Works As Necessary; Pre; Golden Net Bush (Pseuderanthemum Reticulatum); With Overall Height Of 0.40-0.60M, Minimum Spread 0.40-0.60M | 41 | Nr | AED | 15
2022-01 | 2 | 2.0284 |  | United Arab Emirates | Dubai | Hard & Soft Landscaping | Al Furjan | Package 5 Streetscapes | NAKHEEL | Proscape | Tender | 2022 | Fixed Price Lump Sum | SITE WORK | Landscaping | Shrubs; Including Additional Earthworks, Fertilizer And All Ancillary Works As Necessary; Pru; Purple Fountain Grass (Pennisetum Rubra); With Overall Height Of 0.40-0.60M, Minimum Spread 0.40-0.60M | 1062 | Nr | AED | 11
2022-01 | 2 | 2.0284 |  | United Arab Emirates | Dubai | Hard & Soft Landscaping | Al Furjan | Package 5 Streetscapes | NAKHEEL | Proscape | Tender | 2022 | Fixed Price Lump Sum | SITE WORK | Landscaping | Shrubs; Including Additional Earthworks, Fertilizer And All Ancillary Works As Necessary; Pse; Fountain Grass (Pennisetum Setaceum); With Overall Height Of 0.40-0.60M, Minimum Spread 0.40-0.60M | 3762 | Nr | AED | 11
2022-01 | 2 | 2.0284 |  | United Arab Emirates | Dubai | Hard & Soft Landscaping | Al Furjan | Package 5 Streetscapes | NAKHEEL | Proscape | Tender | 2022 | Fixed Price Lump Sum | SITE WORK | Landscaping | Shrubs; Including Additional Earthworks, Fertilizer And All Ancillary Works As Necessary; Spe; Mustard Tree (Salvadora Persica); With Overall Height Of 0.40-0.60M, Minimum Spread 0.40-0.60M | 244 | Nr | AED | 15
2022-01 | 2 | 2.0284 |  | United Arab Emirates | Dubai | Hard & Soft Landscaping | Al Furjan | Package 5 Streetscapes | NAKHEEL | Proscape | Tender | 2022 | Fixed Price Lump Sum | SITE WORK | Landscaping | Shrubs; Including Additional Earthworks, Fertilizer And All Ancillary Works As Necessary; Tsm; Orange Bells (Tecoma Smithii); With Overall Height Of 0.40-0.60M, Minimum Spread 0.40-0.60M | 101 | Nr | AED | 15
2022-01 | 2 | 2.0284 |  | United Arab Emirates | Dubai | Hard & Soft Landscaping | Al Furjan | Package 5 Streetscapes | NAKHEEL | Proscape | Tender | 2022 | Fixed Price Lump Sum | SITE WORK | Landscaping | Herbs; Including Additional Earthworks, Fertilizer And All Ancillary Works As Necessary; Lde; French Lavender (Lavandula Dentata); With Overall Height Of 0.40-0.60M, Minimum Spread 0.40-0.60M | 71 | Nr | AED | 27
2022-01 | 2 | 2.0285 |  | United Arab Emirates | Dubai | Hard & Soft Landscaping | Al Furjan | Package 5 Streetscapes | NAKHEEL | Proscape | Tender | 2022 | Fixed Price Lump Sum | SITE WORK | Landscaping | Herbs; Including Additional Earthworks, Fertilizer And All Ancillary Works As Necessary; Substituet: Rof; Rosemary (Rosmarinus Officinalis); With Overall Height Of 0.40-0.60M, Minimum Spread 0.40-0.60M | 71 | Nr | AED | 20
2022-01 | 2 | 2.0285 |  | United Arab Emirates | Dubai | Hard & Soft Landscaping | Al Furjan | Package 5 Streetscapes | NAKHEEL | Proscape | Tender | 2022 | Fixed Price Lump Sum | SITE WORK | Landscaping | Herbs; Including Additional Earthworks, Fertilizer And All Ancillary Works As Necessary; Rof; Rosemary (Rosmarinus Officinalis); With Overall Height Of 0.40-0.60M, Minimum Spread 0.40-0.60M | 77 | Nr | AED | 20
2022-01 | 2 | 2.0285 |  | United Arab Emirates | Dubai | Hard & Soft Landscaping | Al Furjan | Package 5 Streetscapes | NAKHEEL | Proscape | Tender | 2022 | Fixed Price Lump Sum | SITE WORK | Landscaping | Groundcover; Including Additional Earthworks, Fertilizer And All Ancillary Works As Necessary; Aga; Chinese Violet (Asystasia Gangetica); With Overall Height Of 0.20M, Minimum Spread 0.20M | 30874 | Nr | AED | 3
2022-01 | 2 | 2.0285 |  | United Arab Emirates | Dubai | Hard & Soft Landscaping | Al Furjan | Package 5 Streetscapes | NAKHEEL | Proscape | Tender | 2022 | Fixed Price Lump Sum | SITE WORK | Landscaping | Groundcover; Including Additional Earthworks, Fertilizer And All Ancillary Works As Necessary; Crr; Bright Eyes (Catharanthus Roseus "Red"); With Overall Height Of 0.20M, Minimum Spread 0.20M | 6011 | Nr | AED | 2.25
2022-01 | 2 | 2.0285 |  | United Arab Emirates | Dubai | Hard & Soft Landscaping | Al Furjan | Package 5 Streetscapes | NAKHEEL | Proscape | Tender | 2022 | Fixed Price Lump Sum | SITE WORK | Landscaping | Groundcover; Including Additional Earthworks, Fertilizer And All Ancillary Works As Necessary; Crr; Bright Eyes (Catharanthus Roseus "Red"); With Overall Height Of 0.20M, Minimum Spread 0.20M; Outside Plot Limit | 450 | Nr | AED | 2.25
2022-01 | 2 | 2.0285 |  | United Arab Emirates | Dubai | Hard & Soft Landscaping | Al Furjan | Package 5 Streetscapes | NAKHEEL | Proscape | Tender | 2022 | Fixed Price Lump Sum | SITE WORK | Landscaping | Groundcover; Including Additional Earthworks, Fertilizer And All Ancillary Works As Necessary; Fmi; Green Island (Ficus Microcarpa "Green Island"); With Overall Height Of 0.20M, Minimum Spread 0.20M | 30552 | Nr | AED | 5.75
2022-01 | 2 | 2.0285 |  | United Arab Emirates | Dubai | Hard & Soft Landscaping | Al Furjan | Package 5 Streetscapes | NAKHEEL | Proscape | Tender | 2022 | Fixed Price Lump Sum | SITE WORK | Landscaping | Groundcover; Including Additional Earthworks, Fertilizer And All Ancillary Works As Necessary; Rtu; Ruellia (Ruellia Tuberosa); With Overall Height Of 0.40-0.60M, Minimum Spread 0.40-0.60M; Outside Plot Limit | 179 | Nr | AED | 4.25
2022-01 | 2 | 2.0285 |  | United Arab Emirates | Dubai | Hard & Soft Landscaping | Al Furjan | Package 5 Streetscapes | NAKHEEL | Proscape | Tender | 2022 | Fixed Price Lump Sum | SITE WORK | Landscaping | Groundcover; Including Additional Earthworks, Fertilizer And All Ancillary Works As Necessary; Spo; Shoreline Purslane (Sesuvium Portulacastrum); With Overall Height Of 0.20M, Minimum Spread 0.20M | 1765 | Nr | AED | 3
2022-01 | 2 | 2.0285 |  | United Arab Emirates | Dubai | Hard & Soft Landscaping | Al Furjan | Package 5 Streetscapes | NAKHEEL | Proscape | Tender | 2022 | Fixed Price Lump Sum | SITE WORK | Landscaping | Groundcover; Including Additional Earthworks, Fertilizer And All Ancillary Works As Necessary; Wtr; Vitex Rotundifolia (Wedelia Trilobata); With Overall Height Of 0.20M, Minimum Spread 0.20M | 109 | Nr | AED | 2.5
2022-01 | 2 | 2.0285 |  | United Arab Emirates | Dubai | Hard & Soft Landscaping | Al Furjan | Package 5 Streetscapes | NAKHEEL | Proscape | Tender | 2022 | Fixed Price Lump Sum | SITE WORK | Landscaping | Planting Management; As Specification Section 32 93 00 ; Maintenance Period For 12 Months From The Date Of Taking Over Of The Whole Of The Work | 1 | Item | AED | 281489
2022-01 | 2 | 2.0286 |  | United Arab Emirates | Dubai | Hard & Soft Landscaping | Al Furjan | Package 5 Streetscapes | NAKHEEL | Proscape | Tender | 2022 | Fixed Price Lump Sum | SITE WORK | Landscaping | Sundries; Tree Stake; 50 X 50 X 3000Mm Long (2Nr) | 1958 | Nr | AED | 28
2022-01 | 2 | 2.0286 |  | United Arab Emirates | Dubai | Hard & Soft Landscaping | Al Furjan | Package 5 Streetscapes | NAKHEEL | Proscape | Tender | 2022 | Fixed Price Lump Sum | SITE WORK | Landscaping | Sundries; Adjustable Rubber Tree Ties; 35Mm; Color Black (2Nr.) | 1958 | Nr | AED | 14
2022-01 | 2 | 2.0286 |  | United Arab Emirates | Dubai | Hard & Soft Landscaping | Al Furjan | Package 5 Streetscapes | NAKHEEL | Proscape | Tender | 2022 | Fixed Price Lump Sum | SITE WORK | Landscaping | Sundries; Water Berming; As Drawing Nr. P5 L-825 | 11850 | m² | AED | 5.5
2022-01 | 2 | 2.0286 |  | United Arab Emirates | Dubai | Hard & Soft Landscaping | Al Furjan | Package 5 Streetscapes | NAKHEEL | Proscape | Tender | 2022 | Fixed Price Lump Sum | SITE WORK | Landscaping | Sundries; Water Berming; Outside Plot Limit; As Drawing Nr. P5 L-825 | 75 | m² | AED | 5.5
2022-01 | 2 | 2.0286 |  | United Arab Emirates | Dubai | Hard & Soft Landscaping | Al Furjan | Package 5 Streetscapes | NAKHEEL | Proscape | Tender | 2022 | Fixed Price Lump Sum | SITE WORK | Landscaping | Sundries; Aluminum Grass Edging; Permaloc Clean Line; 4.8Mm X 140Mm High; As Drawing Nr. P5 L-417 Detail 45 | 31 | m | AED | 66
2022-01 | 2 | 2.0286 |  | United Arab Emirates | Dubai | Hard & Soft Landscaping | Al Furjan | Package 5 Streetscapes | NAKHEEL | Proscape | Tender | 2022 | Fixed Price Lump Sum | SITE WORK | Landscaping | Sundries; Planting Medium; To Grc Pots | 14 | m³ | AED | 479
2022-01 | 2 | 2.0286 |  | United Arab Emirates | Dubai | Hard & Soft Landscaping | Al Furjan | Package 5 Streetscapes | NAKHEEL | Proscape | Tender | 2022 | Fixed Price Lump Sum | SITE WORK | Landscaping | Sundries; Geotextile Membrane; Terram 1000Mm Or Approved Equal; Including All Ancillary As Necessary; To Grc Pots | 50 | m² | AED | 5
2022-01 | 2 | 2.0286 |  | United Arab Emirates | Dubai | Hard & Soft Landscaping | Al Furjan | Package 5 Streetscapes | NAKHEEL | Proscape | Tender | 2022 | Fixed Price Lump Sum | SITE WORK | Landscaping | Sundries; Gravel Layer; 30-40Mm Diameter 100Mm Depth; To Grc Pots | 50 | m² | AED | 24
2022-01 | 2 | 2.0286 |  | United Arab Emirates | Dubai | Hard & Soft Landscaping | Al Furjan | Package 5 Streetscapes | NAKHEEL | Proscape | Tender | 2022 | Fixed Price Lump Sum | SITE WORK | Landscaping | Sundries; Geotextile Mebrane; To Planting; Including All Ancillary Works As Necessary; As Drawing Nr. L-823 | 28490 | m² | AED | 3.5
2022-01 | 2 | 2.0286 |  | United Arab Emirates | Dubai | Hard & Soft Landscaping | Al Furjan | Package 5 Streetscapes | NAKHEEL | Proscape | Tender | 2022 | Fixed Price Lump Sum | SITE WORK | Landscaping | Quantity Adjustment; Wfi; Desert Fan Palm (Washingtonia Filifera); With Overall Height Of 3.5-4.0M, Clear Trunk 3.0-0.5M Min., Minimum Spread 2.5M | 12 | Nr | AED | 1915
2022-01 | 2 | 2.0287 |  | United Arab Emirates | Dubai | Hard & Soft Landscaping | Al Furjan | Package 5 Streetscapes | NAKHEEL | Proscape | Tender | 2022 | Fixed Price Lump Sum | SITE WORK | Landscaping | Quantity Adjustment; Mho;Jasmine Tree (Millingtonia Hortensis); With Overall Height Of 3.0-3.5M, Clear Trunk 3.0-3.5M Min.,Minimum, Spread 2.5M | 45 | Nr | AED | 1185
2022-01 | 2 | 2.0287 |  | United Arab Emirates | Dubai | Hard & Soft Landscaping | Al Furjan | Package 5 Streetscapes | NAKHEEL | Proscape | Tender | 2022 | Fixed Price Lump Sum | SITE WORK | Landscaping | Quantity Adjustment; Pob; Plumeria (Plumeria Obtusa); With Overall Height Of 3.0-3.5M, Clear Trunk 3.0-3.5M Min.,Minimum Spread 2.5M | 31 | Nr | AED | 1074
2022-01 | 2 | 2.0287 |  | United Arab Emirates | Dubai | Hard & Soft Landscaping | Al Furjan | Package 5 Streetscapes | NAKHEEL | Proscape | Tender | 2022 | Fixed Price Lump Sum | SITE WORK | Landscaping | Quantity Adjustment; The; Pink Trumpet Tree (Tabebuia Heterophylla); With Overall Height Of 3.0-.05M, Clear Trunk 3.0-3.4M Min., Minimum Spread 2.5M | 45 | Nr | AED | 1186
2022-01 | 2 | 2.0287 |  | United Arab Emirates | Dubai | Hard & Soft Landscaping | Al Furjan | Package 5 Streetscapes | NAKHEEL | Proscape | Tender | 2022 | Fixed Price Lump Sum | SITE WORK | Landscaping | Quantity Adjustment; Bgo; Bougainvillea Orange (Bougainvillea Glabra "Orange"); With Overall Height Of 0.40-0.60M, Minimum Spread 0.40-0.60M | 55 | Nr | AED | 16.25
2022-01 | 2 | 2.0287 |  | United Arab Emirates | Dubai | Hard & Soft Landscaping | Al Furjan | Package 5 Streetscapes | NAKHEEL | Proscape | Tender | 2022 | Fixed Price Lump Sum | SITE WORK | Landscaping | Quantity Adjustment; Bgy; Yellow Bougainvillea Glanra "Yellow"); With Overall Height Of 0.40-0.60M, Minimum Spread 0.40-0.60M | 318 | Nr | AED | 16.25
2022-01 | 2 | 2.0287 |  | United Arab Emirates | Dubai | Hard & Soft Landscaping | Al Furjan | Package 5 Streetscapes | NAKHEEL | Proscape | Tender | 2022 | Fixed Price Lump Sum | SITE WORK | Landscaping | Quantity Adjustment; Pre; Golden Net Bush (Pseuderanthemum Reticulatum); With Overall Height Of 0.40-0.60M, Minimum Spread 0.40-0.60M | 421 | Nr | AED | 15
2022-01 | 2 | 2.0287 |  | United Arab Emirates | Dubai | Hard & Soft Landscaping | Al Furjan | Package 5 Streetscapes | NAKHEEL | Proscape | Tender | 2022 | Fixed Price Lump Sum | SITE WORK | Landscaping | Quantity Adjustment; Pru; Purple Fountain Grass (Pennisetum Rubra(; With Overall Height Of 0.40-0.60M, Minimum Spread 0.40-0.60M | 377 | Nr | AED | 11
2022-01 | 2 | 2.0287 |  | United Arab Emirates | Dubai | Hard & Soft Landscaping | Al Furjan | Package 5 Streetscapes | NAKHEEL | Proscape | Tender | 2022 | Fixed Price Lump Sum | SITE WORK | Landscaping | Quantity Adjustment; Pse; Fountain Grass (Pennisetum Setaceum); With Overall Height Of 0.40-0.60M, Minimum Spread 0.40-0.60M | 1070 | Nr | AED | 11
2022-01 | 2 | 2.0287 |  | United Arab Emirates | Dubai | Hard & Soft Landscaping | Al Furjan | Package 5 Streetscapes | NAKHEEL | Proscape | Tender | 2022 | Fixed Price Lump Sum | SITE WORK | Landscaping | Quantity Adjustment; Aga; Chinese Violet (Asystasia Gangetica); With Overall Height Of 0.20M, Minimum Spread 0.20M | 1700 | Nr | AED | 3
2022-01 | 2 | 2.0287 |  | United Arab Emirates | Dubai | Hard & Soft Landscaping | Al Furjan | Package 5 Streetscapes | NAKHEEL | Proscape | Tender | 2022 | Fixed Price Lump Sum | SITE WORK | Landscaping | Quantity Adjustment; Fmi; Green Island (Ficus Micocarpa "Green Island"); With Overall Height Of 0.20M, Minimum Spread 0.20M | 1785 | Nr | AED | 5.75
2022-01 | 2 | 2.0288 |  | United Arab Emirates | Dubai | Hard & Soft Landscaping | Al Furjan | Package 5 Streetscapes | NAKHEEL | Proscape | Tender | 2022 | Fixed Price Lump Sum | ACCESSORIES | Generally | Directional Signages; Including Finishes, Frames, Lighting, Cables, Termination To The Nearest Power Supply, Supports, Anchors, Bolts, Accessories And All Ancillary Works As Necessary; Type Ext-Dr01; Vehicular Directional Sign; Fixed To Concrete Foundation; Comprising Grc Cladding, Uv Printed Graphics In Ral 9016 Including Post, Concrete Foundations, Excavation, Disposal And Reinforcement | 13 | Nr | AED | 10240
2022-01 | 2 | 2.0288 |  | United Arab Emirates | Dubai | Hard & Soft Landscaping | Al Furjan | Package 5 Streetscapes | NAKHEEL | Proscape | Tender | 2022 | Fixed Price Lump Sum | ACCESSORIES | Generally | Directional Signages; Including Finishes, Frames, Lighting, Cables, Termination To The Nearest Power Supply, Supports, Anchors, Bolts, Accessories And All Ancillary Works As Necessary; Type Ext-Dr02; Finger-Post Directional Sign; Fixed To Concrete Foundation; Comprising Aluminum Cladding In Ral 7047, Including Post, Concrete Foundations, Excavation, Disposal, And Reinforcement | 22 | Nr | AED | 6976
2022-01 | 2 | 2.0288 |  | United Arab Emirates | Dubai | Hard & Soft Landscaping | Al Furjan | Package 5 Streetscapes | NAKHEEL | Proscape | Tender | 2022 | Fixed Price Lump Sum | ACCESSORIES | Generally | Identification Signages; Including Finishes, Frames, Supports, Anchors, Bolts, Accessories And All Ancillary Works As Necessary; Type Ext-Id01; Gate Identification Sign; Fixed To Walls; Comprising 50Mm Thick Molded Aluminum Sign In Ral 7024 With White Acrylic Fascia Including Lighting, Cables, Termination To The Nearest Power Supply | 2 | Nr | AED | 11081
2022-01 | 2 | 2.0288 |  | United Arab Emirates | Dubai | Hard & Soft Landscaping | Al Furjan | Package 5 Streetscapes | NAKHEEL | Proscape | Tender | 2022 | Fixed Price Lump Sum | ACCESSORIES | Generally | Identification Signages; Including Finishes, Frames, Supports, Anchors, Bolts, Accessories And All Ancillary Works As Necessary; Type Ext-Id02; Gate Number Identification Sign; Fixed To Walls; Comprising 50Mm Thick Molded Aluminum Sign In Ral 7024 With White Acrylic Fascia Including Lighting, Cables, Termination To The Nearest Power Supply | 2 | Nr | AED | 5562
2022-01 | 2 | 2.0288 |  | United Arab Emirates | Dubai | Hard & Soft Landscaping | Al Furjan | Package 5 Streetscapes | NAKHEEL | Proscape | Tender | 2022 | Fixed Price Lump Sum | ACCESSORIES | Generally | Identification Signages; Including Finishes, Frames, Supports, Anchors, Bolts, Accessories And All Ancillary Works As Necessary; Type Ext-Id04; Villa Number Identification Sign; Comprising 3Mm Thick Aluminum Fret Cut Numbers In Ral 7024 With 3M Vhb Double Sided Tape | 266 | Nr | AED | 141
2022-01 | 2 | 2.0288 |  | United Arab Emirates | Dubai | Hard & Soft Landscaping | Al Furjan | Package 5 Streetscapes | NAKHEEL | Proscape | Tender | 2022 | Fixed Price Lump Sum | ACCESSORIES | Generally | Identification Signages; Including Finishes, Frames, Supports, Anchors, Bolts, Accessories And All Ancillary Works As Necessary; Type Int-Id03; Amenity Identification Sign (Boh); Comprising Cut Out Red Vinyl Graphics | 2 | Nr | AED | 167
2022-01 | 2 | 2.0288 |  | United Arab Emirates | Dubai | Hard & Soft Landscaping | Al Furjan | Package 5 Streetscapes | NAKHEEL | Proscape | Tender | 2022 | Fixed Price Lump Sum | ACCESSORIES | Generally | Identification Signages; Including Finishes, Frames, Supports, Anchors, Bolts, Accessories And All Ancillary Works As Necessary; Type Int-Id04; Room Identification Sign (Boh); Comprising 3Mm Thick Aluminum Sheet To Match Artwork Color With 3M Vhb Double Sided Tape | 6 | Nr | AED | 150
2022-01 | 2 | 2.0288 |  | United Arab Emirates | Dubai | Hard & Soft Landscaping | Al Furjan | Package 5 Streetscapes | NAKHEEL | Proscape | Tender | 2022 | Fixed Price Lump Sum | FURNISHINGS | Generally | Liter Bins; Powder Coated Mmcite Steel; Including All Ancillary Works As Necessary; Size 510Mm Long X 290Mm Wide X 1100Mm High | 16 | Nr | AED | 2362
2022-01 | 2 | 2.0288 |  | United Arab Emirates | Dubai | Hard & Soft Landscaping | Al Furjan | Package 5 Streetscapes | NAKHEEL | Proscape | Tender | 2022 | Fixed Price Lump Sum | FURNISHINGS | Generally | Grc Pots; With Grp Liner; Color Grey; In Matt Finish; Size 1150Mm Diameter X 1250Mm High | 12 | Nr | AED | 5210
2022-01 | 2 | 2.0288 |  | United Arab Emirates | Dubai | Hard & Soft Landscaping | Al Furjan | Package 5 Streetscapes | NAKHEEL | Proscape | Tender | 2022 | Fixed Price Lump Sum | SITE WORK | Excavation | Excavation Of Trenches For Irrigation And Submain Line Water Pipes Runs Below Ground Complete Including Earthwork, Backfilling With Selected Material, Compaction, Disposal Of Surplus Material And All Ancillary Works As Necessary; Average Depth Of Trench Not Exceeding 500Mm | 2816 | m | AED | 14
2022-01 | 2 | 2.0289 |  | United Arab Emirates | Dubai | Hard & Soft Landscaping | Al Furjan | Package 5 Streetscapes | NAKHEEL | Proscape | Tender | 2022 | Fixed Price Lump Sum | SITE WORK | Excavation | Excavation Of Trenches For Irrigation And Submain Line Water Pipes Runs Below Ground Complete Including Earthwork, Backfilling With Selected Material, Compaction, Disposal Of Surplus Material And All Ancillary Works As Necessary; Average Depth Of Trench Not Less Than 500Mm But Not Exceeding 1000Mm | 9253 | m | AED | 25
2022-01 | 2 | 2.0289 |  | United Arab Emirates | Dubai | Hard & Soft Landscaping | Al Furjan | Package 5 Streetscapes | NAKHEEL | Proscape | Tender | 2022 | Fixed Price Lump Sum | SITE WORK | Underground drainage | Beds And Surrounds With Compacted Sand And Selected Backfill Materials Including Warning Tape To Following Upvc Underground Irrigation And Submain Line Water Pipes And Fittings; Size 1" Diameter Pipes | 8691 | m | AED | 2
2022-01 | 2 | 2.0289 |  | United Arab Emirates | Dubai | Hard & Soft Landscaping | Al Furjan | Package 5 Streetscapes | NAKHEEL | Proscape | Tender | 2022 | Fixed Price Lump Sum | SITE WORK | Underground drainage | Beds And Surrounds With Compacted Sand And Selected Backfill Materials Including Warning Tape To Following Upvc Underground Irrigation And Submain Line Water Pipes And Fittings; Size 1 1/2" Diameter Pipes | 1887 | m | AED | 2
2022-01 | 2 | 2.0289 |  | United Arab Emirates | Dubai | Hard & Soft Landscaping | Al Furjan | Package 5 Streetscapes | NAKHEEL | Proscape | Tender | 2022 | Fixed Price Lump Sum | SITE WORK | Underground drainage | Beds And Surrounds With Compacted Sand And Selected Backfill Materials Including Warning Tape To Following Upvc Underground Irrigation And Submain Line Water Pipes And Fittings; Size 2" Diameter Pipes | 657 | m | AED | 2
2022-01 | 2 | 2.0289 |  | United Arab Emirates | Dubai | Hard & Soft Landscaping | Al Furjan | Package 5 Streetscapes | NAKHEEL | Proscape | Tender | 2022 | Fixed Price Lump Sum | SITE WORK | Underground drainage | Beds And Surrounds With Compacted Sand And Selected Backfill Materials Including Warning Tape To Following Upvc Underground Irrigation And Submain Line Water Pipes And Fittings; Size 3" Diameter Pipes | 1 | m | AED | 2
2022-01 | 2 | 2.0289 |  | United Arab Emirates | Dubai | Hard & Soft Landscaping | Al Furjan | Package 5 Streetscapes | NAKHEEL | Proscape | Tender | 2022 | Fixed Price Lump Sum | SITE WORK | Underground drainage | Beds And Surrounds With Compacted Sand And Selected Backfill Materials Including Warning Tape To Following Upvc Underground Irrigation And Submain Line Water Pipes And Fittings; Size 4" Diameter Pipes | 833 | m | AED | 2
2022-01 | 2 | 2.0289 |  | United Arab Emirates | Dubai | Hard & Soft Landscaping | Al Furjan | Package 5 Streetscapes | NAKHEEL | Proscape | Tender | 2022 | Fixed Price Lump Sum | SITE WORK | Underground drainage | Submain Line Upvc Class E Pipes And Fittings Including All Ancillary Works As Necessary; Laid In Trenches (Measured Elsewhere); Size 4" Diameter Pipes | 833 | m | AED | 42
2022-01 | 2 | 2.0289 |  | United Arab Emirates | Dubai | Hard & Soft Landscaping | Al Furjan | Package 5 Streetscapes | NAKHEEL | Proscape | Tender | 2022 | Fixed Price Lump Sum | SITE WORK | Landscaping | Irrigation Drip Line Upvc Class E Pipes And Fittings Including All Ancillary Works As Necessary; Laid In Trenches (Measured Elsewhere); Size 1" Diameter Pipes | 5875 | m | AED | 7
2022-01 | 2 | 2.0289 |  | United Arab Emirates | Dubai | Hard & Soft Landscaping | Al Furjan | Package 5 Streetscapes | NAKHEEL | Proscape | Tender | 2022 | Fixed Price Lump Sum | SITE WORK | Landscaping | Irrigation Drip Line Upvc Class D Pipes And Fittings Including All Ancillary Works As Necessary; Laid In Trenches (Measured Elsewhere); Size 1 1/2" Diameter Pipes | 1887 | m | AED | 11
2022-01 | 2 | 2.0289 |  | United Arab Emirates | Dubai | Hard & Soft Landscaping | Al Furjan | Package 5 Streetscapes | NAKHEEL | Proscape | Tender | 2022 | Fixed Price Lump Sum | SITE WORK | Landscaping | Irrigation Drip Line Upvc Class D Pipes And Fittings Including All Ancillary Works As Necessary; Laid In Trenches (Measured Elsewhere); Size 2" Diameter Pipes | 657 | m | AED | 16
2022-01 | 2 | 2.029 |  | United Arab Emirates | Dubai | Hard & Soft Landscaping | Al Furjan | Package 5 Streetscapes | NAKHEEL | Proscape | Tender | 2022 | Fixed Price Lump Sum | SITE WORK | Landscaping | Irrigation Drip Line Upvc Class D Pipes And Fittings Including All Ancillary Works As Necessary; Laid In Trenches (Measured Elsewhere); Size 3" Diameter Pipes | 1 | m | AED | 30
2022-01 | 2 | 2.029 |  | United Arab Emirates | Dubai | Hard & Soft Landscaping | Al Furjan | Package 5 Streetscapes | NAKHEEL | Proscape | Tender | 2022 | Fixed Price Lump Sum | SITE WORK | Landscaping | Irrigation Drip System; Including Ldpe Inline Pressure Compensating Emitter Tubing, Drip Lines, Drip Risers Connections, Supports, Fittings, Accessories And All Ancillary Works As Necessary; As Drawing Nr. P5 L-773; To Palm Trees; As Detail 05 | 40 | Nr | AED | 64
2022-01 | 2 | 2.029 |  | United Arab Emirates | Dubai | Hard & Soft Landscaping | Al Furjan | Package 5 Streetscapes | NAKHEEL | Proscape | Tender | 2022 | Fixed Price Lump Sum | SITE WORK | Landscaping | Irrigation Drip System; Including Ldpe Inline Pressure Compensating Emitter Tubing, Drip Lines, Drip Risers Connections, Supports, Fittings, Accessories And All Ancillary Works As Necessary; As Drawing Nr. P5 L-773; To Trees; As Detail 06 | 979 | Nr | AED | 64
2022-01 | 2 | 2.029 |  | United Arab Emirates | Dubai | Hard & Soft Landscaping | Al Furjan | Package 5 Streetscapes | NAKHEEL | Proscape | Tender | 2022 | Fixed Price Lump Sum | SITE WORK | Landscaping | Irrigation Drip System; Including Ldpe Inline Pressure Compensating Emitter Tubing, Drip Lines, Drip Risers Connections, Supports, Fittings, Accessories And All Ancillary Works As Necessary; As Drawing Nr. P5 L-773; To Shrubs, Groundcover, Herbs And Grass (Approx. Area = 10,856M²); As Detail 07 | 1 | Item | AED | 138024
2022-01 | 2 | 2.029 |  | United Arab Emirates | Dubai | Hard & Soft Landscaping | Al Furjan | Package 5 Streetscapes | NAKHEEL | Proscape | Tender | 2022 | Fixed Price Lump Sum | SITE WORK | Underground drainage | Solenoid Valve; To Irrigation Drip And Sprayer Line Including Valve Box, Excavation, Backfilling, Fittings, Accessories And All Ancillary Works As Necessary; Size 1 1/2" Diameter Pipes | 13 | Nr | AED | 2136
2022-01 | 2 | 2.029 |  | United Arab Emirates | Dubai | Hard & Soft Landscaping | Al Furjan | Package 5 Streetscapes | NAKHEEL | Proscape | Tender | 2022 | Fixed Price Lump Sum | SITE WORK | Underground drainage | Solenoid Valve; To Irrigation Drip And Sprayer Line Including Valve Box, Excavation, Backfilling, Fittings, Accessories And All Ancillary Works As Necessary; Size 2" Diameter Pipes | 1 | Nr | AED | 2420
2022-01 | 2 | 2.029 |  | United Arab Emirates | Dubai | Hard & Soft Landscaping | Al Furjan | Package 5 Streetscapes | NAKHEEL | Proscape | Tender | 2022 | Fixed Price Lump Sum | SITE WORK | Landscaping | Quick Coupling Valve; Including Valve Box, Excavation, Backfilling, Fittings, Accessories And All Ancillary Works As Necessary; Fixed To Size 4" Diameter Pipe | 10 | Nr | AED | 1228
2022-01 | 2 | 2.029 |  | United Arab Emirates | Dubai | Hard & Soft Landscaping | Al Furjan | Package 5 Streetscapes | NAKHEEL | Proscape | Tender | 2022 | Fixed Price Lump Sum | SITE WORK | Landscaping | Pull Box; Including Excavation, Backfilling, Fittings, Accessories And All Ancillary Works As Necessary; Fixed To Irrigation Conduit | 156 | Nr | AED | 299
2022-01 | 2 | 2.029 |  | United Arab Emirates | Dubai | Hard & Soft Landscaping | Al Furjan | Package 5 Streetscapes | NAKHEEL | Proscape | Tender | 2022 | Fixed Price Lump Sum | SITE WORK | Landscaping | Control Cables Conduit Pipes Including Termination, Fixings, Supports And All Ancillary Works As Necessary; From Irrigation Controller To Power Operated Valves; 1" Diameter | 2816 | m | AED | 13
2022-01 | 2 | 2.029 |  | United Arab Emirates | Dubai | Hard & Soft Landscaping | Al Furjan | Package 5 Streetscapes | NAKHEEL | Proscape | Tender | 2022 | Fixed Price Lump Sum | SITE WORK | Landscaping | Irrigation Controller, Complete With Junction Box, Power Supply Cable, Connections, Conduits, Termination, Grounding, Accessories And All Ancillary Works As Necessary; As Drawing Nr. P5 L-773; Decoder Type Metal Pedestal Controller With Plastic Cabinet; As Detail 08 | 1 | Item | AED | 19444
2022-01 | 2 | 2.0291 |  | United Arab Emirates | Dubai | Hard & Soft Landscaping | Al Furjan | Package 5 Streetscapes | NAKHEEL | Proscape | Tender | 2022 | Fixed Price Lump Sum | SITE WORK | Landscaping | Power Supply Cable To Irrigation Controller Including Accessories And All Ancillary Works As Necessary; Power Supply To Irrigation Controller From The Existing Electric Panel Including Cables And Termination | 1 | Item | AED | 6667
2022-01 | 2 | 2.0291 |  | United Arab Emirates | Dubai | Hard & Soft Landscaping | Al Furjan | Package 5 Streetscapes | NAKHEEL | Proscape | Tender | 2022 | Fixed Price Lump Sum | SITE WORK | Landscaping | Tie-In Connection To Main Irrigation Line; Including All Necessary Accessories And Connections; Size 4" Diameter Pipe | 1 | Item | AED | 36000
2022-01 | 2 | 2.0291 |  | United Arab Emirates | Dubai | Hard & Soft Landscaping | Al Furjan | Package 5 Streetscapes | NAKHEEL | Proscape | Tender | 2022 | Fixed Price Lump Sum | ELECTRICAL ENGINEERING INSTALLATIONS | Final sub-circuits and auxiliary installations | Landscape Lighting Installation Complete; Cables And Conduits To Termination Points; From Lighting Control Panel Including Terminations, Fixings, Supports, Hangers, Accessories And All Ancillary Works As Necessary; To Lighting Point; Bollard Lights (B1) | 184 | Nr | AED | 497
2022-01 | 2 | 2.0291 |  | United Arab Emirates | Dubai | Hard & Soft Landscaping | Al Furjan | Package 5 Streetscapes | NAKHEEL | Proscape | Tender | 2022 | Fixed Price Lump Sum | ELECTRICAL ENGINEERING INSTALLATIONS | Final sub-circuits and auxiliary installations | Landscape Lighting Installation Complete; Cables And Conduits To Termination Points; From Lighting Control Panel Including Terminations, Fixings, Supports, Hangers, Accessories And All Ancillary Works As Necessary; To Lighting Point; Pergola Uplights (Pu) | 36 | Nr | AED | 497
2022-01 | 2 | 2.0291 |  | United Arab Emirates | Dubai | Hard & Soft Landscaping | Al Furjan | Package 5 Streetscapes | NAKHEEL | Proscape | Tender | 2022 | Fixed Price Lump Sum | ELECTRICAL ENGINEERING INSTALLATIONS | Final sub-circuits and auxiliary installations | Landscape Lighting Installation Complete; Cables And Conduits To Termination Points; From Lighting Control Panel Including Terminations, Fixings, Supports, Hangers, Accessories And All Ancillary Works As Necessary; To Lighting Point; Palm And Tree Uplights (Sp1) | 43 | Nr | AED | 497
2022-01 | 2 | 2.0291 |  | United Arab Emirates | Dubai | Hard & Soft Landscaping | Al Furjan | Package 5 Streetscapes | NAKHEEL | Proscape | Tender | 2022 | Fixed Price Lump Sum | ELECTRICAL ENGINEERING INSTALLATIONS | Final sub-circuits and auxiliary installations | Landscape Lighting; Including Fixings, Supports, Hangers, Accessories And All Ancillary Works As Necessary; Type B1: Bollard Lights, Led 9W, 12V Ac Or 12V Dc, Nichia Led Chip, Ip 65, Clear Bubble Glass, Cold Rolled Steel Fixture Material With Stainless 316 Marine Grade Powder Coated Bronze Finish Or Equivalent; Including Mass Concrete, Blinding, Earthworks And Disposal; Base Mounted | 184 | Nr | AED | 1547
2022-01 | 2 | 2.0291 |  | United Arab Emirates | Dubai | Hard & Soft Landscaping | Al Furjan | Package 5 Streetscapes | NAKHEEL | Proscape | Tender | 2022 | Fixed Price Lump Sum | ELECTRICAL ENGINEERING INSTALLATIONS | Final sub-circuits and auxiliary installations | Landscape Lighting; Including Fixings, Supports, Hangers, Accessories And All Ancillary Works As Necessary; Type Pu: Pergola Uplights, Led 12W (6W Each Side), 180-250V Ac, Nichia Led Chip, Ip 65, Clear Glass, High Temperature Japanese Acrylic Optics, Polycarbonate With Aluminum Coating Reflector, Die-Cast Aluminum Fixture Material With Stainless 316 Marine Grade Powder Coated Bronze Finish Or Equivalent; Wall Mounted | 36 | Nr | AED | 655
2022-01 | 2 | 2.0291 |  | United Arab Emirates | Dubai | Hard & Soft Landscaping | Al Furjan | Package 5 Streetscapes | NAKHEEL | Proscape | Tender | 2022 | Fixed Price Lump Sum | ELECTRICAL ENGINEERING INSTALLATIONS | Final sub-circuits and auxiliary installations | Landscape Lighting; Including Fixings, Supports, Hangers, Accessories And All Ancillary Works As Necessary; Type Sp1: Palm And Tree Uplights, 12W, 9 Led'S, 12V Ac Or 12V Dc, Nichia Led Chip, Ip 66, Clear Glass, High Temperature Japanese Acrylic Optics, Polycarbonate Cowl Materials, Die-Cast Aluminum Fixture Material With Stainless 316 Marine Grade Powder Coated Bronze Finish Or Equivalent; Spike Mounted | 43 | Nr | AED | 601
2022-01 | 2 | 2.0291 |  | United Arab Emirates | Dubai | Hard & Soft Landscaping | Al Furjan | Package 5 Streetscapes | NAKHEEL | Proscape | Tender | 2022 | Fixed Price Lump Sum | ELECTRICAL ENGINEERING INSTALLATIONS | Final sub-circuits and auxiliary installations | Containment; Including Fixings, Supports, Accessories And Ancillary Work As Necessary; 100Mm Diameter For Road Crossing Sleeve (Excavation Measured Elsewhere) | 110 | m | AED | 27
2022-01 | 2 | 2.0291 |  | United Arab Emirates | Dubai | Hard & Soft Landscaping | Al Furjan | Package 5 Streetscapes | NAKHEEL | Proscape | Tender | 2022 | Fixed Price Lump Sum | ELECTRICAL ENGINEERING INSTALLATIONS | Final sub-circuits and auxiliary installations | Containment; Including Fixings, Supports, Accessories And Ancillary Work As Necessary; Allow For Distribution Boards; Including Fixings, Supports, Hangers, Accessories And All Ancillary Works As Necessary | 1 | Item | AED | 23854
2022-01 | 2 | 2.0292 |  | United Arab Emirates | Dubai | Hard & Soft Landscaping | Al Furjan | Package 5 Streetscapes | NAKHEEL | Proscape | Tender | 2022 | Fixed Price Lump Sum | ELECTRICAL ENGINEERING INSTALLATIONS | Final sub-circuits and auxiliary installations | Containment; Including Fixings, Supports, Accessories And Ancillary Work As Necessary; Allow For Connections From Existing Power Supply To Distribution Boards; Including Cables, Termiantions, Fixings, Supports, Hangers, Accessories And All Ancillary Works As Necessary | 1 | Item | AED | 4878
2022-01 | 2 | 2.0292 |  | United Arab Emirates | Dubai | Hard & Soft Landscaping | Al Furjan | Package 5 Neighborhood | NAKHEEL | Proscape | Tender | 2022 | Fixed Price Lump Sum | SITE WORK | Excavation | Excavation Works; Including All Ancillary Works As Necessary; From Site Level +0.00 Up To The Required Levels (Provisional); Excavation To Reduce Levels; Not Exceeding 250Mm Depth; To Water Features | 28 | m³ | AED | 12
2022-01 | 2 | 2.0292 |  | United Arab Emirates | Dubai | Hard & Soft Landscaping | Al Furjan | Package 5 Neighborhood | NAKHEEL | Proscape | Tender | 2022 | Fixed Price Lump Sum | SITE WORK | Excavation | Excavation Works; Including All Ancillary Works As Necessary; From Site Level +0.00 Up To The Required Levels (Provisional); Excavation To Reduce Levels; Over 250Mm But Not Exceeding 500Mm Depth; To Planting Area | 6776 | m³ | AED | 12
2022-01 | 2 | 2.0292 |  | United Arab Emirates | Dubai | Hard & Soft Landscaping | Al Furjan | Package 5 Neighborhood | NAKHEEL | Proscape | Tender | 2022 | Fixed Price Lump Sum | SITE WORK | Excavation | Excavation Works; Including All Ancillary Works As Necessary; From Site Level +0.00 Up To The Required Levels (Provisional); Pit Excavation; Over 500Mm But Not Exceeding 1000Mm Depth; To Receive Tree Pits | 519 | m³ | AED | 14
2022-01 | 2 | 2.0292 |  | United Arab Emirates | Dubai | Hard & Soft Landscaping | Al Furjan | Package 5 Neighborhood | NAKHEEL | Proscape | Tender | 2022 | Fixed Price Lump Sum | SITE WORK | Excavation | Excavation Works; Including All Ancillary Works As Necessary; From Site Level +0.00 Up To The Required Levels (Provisional); Excavation To Reduce Levels; Over 500Mm Depth But Not Exceeding 1000Mm Depth; To Water Features | 295 | m³ | AED | 14
2022-01 | 2 | 2.0292 |  | United Arab Emirates | Dubai | Hard & Soft Landscaping | Al Furjan | Package 5 Neighborhood | NAKHEEL | Proscape | Tender | 2022 | Fixed Price Lump Sum | SITE WORK | Excavation | Excavation Works; Including All Ancillary Works As Necessary; From Site Level +0.00 Up To The Required Levels (Provisional); Pit Excavation; Over 1000Mm But Not Exceeding 1500Mm Depth; To Receive Palm Pits | 493 | m³ | AED | 19
2022-01 | 2 | 2.0292 |  | United Arab Emirates | Dubai | Hard & Soft Landscaping | Al Furjan | Package 5 Neighborhood | NAKHEEL | Proscape | Tender | 2022 | Fixed Price Lump Sum | SITE WORK | Excavation | Excavation Works; Including All Ancillary Works As Necessary; From Site Level +0.00 Up To The Required Levels (Provisional); Excavation To Reduce Levels; Over 1500Mm Depth But Not Exceeding 2000Mm Depth; To Water Features | 463 | m³ | AED | 23
2022-01 | 2 | 2.0292 |  | United Arab Emirates | Dubai | Hard & Soft Landscaping | Al Furjan | Package 5 Neighborhood | NAKHEEL | Proscape | Tender | 2022 | Fixed Price Lump Sum | SITE WORK | Excavation | Excavation Works; Including All Ancillary Works As Necessary; From Site Level +0.00 Up To The Required Levels (Provisional); Underground Excavation; To Pump Room | 186 | m³ | AED | 43
2022-01 | 2 | 2.0292 |  | United Arab Emirates | Dubai | Hard & Soft Landscaping | Al Furjan | Package 5 Neighborhood | NAKHEEL | Proscape | Tender | 2022 | Fixed Price Lump Sum | SITE WORK | Disposal | Disposal Of Unsuitable And Surplus Material Arising From Excavation (Provisional); Backfilled Into Excavations; Compacted Backfilling Up To 95% Compaction Ratio | 13 | m³ | AED | 21
2022-01 | 2 | 2.0292 |  | United Arab Emirates | Dubai | Hard & Soft Landscaping | Al Furjan | Package 5 Neighborhood | NAKHEEL | Proscape | Tender | 2022 | Fixed Price Lump Sum | SITE WORK | Disposal | Disposal Of Unsuitable And Surplus Material Arising From Excavation (Provisional); Removed On Site Including A Suitable Tip | 8747 | m³ | AED | 9
2022-01 | 2 | 2.0293 |  | United Arab Emirates | Dubai | Hard & Soft Landscaping | Al Furjan | Package 5 Neighborhood | NAKHEEL | Proscape | Tender | 2022 | Fixed Price Lump Sum | SITE WORK | Disposal | Disposal Of Unsuitable And Surplus Material Arising From Excavation (Provisional); Removed Off-Site Material (Rate Only) | 1 | m³ | AED | 20
2022-01 | 2 | 2.0293 |  | United Arab Emirates | Dubai | Hard & Soft Landscaping | Al Furjan | Package 5 Neighborhood | NAKHEEL | Proscape | Tender | 2022 | Fixed Price Lump Sum | SITE WORK | Filling | Filling To Make Up Levels; Including Compaction And All Ancillary Works As Necessary (Provisional); Filling To Make Up Levels; From Existing Site Level +5.50 Dmd (Average) Up To The Required Levels; To Neighborhood And Open Spaces | 24356 | m³ | AED | 20
2022-01 | 2 | 2.0293 |  | United Arab Emirates | Dubai | Hard & Soft Landscaping | Al Furjan | Package 5 Neighborhood | NAKHEEL | Proscape | Tender | 2022 | Fixed Price Lump Sum | SITE WORK | Filling | Filling To Make Up Levels; Including Compaction And All Ancillary Works As Necessary (Provisional); 50Mm Thick Clean Course Sand Laying Bed | 538 | m³ | AED | 156
2022-01 | 2 | 2.0293 |  | United Arab Emirates | Dubai | Hard & Soft Landscaping | Al Furjan | Package 5 Neighborhood | NAKHEEL | Proscape | Tender | 2022 | Fixed Price Lump Sum | SITE WORK | Filling | Filling To Make Up Levels; Including Compaction And All Ancillary Works As Necessary (Provisional); 150Mm Thick Compacted Roadbase | 2381 | m³ | AED | 148
2022-01 | 2 | 2.0293 |  | United Arab Emirates | Dubai | Hard & Soft Landscaping | Al Furjan | Package 5 Neighborhood | NAKHEEL | Proscape | Tender | 2022 | Fixed Price Lump Sum | SITE WORK | Underground drainage | Drainage Installation; Excavation Of Trenches For Drainage Line Below Ground (Measured Separately); Complete Including Earthwork, Support, Disposal, Compaction And All Ancillary Works As Necessary; Not Exceeding 1000Mm Depth; To 50Mm Diameter Pipes | 5 | m | AED | 25
2022-01 | 2 | 2.0293 |  | United Arab Emirates | Dubai | Hard & Soft Landscaping | Al Furjan | Package 5 Neighborhood | NAKHEEL | Proscape | Tender | 2022 | Fixed Price Lump Sum | SITE WORK | Underground drainage | Drainage Installation; Excavation Of Trenches For Drainage Line Below Ground (Measured Separately); Complete Including Earthwork, Support, Disposal, Compaction And All Ancillary Works As Necessary; Beds And Surrounds With Compacted Sand And Imported Granular Materials To The Following Underground Drainage Pipe; To 50Mm Diameter Pipes | 5 | m | AED | 42
2022-01 | 2 | 2.0293 |  | United Arab Emirates | Dubai | Hard & Soft Landscaping | Al Furjan | Package 5 Neighborhood | NAKHEEL | Proscape | Tender | 2022 | Fixed Price Lump Sum | SITE WORK | Underground drainage | Drainage Installation; Excavation Of Trenches For Drainage Line Below Ground (Measured Separately); Complete Including Earthwork, Support, Disposal, Compaction And All Ancillary Works As Necessary; Underground Drainage Pipes And Fittings Laid In Trenches (Measured Separately); Size 50Mm Diameter Pipes | 5 | m | AED | 48
2022-01 | 2 | 2.0293 |  | United Arab Emirates | Dubai | Hard & Soft Landscaping | Al Furjan | Package 5 Neighborhood | NAKHEEL | Proscape | Tender | 2022 | Fixed Price Lump Sum | SITE WORK | Underground drainage | Water Supply Installation; Excavation Of Trenches For Water Supply Line Below Ground (Measured Separately); Complete Including Earthwork, Support, Disposal, Compaction And All Ancillary Works As Necessary; Not Exceeding 1000Mm Depth; To 25Mm Diameter Pipes | 9 | m | AED | 25
2022-01 | 2 | 2.0293 |  | United Arab Emirates | Dubai | Hard & Soft Landscaping | Al Furjan | Package 5 Neighborhood | NAKHEEL | Proscape | Tender | 2022 | Fixed Price Lump Sum | SITE WORK | Underground drainage | Water Supply Installation; Excavation Of Trenches For Water Supply Line Below Ground (Measured Separately); Complete Including Earthwork, Support, Disposal, Compaction And All Ancillary Works As Necessary; Beds And Surrounds With Compacted Sand And Imported Granular Material To The Following Underground Water Supply Pipes; To 25Mm Diameter Pipes | 9 | m | AED | 42
2022-01 | 2 | 2.0293 |  | United Arab Emirates | Dubai | Hard & Soft Landscaping | Al Furjan | Package 5 Neighborhood | NAKHEEL | Proscape | Tender | 2022 | Fixed Price Lump Sum | SITE WORK | Underground drainage | Water Supply Installation; Excavation Of Trenches For Water Supply Line Below Ground (Measured Separately); Complete Including Earthwork, Support, Disposal, Compaction And All Ancillary Works As Necessary; Underground Water Supply Pipes And Fittings Laid In Trenches (Measrued Saprarately); Size 25Mm Diameter Pipes | 9 | m | AED | 27
2022-01 | 2 | 2.0294 |  | United Arab Emirates | Dubai | Hard & Soft Landscaping | Al Furjan | Package 5 Neighborhood | NAKHEEL | Proscape | Tender | 2022 | Fixed Price Lump Sum | SITE WORK | Landscaping | Electrical Engineering Installation Under Ground Works; Including All Ancillary Works As Necessary; Excavation Of Trenches; Including Disposal And Compaction, Backfilling, Marking Tape Complete; For Cable Duct (Measured Separately); Average Depth Exceeding 500Mm But Not Exceeding 1000Mm; To Pump Room | 4 | m | AED | 108
2022-01 | 2 | 2.0294 |  | United Arab Emirates | Dubai | Hard & Soft Landscaping | Al Furjan | Package 5 Neighborhood | NAKHEEL | Proscape | Tender | 2022 | Fixed Price Lump Sum | SITE WORK | Paving and surfacing | Precast Paver Block Concrete Semi Dry Mix; Laid On Sand Laying Bed (Measured Separately); Including Grout Mortar, Joint, Edge Treatment And Including All Ancillary Works As Necessary; Paving Type 02; Varying Size 600 X 200~400 X 60Mm Thick; In Various Colors; In Normal Finish | 1765 | m² | AED | 73
2022-01 | 2 | 2.0294 |  | United Arab Emirates | Dubai | Hard & Soft Landscaping | Al Furjan | Package 5 Neighborhood | NAKHEEL | Proscape | Tender | 2022 | Fixed Price Lump Sum | SITE WORK | Paving and surfacing | Precast Paver Block Concrete Semi Dry Mix; Laid On Sand Laying Bed (Measured Separately); Including Grout Mortar, Joint, Edge Treatment And Including All Ancillary Works As Necessary; Paving Type 03; Varying Size 600 X 300~400 X 60Mm Thick; In Light Grey Colors; In Normal Finish | 4107 | m² | AED | 73
2022-01 | 2 | 2.0294 |  | United Arab Emirates | Dubai | Hard & Soft Landscaping | Al Furjan | Package 5 Neighborhood | NAKHEEL | Proscape | Tender | 2022 | Fixed Price Lump Sum | SITE WORK | Paving and surfacing | Precast Paver Block Concrete Semi Dry Mix; Laid On Sand Laying Bed (Measured Separately); Including Grout Mortar, Joint, Edge Treatment And Including All Ancillary Works As Necessary; Paving Type 04; Size 200 X 100 X 60Mm Thick; In Dark Grey Colors; In Normal Finish | 832 | m² | AED | 54
2022-01 | 2 | 2.0294 |  | United Arab Emirates | Dubai | Hard & Soft Landscaping | Al Furjan | Package 5 Neighborhood | NAKHEEL | Proscape | Tender | 2022 | Fixed Price Lump Sum | SITE WORK | Paving and surfacing | Precast Paver Block Concrete Semi Dry Mix; Laid On Sand Laying Bed (Measured Separately); Including Grout Mortar, Joint, Edge Treatment And Including All Ancillary Works As Necessary; Paving Type 06; Size 100 X 100 X 60Mm Thick; In Color Brown; In Normal Finish | 26 | m² | AED | 54
2022-01 | 2 | 2.0294 |  | United Arab Emirates | Dubai | Hard & Soft Landscaping | Al Furjan | Package 5 Neighborhood | NAKHEEL | Proscape | Tender | 2022 | Fixed Price Lump Sum | SITE WORK | Paving and surfacing | Precast Paver Block Concrete Semi Dry Mix; Laid On Sand Laying Bed (Measured Separately); Including Grout Mortar, Joint, Edge Treatment And Including All Ancillary Works As Necessary; Paving Type 07; Size 600 X 300 X 60Mm Thick; In Color Beige; In Normal Finish | 957 | m² | AED | 76
2022-01 | 2 | 2.0294 |  | United Arab Emirates | Dubai | Hard & Soft Landscaping | Al Furjan | Package 5 Neighborhood | NAKHEEL | Proscape | Tender | 2022 | Fixed Price Lump Sum | SITE WORK | Paving and surfacing | Precast Paver Block Concrete Semi Dry Mix; Laid On Sand Laying Bed (Measured Separately); Including Grout Mortar, Joint, Edge Treatment And Including All Ancillary Works As Necessary; Paving Type 08; Size 120/160/240 X 160 X 60Mm Thick; In Various Colors; In Normal Finish | 2878 | m² | AED | 60
2022-01 | 2 | 2.0294 |  | United Arab Emirates | Dubai | Hard & Soft Landscaping | Al Furjan | Package 5 Neighborhood | NAKHEEL | Proscape | Tender | 2022 | Fixed Price Lump Sum | SITE WORK | Paving and surfacing | Precast Paver Block Concrete Semi Dry Mix; Laid On Sand Laying Bed (Measured Separately); Including Grout Mortar, Joint, Edge Treatment And Including All Ancillary Works As Necessary; Paving Type 09; Size 200 X 100 X 60Mm Thick; In Color Red; In Normal Finish | 136 | m² | AED | 54
2022-01 | 2 | 2.0294 |  | United Arab Emirates | Dubai | Hard & Soft Landscaping | Al Furjan | Package 5 Neighborhood | NAKHEEL | Proscape | Tender | 2022 | Fixed Price Lump Sum | SITE WORK | Paving and surfacing | Precast Paver Block Concrete Semi Dry Mix; Laid On Sand Laying Bed (Measured Separately); Including Grout Mortar, Joint, Edge Treatment And Including All Ancillary Works As Necessary; Paving Type 18; Size 600 X 200~400 X 80Mm Thick; In Various Color; In Normal Finish | 5 | m² | AED | 85
2022-01 | 2 | 2.0294 |  | United Arab Emirates | Dubai | Hard & Soft Landscaping | Al Furjan | Package 5 Neighborhood | NAKHEEL | Proscape | Tender | 2022 | Fixed Price Lump Sum | SITE WORK | Paving and surfacing | Precast Paver Block Consent Arteso; Including Grout Mortar, Joint And Edge Treatment And Including All Ancillary Works As Necessary; Paving Type 10; 280L X 162W X 80Mm Thick; In Medium Grey; In Normal Finish | 51 | m² | AED | 78
2022-01 | 2 | 2.0295 |  | United Arab Emirates | Dubai | Hard & Soft Landscaping | Al Furjan | Package 5 Neighborhood | NAKHEEL | Proscape | Tender | 2022 | Fixed Price Lump Sum | SITE WORK | Landscaping | Gravel; Crushed Stone; Yellow Color; 8-10Mm Diameter; Laid On Terram Layer; Including All Ancillary Works As Necessary; Paving Type 11; 200Mm Depth | 54 | m² | AED | 107
2022-01 | 2 | 2.0295 |  | United Arab Emirates | Dubai | Hard & Soft Landscaping | Al Furjan | Package 5 Neighborhood | NAKHEEL | Proscape | Tender | 2022 | Fixed Price Lump Sum | SITE WORK | Landscaping | Adventure Playground Surface; Desert Sand; Laid On Terram Layer; In Beige Color; Including All Ancillary Works As Necessary; Paving Type 12; 200Mm Depth | 1305 | m² | AED | 31
2022-01 | 2 | 2.0295 |  | United Arab Emirates | Dubai | Hard & Soft Landscaping | Al Furjan | Package 5 Neighborhood | NAKHEEL | Proscape | Tender | 2022 | Fixed Price Lump Sum | SITE WORK | Paving and surfacing | Porviva Synthetic System; Comprising Polyurethane Topcoat W8800 Selaer With Epoxy And Porbits; Laid On Rc Base (Measured Separately); Including Surface Preparation And All Ancillary Works As Necessary; Paving Type 13; 3Mm Thick; In Color Cream | 355 | m² | AED | 476
2022-01 | 2 | 2.0295 |  | United Arab Emirates | Dubai | Hard & Soft Landscaping | Al Furjan | Package 5 Neighborhood | NAKHEEL | Proscape | Tender | 2022 | Fixed Price Lump Sum | SITE WORK | Paving and surfacing | Porviva Synthetic System; Comprising Polyurethane Topcoat W8800 Selaer With Epoxy And Porbits; Laid On Rc Base (Measured Separately); Including Surface Preparation And All Ancillary Works As Necessary; Paving Type 14; 3Mm Thick; In Color Beige | 94 | m² | AED | 476
2022-01 | 2 | 2.0295 |  | United Arab Emirates | Dubai | Hard & Soft Landscaping | Al Furjan | Package 5 Neighborhood | NAKHEEL | Proscape | Tender | 2022 | Fixed Price Lump Sum | SITE WORK | Paving and surfacing | Epdm Rubber Surface; 2-4Mm Thick Granule; Comprising 10Mm Thick Kdf Epdm And Sbr Black Rubber; Laid On Rc Base (Measured Separately); Including All Ancillary Works As Necessary As Drawing Nr. L-404 To 406; Playground Surface Type 01; 60Mm Overall Thickness; In Various Bloom Patterns And Colors | 205 | m² | AED | 376
2022-01 | 2 | 2.0295 |  | United Arab Emirates | Dubai | Hard & Soft Landscaping | Al Furjan | Package 5 Neighborhood | NAKHEEL | Proscape | Tender | 2022 | Fixed Price Lump Sum | SITE WORK | Paving and surfacing | Epdm Rubber Surface; 2-4Mm Thick Granule; Comprising 10Mm Thick Kdf Epdm And Sbr Black Rubber; Laid On Rc Base (Measured Separately); Including All Ancillary Works As Necessary As Drawing Nr. L-404 To 406; Playground Surface Type 02; 90Mm Overall Thickness; In Various Bloom Patterns And Colors | 463 | m² | AED | 453
2022-01 | 2 | 2.0295 |  | United Arab Emirates | Dubai | Hard & Soft Landscaping | Al Furjan | Package 5 Neighborhood | NAKHEEL | Proscape | Tender | 2022 | Fixed Price Lump Sum | SITE WORK | Paving and surfacing | Epdm Rubber Surface; 2-4Mm Thick Granule; Comprising 10Mm Thick Kdf Epdm And Sbr Black Rubber; Laid On Rc Base (Measured Separately); Including All Ancillary Works As Necessary As Drawing Nr. L-404 To 406; Playground Surface Type 03; 30Mm Overall Thickness; In Various Bloom Patterns And Colors | 89 | m² | AED | 287
2022-01 | 2 | 2.0295 |  | United Arab Emirates | Dubai | Hard & Soft Landscaping | Al Furjan | Package 5 Neighborhood | NAKHEEL | Proscape | Tender | 2022 | Fixed Price Lump Sum | SITE WORK | Paving and surfacing | Epdm Rubber Surface; 2-4Mm Thick Granule; Comprising 10Mm Thick Kdf Epdm And Sbr Black Rubber; Laid On Rc Base (Measured Separately); Including All Ancillary Works As Necessary As Drawing Nr. L-404 To 406; Playground Surface Type 04; 30Mm Overall Thickness; In Background Pattern Red | 80 | m² | AED | 287
2022-01 | 2 | 2.0295 |  | United Arab Emirates | Dubai | Hard & Soft Landscaping | Al Furjan | Package 5 Neighborhood | NAKHEEL | Proscape | Tender | 2022 | Fixed Price Lump Sum | SITE WORK | Paving and surfacing | Epdm Rubber Surface; 2-4Mm Thick Granule; Comprising 10Mm Thick Kdf Epdm And Sbr Black Rubber; Laid On Rc Base (Measured Separately); Including All Ancillary Works As Necessary As Drawing Nr. L-404 To 406; Playground Surface Type 05; 90Mm Overall Thickness; In Various Bloom Patterns And Colors | 384 | m² | AED | 453
2022-01 | 2 | 2.0295 |  | United Arab Emirates | Dubai | Hard & Soft Landscaping | Al Furjan | Package 5 Neighborhood | NAKHEEL | Proscape | Tender | 2022 | Fixed Price Lump Sum | SITE WORK | Paving and surfacing | Epdm Rubber Surface; 2-4Mm Thick Granule; Comprising 10Mm Thick Kdf Epdm And Sbr Black Rubber; Laid On Rc Base (Measured Separately); Including All Ancillary Works As Necessary As Drawing Nr. L-404 To 406; Playground Surface Type 06; 60Mm Overall Thickness; In Various Bloom Patterns And Colors | 162 | m² | AED | 376
2022-01 | 2 | 2.0296 |  | United Arab Emirates | Dubai | Hard & Soft Landscaping | Al Furjan | Package 5 Neighborhood | NAKHEEL | Proscape | Tender | 2022 | Fixed Price Lump Sum | SITE WORK | Paving and surfacing | Epdm Rubber Surface; 2-4Mm Thick Granule; Comprising 10Mm Thick Kdf Epdm And Sbr Black Rubber; Laid On Rc Base (Measured Separately); Including All Ancillary Works As Necessary As Drawing Nr. L-404 To 406; Playground Surface Type 07; 30Mm Overall Thickness; In Various Bloom Patterns And Colors | 195 | m² | AED | 287
2022-01 | 2 | 2.0296 |  | United Arab Emirates | Dubai | Hard & Soft Landscaping | Al Furjan | Package 5 Neighborhood | NAKHEEL | Proscape | Tender | 2022 | Fixed Price Lump Sum | SITE WORK | Paving and surfacing | Epdm Rubber Surface; 2-4Mm Thick Granule; Comprising 10Mm Thick Kdf Epdm And Sbr Black Rubber; Laid On Rc Base (Measured Separately); Including All Ancillary Works As Necessary As Drawing Nr. L-404 To 406; Playground Surface Type 8; 60Mm Overall Thickness; In Various Bloom Patterns And Colors | 253 | m² | AED | 376
2022-01 | 2 | 2.0296 |  | United Arab Emirates | Dubai | Hard & Soft Landscaping | Al Furjan | Package 5 Neighborhood | NAKHEEL | Proscape | Tender | 2022 | Fixed Price Lump Sum | SITE WORK | Paving and surfacing | Epdm Rubber Surface; 2-4Mm Thick Granule; Comprising 10Mm Thick Kdf Epdm And Sbr Black Rubber; Laid On Rc Base (Measured Separately); Including All Ancillary Works As Necessary As Drawing Nr. L-404 To 406; Playground Surface Type 9; 30Mm Overall Thickness; In Background Pattern Turquoise | 46 | m² | AED | 287
2022-01 | 2 | 2.0296 |  | United Arab Emirates | Dubai | Hard & Soft Landscaping | Al Furjan | Package 5 Neighborhood | NAKHEEL | Proscape | Tender | 2022 | Fixed Price Lump Sum | SITE WORK | Paving and surfacing | Sport Floor - Ex Hard Court; Outdoor Resilient, Acrylic Medium-Hard Sports Flooring System; Comprising 2.2Mm Thick Kdf Acrylic Surface Kdf Polyflex Ael-Ex-R; Laid On 50Mm Thick Asphalt Wearing Course; Including All Ancillary Works As Necessary; As Drawing Nr. L-407 To L-408; 52.2Mm Thick; To Muga Court (Whole Court) | 816 | m² | AED | 119
2022-01 | 2 | 2.0296 |  | United Arab Emirates | Dubai | Hard & Soft Landscaping | Al Furjan | Package 5 Neighborhood | NAKHEEL | Proscape | Tender | 2022 | Fixed Price Lump Sum | SITE WORK | Paving and surfacing | Sport Floor - Ex Hard Court; Outdoor Resilient, Acrylic Medium-Hard Sports Flooring System; Comprising 2.2Mm Thick Kdf Acrylic Surface Kdf Polyflex Ael-Ex-R; Laid On 50Mm Thick Asphalt Wearing Course; Including All Ancillary Works As Necessary; As Drawing Nr. L-407 To L-408; 52.2Mm Thick; To Muga Court (Half Court) | 309 | m² | AED | 119
2022-01 | 2 | 2.0296 |  | United Arab Emirates | Dubai | Hard & Soft Landscaping | Al Furjan | Package 5 Neighborhood | NAKHEEL | Proscape | Tender | 2022 | Fixed Price Lump Sum | SITE WORK | Paving and surfacing | Sport Floor; In-Situ Shaped Concrete; In Natural Smooth Finish; Including Concrete, Formwork, Reinforcement, Earthworks And All Ancillary Works As Necessary; As Drawing Nr. L-409 Detail 27; Generally (Measured On Plan); To Skate Court; Profiled Surface | 558 | m² | AED | 1204
2022-01 | 2 | 2.0296 |  | United Arab Emirates | Dubai | Hard & Soft Landscaping | Al Furjan | Package 5 Neighborhood | NAKHEEL | Proscape | Tender | 2022 | Fixed Price Lump Sum | SITE WORK | Paving and surfacing | Artificial Turf; Laid On Rc Base (Measured Separately); Including All Ancillary Works As Necessary; As Drawing Nr. L-409 Detail 27; 10Mm Pile Height; Artificial Turf; To Paddle Board Court | 200 | m² | AED | 207
2022-01 | 2 | 2.0296 |  | United Arab Emirates | Dubai | Hard & Soft Landscaping | Al Furjan | Package 5 Neighborhood | NAKHEEL | Proscape | Tender | 2022 | Fixed Price Lump Sum | SITE WORK | Landscaping | Boulders; Quarried; In Beige Color; Including All Ancillary Works As Necessary; As Drawing Nr. P5 L-417 Detail 43 (Measured On Plan); Size 750 X 750 X 750Mm | 14 | m² | AED | 840
2022-01 | 2 | 2.0296 |  | United Arab Emirates | Dubai | Hard & Soft Landscaping | Al Furjan | Package 5 Neighborhood | NAKHEEL | Proscape | Tender | 2022 | Fixed Price Lump Sum | SITE WORK | Landscaping | Boulders; Quarried; In Beige Color; Including All Ancillary Works As Necessary; As Drawing Nr. P5 L-417 Detail 43 (Measured On Plan); Size 1000 X 1000 X 1000Mm | 28 | m² | AED | 600
2022-01 | 2 | 2.0296 |  | United Arab Emirates | Dubai | Hard & Soft Landscaping | Al Furjan | Package 5 Neighborhood | NAKHEEL | Proscape | Tender | 2022 | Fixed Price Lump Sum | SITE WORK | Landscaping | Boulders; Quarried; In Beige Color; Including All Ancillary Works As Necessary; As Drawing Nr. P5 L-417 Detail 43 (Measured On Plan); Size 1250 X 1250 X 1250Mm | 14 | m² | AED | 473
2022-01 | 2 | 2.0297 |  | United Arab Emirates | Dubai | Hard & Soft Landscaping | Al Furjan | Package 5 Neighborhood | NAKHEEL | Proscape | Tender | 2022 | Fixed Price Lump Sum | SITE WORK | Paving and surfacing | Precast Heel Kerbs; Concrete Semi Dry Mix; Including Transition; Concrete Haunch, Mortar, Foundation, Formwork, Earthworks, Backfilling, Disposal, Of Surplus Excavated Material To Complete; Heel Kerb; Size 600 X 150 X 75Mm Thick; Color Light Grey; In Normal Finish | 2412 | m | AED | 48
2022-01 | 2 | 2.0297 |  | United Arab Emirates | Dubai | Hard & Soft Landscaping | Al Furjan | Package 5 Neighborhood | NAKHEEL | Proscape | Tender | 2022 | Fixed Price Lump Sum | SITE WORK | Paving and surfacing | Precast Heel Kerbs; Concrete Semi Dry Mix; Including Transition; Concrete Haunch, Mortar, Foundation, Formwork, Earthworks, Backfilling, Disposal, Of Surplus Excavated Material To Complete; Heel Kerb; Size 600 X 150 X 75Mm Thick; Color Dark Grey; In Normal Finish | 401 | m | AED | 51
2022-01 | 2 | 2.0297 |  | United Arab Emirates | Dubai | Hard & Soft Landscaping | Al Furjan | Package 5 Neighborhood | NAKHEEL | Proscape | Tender | 2022 | Fixed Price Lump Sum | SITE WORK | Paving and surfacing | Precast Heel Kerbs; Concrete Semi Dry Mix; Including Transition; Concrete Haunch, Mortar, Foundation, Formwork, Earthworks, Backfilling, Disposal, Of Surplus Excavated Material To Complete; Heel Kerb; Size 600 X 150 X 75Mm Thick; Color Brown; In Normal Finish | 176 | m | AED | 52
2022-01 | 2 | 2.0297 |  | United Arab Emirates | Dubai | Hard & Soft Landscaping | Al Furjan | Package 5 Neighborhood | NAKHEEL | Proscape | Tender | 2022 | Fixed Price Lump Sum | SITE WORK | Paving and surfacing | Precast Heel Kerbs; Concrete Semi Dry Mix; Including Transition; Concrete Haunch, Mortar, Foundation, Formwork, Earthworks, Backfilling, Disposal, Of Surplus Excavated Material To Complete; Heel Kerb; Size 600 X 150 X 75Mm Thick; Color Beige; In Normal Finish | 77 | m | AED | 52
2022-01 | 2 | 2.0297 |  | United Arab Emirates | Dubai | Hard & Soft Landscaping | Al Furjan | Package 5 Neighborhood | NAKHEEL | Proscape | Tender | 2022 | Fixed Price Lump Sum | SITE WORK | Paving and surfacing | Precast Heel Kerbs; Concrete Semi Dry Mix; Including Transition; Concrete Haunch, Mortar, Foundation, Formwork, Earthworks, Backfilling, Disposal, Of Surplus Excavated Material To Complete; Heel Kerb; Size 600 X 150 X 75Mm Thick; Color Red; In Normal Finish | 247 | m | AED | 50
2022-01 | 2 | 2.0297 |  | United Arab Emirates | Dubai | Hard & Soft Landscaping | Al Furjan | Package 5 Neighborhood | NAKHEEL | Proscape | Tender | 2022 | Fixed Price Lump Sum | SITE WORK | Paving and surfacing | Precast Heel Kerbs; Concrete Semi Dry Mix; Including Transition; Concrete Haunch, Mortar, Foundation, Formwork, Earthworks, Backfilling, Disposal, Of Surplus Excavated Material To Complete; Heel Kerb; Size 600 X 150 X 75Mm Thick; Color Medium Grey; In Normal Finish | 34 | m | AED | 50
2022-01 | 2 | 2.0297 |  | United Arab Emirates | Dubai | Hard & Soft Landscaping | Al Furjan | Package 5 Neighborhood | NAKHEEL | Proscape | Tender | 2022 | Fixed Price Lump Sum | SITE WORK | Paving and surfacing | Precast Heel Kerbs; Concrete Semi Dry Mix; Including Transition; Concrete Haunch, Mortar, Foundation, Formwork, Earthworks, Backfilling, Disposal, Of Surplus Excavated Material To Complete; Heel Kerb; Size 600 X 150 X 75Mm Thick; Color Light Grey; In Normal Finish; Curved | 682 | m | AED | 50
2022-01 | 2 | 2.0297 |  | United Arab Emirates | Dubai | Hard & Soft Landscaping | Al Furjan | Package 5 Neighborhood | NAKHEEL | Proscape | Tender | 2022 | Fixed Price Lump Sum | SITE WORK | Paving and surfacing | Precast Heel Kerbs; Concrete Semi Dry Mix; Including Transition; Concrete Haunch, Mortar, Foundation, Formwork, Earthworks, Backfilling, Disposal, Of Surplus Excavated Material To Complete; Heel Kerb; Size 600 X 150 X 75Mm Thick; Color Dark Grey; In Normal Finish; Curved | 33 | m | AED | 51
2022-01 | 2 | 2.0297 |  | United Arab Emirates | Dubai | Hard & Soft Landscaping | Al Furjan | Package 5 Neighborhood | NAKHEEL | Proscape | Tender | 2022 | Fixed Price Lump Sum | SITE WORK | Paving and surfacing | Precast Heel Kerbs; Concrete Semi Dry Mix; Including Transition; Concrete Haunch, Mortar, Foundation, Formwork, Earthworks, Backfilling, Disposal, Of Surplus Excavated Material To Complete; Heel Kerb; Size 600 X 150 X 75Mm Thick; Color Brown; In Normal Finish; Curved | 890 | m | AED | 53
2022-01 | 2 | 2.0297 |  | United Arab Emirates | Dubai | Hard & Soft Landscaping | Al Furjan | Package 5 Neighborhood | NAKHEEL | Proscape | Tender | 2022 | Fixed Price Lump Sum | SITE WORK | Paving and surfacing | Precast Heel Kerbs; Concrete Semi Dry Mix; Including Transition; Concrete Haunch, Mortar, Foundation, Formwork, Earthworks, Backfilling, Disposal, Of Surplus Excavated Material To Complete; Heel Kerb; Size 600 X 150 X 75Mm Thick; Color Beige; In Normal Finish; Curved | 946 | m | AED | 53
2022-01 | 2 | 2.0298 |  | United Arab Emirates | Dubai | Hard & Soft Landscaping | Al Furjan | Package 5 Neighborhood | NAKHEEL | Proscape | Tender | 2022 | Fixed Price Lump Sum | SITE WORK | Paving and surfacing | Precast Heel Kerbs; Concrete Semi Dry Mix; Including Transition; Concrete Haunch, Mortar, Foundation, Formwork, Earthworks, Backfilling, Disposal, Of Surplus Excavated Material To Complete; Heel Kerb; Size 600 X 150 X 75Mm Thick; Color Red; In Normal Finish; Curved | 341 | m | AED | 51
2022-01 | 2 | 2.0298 |  | United Arab Emirates | Dubai | Hard & Soft Landscaping | Al Furjan | Package 5 Neighborhood | NAKHEEL | Proscape | Tender | 2022 | Fixed Price Lump Sum | SITE WORK | Paving and surfacing | Precast Heel Kerbs; Concrete Semi Dry Mix; Including Transition; Concrete Haunch, Mortar, Foundation, Formwork, Earthworks, Backfilling, Disposal, Of Surplus Excavated Material To Complete; Heel Kerb; Size 600 X 150 X 75Mm Thick; Color Medium Grey; In Normal Finish; Curved | 64 | m | AED | 52
2022-01 | 2 | 2.0298 |  | United Arab Emirates | Dubai | Hard & Soft Landscaping | Al Furjan | Package 5 Neighborhood | NAKHEEL | Proscape | Tender | 2022 | Fixed Price Lump Sum | SITE WORK | Paving and surfacing | Precast Heel Kerbs; Concrete Semi Dry Mix; Including Transition; Concrete Haunch, Mortar, Foundation, Formwork, Earthworks, Backfilling, Disposal, Of Surplus Excavated Material To Complete; Heel Kerb; Size 600 X 150 X 75Mm Thick; Color Medium Grey; In Normal Finish; To Dry Deck; Curved | 18 | m | AED | 52
2022-01 | 2 | 2.0298 |  | United Arab Emirates | Dubai | Hard & Soft Landscaping | Al Furjan | Package 5 Neighborhood | NAKHEEL | Proscape | Tender | 2022 | Fixed Price Lump Sum | SITE WORK | Landscaping | Sundries; Steel Edge; 5Mm Thick X 200Mm Depth; Including Finish, Accessories And All Ancillary Works As Necessary; Curved; As Drawing Nr. L-404 | 137 | m | AED | 446
2022-01 | 2 | 2.0298 |  | United Arab Emirates | Dubai | Hard & Soft Landscaping | Al Furjan | Package 5 Neighborhood | NAKHEEL | Proscape | Tender | 2022 | Fixed Price Lump Sum | SITE WORK | Landscaping | Planting Soil; Laid On Compacted Subgrade 95%; Including All Ancillary Works As Necessary; 300Mm Depth; To Groundcover And Grass | 1336 | m³ | AED | 37
2022-01 | 2 | 2.0298 |  | United Arab Emirates | Dubai | Hard & Soft Landscaping | Al Furjan | Package 5 Neighborhood | NAKHEEL | Proscape | Tender | 2022 | Fixed Price Lump Sum | SITE WORK | Landscaping | Planting Soil; Laid On Compacted Subgrade 95%; Including All Ancillary Works As Necessary; 500Mm Depth; To Shrubs, Succulents & Herbs | 5558 | m³ | AED | 37
2022-01 | 2 | 2.0298 |  | United Arab Emirates | Dubai | Hard & Soft Landscaping | Al Furjan | Package 5 Neighborhood | NAKHEEL | Proscape | Tender | 2022 | Fixed Price Lump Sum | SITE WORK | Landscaping | Planting Soil; Laid On Compacted Subgrade 95%; Including All Ancillary Works As Necessary; 1000Mm Depth; To Tree Pits | 519 | m³ | AED | 37
2022-01 | 2 | 2.0298 |  | United Arab Emirates | Dubai | Hard & Soft Landscaping | Al Furjan | Package 5 Neighborhood | NAKHEEL | Proscape | Tender | 2022 | Fixed Price Lump Sum | SITE WORK | Landscaping | Planting Soil; Laid On Compacted Subgrade 95%; Including All Ancillary Works As Necessary; 1500Mm Depth; To Palm Pits | 493 | m³ | AED | 37
2022-01 | 2 | 2.0298 |  | United Arab Emirates | Dubai | Hard & Soft Landscaping | Al Furjan | Package 5 Neighborhood | NAKHEEL | Proscape | Tender | 2022 | Fixed Price Lump Sum | SITE WORK | Landscaping | Gravel Drainage Layer; Including All Ancillary Works As Necessary; 100Mm Thick; To Trees And Palm | 848 | m² | AED | 19
2022-01 | 2 | 2.0298 |  | United Arab Emirates | Dubai | Hard & Soft Landscaping | Al Furjan | Package 5 Neighborhood | NAKHEEL | Proscape | Tender | 2022 | Fixed Price Lump Sum | SITE WORK | Landscaping | Palms; Including Hessian On Fronds, Additional Earthworks, Fertilizer And All Ancillary Works As Necessary; Pda; Date Palm (Phoenix Dactylifera); With Overall Height Of 3.5-4.0M, Clear Trunk 3.0-3.5M Min., Minimum Spread 2.5M | 119 | Nr | AED | 1415
2022-01 | 2 | 2.0299 |  | United Arab Emirates | Dubai | Hard & Soft Landscaping | Al Furjan | Package 5 Neighborhood | NAKHEEL | Proscape | Tender | 2022 | Fixed Price Lump Sum | SITE WORK | Landscaping | Palms; Including Hessian On Fronds, Additional Earthworks, Fertilizer And All Ancillary Works As Necessary; Spa; Sabel Palm (Sabal Palmetto); With Overall Height Of 3.5-4.0M, Clear Trunk 3.0-3.5M Min., Minimum Spread 2.5M | 27 | Nr | AED | 4484
2022-01 | 2 | 2.0299 |  | United Arab Emirates | Dubai | Hard & Soft Landscaping | Al Furjan | Package 5 Neighborhood | NAKHEEL | Proscape | Tender | 2022 | Fixed Price Lump Sum | SITE WORK | Landscaping | Palms; Including Hessian On Fronds, Additional Earthworks, Fertilizer And All Ancillary Works As Necessary; Spa; Sabel Palm (Sabal Palmetto); With Overall Height Of 3.0M, Clear Trunk 1.0-1.5M Min., Minimum Spread 2.5M | 96 | Nr | AED | 2399
2022-01 | 2 | 2.0299 |  | United Arab Emirates | Dubai | Hard & Soft Landscaping | Al Furjan | Package 5 Neighborhood | NAKHEEL | Proscape | Tender | 2022 | Fixed Price Lump Sum | SITE WORK | Landscaping | Trees; Including Support System, Groundkeeper And All Ancillary Works As Necessary; Cse; Scarlet Cordia (Cordia Sebestena); With Overall Height Of 3.0-3.5M, Clear Trunk 3.0-3.5M Min., Minimum Spread 2.5M | 57 | Nr | AED | 1185
2022-01 | 2 | 2.0299 |  | United Arab Emirates | Dubai | Hard & Soft Landscaping | Al Furjan | Package 5 Neighborhood | NAKHEEL | Proscape | Tender | 2022 | Fixed Price Lump Sum | SITE WORK | Landscaping | Trees; Including Support System, Groundkeeper And All Ancillary Works As Necessary; Cvi; Weeping Bottlebrush (Callistemon Viminalis); With Overall Height Of 3.0-3.5M, Clear Trunk 3.0-3.5M Min., Minimum Spread 2.5M | 9 | Nr | AED | 1185
2022-01 | 2 | 2.0299 |  | United Arab Emirates | Dubai | Hard & Soft Landscaping | Al Furjan | Package 5 Neighborhood | NAKHEEL | Proscape | Tender | 2022 | Fixed Price Lump Sum | SITE WORK | Landscaping | Trees; Including Support System, Groundkeeper And All Ancillary Works As Necessary; Dre; Flame Tree (Delonix Regia); With Overall Height Of 3.0-3.5M, Clear Trunk 3.0-3.5M Min., Minimum Spread 2.5M | 55 | Nr | AED | 1236
2022-01 | 2 | 2.0299 |  | United Arab Emirates | Dubai | Hard & Soft Landscaping | Al Furjan | Package 5 Neighborhood | NAKHEEL | Proscape | Tender | 2022 | Fixed Price Lump Sum | SITE WORK | Landscaping | Trees; Including Support System, Groundkeeper And All Ancillary Works As Necessary; Jmi; Fern Tree (Jacaranda Mimosifolia); With Overall Height Of 3.0-3.5M, Clear Trunk 3.0-3.5M Min., Minimum Spread 2.5M | 9 | Nr | AED | 1587
2022-01 | 2 | 2.0299 |  | United Arab Emirates | Dubai | Hard & Soft Landscaping | Al Furjan | Package 5 Neighborhood | NAKHEEL | Proscape | Tender | 2022 | Fixed Price Lump Sum | SITE WORK | Landscaping | Trees; Including Support System, Groundkeeper And All Ancillary Works As Necessary; Subsitute: Vitex Agnus With Overall Height Of 3.0-3.5M, 60Mm Caliper | 82 | Nr | AED | 1236
2022-01 | 2 | 2.0299 |  | United Arab Emirates | Dubai | Hard & Soft Landscaping | Al Furjan | Package 5 Neighborhood | NAKHEEL | Proscape | Tender | 2022 | Fixed Price Lump Sum | SITE WORK | Landscaping | Trees; Including Support System, Groundkeeper And All Ancillary Works As Necessary; Oeu; European Olive (Olea Europaea); With Overall Height Of 3.0-3.5M, Clear Trunk 3.0-3.5M Min., Minimum Spread 2.5M | 20 | Nr | AED | 1800
2022-01 | 2 | 2.0299 |  | United Arab Emirates | Dubai | Hard & Soft Landscaping | Al Furjan | Package 5 Neighborhood | NAKHEEL | Proscape | Tender | 2022 | Fixed Price Lump Sum | SITE WORK | Landscaping | Trees; Including Support System, Groundkeeper And All Ancillary Works As Necessary; Pci; Ghaf (Prosopis Cineraria); With Overall Height Of 3.0-3.5M, Clear Trunk 3.0-3.5M Min., Minimum Spread 2.5M | 18 | Nr | AED | 3050
2022-01 | 2 | 2.0299 |  | United Arab Emirates | Dubai | Hard & Soft Landscaping | Al Furjan | Package 5 Neighborhood | NAKHEEL | Proscape | Tender | 2022 | Fixed Price Lump Sum | SITE WORK | Landscaping | Trees; Including Support System, Groundkeeper And All Ancillary Works As Necessary; Pci; Ghaf (Prosopis Cineraria); With Overall Height Of 3.0-3.5M, 30Mm Caliper , 1.0-1.5M Spread | 4 | Nr | AED | 1119
2022-01 | 2 | 2.03 |  | United Arab Emirates | Dubai | Hard & Soft Landscaping | Al Furjan | Package 5 Neighborhood | NAKHEEL | Proscape | Tender | 2022 | Fixed Price Lump Sum | SITE WORK | Landscaping | Trees; Including Support System, Groundkeeper And All Ancillary Works As Necessary; Pin; Yellow Flame Tree (Peltophorum Inerme); With Overall Height Of 3.0-3.5M, Clear Trunk 3.0-3.5M Min., Minimum Spread 2.5M | 70 | Nr | AED | 1185
2022-01 | 2 | 2.03 |  | United Arab Emirates | Dubai | Hard & Soft Landscaping | Al Furjan | Package 5 Neighborhood | NAKHEEL | Proscape | Tender | 2022 | Fixed Price Lump Sum | SITE WORK | Landscaping | Trees; Including Support System, Groundkeeper And All Ancillary Works As Necessary; Pob; Plumeria (Plumeria Obtusa); With Overall Height Of 3.0-3.5M, Clear Trunk 3.0-3.5M Min., Minimum Spread 2.5M | 170 | Nr | AED | 1074
2022-01 | 2 | 2.03 |  | United Arab Emirates | Dubai | Hard & Soft Landscaping | Al Furjan | Package 5 Neighborhood | NAKHEEL | Proscape | Tender | 2022 | Fixed Price Lump Sum | SITE WORK | Landscaping | Trees; Including Support System, Groundkeeper And All Ancillary Works As Necessary; Pru; Frangipani (Plumeria Rubra); With Overall Height Of 3.0-3.5M, Clear Trunk 3.0-3.5M Min., Minimum Spread 2.5M | 12 | Nr | AED | 1185
2022-01 | 2 | 2.03 |  | United Arab Emirates | Dubai | Hard & Soft Landscaping | Al Furjan | Package 5 Neighborhood | NAKHEEL | Proscape | Tender | 2022 | Fixed Price Lump Sum | SITE WORK | Landscaping | Trees; Including Support System, Groundkeeper And All Ancillary Works As Necessary; Sca; African Tulip Tree (Spathodea Campanulata); With Overall Height Of 3.0-3.5M, Clear Trunk 3.0-3.5M Min., Minimum Spread 2.5M | 31 | Nr | AED | 1298
2022-01 | 2 | 2.03 |  | United Arab Emirates | Dubai | Hard & Soft Landscaping | Al Furjan | Package 5 Neighborhood | NAKHEEL | Proscape | Tender | 2022 | Fixed Price Lump Sum | SITE WORK | Landscaping | Trees; Including Support System, Groundkeeper And All Ancillary Works As Necessary; Tar; Trumpet Tree (Tabebuia Argentea); With Overall Height Of 3.0-3.5M, Clear Trunk 3.0-3.5M Min., Minimum Spread 2.5M | 10 | Nr | AED | 1185
2022-01 | 2 | 2.03 |  | United Arab Emirates | Dubai | Hard & Soft Landscaping | Al Furjan | Package 5 Neighborhood | NAKHEEL | Proscape | Tender | 2022 | Fixed Price Lump Sum | SITE WORK | Landscaping | Trees; Including Support System, Groundkeeper And All Ancillary Works As Necessary; Tca; Country Almond (Terminalia Catappa); With Overall Height Of 3.0-3.5M, Clear Trunk 3.0-3.5M Min., Minimum Spread 2.5M | 20 | Nr | AED | 1185
2022-01 | 2 | 2.03 |  | United Arab Emirates | Dubai | Hard & Soft Landscaping | Al Furjan | Package 5 Neighborhood | NAKHEEL | Proscape | Tender | 2022 | Fixed Price Lump Sum | SITE WORK | Landscaping | Trees; Including Support System, Groundkeeper And All Ancillary Works As Necessary; The; Pink Trumpet Tree (Tabebuia Heterophylla); With Overall Height Of 3.0-3.5M, Clear Trunk 3.0-3.5M Min., Minimum Spread 2.5M | 14 | Nr | AED | 1185
2022-01 | 2 | 2.03 |  | United Arab Emirates | Dubai | Hard & Soft Landscaping | Al Furjan | Package 5 Neighborhood | NAKHEEL | Proscape | Tender | 2022 | Fixed Price Lump Sum | SITE WORK | Landscaping | Trees; Including Support System, Groundkeeper And All Ancillary Works As Necessary; Tpo; Portia Tree (Thespesia Populnea); With Overall Height Of 3.0-3.5M, Clear Trunk 3.0-3.5M Min., Minimum Spread 2.5M | 2 | Nr | AED | 1185
2022-01 | 2 | 2.03 |  | United Arab Emirates | Dubai | Hard & Soft Landscaping | Al Furjan | Package 5 Neighborhood | NAKHEEL | Proscape | Tender | 2022 | Fixed Price Lump Sum | SITE WORK | Landscaping | Trees; Including Support System, Groundkeeper And All Ancillary Works As Necessary; Zju; Chinese Date (Ziziphus Jujuba); With Overall Height Of 3.0-3.5M, Clear Trunk 3.0-3.5M Min., Minimum Spread 2.5M | 22 | Nr | AED | 1880
2022-01 | 2 | 2.03 |  | United Arab Emirates | Dubai | Hard & Soft Landscaping | Al Furjan | Package 5 Neighborhood | NAKHEEL | Proscape | Tender | 2022 | Fixed Price Lump Sum | SITE WORK | Landscaping | Trees; Including Support System, Groundkeeper And All Ancillary Works As Necessary; Substitute: Ziziphus Spina Christii With Overall Height Of 3.0-3.5M, 45Mm Caliper, 1-1.5M Spread | 22 | Nr | AED | 1236
2022-01 | 2 | 2.0301 |  | United Arab Emirates | Dubai | Hard & Soft Landscaping | Al Furjan | Package 5 Neighborhood | NAKHEEL | Proscape | Tender | 2022 | Fixed Price Lump Sum | SITE WORK | Landscaping | Shrubs; Including Additional Earthworks, Fertilizer And All Ancillary Works As Necessary; Aha; Saltbush (Atriplex Halimus); With Overall Height Of 0.40-0.60M, Minimum Spread 0.40-0.60M | 602 | Nr | AED | 14
2022-01 | 2 | 2.0301 |  | United Arab Emirates | Dubai | Hard & Soft Landscaping | Al Furjan | Package 5 Neighborhood | NAKHEEL | Proscape | Tender | 2022 | Fixed Price Lump Sum | SITE WORK | Landscaping | Shrubs; Including Additional Earthworks, Fertilizer And All Ancillary Works As Necessary; Aob; Desert Rose (Adenium Obtusum); With Overall Height Of 0.40-0.60M, Minimum Spread 0.40-0.60M | 191 | Nr | AED | 17.25
2022-01 | 2 | 2.0301 |  | United Arab Emirates | Dubai | Hard & Soft Landscaping | Al Furjan | Package 5 Neighborhood | NAKHEEL | Proscape | Tender | 2022 | Fixed Price Lump Sum | SITE WORK | Landscaping | Shrubs; Including Additional Earthworks, Fertilizer And All Ancillary Works As Necessary; Bgy; Yellow Bougainvillea (Bougainvillea Glabra "Yellow"); With Overall Height Of 0.40-0.60M, Minimum Spread 0.40-0.60M | 123 | Nr | AED | 16.25
2022-01 | 2 | 2.0301 |  | United Arab Emirates | Dubai | Hard & Soft Landscaping | Al Furjan | Package 5 Neighborhood | NAKHEEL | Proscape | Tender | 2022 | Fixed Price Lump Sum | SITE WORK | Landscaping | Shrubs; Including Additional Earthworks, Fertilizer And All Ancillary Works As Necessary; Cal; Umbrella Plant (Cyperus Alternifolius); With Overall Height Of 0.40-0.60M, Minimum Spread 0.40-0.60M | 656 | Nr | AED | 13
2022-01 | 2 | 2.0301 |  | United Arab Emirates | Dubai | Hard & Soft Landscaping | Al Furjan | Package 5 Neighborhood | NAKHEEL | Proscape | Tender | 2022 | Fixed Price Lump Sum | SITE WORK | Landscaping | Shrubs; Including Additional Earthworks, Fertilizer And All Ancillary Works As Necessary; Cas; Spider Lily (Crinum Asiaticum); With Overall Height Of 0.40-0.60M, Minimum Spread 0.40-0.60M | 439 | Nr | AED | 18.5
2022-01 | 2 | 2.0301 |  | United Arab Emirates | Dubai | Hard & Soft Landscaping | Al Furjan | Package 5 Neighborhood | NAKHEEL | Proscape | Tender | 2022 | Fixed Price Lump Sum | SITE WORK | Landscaping | Shrubs; Including Additional Earthworks, Fertilizer And All Ancillary Works As Necessary; Cino; Indian Shot (Canna Indica ''Orange"); With Overall Height Of 0.40-0.60M, Minimum Spread 0.40-0.60M | 2050 | Nr | AED | 13
2022-01 | 2 | 2.0301 |  | United Arab Emirates | Dubai | Hard & Soft Landscaping | Al Furjan | Package 5 Neighborhood | NAKHEEL | Proscape | Tender | 2022 | Fixed Price Lump Sum | SITE WORK | Landscaping | Shrubs; Including Additional Earthworks, Fertilizer And All Ancillary Works As Necessary; Ciny; Indian Shot (Canna Indica ''Yellow"); With Overall Height Of 0.40-0.60M, Minimum Spread 0.40-0.60M | 770 | Nr | AED | 13
2022-01 | 2 | 2.0301 |  | United Arab Emirates | Dubai | Hard & Soft Landscaping | Al Furjan | Package 5 Neighborhood | NAKHEEL | Proscape | Tender | 2022 | Fixed Price Lump Sum | SITE WORK | Landscaping | Shrubs; Including Additional Earthworks, Fertilizer And All Ancillary Works As Necessary; Cpu; Orange Peacock (Caeselpinia Pulcherrima); With Overall Height Of 0.40-0.60M, Minimum Spread 0.40-0.60M | 1298 | Nr | AED | 15
2022-01 | 2 | 2.0301 |  | United Arab Emirates | Dubai | Hard & Soft Landscaping | Al Furjan | Package 5 Neighborhood | NAKHEEL | Proscape | Tender | 2022 | Fixed Price Lump Sum | SITE WORK | Landscaping | Shrubs; Including Additional Earthworks, Fertilizer And All Ancillary Works As Necessary; Cuv; Sea Grape (Cocoloba Uvifera); With Overall Height Of 0.40-0.60M, Minimum Spread 0.40-0.60M | 684 | Nr | AED | 25
2022-01 | 2 | 2.0301 |  | United Arab Emirates | Dubai | Hard & Soft Landscaping | Al Furjan | Package 5 Neighborhood | NAKHEEL | Proscape | Tender | 2022 | Fixed Price Lump Sum | SITE WORK | Landscaping | Shrubs; Including Additional Earthworks, Fertilizer And All Ancillary Works As Necessary; Dvi; Hopbush (Dodonea Viscosa); With Overall Height Of 0.40-0.60M, Minimum Spread 0.40-0.60M | 844 | Nr | AED | 17.25
2022-01 | 2 | 2.0302 |  | United Arab Emirates | Dubai | Hard & Soft Landscaping | Al Furjan | Package 5 Neighborhood | NAKHEEL | Proscape | Tender | 2022 | Fixed Price Lump Sum | SITE WORK | Landscaping | Shrubs; Including Additional Earthworks, Fertilizer And All Ancillary Works As Necessary; Hpa; Fire Bush (Hamelia Patens); With Overall Height Of 0.40-0.60M, Minimum Spread 0.40-0.60M | 470 | Nr | AED | 15
2022-01 | 2 | 2.0302 |  | United Arab Emirates | Dubai | Hard & Soft Landscaping | Al Furjan | Package 5 Neighborhood | NAKHEEL | Proscape | Tender | 2022 | Fixed Price Lump Sum | SITE WORK | Landscaping | Shrubs; Including Additional Earthworks, Fertilizer And All Ancillary Works As Necessary; Jin; Spicy Jatropha (Jatropha Integerrima); With Overall Height Of 0.40-0.60M, Minimum Spread 0.40-0.60M | 230 | Nr | AED | 14
2022-01 | 2 | 2.0302 |  | United Arab Emirates | Dubai | Hard & Soft Landscaping | Al Furjan | Package 5 Neighborhood | NAKHEEL | Proscape | Tender | 2022 | Fixed Price Lump Sum | SITE WORK | Landscaping | Shrubs; Including Additional Earthworks, Fertilizer And All Ancillary Works As Necessary; Jsa; Arabian Jasmine (Jasminium Sambac); With Overall Height Of 0.40-0.60M, Minimum Spread 0.40-0.60M | 971 | Nr | AED | 17.25
2022-01 | 2 | 2.0302 |  | United Arab Emirates | Dubai | Hard & Soft Landscaping | Al Furjan | Package 5 Neighborhood | NAKHEEL | Proscape | Tender | 2022 | Fixed Price Lump Sum | SITE WORK | Landscaping | Shrubs; Including Additional Earthworks, Fertilizer And All Ancillary Works As Necessary; Lfr; Purple Sage (Leucophyllum Frutescens); With Overall Height Of 0.40-0.60M, Minimum Spread 0.40-0.60M | 2064 | Nr | AED | 14
2022-01 | 2 | 2.0302 |  | United Arab Emirates | Dubai | Hard & Soft Landscaping | Al Furjan | Package 5 Neighborhood | NAKHEEL | Proscape | Tender | 2022 | Fixed Price Lump Sum | SITE WORK | Landscaping | Shrubs; Including Additional Earthworks, Fertilizer And All Ancillary Works As Necessary; Lpy; Broom Bush (Leptadenia Pyrotechnica); With Overall Height Of 0.40-0.60M, Minimum Spread 0.40-0.60M | 1844 | Nr | AED | 15
2022-01 | 2 | 2.0302 |  | United Arab Emirates | Dubai | Hard & Soft Landscaping | Al Furjan | Package 5 Neighborhood | NAKHEEL | Proscape | Tender | 2022 | Fixed Price Lump Sum | SITE WORK | Landscaping | Shrubs; Including Additional Earthworks, Fertilizer And All Ancillary Works As Necessary; Pre; Golden Net Bush (Pseuderanthemum Reticulatum); With Overall Height Of 0.40-0.60M, Minimum Spread 0.40-0.60M | 1455 | Nr | AED | 14.75
2022-01 | 2 | 2.0302 |  | United Arab Emirates | Dubai | Hard & Soft Landscaping | Al Furjan | Package 5 Neighborhood | NAKHEEL | Proscape | Tender | 2022 | Fixed Price Lump Sum | SITE WORK | Landscaping | Shrubs; Including Additional Earthworks, Fertilizer And All Ancillary Works As Necessary; Pru; Purple Fountain Grass (Pennisetum Rubra); With Overall Height Of 0.40-0.60M, Minimum Spread 0.40-0.60M | 145 | Nr | AED | 11
2022-01 | 2 | 2.0302 |  | United Arab Emirates | Dubai | Hard & Soft Landscaping | Al Furjan | Package 5 Neighborhood | NAKHEEL | Proscape | Tender | 2022 | Fixed Price Lump Sum | SITE WORK | Landscaping | Shrubs; Including Additional Earthworks, Fertilizer And All Ancillary Works As Necessary; Psa; Screw Pine (Pandanus Sanderi); With Overall Height Of 0.40-0.60M, Minimum Spread 0.40-0.60M | 147 | Nr | AED | 16
2022-01 | 2 | 2.0302 |  | United Arab Emirates | Dubai | Hard & Soft Landscaping | Al Furjan | Package 5 Neighborhood | NAKHEEL | Proscape | Tender | 2022 | Fixed Price Lump Sum | SITE WORK | Landscaping | Shrubs; Including Additional Earthworks, Fertilizer And All Ancillary Works As Necessary; Pse; Fountain Grass (Pennisetum Setaceum); With Overall Height Of 0.40-0.60M, Minimum Spread 0.40-0.60M | 1258 | Nr | AED | 11
2022-01 | 2 | 2.0302 |  | United Arab Emirates | Dubai | Hard & Soft Landscaping | Al Furjan | Package 5 Neighborhood | NAKHEEL | Proscape | Tender | 2022 | Fixed Price Lump Sum | SITE WORK | Landscaping | Shrubs; Including Additional Earthworks, Fertilizer And All Ancillary Works As Necessary; Req; Firecracker (Russelia Equisetiformis); With Overall Height Of 0.40-0.60M, Minimum Spread 0.40-0.60M | 610 | Nr | AED | 15
2022-01 | 2 | 2.0303 |  | United Arab Emirates | Dubai | Hard & Soft Landscaping | Al Furjan | Package 5 Neighborhood | NAKHEEL | Proscape | Tender | 2022 | Fixed Price Lump Sum | SITE WORK | Landscaping | Shrubs; Including Additional Earthworks, Fertilizer And All Ancillary Works As Necessary; Sfr; Beach Cabbage (Scaevola Frutescens); With Overall Height Of 0.40-0.60M, Minimum Spread 0.40-0.60M | 601 | Nr | AED | 16.25
2022-01 | 2 | 2.0303 |  | United Arab Emirates | Dubai | Hard & Soft Landscaping | Al Furjan | Package 5 Neighborhood | NAKHEEL | Proscape | Tender | 2022 | Fixed Price Lump Sum | SITE WORK | Landscaping | Shrubs; Including Additional Earthworks, Fertilizer And All Ancillary Works As Necessary; Spe; Mustard Tree (Salvadora Persica); With Overall Height Of 0.40-0.60M, Minimum Spread 0.40-0.60M | 1691 | Nr | AED | 15
2022-01 | 2 | 2.0303 |  | United Arab Emirates | Dubai | Hard & Soft Landscaping | Al Furjan | Package 5 Neighborhood | NAKHEEL | Proscape | Tender | 2022 | Fixed Price Lump Sum | SITE WORK | Landscaping | Shrubs; Including Additional Earthworks, Fertilizer And All Ancillary Works As Necessary; Tdi; Crape Jasmine (Tabernaemontana Divaricata); With Overall Height Of 0.40-0.60M, Minimum Spread 0.40-0.60M | 2130 | Nr | AED | 15
2022-01 | 2 | 2.0303 |  | United Arab Emirates | Dubai | Hard & Soft Landscaping | Al Furjan | Package 5 Neighborhood | NAKHEEL | Proscape | Tender | 2022 | Fixed Price Lump Sum | SITE WORK | Landscaping | Shrubs; Including Additional Earthworks, Fertilizer And All Ancillary Works As Necessary; Tpe; Yellow Oleander (Thevetia Peruviana); With Overall Height Of 0.40-0.60M, Minimum Spread 0.40-0.60M | 1336 | Nr | AED | 15
2022-01 | 2 | 2.0303 |  | United Arab Emirates | Dubai | Hard & Soft Landscaping | Al Furjan | Package 5 Neighborhood | NAKHEEL | Proscape | Tender | 2022 | Fixed Price Lump Sum | SITE WORK | Landscaping | Shrubs; Including Additional Earthworks, Fertilizer And All Ancillary Works As Necessary; Tsm; Orange Bells (Tecoma Smithii); With Overall Height Of 0.40-0.60M, Minimum Spread 0.40-0.60M | 2348 | Nr | AED | 15
2022-01 | 2 | 2.0303 |  | United Arab Emirates | Dubai | Hard & Soft Landscaping | Al Furjan | Package 5 Neighborhood | NAKHEEL | Proscape | Tender | 2022 | Fixed Price Lump Sum | SITE WORK | Landscaping | Shrubs; Including Additional Earthworks, Fertilizer And All Ancillary Works As Necessary; Tst; Yellow Elder (Tecoma Stans); With Overall Height Of 0.40-0.60M, Minimum Spread 0.40-0.60M | 822 | Nr | AED | 15
2022-01 | 2 | 2.0303 |  | United Arab Emirates | Dubai | Hard & Soft Landscaping | Al Furjan | Package 5 Neighborhood | NAKHEEL | Proscape | Tender | 2022 | Fixed Price Lump Sum | SITE WORK | Landscaping | Shrubs; Including Additional Earthworks, Fertilizer And All Ancillary Works As Necessary; Sof; Sugar Cane (Saccharum Officinarum); With Overall Height Of 0.40-0.60M, Minimum Spread 0.40-0.60M | 1943 | Nr | AED | 17.5
2022-01 | 2 | 2.0303 |  | United Arab Emirates | Dubai | Hard & Soft Landscaping | Al Furjan | Package 5 Neighborhood | NAKHEEL | Proscape | Tender | 2022 | Fixed Price Lump Sum | SITE WORK | Landscaping | Succulents; Including Additional Earthworks, Fertilizer And All Ancillary Works As Necessary; Ave; Aloe Vera (Medical Aloe); With Overall Height Of 0.40-0.60M, Minimum Spread 0.40-0.60M | 933 | Nr | AED | 17.5
2022-01 | 2 | 2.0303 |  | United Arab Emirates | Dubai | Hard & Soft Landscaping | Al Furjan | Package 5 Neighborhood | NAKHEEL | Proscape | Tender | 2022 | Fixed Price Lump Sum | SITE WORK | Landscaping | Herbs; Including Additional Earthworks, Fertilizer And All Ancillary Works As Necessary; Lde; French Lavender (Lavandula Dentata); With Overall Height Of 0.40-0.60M, Minimum Spread 0.40-0.60M | 1037 | Nr | AED | 27
2022-01 | 2 | 2.0303 |  | United Arab Emirates | Dubai | Hard & Soft Landscaping | Al Furjan | Package 5 Neighborhood | NAKHEEL | Proscape | Tender | 2022 | Fixed Price Lump Sum | SITE WORK | Landscaping | Herbs; Including Additional Earthworks, Fertilizer And All Ancillary Works As Necessary; Substituet: Rof; Rosemary (Rosmarinus Officinalis); With Overall Height Of 0.40-0.60M, Minimum Spread 0.40-0.60M | 1037 | Nr | AED | 19.75
2022-01 | 2 | 2.0304 |  | United Arab Emirates | Dubai | Hard & Soft Landscaping | Al Furjan | Package 5 Neighborhood | NAKHEEL | Proscape | Tender | 2022 | Fixed Price Lump Sum | SITE WORK | Landscaping | Herbs; Including Additional Earthworks, Fertilizer And All Ancillary Works As Necessary; Msp; Spearmint (Mentha Spicata); With Overall Height Of 0.40-0.60M, Minimum Spread 0.40-0.60M | 645 | Nr | AED | 19.75
2022-01 | 2 | 2.0304 |  | United Arab Emirates | Dubai | Hard & Soft Landscaping | Al Furjan | Package 5 Neighborhood | NAKHEEL | Proscape | Tender | 2022 | Fixed Price Lump Sum | SITE WORK | Landscaping | Herbs; Including Additional Earthworks, Fertilizer And All Ancillary Works As Necessary; Rof; Rosemary (Rosmarinus Officinalis); With Overall Height Of 0.40-0.60M, Minimum Spread 0.40-0.60M | 1365 | Nr | AED | 19.75
2022-01 | 2 | 2.0304 |  | United Arab Emirates | Dubai | Hard & Soft Landscaping | Al Furjan | Package 5 Neighborhood | NAKHEEL | Proscape | Tender | 2022 | Fixed Price Lump Sum | SITE WORK | Landscaping | Groundcover; Including Additional Earthworks, Fertilizer And All Ancillary Works As Necessary; Afc; Baptist Plant (Alternanthera Ficoidea Creme); With Overall Height Of 0.20M, Minimum Spread 0.20M | 996 | Nr | AED | 2.5
2022-01 | 2 | 2.0304 |  | United Arab Emirates | Dubai | Hard & Soft Landscaping | Al Furjan | Package 5 Neighborhood | NAKHEEL | Proscape | Tender | 2022 | Fixed Price Lump Sum | SITE WORK | Landscaping | Groundcover; Including Additional Earthworks, Fertilizer And All Ancillary Works As Necessary; Aga; Chinese Violet (Asystasia Gangetica); With Overall Height Of 0.20M, Minimum Spread 0.20M | 2366 | Nr | AED | 3
2022-01 | 2 | 2.0304 |  | United Arab Emirates | Dubai | Hard & Soft Landscaping | Al Furjan | Package 5 Neighborhood | NAKHEEL | Proscape | Tender | 2022 | Fixed Price Lump Sum | SITE WORK | Landscaping | Groundcover; Including Additional Earthworks, Fertilizer And All Ancillary Works As Necessary; Cma; Natal Plum (Carissa Macrocarpha); With Overall Height Of 0.20M, Minimum Spread 0.20M | 840 | Nr | AED | 3.5
2022-01 | 2 | 2.0304 |  | United Arab Emirates | Dubai | Hard & Soft Landscaping | Al Furjan | Package 5 Neighborhood | NAKHEEL | Proscape | Tender | 2022 | Fixed Price Lump Sum | SITE WORK | Landscaping | Groundcover; Including Additional Earthworks, Fertilizer And All Ancillary Works As Necessary; Crr; Bright Eyes (Catharanthus Roseus "Red"); With Overall Height Of 0.20M, Minimum Spread 0.20M | 398 | Nr | AED | 2.25
2022-01 | 2 | 2.0304 |  | United Arab Emirates | Dubai | Hard & Soft Landscaping | Al Furjan | Package 5 Neighborhood | NAKHEEL | Proscape | Tender | 2022 | Fixed Price Lump Sum | SITE WORK | Landscaping | Groundcover; Including Additional Earthworks, Fertilizer And All Ancillary Works As Necessary; Fmi; Green Island (Ficus Microcarpa "Green Island"); With Overall Height Of 0.20M, Minimum Spread 0.20M | 503 | Nr | AED | 5.75
2022-01 | 2 | 2.0304 |  | United Arab Emirates | Dubai | Hard & Soft Landscaping | Al Furjan | Package 5 Neighborhood | NAKHEEL | Proscape | Tender | 2022 | Fixed Price Lump Sum | SITE WORK | Landscaping | Groundcover; Including Additional Earthworks, Fertilizer And All Ancillary Works As Necessary; Gri; Treasure Flower (Gazania Rigens Var. Uniflora); With Overall Height Of 0.20M, Minimum Spread 0.20M | 879 | Nr | AED | 3
2022-01 | 2 | 2.0304 |  | United Arab Emirates | Dubai | Hard & Soft Landscaping | Al Furjan | Package 5 Neighborhood | NAKHEEL | Proscape | Tender | 2022 | Fixed Price Lump Sum | SITE WORK | Landscaping | Groundcover; Including Additional Earthworks, Fertilizer And All Ancillary Works As Necessary; Hli; Beach Spider Lily (Hymenocallis Littoralis); With Overall Height Of 0.40-.060M, Minimum Spread 0.40-0.60M | 1838 | Nr | AED | 9
2022-01 | 2 | 2.0304 |  | United Arab Emirates | Dubai | Hard & Soft Landscaping | Al Furjan | Package 5 Neighborhood | NAKHEEL | Proscape | Tender | 2022 | Fixed Price Lump Sum | SITE WORK | Landscaping | Groundcover; Including Additional Earthworks, Fertilizer And All Ancillary Works As Necessary; Rtu; Ruellia (Ruellia Tuberosa); With Overall Height Of 0.40-0.60M, Minimum Spread 0.40-0.60M | 2411 | Nr | AED | 4.25
2022-01 | 2 | 2.0305 |  | United Arab Emirates | Dubai | Hard & Soft Landscaping | Al Furjan | Package 5 Neighborhood | NAKHEEL | Proscape | Tender | 2022 | Fixed Price Lump Sum | SITE WORK | Landscaping | Groundcover; Including Additional Earthworks, Fertilizer And All Ancillary Works As Necessary; Spo; Shoreline Purslane (Sesuvium Portulacastrum); With Overall Height Of 0.20M, Minimum Spread 0.20M | 876 | Nr | AED | 3
2022-01 | 2 | 2.0305 |  | United Arab Emirates | Dubai | Hard & Soft Landscaping | Al Furjan | Package 5 Neighborhood | NAKHEEL | Proscape | Tender | 2022 | Fixed Price Lump Sum | SITE WORK | Landscaping | Groundcover; Including Additional Earthworks, Fertilizer And All Ancillary Works As Necessary; Wtr; Vitex Rotundifolia (Wedelia Trilobata); With Overall Height Of 0.20M, Minimum Spread 0.20M | 1110 | Nr | AED | 2.5
2022-01 | 2 | 2.0305 |  | United Arab Emirates | Dubai | Hard & Soft Landscaping | Al Furjan | Package 5 Neighborhood | NAKHEEL | Proscape | Tender | 2022 | Fixed Price Lump Sum | SITE WORK | Landscaping | Grass; Additional Earthworks, Fertilizer And All Ancillary Works As Necessary; Pva; Seashore Paspalum (Paspalum Vaginatum) | 2946 | m² | AED | 9
2022-01 | 2 | 2.0305 |  | United Arab Emirates | Dubai | Hard & Soft Landscaping | Al Furjan | Package 5 Neighborhood | NAKHEEL | Proscape | Tender | 2022 | Fixed Price Lump Sum | SITE WORK | Landscaping | Planting Management; As Specification Section 32 93 00 ; Maintenance Period For 12 Months From The Date Of Taking Over Of The Whole Of The Work | 1 | Item | AED | 270000
2022-01 | 2 | 2.0305 |  | United Arab Emirates | Dubai | Hard & Soft Landscaping | Al Furjan | Package 5 Neighborhood | NAKHEEL | Proscape | Tender | 2022 | Fixed Price Lump Sum | SITE WORK | Landscaping | Sundries; Tree Stake; 50 X 50 X 3000Mm Long (2Nr) | 1038 | Nr | AED | 28
2022-01 | 2 | 2.0305 |  | United Arab Emirates | Dubai | Hard & Soft Landscaping | Al Furjan | Package 5 Neighborhood | NAKHEEL | Proscape | Tender | 2022 | Fixed Price Lump Sum | SITE WORK | Landscaping | Sundries; Adjustable Rubber Tree Ties; 35Mm; Color Black (2Nr.) | 1038 | Nr | AED | 14
2022-01 | 2 | 2.0305 |  | United Arab Emirates | Dubai | Hard & Soft Landscaping | Al Furjan | Package 5 Neighborhood | NAKHEEL | Proscape | Tender | 2022 | Fixed Price Lump Sum | SITE WORK | Landscaping | Sundries; Water Berming; As Drawing Nr. P5 L-825 | 11128 | m² | AED | 5.5
2022-01 | 2 | 2.0305 |  | United Arab Emirates | Dubai | Hard & Soft Landscaping | Al Furjan | Package 5 Neighborhood | NAKHEEL | Proscape | Tender | 2022 | Fixed Price Lump Sum | SITE WORK | Landscaping | Sundries; Aluminum Grass Edging; Permaloc Clean Line; 4.8Mm X 140Mm High; As Drawing Nr. P5 L-417 Detail 45 | 236 | m | AED | 66
2022-01 | 2 | 2.0305 |  | United Arab Emirates | Dubai | Hard & Soft Landscaping | Al Furjan | Package 5 Neighborhood | NAKHEEL | Proscape | Tender | 2022 | Fixed Price Lump Sum | SITE WORK | Landscaping | Sundries; Geotextile Membrane; To Planting; Including All Ancillary Works As Necessary; As Drawing Nr. L-823 | 39840 | m² | AED | 3
2022-01 | 2 | 2.0305 |  | United Arab Emirates | Dubai | Hard & Soft Landscaping | Al Furjan | Package 5 Neighborhood | NAKHEEL | Proscape | Tender | 2022 | Fixed Price Lump Sum | SITE WORK | Landscaping | Planting; Cas; Spider Lily (Crinum Asiaticum); With Overall Height Of 0.40-0.60M, Minimum Spread 0.40-0.60M | 85 | Nr | AED | 18.5
2022-01 | 2 | 2.0306 |  | United Arab Emirates | Dubai | Hard & Soft Landscaping | Al Furjan | Package 5 Neighborhood | NAKHEEL | Proscape | Tender | 2022 | Fixed Price Lump Sum | SITE WORK | Landscaping | Planting; Jsa; Rabian Jasmine (Jasminimu Sambac); With Overall Height Of 0.40M, Minimum Spread 0.40-0.60M | 235 | Nr | AED | 17.25
2022-01 | 2 | 2.0306 |  | United Arab Emirates | Dubai | Hard & Soft Landscaping | Al Furjan | Package 5 Neighborhood | NAKHEEL | Proscape | Tender | 2022 | Fixed Price Lump Sum | SITE WORK | Landscaping | Planting; Tdi; Crape Jasmine (Tabernaemontana Divaricata); With Overall Height Of 0.40-0.60M, Minimum Spread 0.40-0.60M | 651 | Nr | AED | 15
2022-01 | 2 | 2.0306 |  | United Arab Emirates | Dubai | Hard & Soft Landscaping | Al Furjan | Package 5 Neighborhood | NAKHEEL | Proscape | Tender | 2022 | Fixed Price Lump Sum | SITE WORK | Landscaping | Planting; Cma; Natal Plum (Carissa Macrocarpha); With Overall Height Of 0.20M, Minimum Spread 0.20M | 160 | Nr | AED | 3.5
2022-01 | 2 | 2.0306 |  | United Arab Emirates | Dubai | Hard & Soft Landscaping | Al Furjan | Package 5 Neighborhood | NAKHEEL | Proscape | Tender | 2022 | Fixed Price Lump Sum | SITE WORK | Landscaping | Planting; Hli; Beach Spider Lily (Hymenocallis Littoralis); With Overall Height Of 0.40-0.60M, Minimum Spread 0.40-0.60M | 328 | Nr | AED | 9
2022-01 | 2 | 2.0306 |  | United Arab Emirates | Dubai | Hard & Soft Landscaping | Al Furjan | Package 5 Neighborhood | NAKHEEL | Proscape | Tender | 2022 | Fixed Price Lump Sum | SITE WORK | Landscaping | Planting; Pva; Seashore Paspalum (Paspalum Vaginatum) | 318 | m² | AED | 9
2022-01 | 2 | 2.0306 |  | United Arab Emirates | Dubai | Hard & Soft Landscaping | Al Furjan | Package 5 Neighborhood | NAKHEEL | Proscape | Tender | 2022 | Fixed Price Lump Sum | CONCRETE WORK | Poured concrete | Plain Poured Concrete; Blinding; 50Mm Thick | 4 | m³ | AED | 435
2022-01 | 2 | 2.0306 |  | United Arab Emirates | Dubai | Hard & Soft Landscaping | Al Furjan | Package 5 Neighborhood | NAKHEEL | Proscape | Tender | 2022 | Fixed Price Lump Sum | CONCRETE WORK | Poured concrete | Plain Poured Concrete; Blinding; 100Mm Thick | 63 | m³ | AED | 435
2022-01 | 2 | 2.0306 |  | United Arab Emirates | Dubai | Hard & Soft Landscaping | Al Furjan | Package 5 Neighborhood | NAKHEEL | Proscape | Tender | 2022 | Fixed Price Lump Sum | CONCRETE WORK | Poured concrete | Reinforced Poured Concrete; Rc Base; 100Mm Thick; To Paving And Other Surface Finishes | 253 | m³ | AED | 450
2022-01 | 2 | 2.0306 |  | United Arab Emirates | Dubai | Hard & Soft Landscaping | Al Furjan | Package 5 Neighborhood | NAKHEEL | Proscape | Tender | 2022 | Fixed Price Lump Sum | CONCRETE WORK | Poured concrete | Reinforced Poured Concrete; Rc Base; 100Mm Thick; To Water Features | 11 | m³ | AED | 450
2022-01 | 2 | 2.0306 |  | United Arab Emirates | Dubai | Hard & Soft Landscaping | Al Furjan | Package 5 Neighborhood | NAKHEEL | Proscape | Tender | 2022 | Fixed Price Lump Sum | CONCRETE WORK | Poured concrete | Reinforced Poured Concrete; Raft Slab; 250Mm Thick | 20 | m³ | AED | 450
2022-01 | 2 | 2.0307 |  | United Arab Emirates | Dubai | Hard & Soft Landscaping | Al Furjan | Package 5 Neighborhood | NAKHEEL | Proscape | Tender | 2022 | Fixed Price Lump Sum | CONCRETE WORK | Poured concrete | Reinforced Poured Concrete; Retaining Walls; 200Mm Thick | 15 | m³ | AED | 450
2022-01 | 2 | 2.0307 |  | United Arab Emirates | Dubai | Hard & Soft Landscaping | Al Furjan | Package 5 Neighborhood | NAKHEEL | Proscape | Tender | 2022 | Fixed Price Lump Sum | CONCRETE WORK | Poured concrete | Reinforced Poured Concrete; Suspended Slab; 200Mm Thick | 14 | m³ | AED | 450
2022-01 | 2 | 2.0307 |  | United Arab Emirates | Dubai | Hard & Soft Landscaping | Al Furjan | Package 5 Neighborhood | NAKHEEL | Proscape | Tender | 2022 | Fixed Price Lump Sum | CONCRETE WORK | Poured concrete | Gunite; Including All Ancillary Works As Necessary; Slab On Grade; 200Mm Thick | 117 | m³ | AED | 500
2022-01 | 2 | 2.0307 |  | United Arab Emirates | Dubai | Hard & Soft Landscaping | Al Furjan | Package 5 Neighborhood | NAKHEEL | Proscape | Tender | 2022 | Fixed Price Lump Sum | CONCRETE WORK | Poured concrete | Gunite; Including All Ancillary Works As Necessary; Walls; 200Mm Thick | 14 | m³ | AED | 500
2022-01 | 2 | 2.0307 |  | United Arab Emirates | Dubai | Hard & Soft Landscaping | Al Furjan | Package 5 Neighborhood | NAKHEEL | Proscape | Tender | 2022 | Fixed Price Lump Sum | CONCRETE WORK | Poured concrete | Gunite; Including All Ancillary Works As Necessary; Walls; 450Mm Thick | 5 | m³ | AED | 500
2022-01 | 2 | 2.0307 |  | United Arab Emirates | Dubai | Hard & Soft Landscaping | Al Furjan | Package 5 Neighborhood | NAKHEEL | Proscape | Tender | 2022 | Fixed Price Lump Sum | CONCRETE WORK | Poured concrete | Gunite; Including All Ancillary Works As Necessary; Walls; 475Mm Thick | 6 | m³ | AED | 500
2022-01 | 2 | 2.0307 |  | United Arab Emirates | Dubai | Hard & Soft Landscaping | Al Furjan | Package 5 Neighborhood | NAKHEEL | Proscape | Tender | 2022 | Fixed Price Lump Sum | CONCRETE WORK | Poured concrete | Gunite; Including All Ancillary Works As Necessary; Coping; 210Mm Thick | 6 | m³ | AED | 500
2022-01 | 2 | 2.0307 |  | United Arab Emirates | Dubai | Hard & Soft Landscaping | Al Furjan | Package 5 Neighborhood | NAKHEEL | Proscape | Tender | 2022 | Fixed Price Lump Sum | CONCRETE WORK | Poured concrete | Gunite; Including All Ancillary Works As Necessary; Steps | 1 | m³ | AED | 500
2022-01 | 2 | 2.0307 |  | United Arab Emirates | Dubai | Hard & Soft Landscaping | Al Furjan | Package 5 Neighborhood | NAKHEEL | Proscape | Tender | 2022 | Fixed Price Lump Sum | CONCRETE WORK | Poured concrete | Gunite; Including All Ancillary Works As Necessary; Thickening | 2 | m³ | AED | 500
2022-01 | 2 | 2.0307 |  | United Arab Emirates | Dubai | Hard & Soft Landscaping | Al Furjan | Package 5 Neighborhood | NAKHEEL | Proscape | Tender | 2022 | Fixed Price Lump Sum | CONCRETE WORK | Reinforcement | Reinforcement; To Pool Shower Slab; Bar Diameter (Varies) (Rate Only) | 1 | t | AED | 4711
2022-01 | 2 | 2.0308 |  | United Arab Emirates | Dubai | Hard & Soft Landscaping | Al Furjan | Package 5 Neighborhood | NAKHEEL | Proscape | Tender | 2022 | Fixed Price Lump Sum | CONCRETE WORK | Reinforcement | Reinforcement; To Pump Room; Raft Slab (Diameter Varies) | 1.5 | t | AED | 4711
2022-01 | 2 | 2.0308 |  | United Arab Emirates | Dubai | Hard & Soft Landscaping | Al Furjan | Package 5 Neighborhood | NAKHEEL | Proscape | Tender | 2022 | Fixed Price Lump Sum | CONCRETE WORK | Reinforcement | Reinforcement; To Pump Room; Retaining Walls (Diameter Varies) | 1.37 | t | AED | 4711
2022-01 | 2 | 2.0308 |  | United Arab Emirates | Dubai | Hard & Soft Landscaping | Al Furjan | Package 5 Neighborhood | NAKHEEL | Proscape | Tender | 2022 | Fixed Price Lump Sum | CONCRETE WORK | Reinforcement | Reinforcement; To Pump Room; Suspended Slab (Diameter Varies) | 1.37 | t | AED | 4711
2022-01 | 2 | 2.0308 |  | United Arab Emirates | Dubai | Hard & Soft Landscaping | Al Furjan | Package 5 Neighborhood | NAKHEEL | Proscape | Tender | 2022 | Fixed Price Lump Sum | CONCRETE WORK | Reinforcement | A142 Mesh (1 Layer); To Rc Base | 2435 | m² | AED | 16
2022-01 | 2 | 2.0308 |  | United Arab Emirates | Dubai | Hard & Soft Landscaping | Al Furjan | Package 5 Neighborhood | NAKHEEL | Proscape | Tender | 2022 | Fixed Price Lump Sum | CONCRETE WORK | Reinforcement | A393 Mesh (2 Layers); Mesh; To Slab On Grade (Including Thickening) | 585 | m² | AED | 64
2022-01 | 2 | 2.0308 |  | United Arab Emirates | Dubai | Hard & Soft Landscaping | Al Furjan | Package 5 Neighborhood | NAKHEEL | Proscape | Tender | 2022 | Fixed Price Lump Sum | CONCRETE WORK | Reinforcement | A393 Mesh (2 Layers); Mesh; To Walls | 92 | m² | AED | 64
2022-01 | 2 | 2.0308 |  | United Arab Emirates | Dubai | Hard & Soft Landscaping | Al Furjan | Package 5 Neighborhood | NAKHEEL | Proscape | Tender | 2022 | Fixed Price Lump Sum | CONCRETE WORK | Reinforcement | A393 Mesh (2 Layers); Mesh; To Coping | 29 | m² | AED | 64
2022-01 | 2 | 2.0308 |  | United Arab Emirates | Dubai | Hard & Soft Landscaping | Al Furjan | Package 5 Neighborhood | NAKHEEL | Proscape | Tender | 2022 | Fixed Price Lump Sum | CONCRETE WORK | Reinforcement | A393 Mesh (2 Layers); Mesh; To Steps | 2 | m² | AED | 64
2022-01 | 2 | 2.0308 |  | United Arab Emirates | Dubai | Hard & Soft Landscaping | Al Furjan | Package 5 Neighborhood | NAKHEEL | Proscape | Tender | 2022 | Fixed Price Lump Sum | CONCRETE WORK | Shuttering | Shuttering; Sides Of Raft Slab | 9 | m² | AED | 55
2022-01 | 2 | 2.0308 |  | United Arab Emirates | Dubai | Hard & Soft Landscaping | Al Furjan | Package 5 Neighborhood | NAKHEEL | Proscape | Tender | 2022 | Fixed Price Lump Sum | CONCRETE WORK | Shuttering | Shuttering; Sides Of Retaining Walls | 147 | m² | AED | 105
2022-01 | 2 | 2.0309 |  | United Arab Emirates | Dubai | Hard & Soft Landscaping | Al Furjan | Package 5 Neighborhood | NAKHEEL | Proscape | Tender | 2022 | Fixed Price Lump Sum | CONCRETE WORK | Shuttering | Shuttering; Soffits Of Suspended Slab | 72 | m² | AED | 105
2022-01 | 2 | 2.0309 |  | United Arab Emirates | Dubai | Hard & Soft Landscaping | Al Furjan | Package 5 Neighborhood | NAKHEEL | Proscape | Tender | 2022 | Fixed Price Lump Sum | CONCRETE WORK | Shuttering | Shuttering; Edges Of Slab; Not Exceeding 300Mm | 4 | m | AED | 55
2022-01 | 2 | 2.0309 |  | United Arab Emirates | Dubai | Hard & Soft Landscaping | Al Furjan | Package 5 Neighborhood | NAKHEEL | Proscape | Tender | 2022 | Fixed Price Lump Sum | CONCRETE WORK | Shuttering | Embedded Shuttering; Hollow Blockwall; Bedded And Jointed In Cement And Sand Mortar; Including Concrete Footing, Damp Proof Course, Expanded Metal Mesh, Grout, Horizontal Bed Joint Reinforcement As Required And All Necessary Fixing Accessories, Flashings, Ties, Anchors And The Like; 150Mm Thick; Below Grade | 68 | m² | AED | 150
2022-01 | 2 | 2.0309 |  | United Arab Emirates | Dubai | Hard & Soft Landscaping | Al Furjan | Package 5 Neighborhood | NAKHEEL | Proscape | Tender | 2022 | Fixed Price Lump Sum | CONCRETE WORK | Shuttering | Embedded Shuttering; Hollow Blockwall; Bedded And Jointed In Cement And Sand Mortar; Including Concrete Footing, Damp Proof Course, Expanded Metal Mesh, Grout, Horizontal Bed Joint Reinforcement As Required And All Necessary Fixing Accessories, Flashings, Ties, Anchors And The Like; 300Mm Thick; Above Grade; Curved | 14 | m² | AED | 267
2022-01 | 2 | 2.0309 |  | United Arab Emirates | Dubai | Hard & Soft Landscaping | Al Furjan | Package 5 Neighborhood | NAKHEEL | Proscape | Tender | 2022 | Fixed Price Lump Sum | CONCRETE WORK | Poured concrete | Sundries; Protection Screed; 50Mm Thick | 79 | m² | AED | 39
2022-01 | 2 | 2.0309 |  | United Arab Emirates | Dubai | Hard & Soft Landscaping | Al Furjan | Package 5 Neighborhood | NAKHEEL | Proscape | Tender | 2022 | Fixed Price Lump Sum | METALWORK | Non structural metalwork | Pergolas; Fixed To Concrete Base; Comprising Hot Dipped Galvanized Steel 200X100X5Mm Thick Purlins, 200X200X5Mm Thick Beam And 250X250X5Mm Thick Post; In Light Grey; Including Alphaltic Acrylic Urethane Coating, Concrete, Formwork, Excavation, Disposal, Backfilling, Anchor Bolts, Fixings, Supports And All Ancillary Works As Necessary; As Drawing Nr. P5 L-410 Detail 28 And 29; Type 1; 3110Mm High | 353 | m² | AED | 3240
2022-01 | 2 | 2.0309 |  | United Arab Emirates | Dubai | Hard & Soft Landscaping | Al Furjan | Package 5 Neighborhood | NAKHEEL | Proscape | Tender | 2022 | Fixed Price Lump Sum | METALWORK | Non structural metalwork | Pergolas; Fixed To Concrete Base; Comprising Hot Dipped Galvanized Steel 200X100X5Mm Thick Purlins, 200X200X5Mm Thick Beam And 250X250X5Mm Thick Post; In Light Grey; Including Alphaltic Acrylic Urethane Coating, Concrete, Formwork, Excavation, Disposal, Backfilling, Anchor Bolts, Fixings, Supports And All Ancillary Works As Necessary; As Drawing Nr. P5 L-410 Detail 28 And 29; Type 2; Overall Dimension W3000 X L7040 X 4000Mm High | 42 | m² | AED | 2789
2022-01 | 2 | 2.0309 |  | United Arab Emirates | Dubai | Hard & Soft Landscaping | Al Furjan | Package 5 Neighborhood | NAKHEEL | Proscape | Tender | 2022 | Fixed Price Lump Sum | METALWORK | Non structural metalwork | Tents; Fixed To Concrete Base; Comprising Powder Coated Galvanized Steel Post 219~405Mm Diameter, Knitted Shade Cloth; Including Chs Post, Stainless Steel Chain Anchor Bolts, Concrete, Formwork, Reinforcement, Blindings, Polyethylene Sheet, Excavation, Disposal, Backfilling, Compacted Ground 95% Of Mdd, Bitumen Paint, Anchor Bolts, Fixings, Supports And All Ancillary Works As Necessary; Supports, Fixings And All Ancillary Works As Necessary; As Drawing Nr. P5 L-411 To L-415; Tent Type 01; Coverage Area 188M² (Measured On Plan), 9000Mm High | 1 | Nr | AED | 75695
2022-01 | 2 | 2.0309 |  | United Arab Emirates | Dubai | Hard & Soft Landscaping | Al Furjan | Package 5 Neighborhood | NAKHEEL | Proscape | Tender | 2022 | Fixed Price Lump Sum | METALWORK | Non structural metalwork | Tents; Fixed To Concrete Base; Comprising Powder Coated Galvanized Steel Post 219~405Mm Diameter, Knitted Shade Cloth; Including Chs Post, Stainless Steel Chain Anchor Bolts, Concrete, Formwork, Reinforcement, Blindings, Polyethylene Sheet, Excavation, Disposal, Backfilling, Compacted Ground 95% Of Mdd, Bitumen Paint, Anchor Bolts, Fixings, Supports And All Ancillary Works As Necessary; Supports, Fixings And All Ancillary Works As Necessary; As Drawing Nr. P5 L-411 To L-415; Tent Type 02; Coverage Area 182M² (Measured On Plan), 8000Mm High | 1 | Nr | AED | 73279
2022-01 | 2 | 2.0309 |  | United Arab Emirates | Dubai | Hard & Soft Landscaping | Al Furjan | Package 5 Neighborhood | NAKHEEL | Proscape | Tender | 2022 | Fixed Price Lump Sum | METALWORK | Non structural metalwork | Tents; Fixed To Concrete Base; Comprising Powder Coated Galvanized Steel Post 219~405Mm Diameter, Knitted Shade Cloth; Including Chs Post, Stainless Steel Chain Anchor Bolts, Concrete, Formwork, Reinforcement, Blindings, Polyethylene Sheet, Excavation, Disposal, Backfilling, Compacted Ground 95% Of Mdd, Bitumen Paint, Anchor Bolts, Fixings, Supports And All Ancillary Works As Necessary; Supports, Fixings And All Ancillary Works As Necessary; As Drawing Nr. P5 L-411 To L-415; Tent Type 03; Coverage Area 75M² (Measured On Plan), 4000Mm High | 1 | Nr | AED | 32211
2022-01 | 2 | 2.031 |  | United Arab Emirates | Dubai | Hard & Soft Landscaping | Al Furjan | Package 5 Neighborhood | NAKHEEL | Proscape | Tender | 2022 | Fixed Price Lump Sum | METALWORK | Non structural metalwork | Tents; Fixed To Concrete Base; Comprising Powder Coated Galvanized Steel Post 219~405Mm Diameter, Knitted Shade Cloth; Including Chs Post, Stainless Steel Chain Anchor Bolts, Concrete, Formwork, Reinforcement, Blindings, Polyethylene Sheet, Excavation, Disposal, Backfilling, Compacted Ground 95% Of Mdd, Bitumen Paint, Anchor Bolts, Fixings, Supports And All Ancillary Works As Necessary; Supports, Fixings And All Ancillary Works As Necessary; As Drawing Nr. P5 L-411 To L-415; Tent Type 04; Coverage Area 376M² (Measured On Plan), 8000Mm High | 1 | Nr | AED | 151389
2022-01 | 2 | 2.031 |  | United Arab Emirates | Dubai | Hard & Soft Landscaping | Al Furjan | Package 5 Neighborhood | NAKHEEL | Proscape | Tender | 2022 | Fixed Price Lump Sum | METALWORK | Non structural metalwork | Tents; Fixed To Concrete Base; Comprising Powder Coated Galvanized Steel Post 219~405Mm Diameter, Knitted Shade Cloth; Including Chs Post, Stainless Steel Chain Anchor Bolts, Concrete, Formwork, Reinforcement, Blindings, Polyethylene Sheet, Excavation, Disposal, Backfilling, Compacted Ground 95% Of Mdd, Bitumen Paint, Anchor Bolts, Fixings, Supports And All Ancillary Works As Necessary; Supports, Fixings And All Ancillary Works As Necessary; As Drawing Nr. P5 L-411 To L-415; Tent Type 05; Coverage Area 148M² (Measured On Plan), 5333Mm High | 1 | Nr | AED | 59589
2022-01 | 2 | 2.031 |  | United Arab Emirates | Dubai | Hard & Soft Landscaping | Al Furjan | Package 5 Neighborhood | NAKHEEL | Proscape | Tender | 2022 | Fixed Price Lump Sum | METALWORK | Non structural metalwork | Tents; Fixed To Concrete Base; Comprising Powder Coated Galvanized Steel Post 219~405Mm Diameter, Knitted Shade Cloth; Including Chs Post, Stainless Steel Chain Anchor Bolts, Concrete, Formwork, Reinforcement, Blindings, Polyethylene Sheet, Excavation, Disposal, Backfilling, Compacted Ground 95% Of Mdd, Bitumen Paint, Anchor Bolts, Fixings, Supports And All Ancillary Works As Necessary; Supports, Fixings And All Ancillary Works As Necessary; As Drawing Nr. P5 L-411 To L-415; Tent Type 06; Coverage Area 199M² (Measured On Plan), 4500Mm High | 1 | Nr | AED | 80124
2022-01 | 2 | 2.031 |  | United Arab Emirates | Dubai | Hard & Soft Landscaping | Al Furjan | Package 5 Neighborhood | NAKHEEL | Proscape | Tender | 2022 | Fixed Price Lump Sum | METALWORK | Non structural metalwork | Tents; Fixed To Concrete Base; Comprising Powder Coated Galvanized Steel Post 219~405Mm Diameter, Knitted Shade Cloth; Including Chs Post, Stainless Steel Chain Anchor Bolts, Concrete, Formwork, Reinforcement, Blindings, Polyethylene Sheet, Excavation, Disposal, Backfilling, Compacted Ground 95% Of Mdd, Bitumen Paint, Anchor Bolts, Fixings, Supports And All Ancillary Works As Necessary; Supports, Fixings And All Ancillary Works As Necessary; As Drawing Nr. P5 L-411 To L-415; Tent Type 07; Coverage Area 71M² (Measured On Plan), 4500Mm High | 1 | Nr | AED | 29526
2022-01 | 2 | 2.031 |  | United Arab Emirates | Dubai | Hard & Soft Landscaping | Al Furjan | Package 5 Neighborhood | NAKHEEL | Proscape | Tender | 2022 | Fixed Price Lump Sum | METALWORK | Non structural metalwork | Tents; Fixed To Concrete Base; Comprising Powder Coated Galvanized Steel Post 219~405Mm Diameter, Knitted Shade Cloth; Including Chs Post, Stainless Steel Chain Anchor Bolts, Concrete, Formwork, Reinforcement, Blindings, Polyethylene Sheet, Excavation, Disposal, Backfilling, Compacted Ground 95% Of Mdd, Bitumen Paint, Anchor Bolts, Fixings, Supports And All Ancillary Works As Necessary; Supports, Fixings And All Ancillary Works As Necessary; As Drawing Nr. P5 L-411 To L-415; Tent Type 08; Coverage Area 241M² (Measured On Plan), 4500Mm High | 1 | Nr | AED | 97034
2022-01 | 2 | 2.031 |  | United Arab Emirates | Dubai | Hard & Soft Landscaping | Al Furjan | Package 5 Neighborhood | NAKHEEL | Proscape | Tender | 2022 | Fixed Price Lump Sum | METALWORK | Non structural metalwork | Tents; Fixed To Concrete Base; Comprising Powder Coated Galvanized Steel Post 219~405Mm Diameter, Knitted Shade Cloth; Including Chs Post, Stainless Steel Chain Anchor Bolts, Concrete, Formwork, Reinforcement, Blindings, Polyethylene Sheet, Excavation, Disposal, Backfilling, Compacted Ground 95% Of Mdd, Bitumen Paint, Anchor Bolts, Fixings, Supports And All Ancillary Works As Necessary; Supports, Fixings And All Ancillary Works As Necessary; As Drawing Nr. P5 L-411 To L-415; Tent Type 09; Coverage Area 122M² (Measured On Plan), 4500Mm High | 1 | Nr | AED | 49121
2022-01 | 2 | 2.031 |  | United Arab Emirates | Dubai | Hard & Soft Landscaping | Al Furjan | Package 5 Neighborhood | NAKHEEL | Proscape | Tender | 2022 | Fixed Price Lump Sum | METALWORK | Non structural metalwork | Tents; Fixed To Concrete Base; Comprising Powder Coated Galvanized Steel Post 219~405Mm Diameter, Knitted Shade Cloth; Including Chs Post, Stainless Steel Chain Anchor Bolts, Concrete, Formwork, Reinforcement, Blindings, Polyethylene Sheet, Excavation, Disposal, Backfilling, Compacted Ground 95% Of Mdd, Bitumen Paint, Anchor Bolts, Fixings, Supports And All Ancillary Works As Necessary; Supports, Fixings And All Ancillary Works As Necessary; As Drawing Nr. P5 L-411 To L-415; Tent Type 10; Coverage Area 39M² (Measured On Plan), 4500Mm High | 1 | Nr | AED | 18947
2022-01 | 2 | 2.031 |  | United Arab Emirates | Dubai | Hard & Soft Landscaping | Al Furjan | Package 5 Neighborhood | NAKHEEL | Proscape | Tender | 2022 | Fixed Price Lump Sum | METALWORK | Non structural metalwork | Chainlink; Fixed To Concrete Post; Comprising 2.5/3.55Mm Galvanised Pvc Coated Wiremesh, Pvc Coated Green Linewire, G.I Pipe Top, Intermediate Post And Bottom Rail, Including Metal Frame, Support, Finishes, Concrete, Formwork, Reinforcement, Excavation, Disposal, Backfill, Ironmongery And All Ancillary Works As Necessary; As Drawing Nr. P5 L-407 And L-408; 4000Mm High; To Muga Court (Whole And Half Court) | 188 | m | AED | 483
2022-01 | 2 | 2.031 |  | United Arab Emirates | Dubai | Hard & Soft Landscaping | Al Furjan | Package 5 Neighborhood | NAKHEEL | Proscape | Tender | 2022 | Fixed Price Lump Sum | METALWORK | Non structural metalwork | Chainlink; Fixed To Concrete Post; Comprising 2.5/3.55Mm Galvanised Pvc Coated Wiremesh, Pvc Coated Green Linewire, G.I Pipe Top, Intermediate Post And Bottom Rail, Including Metal Frame, Support, Finishes, Concrete, Formwork, Reinforcement, Excavation, Disposal, Backfill, Ironmongery And All Ancillary Works As Necessary; As Drawing Nr. P5 L-407 And L-408; Extra Over For Double Leaf Gate 2000 X 2400Mm High | 2 | Nr | AED | 5905
2022-01 | 2 | 2.031 |  | United Arab Emirates | Dubai | Hard & Soft Landscaping | Al Furjan | Package 5 Neighborhood | NAKHEEL | Proscape | Tender | 2022 | Fixed Price Lump Sum | METALWORK | Non structural metalwork | Basketball Goal And Posts; Anchored To Concrete Foundation; Comprising; Shs Steel Post, Height Adjustment Rod, Backboard Padding, Acrylic Adjustable Backboard, Ring And Net; Including Concrete, Formwork, Reinforcement, Excavation, Disposal, Backfill, Bolts, Support, Fixings And All Ancillary Works As Necessary; As Drawing Nr. P5 L-408 Detail C1; To Muga Court; Height Varies 2300~3050Mm | 3 | Nr | AED | 10737
2022-01 | 2 | 2.0311 |  | United Arab Emirates | Dubai | Hard & Soft Landscaping | Al Furjan | Package 5 Neighborhood | NAKHEEL | Proscape | Tender | 2022 | Fixed Price Lump Sum | METALWORK | Non structural metalwork | Paddle Board Court Fence; Comprising 2Mm Thick Prefabricated Steel Panels, Electro Welded Steel Mesh Pu Coated, 10Mm Thick Tempered Glass Panels; Including Metal Support, Concrete, Formwork, Reinforcement, Compacted Subbase, Excavation, Disposal, Backfilling, Polyethylene Sheet, Prefabricated Steel Tube And All Ancillary Works As Necessary; As Drawing Nr. P5 L-409 Detail G1; 3000Mm High | 33 | m | AED | 1611
2022-01 | 2 | 2.0311 |  | United Arab Emirates | Dubai | Hard & Soft Landscaping | Al Furjan | Package 5 Neighborhood | NAKHEEL | Proscape | Tender | 2022 | Fixed Price Lump Sum | METALWORK | Non structural metalwork | Paddle Board Court Fence; Comprising 2Mm Thick Prefabricated Steel Panels, Electro Welded Steel Mesh Pu Coated, 10Mm Thick Tempered Glass Panels; Including Metal Support, Concrete, Formwork, Reinforcement, Compacted Subbase, Excavation, Disposal, Backfilling, Polyethylene Sheet, Prefabricated Steel Tube And All Ancillary Works As Necessary; As Drawing Nr. P5 L-409 Detail G1; 4000Mm High | 27 | m | AED | 2147
2022-01 | 2 | 2.0311 |  | United Arab Emirates | Dubai | Hard & Soft Landscaping | Al Furjan | Package 5 Neighborhood | NAKHEEL | Proscape | Tender | 2022 | Fixed Price Lump Sum | METALWORK | Non structural metalwork | Paddle Board Court Fence; Comprising 2Mm Thick Prefabricated Steel Panels, Electro Welded Steel Mesh Pu Coated, 10Mm Thick Tempered Glass Panels; Including Metal Support, Concrete, Formwork, Reinforcement, Compacted Subbase, Excavation, Disposal, Backfilling, Polyethylene Sheet, Prefabricated Steel Tube And All Ancillary Works As Necessary; As Drawing Nr. P5 L-409 Detail G1; Extra Over Double Leaf Gate 3000 X 2000Mm High | 1 | Nr | AED | 4832
2022-01 | 2 | 2.0311 |  | United Arab Emirates | Dubai | Hard & Soft Landscaping | Al Furjan | Package 5 Neighborhood | NAKHEEL | Proscape | Tender | 2022 | Fixed Price Lump Sum | METALWORK | Non structural metalwork | Tennis Posts And Nets; Comprising Aluminum Ground Sleeve, 100 X 100Mm Square Type Padel Tennis Post, Padel Tennis Braided Net 3Mm Diameter With 45Mm Single Mesh With Pes Headband; Including Concrete, Formwork, Reinforcement, Excavation, Disposal, Reinforcement, Finishes, Fixings And All Ancillary Works; As Drawing Nr. P5 L-407 Detail Z; 920Mm High; To Paddle Board Court | 2 | Nr | AED | 6442
2022-01 | 2 | 2.0311 |  | United Arab Emirates | Dubai | Hard & Soft Landscaping | Al Furjan | Package 5 Neighborhood | NAKHEEL | Proscape | Tender | 2022 | Fixed Price Lump Sum | METALWORK | Non structural metalwork | Metal Fence And Gates; Fixed To Concrete Base; Comprising Hot Dipped Galvanised Steel Top Rail, Intermediate Bars, Bottom Rail, Gate Post And Frame; In Aliphatic Acrylic Urethane Coating; Including Concrete, Formwork, Reinforcement, Excavation, Disposal, Backfilling, Ironmongery, Anchor Bolts, Metal Supports, Fixings And All Ancillary Works As Necessary; As Drawing Nr. P5 L-416 Detail 42; 1200Mm High | 390 | m | AED | 921
2022-01 | 2 | 2.0311 |  | United Arab Emirates | Dubai | Hard & Soft Landscaping | Al Furjan | Package 5 Neighborhood | NAKHEEL | Proscape | Tender | 2022 | Fixed Price Lump Sum | METALWORK | Non structural metalwork | Metal Fence And Gates; Fixed To Concrete Base; Comprising Hot Dipped Galvanised Steel Top Rail, Intermediate Bars, Bottom Rail, Gate Post And Frame; In Aliphatic Acrylic Urethane Coating; Including Concrete, Formwork, Reinforcement, Excavation, Disposal, Backfilling, Ironmongery, Anchor Bolts, Metal Supports, Fixings And All Ancillary Works As Necessary; As Drawing Nr. P5 L-416 Detail 42; Extra Over Double Leaf Gate 1950 X 1150Mm High; With Child Safe Lock | 4 | Nr | AED | 4584
2022-01 | 2 | 2.0311 |  | United Arab Emirates | Dubai | Hard & Soft Landscaping | Al Furjan | Package 5 Neighborhood | NAKHEEL | Proscape | Tender | 2022 | Fixed Price Lump Sum | THERMAL AND MOISTURE PROTECTION | Coverings and linings | Waterproofing System; Including Surface Preparation, Protection, Accessories And All Ancillary Works As Necessary; Waterproofing Membrane System; To Pools; Comprising 2 Layer 4Mm Thick Sbs Membrane And 4Mm Thick Protection Board; To Horizontal | 614 | m² | AED | 91
2022-01 | 2 | 2.0311 |  | United Arab Emirates | Dubai | Hard & Soft Landscaping | Al Furjan | Package 5 Neighborhood | NAKHEEL | Proscape | Tender | 2022 | Fixed Price Lump Sum | THERMAL AND MOISTURE PROTECTION | Coverings and linings | Waterproofing System; Including Surface Preparation, Protection, Accessories And All Ancillary Works As Necessary; Waterproofing Membrane System; To Pools; Comprising 2 Layer 4Mm Thick Sbs Membrane And 4Mm Thick Protection Board; To Vertical | 83 | m² | AED | 94
2022-01 | 2 | 2.0311 |  | United Arab Emirates | Dubai | Hard & Soft Landscaping | Al Furjan | Package 5 Neighborhood | NAKHEEL | Proscape | Tender | 2022 | Fixed Price Lump Sum | THERMAL AND MOISTURE PROTECTION | Coverings and linings | Waterproofing System; Including Surface Preparation, Protection, Accessories And All Ancillary Works As Necessary; Waterproofing System To Pool Shower; To Horizontal | 4 | m² | AED | 91
2022-01 | 2 | 2.0311 |  | United Arab Emirates | Dubai | Hard & Soft Landscaping | Al Furjan | Package 5 Neighborhood | NAKHEEL | Proscape | Tender | 2022 | Fixed Price Lump Sum | THERMAL AND MOISTURE PROTECTION | Coverings and linings | Waterproofing System; Including Surface Preparation, Protection, Accessories And All Ancillary Works As Necessary; Waterproofing System To Pool Shower; To Curved Wall | 28 | m² | AED | 94
2022-01 | 2 | 2.0312 |  | United Arab Emirates | Dubai | Hard & Soft Landscaping | Al Furjan | Package 5 Neighborhood | NAKHEEL | Proscape | Tender | 2022 | Fixed Price Lump Sum | THERMAL AND MOISTURE PROTECTION | Coverings and linings | Waterproofing System; Including Surface Preparation, Protection, Accessories And All Ancillary Works As Necessary; Waterproofing System To Pump Room; To Horizontal | 79 | m² | AED | 91
2022-01 | 2 | 2.0312 |  | United Arab Emirates | Dubai | Hard & Soft Landscaping | Al Furjan | Package 5 Neighborhood | NAKHEEL | Proscape | Tender | 2022 | Fixed Price Lump Sum | THERMAL AND MOISTURE PROTECTION | Coverings and linings | Waterproofing System; Including Surface Preparation, Protection, Accessories And All Ancillary Works As Necessary; Waterproofing System To Pump Room; To Vertical | 74 | m² | AED | 94
2022-01 | 2 | 2.0312 |  | United Arab Emirates | Dubai | Hard & Soft Landscaping | Al Furjan | Package 5 Neighborhood | NAKHEEL | Proscape | Tender | 2022 | Fixed Price Lump Sum | THERMAL AND MOISTURE PROTECTION | Coverings and linings | Sundries; Concrete Protection To Dry Deck; Horizontal | 108 | m² | AED | 16
2022-01 | 2 | 2.0312 |  | United Arab Emirates | Dubai | Hard & Soft Landscaping | Al Furjan | Package 5 Neighborhood | NAKHEEL | Proscape | Tender | 2022 | Fixed Price Lump Sum | THERMAL AND MOISTURE PROTECTION | Coverings and linings | Sundries; 1000 Gauge Polythene Sheet; To Swimming And Kid'S Pool | 625 | m² | AED | 4
2022-01 | 2 | 2.0312 |  | United Arab Emirates | Dubai | Hard & Soft Landscaping | Al Furjan | Package 5 Neighborhood | NAKHEEL | Proscape | Tender | 2022 | Fixed Price Lump Sum | THERMAL AND MOISTURE PROTECTION | Coverings and linings | Sundries; Terram Layer; To Dry Deck | 108 | m² | AED | 5
2022-01 | 2 | 2.0312 |  | United Arab Emirates | Dubai | Hard & Soft Landscaping | Al Furjan | Package 5 Neighborhood | NAKHEEL | Proscape | Tender | 2022 | Fixed Price Lump Sum | THERMAL AND MOISTURE PROTECTION | Coverings and linings | Sundries; 2 Layers Of Flex Crete (Sodap) Waterproofing With 1 Layer Of F20 Fiberglass Mesh To The Entire Shell; As Drawing Nr. L-502 | 617 | m² | AED | 62
2022-01 | 2 | 2.0312 |  | United Arab Emirates | Dubai | Hard & Soft Landscaping | Al Furjan | Package 5 Neighborhood | NAKHEEL | Proscape | Tender | 2022 | Fixed Price Lump Sum | ACCESSORIES | Generally | Directional Signages; Including Finishes, Frames, Lighting, Cables, Termination To The Nearest Power Supply, Supports, Anchors, Bolts, Accessories And All Ancillary Works As Necessary; Type Int-Dr01; Amenity Directional Sign; Fixed To Walls; Comprising Aluminum Cladding In Ral 7024 | 1 | Nr | AED | 1399
2022-01 | 2 | 2.0312 |  | United Arab Emirates | Dubai | Hard & Soft Landscaping | Al Furjan | Package 5 Neighborhood | NAKHEEL | Proscape | Tender | 2022 | Fixed Price Lump Sum | ACCESSORIES | Generally | Identification Signages; Including Finishes, Frames, Supports, Anchors, Bolts, Accessories And All Ancillary Works As Necessary; Type Int-Id01; Amenity Identification Sign (Foh); Comprising 10Mm Thick Aluminum Sheet With Chamfered Edge In Ral 7024, Screen Printed Graphics In Ral 9016 With 3M Vhb Double Sided Tape | 8 | Nr | AED | 363
2022-01 | 2 | 2.0312 |  | United Arab Emirates | Dubai | Hard & Soft Landscaping | Al Furjan | Package 5 Neighborhood | NAKHEEL | Proscape | Tender | 2022 | Fixed Price Lump Sum | ACCESSORIES | Generally | Identification Signages; Including Finishes, Frames, Supports, Anchors, Bolts, Accessories And All Ancillary Works As Necessary; Type Int-Id02; Room Identification Sign (Foh); Comprising 10Mm Thick Aluminum Sheet With Chamfered Edge In Ral 7024, Screen Printed Graphics In Ral 9016 With 3M Vhb Double Sided Tape | 12 | Nr | AED | 334
2022-01 | 2 | 2.0312 |  | United Arab Emirates | Dubai | Hard & Soft Landscaping | Al Furjan | Package 5 Neighborhood | NAKHEEL | Proscape | Tender | 2022 | Fixed Price Lump Sum | ACCESSORIES | Generally | Identification Signages; Including Finishes, Frames, Supports, Anchors, Bolts, Accessories And All Ancillary Works As Necessary; Type Int-Id04; Room Identification Sign (Boh); Comprising 3Mm Thick Aluminum Sheet To Match Artwork Color With 3M Vhb Double Sided Tape | 2 | Nr | AED | 150
2022-01 | 2 | 2.0313 |  | United Arab Emirates | Dubai | Hard & Soft Landscaping | Al Furjan | Package 5 Neighborhood | NAKHEEL | Proscape | Tender | 2022 | Fixed Price Lump Sum | ACCESSORIES | Generally | Rules And Regulations Signages; Including Finishes, Frames, Supports, Anchors, Bolts, Accessories And All Ancillary Works As Necessary; Type Int-Rg01; Facility Rules & Regulation Sign; Comprising 10Mm Thick Aluminum Sheet With Chamfered Edge In Ral 7024, Screen Printed Graphics In Ral 9016 Welded Directly To Back Panel With Provision For Chemical Adhesive | 3 | Nr | AED | 1311
2022-01 | 2 | 2.0313 |  | United Arab Emirates | Dubai | Hard & Soft Landscaping | Al Furjan | Package 5 Neighborhood | NAKHEEL | Proscape | Tender | 2022 | Fixed Price Lump Sum | ACCESSORIES | Generally | Rules And Regulations Signages; Including Finishes, Frames, Supports, Anchors, Bolts, Accessories And All Ancillary Works As Necessary; Type Int-Rg02; No Smoking Sign; Comprising 10Mm Thick Aluminum Sheet With Chamfered Edge In Ral 7024, Screen Printed Graphics In Ral 9016 With 3M Vhb Double Sided Tape | 1 | Nr | AED | 334
2022-01 | 2 | 2.0313 |  | United Arab Emirates | Dubai | Hard & Soft Landscaping | Al Furjan | Package 5 Neighborhood | NAKHEEL | Proscape | Tender | 2022 | Fixed Price Lump Sum | FURNISHINGS | Generally | Planters; In Cornsteel And Hardwood Circular Tree Isles; Including All Ancillary Works As Necessary; Overall Diameter 3000Mm With 500Mm Sitting Width | 6 | Nr | AED | 32469
2022-01 | 2 | 2.0313 |  | United Arab Emirates | Dubai | Hard & Soft Landscaping | Al Furjan | Package 5 Neighborhood | NAKHEEL | Proscape | Tender | 2022 | Fixed Price Lump Sum | FURNISHINGS | Generally | Curved Seatwalls; Fixed To Concrete Base; In Precast Concrete; Signal White; Diamond Cut Finish; Including Concrete, Formwork, Reinforcement, Excavation, Disposal, Backfill, Concrete Protection And All Ancillary Works As Necessary; As Drawing Nr. P5 L-417 Detail 46; Size 500Mm Wide X 500Mm High | 183 | m | AED | 1237
2022-01 | 2 | 2.0313 |  | United Arab Emirates | Dubai | Hard & Soft Landscaping | Al Furjan | Package 5 Neighborhood | NAKHEEL | Proscape | Tender | 2022 | Fixed Price Lump Sum | FURNISHINGS | Generally | Curved Seatwalls; Fixed To Concrete Base; In Precast Concrete; Signal White; Diamond Cut Finish; Including Concrete, Formwork, Reinforcement, Excavation, Disposal, Backfill, Concrete Protection And All Ancillary Works As Necessary; As Drawing Nr. P5 L-417 Detail 46; Size 500Mm Wide X 500Mm High; To Dry Deck | 17 | m | AED | 1237
2022-01 | 2 | 2.0313 |  | United Arab Emirates | Dubai | Hard & Soft Landscaping | Al Furjan | Package 5 Neighborhood | NAKHEEL | Proscape | Tender | 2022 | Fixed Price Lump Sum | FURNISHINGS | Generally | Benches; Extended Park Bench With Back Rest; In Aluminum Alloy Structural Steel; Size 2200Mm Long X 650Mm Wide X 770Mm High | 67 | Nr | AED | 3145
2022-01 | 2 | 2.0313 |  | United Arab Emirates | Dubai | Hard & Soft Landscaping | Al Furjan | Package 5 Neighborhood | NAKHEEL | Proscape | Tender | 2022 | Fixed Price Lump Sum | FURNISHINGS | Generally | Bloom Shape Seat Cubes; Precast Concrete; In Signal White; Diamond Cut Finish; Size 2990Mm Long X 1930Mm Wide X 350Mm High | 38 | Nr | AED | 4641
2022-01 | 2 | 2.0313 |  | United Arab Emirates | Dubai | Hard & Soft Landscaping | Al Furjan | Package 5 Neighborhood | NAKHEEL | Proscape | Tender | 2022 | Fixed Price Lump Sum | FURNISHINGS | Generally | Liter Bins; Powder Coated Mmcite Steel; Including All Ancillary Works As Necessary; Size 510Mm Long X 290Mm Wide X 1100Mm High | 81 | Nr | AED | 2362
2022-01 | 2 | 2.0313 |  | United Arab Emirates | Dubai | Hard & Soft Landscaping | Al Furjan | Package 5 Neighborhood | NAKHEEL | Proscape | Tender | 2022 | Fixed Price Lump Sum | FURNISHINGS | Generally | Bicycle Rack; Fixed To Slab; Steel Structure With Rubber Belt; Powder Coated And Sink Coated Finish; Including All Ancillary Works As Necessary; Size 1220Mm Long X 885Mm High | 35 | Nr | AED | 1231
2022-01 | 2 | 2.0313 |  | United Arab Emirates | Dubai | Hard & Soft Landscaping | Al Furjan | Package 5 Neighborhood | NAKHEEL | Proscape | Tender | 2022 | Fixed Price Lump Sum | FURNISHINGS | Generally | Table Tennis; Fixed To Concrete Base; Comprising Steel Cladding And Reinforced Polymer On Top; Including Concrete, Formwork, Reinforcement, Excavation, Disposal, Backfilling And All Ancillary Works As Necessary; Size 2740Mm Long X 1540Mm Wide X 770Mm High | 4 | Nr | AED | 17280
2022-01 | 2 | 2.0314 |  | United Arab Emirates | Dubai | Hard & Soft Landscaping | Al Furjan | Package 5 Neighborhood | NAKHEEL | Proscape | Tender | 2022 | Fixed Price Lump Sum | FURNISHINGS | Generally | Game Table And Chairs; Fixed To Slab; Comprising Du Mor Square Game Table In Douglass Fir Wood, Chair In Powder Coated Aluminum Steel Zinc Rich Epoxy; Including All Necessary Fixings And Accessories; Generally; To Children'S Play Park | 8 | Nr | AED | 3177
2022-01 | 2 | 2.0314 |  | United Arab Emirates | Dubai | Hard & Soft Landscaping | Al Furjan | Package 5 Neighborhood | NAKHEEL | Proscape | Tender | 2022 | Fixed Price Lump Sum | FURNISHINGS | Generally | Play Equipment; Including Supports, Fixings And All Ancillary Works As Necessary; As Drawing Nr. P5 L419 To L-420; Play Equipment 01; Gametime Timber Daze | 1 | Nr | AED | 310638
2022-01 | 2 | 2.0314 |  | United Arab Emirates | Dubai | Hard & Soft Landscaping | Al Furjan | Package 5 Neighborhood | NAKHEEL | Proscape | Tender | 2022 | Fixed Price Lump Sum | FURNISHINGS | Generally | Play Equipment; Including Supports, Fixings And All Ancillary Works As Necessary; As Drawing Nr. P5 L419 To L-420; Play Equipment 02; Gametime Appleberry | 1 | Nr | AED | 375319
2022-01 | 2 | 2.0314 |  | United Arab Emirates | Dubai | Hard & Soft Landscaping | Al Furjan | Package 5 Neighborhood | NAKHEEL | Proscape | Tender | 2022 | Fixed Price Lump Sum | FURNISHINGS | Generally | Play Equipment; Including Supports, Fixings And All Ancillary Works As Necessary; As Drawing Nr. P5 L419 To L-420; Play Equipment 03; Gametime X-Factor | 1 | Nr | AED | 239149
2022-01 | 2 | 2.0314 |  | United Arab Emirates | Dubai | Hard & Soft Landscaping | Al Furjan | Package 5 Neighborhood | NAKHEEL | Proscape | Tender | 2022 | Fixed Price Lump Sum | FURNISHINGS | Generally | Play Equipment; Including Supports, Fixings And All Ancillary Works As Necessary; As Drawing Nr. P5 L419 To L-420; Play Equipment 04; Gametime Gibber Jabber | 1 | Nr | AED | 122553
2022-01 | 2 | 2.0314 |  | United Arab Emirates | Dubai | Hard & Soft Landscaping | Al Furjan | Package 5 Neighborhood | NAKHEEL | Proscape | Tender | 2022 | Fixed Price Lump Sum | FURNISHINGS | Generally | Play Equipment; Including Supports, Fixings And All Ancillary Works As Necessary; As Drawing Nr. P5 L419 To L-420; Play Equipment 05A; Gametime 6' Wave Zip Slide With Hdpe Enclosure | 1 | Nr | AED | 61277
2022-01 | 2 | 2.0314 |  | United Arab Emirates | Dubai | Hard & Soft Landscaping | Al Furjan | Package 5 Neighborhood | NAKHEEL | Proscape | Tender | 2022 | Fixed Price Lump Sum | FURNISHINGS | Generally | Play Equipment; Including Supports, Fixings And All Ancillary Works As Necessary; As Drawing Nr. P5 L419 To L-420; Play Equipment 05B; Gametime Sensory Dome - Large | 1 | Nr | AED | 114894
2022-01 | 2 | 2.0314 |  | United Arab Emirates | Dubai | Hard & Soft Landscaping | Al Furjan | Package 5 Neighborhood | NAKHEEL | Proscape | Tender | 2022 | Fixed Price Lump Sum | FURNISHINGS | Generally | Play Equipment; Including Supports, Fixings And All Ancillary Works As Necessary; As Drawing Nr. P5 L419 To L-420; Play Equipment 05C; Gametime Xscape Swing | 1 | Nr | AED | 12766
2022-01 | 2 | 2.0314 |  | United Arab Emirates | Dubai | Hard & Soft Landscaping | Al Furjan | Package 5 Neighborhood | NAKHEEL | Proscape | Tender | 2022 | Fixed Price Lump Sum | FURNISHINGS | Generally | Adventure Playpark Equipment; Including Supports, Fixings And All Ancillary Works As Necessary; As Drawing Nr. P5 L421 To L-422 ; Model Pe10: Playdale Playground Tyre Hopscotch | 1 | Nr | AED | 5362
2022-01 | 2 | 2.0314 |  | United Arab Emirates | Dubai | Hard & Soft Landscaping | Al Furjan | Package 5 Neighborhood | NAKHEEL | Proscape | Tender | 2022 | Fixed Price Lump Sum | FURNISHINGS | Generally | Adventure Playpark Equipment; Including Supports, Fixings And All Ancillary Works As Necessary; As Drawing Nr. P5 L421 To L-422 ; Model Pe11: Playdale Playground Pole Climb | 1 | Nr | AED | 9191
2022-01 | 2 | 2.0315 |  | United Arab Emirates | Dubai | Hard & Soft Landscaping | Al Furjan | Package 5 Neighborhood | NAKHEEL | Proscape | Tender | 2022 | Fixed Price Lump Sum | FURNISHINGS | Generally | Adventure Playpark Equipment; Including Supports, Fixings And All Ancillary Works As Necessary; As Drawing Nr. P5 L421 To L-422 ; Model Pe12: Playdale Playground Hurdles | 1 | Nr | AED | 12766
2022-01 | 2 | 2.0315 |  | United Arab Emirates | Dubai | Hard & Soft Landscaping | Al Furjan | Package 5 Neighborhood | NAKHEEL | Proscape | Tender | 2022 | Fixed Price Lump Sum | FURNISHINGS | Generally | Adventure Playpark Equipment; Including Supports, Fixings And All Ancillary Works As Necessary; As Drawing Nr. P5 L421 To L-422 ; Model Pe13: Playdale Playground Scramble Net | 1 | Nr | AED | 19149
2022-01 | 2 | 2.0315 |  | United Arab Emirates | Dubai | Hard & Soft Landscaping | Al Furjan | Package 5 Neighborhood | NAKHEEL | Proscape | Tender | 2022 | Fixed Price Lump Sum | FURNISHINGS | Generally | Adventure Playpark Equipment; Including Supports, Fixings And All Ancillary Works As Necessary; As Drawing Nr. P5 L421 To L-422 ; Model Pe14: Playdale Playground Twin Balance Beam | 1 | Nr | AED | 5362
2022-01 | 2 | 2.0315 |  | United Arab Emirates | Dubai | Hard & Soft Landscaping | Al Furjan | Package 5 Neighborhood | NAKHEEL | Proscape | Tender | 2022 | Fixed Price Lump Sum | FURNISHINGS | Generally | Adventure Playpark Equipment; Including Supports, Fixings And All Ancillary Works As Necessary; As Drawing Nr. P5 L421 To L-422 ; Model Pe15: Playdale Playground Aerial Runway (Zipline) | 1 | Nr | AED | 71489
2022-01 | 2 | 2.0315 |  | United Arab Emirates | Dubai | Hard & Soft Landscaping | Al Furjan | Package 5 Neighborhood | NAKHEEL | Proscape | Tender | 2022 | Fixed Price Lump Sum | FURNISHINGS | Generally | Adventure Playpark Equipment; Including Supports, Fixings And All Ancillary Works As Necessary; As Drawing Nr. P5 L421 To L-422 ; Model Pe16: Playdale Playground Amazon | 1 | Nr | AED | 94468
2022-01 | 2 | 2.0315 |  | United Arab Emirates | Dubai | Hard & Soft Landscaping | Al Furjan | Package 5 Neighborhood | NAKHEEL | Proscape | Tender | 2022 | Fixed Price Lump Sum | FURNISHINGS | Generally | Adventure Playpark Equipment; Including Supports, Fixings And All Ancillary Works As Necessary; As Drawing Nr. P5 L421 To L-422 ; Model Pe17: Playdale Playground Tunnel Net | 3 | Nr | AED | 28085
2022-01 | 2 | 2.0315 |  | United Arab Emirates | Dubai | Hard & Soft Landscaping | Al Furjan | Package 5 Neighborhood | NAKHEEL | Proscape | Tender | 2022 | Fixed Price Lump Sum | FURNISHINGS | Generally | Adventure Playpark Equipment; Including Supports, Fixings And All Ancillary Works As Necessary; As Drawing Nr. P5 L421 To L-422 ; Model Pe18: Playdale Playground Canyon Bridge | 1 | Nr | AED | 30638
2022-01 | 2 | 2.0315 |  | United Arab Emirates | Dubai | Hard & Soft Landscaping | Al Furjan | Package 5 Neighborhood | NAKHEEL | Proscape | Tender | 2022 | Fixed Price Lump Sum | FURNISHINGS | Generally | Adventure Playpark Equipment; Including Supports, Fixings And All Ancillary Works As Necessary; As Drawing Nr. P5 L421 To L-422 ; Model Pe19: Playdale Playground Webnet | 1 | Nr | AED | 25532
2022-01 | 2 | 2.0315 |  | United Arab Emirates | Dubai | Hard & Soft Landscaping | Al Furjan | Package 5 Neighborhood | NAKHEEL | Proscape | Tender | 2022 | Fixed Price Lump Sum | FURNISHINGS | Generally | Adventure Playpark Equipment; Including Supports, Fixings And All Ancillary Works As Necessary; As Drawing Nr. P5 L421 To L-422 ; Model Pe20: Playdale Playground Trapeze Walk | 1 | Nr | AED | 9191
2022-01 | 2 | 2.0315 |  | United Arab Emirates | Dubai | Hard & Soft Landscaping | Al Furjan | Package 5 Neighborhood | NAKHEEL | Proscape | Tender | 2022 | Fixed Price Lump Sum | FURNISHINGS | Generally | Adventure Playpark Equipment; Including Supports, Fixings And All Ancillary Works As Necessary; As Drawing Nr. P5 L421 To L-422 ; Model Pe21: Playdale Playground Shuffle Bars | 2 | Nr | AED | 17872
2022-01 | 2 | 2.0316 |  | United Arab Emirates | Dubai | Hard & Soft Landscaping | Al Furjan | Package 5 Neighborhood | NAKHEEL | Proscape | Tender | 2022 | Fixed Price Lump Sum | FURNISHINGS | Generally | Adventure Playpark Equipment; Including Supports, Fixings And All Ancillary Works As Necessary; As Drawing Nr. P5 L421 To L-422 ; Model Pe22: Playdale Playground Zigzag Stepper | 2 | Nr | AED | 8170
2022-01 | 2 | 2.0316 |  | United Arab Emirates | Dubai | Hard & Soft Landscaping | Al Furjan | Package 5 Neighborhood | NAKHEEL | Proscape | Tender | 2022 | Fixed Price Lump Sum | FURNISHINGS | Generally | Adventure Playpark Equipment; Including Supports, Fixings And All Ancillary Works As Necessary; As Drawing Nr. P5 L421 To L-422 ; Model Pe23: Playdale Playground Start And Finish Signs | 1 | Nr | AED | 2234
2022-01 | 2 | 2.0316 |  | United Arab Emirates | Dubai | Hard & Soft Landscaping | Al Furjan | Package 5 Neighborhood | NAKHEEL | Proscape | Tender | 2022 | Fixed Price Lump Sum | FURNISHINGS | Generally | Dog Park Equipment; Including All Ancillary Works As Necessary; As Drawing Nr. P5 L-423 And L424; Barkpark Dogwalk | 1 | Nr | AED | 28596
2022-01 | 2 | 2.0316 |  | United Arab Emirates | Dubai | Hard & Soft Landscaping | Al Furjan | Package 5 Neighborhood | NAKHEEL | Proscape | Tender | 2022 | Fixed Price Lump Sum | FURNISHINGS | Generally | Dog Park Equipment; Including All Ancillary Works As Necessary; As Drawing Nr. P5 L-423 And L424; Barkpark Paws Table | 1 | Nr | AED | 8170
2022-01 | 2 | 2.0316 |  | United Arab Emirates | Dubai | Hard & Soft Landscaping | Al Furjan | Package 5 Neighborhood | NAKHEEL | Proscape | Tender | 2022 | Fixed Price Lump Sum | FURNISHINGS | Generally | Dog Park Equipment; Including All Ancillary Works As Necessary; As Drawing Nr. P5 L-423 And L424; Barkpark Teeter Totter | 1 | Nr | AED | 10213
2022-01 | 2 | 2.0316 |  | United Arab Emirates | Dubai | Hard & Soft Landscaping | Al Furjan | Package 5 Neighborhood | NAKHEEL | Proscape | Tender | 2022 | Fixed Price Lump Sum | FURNISHINGS | Generally | Dog Park Equipment; Including All Ancillary Works As Necessary; As Drawing Nr. P5 L-423 And L424; Barkpark Rover Jump Over | 1 | Nr | AED | 8936
2022-01 | 2 | 2.0316 |  | United Arab Emirates | Dubai | Hard & Soft Landscaping | Al Furjan | Package 5 Neighborhood | NAKHEEL | Proscape | Tender | 2022 | Fixed Price Lump Sum | FURNISHINGS | Generally | Dog Park Equipment; Including All Ancillary Works As Necessary; As Drawing Nr. P5 L-423 And L424; Barkpark Weave Posts | 1 | Nr | AED | 8936
2022-01 | 2 | 2.0316 |  | United Arab Emirates | Dubai | Hard & Soft Landscaping | Al Furjan | Package 5 Neighborhood | NAKHEEL | Proscape | Tender | 2022 | Fixed Price Lump Sum | FURNISHINGS | Generally | Dog Park Equipment; Including All Ancillary Works As Necessary; As Drawing Nr. P5 L-423 And L424; Barkpark Stepping Paws | 5 | Nr | AED | 2298
2022-01 | 2 | 2.0316 |  | United Arab Emirates | Dubai | Hard & Soft Landscaping | Al Furjan | Package 5 Neighborhood | NAKHEEL | Proscape | Tender | 2022 | Fixed Price Lump Sum | FURNISHINGS | Generally | Dog Park Equipment; Including All Ancillary Works As Necessary; As Drawing Nr. P5 L-423 And L424; Barkpark King Of The Hill | 1 | Nr | AED | 25532
2022-01 | 2 | 2.0316 |  | United Arab Emirates | Dubai | Hard & Soft Landscaping | Al Furjan | Package 5 Neighborhood | NAKHEEL | Proscape | Tender | 2022 | Fixed Price Lump Sum | FURNISHINGS | Generally | Dog Park Equipment; Including All Ancillary Works As Necessary; As Drawing Nr. P5 L-423 And L424; Barkpark Doggie Dash | 6 | Nr | AED | 1223
2022-01 | 2 | 2.0317 |  | United Arab Emirates | Dubai | Hard & Soft Landscaping | Al Furjan | Package 5 Neighborhood | NAKHEEL | Proscape | Tender | 2022 | Fixed Price Lump Sum | FURNISHINGS | Generally | Dog Park Equipment; Including All Ancillary Works As Necessary; As Drawing Nr. P5 L-423 And L424; Barkpark Doggie Crawl | 1 | Nr | AED | 10213
2022-01 | 2 | 2.0317 |  | United Arab Emirates | Dubai | Hard & Soft Landscaping | Al Furjan | Package 5 Neighborhood | NAKHEEL | Proscape | Tender | 2022 | Fixed Price Lump Sum | FURNISHINGS | Generally | Dog Park Equipment; Including All Ancillary Works As Necessary; As Drawing Nr. P5 L-423 And L424; Barkpark Adjustable Hoop Jump | 1 | Nr | AED | 8936
2022-01 | 2 | 2.0317 |  | United Arab Emirates | Dubai | Hard & Soft Landscaping | Al Furjan | Package 5 Neighborhood | NAKHEEL | Proscape | Tender | 2022 | Fixed Price Lump Sum | FURNISHINGS | Generally | Dog Park Equipment; Including All Ancillary Works As Necessary; As Drawing Nr. P5 L-423 And L424; Barkpark With Waste Receptacle | 2 | Nr | AED | 3830
2022-01 | 2 | 2.0317 |  | United Arab Emirates | Dubai | Hard & Soft Landscaping | Al Furjan | Package 5 Neighborhood | NAKHEEL | Proscape | Tender | 2022 | Fixed Price Lump Sum | METALWORK | Non structural metalwork | Non-Structural Metalwork: Balustrades; Comprising Balustrade And Gate In 12Mm Thick Toughened Clear Glass, Smooth Polished Edge; Stainless Steel Core Mount Friction Fit Square Clamp Fwcs1 Ops, 175Mm High Polished Finish; Crl U-Channel Cap Top Edge Protection Sl30 Series, 30Mm Rail Cap - 6M, Polished Finish; Crl Magna-Latch Child Safe Lock; Including All Ancillary Works As Necessary; As Drawing Nr. L-426 Detail 64, A4 And B4; Glass Balustrade; 1200Mm High; Curved | 23 | m | AED | 3165
2022-01 | 2 | 2.0317 |  | United Arab Emirates | Dubai | Hard & Soft Landscaping | Al Furjan | Package 5 Neighborhood | NAKHEEL | Proscape | Tender | 2022 | Fixed Price Lump Sum | METALWORK | Non structural metalwork | Non-Structural Metalwork: Pool Ladders; With 3 - 80Mm X 20Mm Luxe Model Steps; 50Mm Diameter; Polished Finish; Including Abs Pinch Anchor And All Ancillary Works As Necessary; As Drawing Nr. G-401 Detail 4; Stainless Steel Pool Ladder; Size 575Mm Long X 650Mm Wide X 1640Mm High | 2 | Nr | AED | 1489
2022-01 | 2 | 2.0317 |  | United Arab Emirates | Dubai | Hard & Soft Landscaping | Al Furjan | Package 5 Neighborhood | NAKHEEL | Proscape | Tender | 2022 | Fixed Price Lump Sum | ACCESSORIES | Generally | Furnishing; Lifeguard Chair; Including Fixing And All Ancillary Works As Necessary | 1 | Nr | AED | 3191
2022-01 | 2 | 2.0317 |  | United Arab Emirates | Dubai | Hard & Soft Landscaping | Al Furjan | Package 5 Neighborhood | NAKHEEL | Proscape | Tender | 2022 | Fixed Price Lump Sum | ACCESSORIES | Generally | Furnishing; Life Ring | 3 | Nr | AED | 479
2022-01 | 2 | 2.0317 |  | United Arab Emirates | Dubai | Hard & Soft Landscaping | Al Furjan | Package 5 Neighborhood | NAKHEEL | Proscape | Tender | 2022 | Fixed Price Lump Sum | FINISHES | Finishings | Finishings; Porviva Synthetic System; Comprising Polyurethane Topcoat Wb800 Sealer With Epoxy And Porbits; Laid On Gunite (Measured Separately); Including Surface Preparation And All Ancillary Works As Necessary; Pool Floor Tiles Porviva; 0.5Mm Thick; In Turquoise Blue, Lagoon Bounty, Lagoon Turqoise And Cream Colors; To Floors | 541 | m² | AED | 476
2022-01 | 2 | 2.0317 |  | United Arab Emirates | Dubai | Hard & Soft Landscaping | Al Furjan | Package 5 Neighborhood | NAKHEEL | Proscape | Tender | 2022 | Fixed Price Lump Sum | FINISHES | Finishings | Finishings; Porviva Synthetic System; Comprising Polyurethane Topcoat Wb800 Sealer With Epoxy And Porbits; Laid On Gunite (Measured Separately); Including Surface Preparation And All Ancillary Works As Necessary; Pool Finish Porviva; 0.5Mm Thick; In Cream Color; To Walls | 76 | m² | AED | 476
2022-01 | 2 | 2.0317 |  | United Arab Emirates | Dubai | Hard & Soft Landscaping | Al Furjan | Package 5 Neighborhood | NAKHEEL | Proscape | Tender | 2022 | Fixed Price Lump Sum | FINISHES | Finishings | Finishings; Pool Coping; Skimmer Type; Pencil Rounded Edge Sandstone; Color Beige In Honed Finish; Including All Ancillary Works As Necessary; Size 500 X 500 X 20Mm Thick | 76 | m | AED | 188
2022-01 | 2 | 2.0318 |  | United Arab Emirates | Dubai | Hard & Soft Landscaping | Al Furjan | Package 5 Neighborhood | NAKHEEL | Proscape | Tender | 2022 | Fixed Price Lump Sum | SITE WORK | Landscaping | Sundries: Steel Edge; 5Mm Thick X 200Mm Depth | 22 | m | AED | 446
2022-01 | 2 | 2.0318 |  | United Arab Emirates | Dubai | Hard & Soft Landscaping | Al Furjan | Package 5 Neighborhood | NAKHEEL | Proscape | Tender | 2022 | Fixed Price Lump Sum | MECHANICAL ENGINEERING INSTALLATIONS | Pipework and gutterwork | Plumbing Installation: Swimming Pool Water Line Upvc Pipes And Fittings Including Accessories And All Ancillary Works As Necessary; Laid In Trenches (Measured Elsewhere): Size 2" Diameter Pipes | 143 | m | AED | 64
2022-01 | 2 | 2.0318 |  | United Arab Emirates | Dubai | Hard & Soft Landscaping | Al Furjan | Package 5 Neighborhood | NAKHEEL | Proscape | Tender | 2022 | Fixed Price Lump Sum | MECHANICAL ENGINEERING INSTALLATIONS | Pipework and gutterwork | Plumbing Installation: Swimming Pool Water Line Upvc Pipes And Fittings Including Accessories And All Ancillary Works As Necessary; Laid In Trenches (Measured Elsewhere): Size 4" Diameter Pipes | 531 | m | AED | 96
2022-01 | 2 | 2.0318 |  | United Arab Emirates | Dubai | Hard & Soft Landscaping | Al Furjan | Package 5 Neighborhood | NAKHEEL | Proscape | Tender | 2022 | Fixed Price Lump Sum | MECHANICAL ENGINEERING INSTALLATIONS | Pipework and gutterwork | Plumbing Installation: Swimming Pool Water Line Upvc Pipes And Fittings Including Accessories And All Ancillary Works As Necessary; Laid In Trenches (Measured Elsewhere): Size 6" Diameter Pipes | 550 | m | AED | 149
2022-01 | 2 | 2.0318 |  | United Arab Emirates | Dubai | Hard & Soft Landscaping | Al Furjan | Package 5 Neighborhood | NAKHEEL | Proscape | Tender | 2022 | Fixed Price Lump Sum | MECHANICAL ENGINEERING INSTALLATIONS | Pipework and gutterwork | Pipe Connections To Pump Room Equipment Including All Necessary Accessories, Fittings And Supports; As Drawing Nr. P201 - P202 | 1 | Item | AED | 5319
2022-01 | 2 | 2.0318 |  | United Arab Emirates | Dubai | Hard & Soft Landscaping | Al Furjan | Package 5 Neighborhood | NAKHEEL | Proscape | Tender | 2022 | Fixed Price Lump Sum | MECHANICAL ENGINEERING INSTALLATIONS | Pipework and gutterwork | Swimming Pool Accessories Including All Ancillary Works As Necessary; 500Mm Anti Vortex Drain Circulation | 6 | Nr | AED | 1319
2022-01 | 2 | 2.0318 |  | United Arab Emirates | Dubai | Hard & Soft Landscaping | Al Furjan | Package 5 Neighborhood | NAKHEEL | Proscape | Tender | 2022 | Fixed Price Lump Sum | MECHANICAL ENGINEERING INSTALLATIONS | Pipework and gutterwork | Swimming Pool Accessories Including All Ancillary Works As Necessary; 500Mm Anti Vortex Drain Filtration | 2 | Nr | AED | 1319
2022-01 | 2 | 2.0318 |  | United Arab Emirates | Dubai | Hard & Soft Landscaping | Al Furjan | Package 5 Neighborhood | NAKHEEL | Proscape | Tender | 2022 | Fixed Price Lump Sum | MECHANICAL ENGINEERING INSTALLATIONS | Pipework and gutterwork | Swimming Pool Accessories Including All Ancillary Works As Necessary; 2" Floor Inlet Fitting | 12 | Nr | AED | 588
2022-01 | 2 | 2.0318 |  | United Arab Emirates | Dubai | Hard & Soft Landscaping | Al Furjan | Package 5 Neighborhood | NAKHEEL | Proscape | Tender | 2022 | Fixed Price Lump Sum | MECHANICAL ENGINEERING INSTALLATIONS | Pipework and gutterwork | Swimming Pool Accessories Including All Ancillary Works As Necessary; 1 1/2" Inlet Fitting | 18 | Nr | AED | 207
2022-01 | 2 | 2.0318 |  | United Arab Emirates | Dubai | Hard & Soft Landscaping | Al Furjan | Package 5 Neighborhood | NAKHEEL | Proscape | Tender | 2022 | Fixed Price Lump Sum | MECHANICAL ENGINEERING INSTALLATIONS | Pipework and gutterwork | Swimming Pool Accessories Including All Ancillary Works As Necessary; 1 1/2" Skimmer | 18 | Nr | AED | 2124
2022-01 | 2 | 2.0319 |  | United Arab Emirates | Dubai | Hard & Soft Landscaping | Al Furjan | Package 5 Neighborhood | NAKHEEL | Proscape | Tender | 2022 | Fixed Price Lump Sum | MECHANICAL ENGINEERING INSTALLATIONS | Pipework and gutterwork | Swimming Pool Accessories Including All Ancillary Works As Necessary; 1 1/2" Vacuum Point | 6 | Nr | AED | 217
2022-01 | 2 | 2.0319 |  | United Arab Emirates | Dubai | Hard & Soft Landscaping | Al Furjan | Package 5 Neighborhood | NAKHEEL | Proscape | Tender | 2022 | Fixed Price Lump Sum | MECHANICAL ENGINEERING INSTALLATIONS | Equipment | Equipment; Including Supports, Valves, Vibration Isolators, Flexible Connections, Electrical Power Connections, Controller, Control Panel, Concrete Plinth And All Ancillary Works As Necessary; Ahp-500; 180Kw Heating And 135Kw Cooling Unit | 3 | Nr | AED | 89046
2022-01 | 2 | 2.0319 |  | United Arab Emirates | Dubai | Hard & Soft Landscaping | Al Furjan | Package 5 Neighborhood | NAKHEEL | Proscape | Tender | 2022 | Fixed Price Lump Sum | MECHANICAL ENGINEERING INSTALLATIONS | Equipment | Auto Dosing System; With 1 Nos Cl And Ph Controller, 2Nos Of 20L/H Dosing Pumps, 2 Nos 500L Mixing Tanks, 2 Nos Electrical Stirrers | 1 | Nr | AED | 19788
2022-01 | 2 | 2.0319 |  | United Arab Emirates | Dubai | Hard & Soft Landscaping | Al Furjan | Package 5 Neighborhood | NAKHEEL | Proscape | Tender | 2022 | Fixed Price Lump Sum | MECHANICAL ENGINEERING INSTALLATIONS | Pipework and gutterwork | Phase Filter Pump; 7.5Hp/3 With 2 Duty And 1 Stand By And 56.25Cu.M/Hr Flowrate At 18M Head | 3 | Nr | AED | 28998
2022-01 | 2 | 2.0319 |  | United Arab Emirates | Dubai | Hard & Soft Landscaping | Al Furjan | Package 5 Neighborhood | NAKHEEL | Proscape | Tender | 2022 | Fixed Price Lump Sum | MECHANICAL ENGINEERING INSTALLATIONS | Pipework and gutterwork | Phase Filter Pump; 5.5Hp/3 With 3 Duty And 1 Stand By And 50Cu.M/Hr Flowrate At 18M Head | 4 | Nr | AED | 24943
2022-01 | 2 | 2.0319 |  | United Arab Emirates | Dubai | Hard & Soft Landscaping | Al Furjan | Package 5 Neighborhood | NAKHEEL | Proscape | Tender | 2022 | Fixed Price Lump Sum | MECHANICAL ENGINEERING INSTALLATIONS | Pipework and gutterwork | Sand Filter; 1400Mm Diameter With 56.25Cu.M/Hr Filtration Velocity | 2 | Nr | AED | 43009
2022-01 | 2 | 2.0319 |  | United Arab Emirates | Dubai | Hard & Soft Landscaping | Al Furjan | Package 5 Neighborhood | NAKHEEL | Proscape | Tender | 2022 | Fixed Price Lump Sum | MECHANICAL ENGINEERING INSTALLATIONS | Pipework and gutterwork | Sump Pump With Sump Pit 500Mm X 500Mm X 500Mm High | 1 | Nr | AED | 3723
2022-01 | 2 | 2.0319 |  | United Arab Emirates | Dubai | Hard & Soft Landscaping | Al Furjan | Package 5 Neighborhood | NAKHEEL | Proscape | Tender | 2022 | Fixed Price Lump Sum | ELECTRICAL ENGINEERING INSTALLATIONS | Final sub-circuits and auxiliary installations | Lighting Installation; Cables And Conduits To Termination Points; From Led Power Supply Including Terminations, Fixings, Supports, Hangers, Accessories And All Ancillary Works As Necessary; Swimming Pool Lighting Points | 24 | Nr | AED | 1760
2022-01 | 2 | 2.0319 |  | United Arab Emirates | Dubai | Hard & Soft Landscaping | Al Furjan | Package 5 Neighborhood | NAKHEEL | Proscape | Tender | 2022 | Fixed Price Lump Sum | ELECTRICAL ENGINEERING INSTALLATIONS | Final sub-circuits and auxiliary installations | Lighting Installation; Swimming Pool Lighting; Including Fixings, Supports, Hangers, Accessories And All Ancillary Works As Necessary; 300Mm Diameter 24W/12V Underwater Led Lights, Ip68, Cool White Colour (5000K) With Minimum 1850 Lumens, Stainless Steel 316 Grade Face Plate With Abs Niche With Corrosion And Chemical Resistant; Wall Mounted | 24 | Nr | AED | 1590
2022-01 | 2 | 2.0319 |  | United Arab Emirates | Dubai | Hard & Soft Landscaping | Al Furjan | Package 5 Neighborhood | NAKHEEL | Proscape | Tender | 2022 | Fixed Price Lump Sum | FINISHES | Finishings | Finishings; Porviva Synthetic System; Comprising Polyurethane Topcoat Wb800 Sealer With Epoxy And Porbits; Laid On Gunite (Measured Separately); Including Surface Preparation And All Ancillary Works As Necessary; Pool Floor Tiles Porviva; 5Mm Thick; In Turquoise Blue Color; To Floors | 46 | m² | AED | 476
2022-01 | 2 | 2.032 |  | United Arab Emirates | Dubai | Hard & Soft Landscaping | Al Furjan | Package 5 Neighborhood | NAKHEEL | Proscape | Tender | 2022 | Fixed Price Lump Sum | FINISHES | Finishings | Finishings; Porviva Synthetic System; Comprising Polyurethane Topcoat Wb800 Sealer With Epoxy And Porbits; Laid On Gunite (Measured Separately); Including Surface Preparation And All Ancillary Works As Necessary; Pool Finish Porviva; 5Mm Thick; In Cream Color; To Walls | 17 | m² | AED | 476
2022-01 | 2 | 2.032 |  | United Arab Emirates | Dubai | Hard & Soft Landscaping | Al Furjan | Package 5 Neighborhood | NAKHEEL | Proscape | Tender | 2022 | Fixed Price Lump Sum | FINISHES | Finishings | Finishings; Pool Coping; Skimmer Type; Pencil Rounded Edge Sandstone; Color Beige In Honed Finish; Including All Ancillary Works As Necessary; Size 500 X 500 X 20Mm Thick | 17 | m | AED | 188
2022-01 | 2 | 2.032 |  | United Arab Emirates | Dubai | Hard & Soft Landscaping | Al Furjan | Package 5 Neighborhood | NAKHEEL | Proscape | Tender | 2022 | Fixed Price Lump Sum | MECHANICAL ENGINEERING INSTALLATIONS | Pipework and gutterwork | Plumbing Installation; Children'S Pool Water Line Upvc Pipes And Fittings Including Accessories And All Ancillary Works As Necessary; Laid In Trenches (Measured Elsewhere); Size 2" Diameter Pipes | 257 | m | AED | 64
2022-01 | 2 | 2.032 |  | United Arab Emirates | Dubai | Hard & Soft Landscaping | Al Furjan | Package 5 Neighborhood | NAKHEEL | Proscape | Tender | 2022 | Fixed Price Lump Sum | MECHANICAL ENGINEERING INSTALLATIONS | Pipework and gutterwork | Plumbing Installation; Children'S Pool Water Line Upvc Pipes And Fittings Including Accessories And All Ancillary Works As Necessary; Laid In Trenches (Measured Elsewhere); Size 3" Diameter Pipes | 157 | m | AED | 80
2022-01 | 2 | 2.032 |  | United Arab Emirates | Dubai | Hard & Soft Landscaping | Al Furjan | Package 5 Neighborhood | NAKHEEL | Proscape | Tender | 2022 | Fixed Price Lump Sum | MECHANICAL ENGINEERING INSTALLATIONS | Pipework and gutterwork | Plumbing Installation; Children'S Pool Accessories Including All Ancillary Work As Necessary; 200Mm Anti Vortex Drain Circulation | 2 | Nr | AED | 1319
2022-01 | 2 | 2.032 |  | United Arab Emirates | Dubai | Hard & Soft Landscaping | Al Furjan | Package 5 Neighborhood | NAKHEEL | Proscape | Tender | 2022 | Fixed Price Lump Sum | MECHANICAL ENGINEERING INSTALLATIONS | Pipework and gutterwork | Plumbing Installation; Children'S Pool Accessories Including All Ancillary Work As Necessary; 200Mm Anti Vortex Drain Filtration | 2 | Nr | AED | 1319
2022-01 | 2 | 2.032 |  | United Arab Emirates | Dubai | Hard & Soft Landscaping | Al Furjan | Package 5 Neighborhood | NAKHEEL | Proscape | Tender | 2022 | Fixed Price Lump Sum | MECHANICAL ENGINEERING INSTALLATIONS | Pipework and gutterwork | 2" Floor Inlet Fitting | 2 | Nr | AED | 587
2022-01 | 2 | 2.032 |  | United Arab Emirates | Dubai | Hard & Soft Landscaping | Al Furjan | Package 5 Neighborhood | NAKHEEL | Proscape | Tender | 2022 | Fixed Price Lump Sum | MECHANICAL ENGINEERING INSTALLATIONS | Pipework and gutterwork | 1 1/2" Inlet Fitting | 2 | Nr | AED | 206
2022-01 | 2 | 2.032 |  | United Arab Emirates | Dubai | Hard & Soft Landscaping | Al Furjan | Package 5 Neighborhood | NAKHEEL | Proscape | Tender | 2022 | Fixed Price Lump Sum | MECHANICAL ENGINEERING INSTALLATIONS | Pipework and gutterwork | 2" Skimmer | 2 | Nr | AED | 2124
2022-01 | 2 | 2.032 |  | United Arab Emirates | Dubai | Hard & Soft Landscaping | Al Furjan | Package 5 Neighborhood | NAKHEEL | Proscape | Tender | 2022 | Fixed Price Lump Sum | MECHANICAL ENGINEERING INSTALLATIONS | Pipework and gutterwork | 1 1/2" Vacuum Point | 1 | Nr | AED | 216
2022-01 | 2 | 2.0321 |  | United Arab Emirates | Dubai | Hard & Soft Landscaping | Al Furjan | Package 5 Neighborhood | NAKHEEL | Proscape | Tender | 2022 | Fixed Price Lump Sum | MECHANICAL ENGINEERING INSTALLATIONS | Pipework and gutterwork | Pipe Connections To Pump Room Equipment Including All Necessary Accessories, Fittings And Supports; As Drawing Nr. P201 - P202 | 1 | Item | AED | 12234
2022-01 | 2 | 2.0321 |  | United Arab Emirates | Dubai | Hard & Soft Landscaping | Al Furjan | Package 5 Neighborhood | NAKHEEL | Proscape | Tender | 2022 | Fixed Price Lump Sum | MECHANICAL ENGINEERING INSTALLATIONS | Equipment | Equipment; Including Supports, Valves, Vibration Isolators, Flexible Connections, Electrical Power Connections, Control Panel, Concrete Plinth And All Ancillary Works As Necessary: Ahp-100; 45Kw Heating And 38Kw Cooling Unit | 1 | Nr | AED | 26423
2022-01 | 2 | 2.0321 |  | United Arab Emirates | Dubai | Hard & Soft Landscaping | Al Furjan | Package 5 Neighborhood | NAKHEEL | Proscape | Tender | 2022 | Fixed Price Lump Sum | MECHANICAL ENGINEERING INSTALLATIONS | Equipment | Equipment; Including Supports, Valves, Vibration Isolators, Flexible Connections, Electrical Power Connections, Control Panel, Concrete Plinth And All Ancillary Works As Necessary: Auto Dosing System; With 1 Nos Cl And Ph Controller, 2Nos 5L/H Dosing Pumps, 2 Nos 100L Mixing Tanks, 2 Nos Electrical Stirrers | 1 | Nr | AED | 8803
2022-01 | 2 | 2.0321 |  | United Arab Emirates | Dubai | Hard & Soft Landscaping | Al Furjan | Package 5 Neighborhood | NAKHEEL | Proscape | Tender | 2022 | Fixed Price Lump Sum | MECHANICAL ENGINEERING INSTALLATIONS | Equipment | Equipment; Including Supports, Valves, Vibration Isolators, Flexible Connections, Electrical Power Connections, Control Panel, Concrete Plinth And All Ancillary Works As Necessary: Phase Filter Pump; 1Hp/1 With 2 Duty And 1 Stand By And 5.25Cu.M/Hr Flowrate At 18M Head | 3 | Nr | AED | 4860
2022-01 | 2 | 2.0321 |  | United Arab Emirates | Dubai | Hard & Soft Landscaping | Al Furjan | Package 5 Neighborhood | NAKHEEL | Proscape | Tender | 2022 | Fixed Price Lump Sum | MECHANICAL ENGINEERING INSTALLATIONS | Equipment | Equipment; Including Supports, Valves, Vibration Isolators, Flexible Connections, Electrical Power Connections, Control Panel, Concrete Plinth And All Ancillary Works As Necessary: Phase Filter Pump; 1Hp/3 With 3 Duty And 1 Stand By And 10Cu.M/Hr Flowrate At 18M Head | 2 | Nr | AED | 3923
2022-01 | 2 | 2.0321 |  | United Arab Emirates | Dubai | Hard & Soft Landscaping | Al Furjan | Package 5 Neighborhood | NAKHEEL | Proscape | Tender | 2022 | Fixed Price Lump Sum | MECHANICAL ENGINEERING INSTALLATIONS | Equipment | Equipment; Including Supports, Valves, Vibration Isolators, Flexible Connections, Electrical Power Connections, Control Panel, Concrete Plinth And All Ancillary Works As Necessary: Sand Filter; 500Mm Diameter With 5.25Cu.M/Hr Filtration Velocity | 2 | Nr | AED | 1898
2022-01 | 2 | 2.0321 |  | United Arab Emirates | Dubai | Hard & Soft Landscaping | Al Furjan | Package 5 Neighborhood | NAKHEEL | Proscape | Tender | 2022 | Fixed Price Lump Sum | MECHANICAL ENGINEERING INSTALLATIONS | Equipment | Equipment; Including Supports, Valves, Vibration Isolators, Flexible Connections, Electrical Power Connections, Control Panel, Concrete Plinth And All Ancillary Works As Necessary: Uv Sterilization; With 112.5Cu.M/Hr | 1 | Nr | AED | 7898
2022-01 | 2 | 2.0321 |  | United Arab Emirates | Dubai | Hard & Soft Landscaping | Al Furjan | Package 5 Neighborhood | NAKHEEL | Proscape | Tender | 2022 | Fixed Price Lump Sum | ELECTRICAL ENGINEERING INSTALLATIONS | Final sub-circuits and auxiliary installations | Cables And Conduits To Termination Points; From Led Power Supply Including Terminations, Fixings, Supports, Hangers, Accessories And All Ancillary Works As Necessary; Children'S Pool Lighting Points | 8 | Nr | AED | 1760
2022-01 | 2 | 2.0321 |  | United Arab Emirates | Dubai | Hard & Soft Landscaping | Al Furjan | Package 5 Neighborhood | NAKHEEL | Proscape | Tender | 2022 | Fixed Price Lump Sum | ELECTRICAL ENGINEERING INSTALLATIONS | Accessories | Children'S Pool Lighting; Including Fixings, Supports, Hangers, Accessories And All Ancillary Works As Necessary; 10Mm Diameter 50W/12V Underwater Led Lights, Ip68, Cool White Colour (5000K) With Minimum 1850 Lumens, Stainless Steel 316 Grade Face Plate With Abs Niche With Corrosion And Chemical Resistant; Wall Mounted | 8 | Nr | AED | 1006
2022-01 | 2 | 2.0321 |  | United Arab Emirates | Dubai | Hard & Soft Landscaping | Al Furjan | Package 5 Neighborhood | NAKHEEL | Proscape | Tender | 2022 | Fixed Price Lump Sum | FINISHES | Finishings | Finishings; Polysoft Splash Flooring; Polyolefin Plastomer Particles; Laid On Polysoft Water Based Epoxy Primer; Blue Color; Including All Ancillary Works As Necessary; 8-10Mm Thick Rubber; To Dry Deck Surface | 99 | m² | AED | 960
2022-01 | 2 | 2.0322 |  | United Arab Emirates | Dubai | Hard & Soft Landscaping | Al Furjan | Package 5 Neighborhood | NAKHEEL | Proscape | Tender | 2022 | Fixed Price Lump Sum | MECHANICAL ENGINEERING INSTALLATIONS | Pipework and gutterwork | Plumbing Installation; Desk Jet Light; Djled Series With Led Light; Color Rgbw X Dmx / White; In Cast And Machined Brass Finish; Including Fixings, Supports, Hangers, Accessories And All Ancillary Works As Necessary: Size 216Mm Diameter X 83Mm | 22 | Nr | AED | 6641
2022-01 | 2 | 2.0322 |  | United Arab Emirates | Dubai | Hard & Soft Landscaping | Al Furjan | Package 5 Neighborhood | NAKHEEL | Proscape | Tender | 2022 | Fixed Price Lump Sum | MECHANICAL ENGINEERING INSTALLATIONS | Pipework and gutterwork | Plumbing Installation; Desk Jet Light; Djled Series With Led Light; Color Rgbw X Dmx / White; In Cast And Machined Brass Finish; Including Fixings, Supports, Hangers, Accessories And All Ancillary Works As Necessary: Drainage Connections To Infrastructure Network Including Additional Pipework, Drains And All Ancillary Works As Necessary Up To The Water Feature Dry Deck Area; As Drawing Nr. L-504 | 1 | Item | AED | 28723
2022-01 | 2 | 2.0322 |  | United Arab Emirates | Dubai | Hard & Soft Landscaping | Al Furjan | Package 5 Neighborhood | NAKHEEL | Proscape | Tender | 2022 | Fixed Price Lump Sum | ELECTRICAL ENGINEERING INSTALLATIONS | Final sub-circuits and auxiliary installations | Lighting Installation; Cables And Conduits To Termination Points; From Lighting Control Panel Including Terminations, Fixings, Supports, Hangers, Accessories And All Ancillary Works As Necessary; To Lighting Point Djled; Desk Jet Light | 22 | Nr | AED | 1146
2022-01 | 2 | 2.0322 |  | United Arab Emirates | Dubai | Hard & Soft Landscaping | Al Furjan | Package 5 Neighborhood | NAKHEEL | Proscape | Tender | 2022 | Fixed Price Lump Sum | ELECTRICAL ENGINEERING INSTALLATIONS | Final sub-circuits and auxiliary installations | Lighting Installation; Connection To Supply Main; Including Cables, Containments, Terminations, Fixings, Supports, Hangers, Accessories And All Ancillary Works As Necessary; Connection To Supply Main For Lighting Panel | 1 | Item | AED | 1596
2022-01 | 2 | 2.0322 |  | United Arab Emirates | Dubai | Hard & Soft Landscaping | Al Furjan | Package 5 Neighborhood | NAKHEEL | Proscape | Tender | 2022 | Fixed Price Lump Sum | ELECTRICAL ENGINEERING INSTALLATIONS | Final sub-circuits and auxiliary installations | Lighting Installation; Connection To Supply Main; Including Cables, Containments, Terminations, Fixings, Supports, Hangers, Accessories And All Ancillary Works As Necessary; Allow For Lighting Panel; Including Fixings, Supports, Hangers, Accessories And All Ancillary Works As Necessary | 1 | Item | AED | 12021
2022-01 | 2 | 2.0322 |  | United Arab Emirates | Dubai | Hard & Soft Landscaping | Al Furjan | Package 5 Neighborhood | NAKHEEL | Proscape | Tender | 2022 | Fixed Price Lump Sum | FINISHES | Backgrounds | Backgrounds; Plastering To Walls | 28 | m² | AED | 59
2022-01 | 2 | 2.0322 |  | United Arab Emirates | Dubai | Hard & Soft Landscaping | Al Furjan | Package 5 Neighborhood | NAKHEEL | Proscape | Tender | 2022 | Fixed Price Lump Sum | FINISHES | Finishings | Finishings; Floor Tiles; Comprising Polyurethane Topcoat Wb800 Sealer With Epoxy And Porbits; Including Surface Preparation And All Ancillary Works As Necessary; Porviva Synthetic System; Color Beige | 4 | m² | AED | 479
2022-01 | 2 | 2.0322 |  | United Arab Emirates | Dubai | Hard & Soft Landscaping | Al Furjan | Package 5 Neighborhood | NAKHEEL | Proscape | Tender | 2022 | Fixed Price Lump Sum | FINISHES | Decorations | Decoration; Render And Paint; Jotashield Decor; Color Beige Ral 1001 In Honed Finish; Including Surface Preparation And All Ancillary Works As Necessary; To Top, Sides, Front And Back; To Walls | 28 | m² | AED | 80
2022-01 | 2 | 2.0322 |  | United Arab Emirates | Dubai | Hard & Soft Landscaping | Al Furjan | Package 5 Neighborhood | NAKHEEL | Proscape | Tender | 2022 | Fixed Price Lump Sum | SITE WORK | Landscaping | Sundries; Steel Edge; 5Mm Thick X 200Mm Depth | 4 | m | AED | 446
2022-01 | 2 | 2.0322 |  | United Arab Emirates | Dubai | Hard & Soft Landscaping | Al Furjan | Package 5 Neighborhood | NAKHEEL | Proscape | Tender | 2022 | Fixed Price Lump Sum | MECHANICAL ENGINEERING INSTALLATIONS | Pipework and gutterwork | Plumbing Installation; Shower Head; 13Inch 316 Stainless Steel Glcos-Bd90F-13 | 2 | Nr | AED | 6915
2022-01 | 2 | 2.0323 |  | United Arab Emirates | Dubai | Hard & Soft Landscaping | Al Furjan | Package 5 Neighborhood | NAKHEEL | Proscape | Tender | 2022 | Fixed Price Lump Sum | MECHANICAL ENGINEERING INSTALLATIONS | Pipework and gutterwork | Plumbing Installation; Push Button Control; With Stainless Steel Covering Plate; 08140/E | 2 | Nr | AED | 3723
2022-01 | 2 | 2.0323 |  | United Arab Emirates | Dubai | Hard & Soft Landscaping | Al Furjan | Package 5 Neighborhood | NAKHEEL | Proscape | Tender | 2022 | Fixed Price Lump Sum | MECHANICAL ENGINEERING INSTALLATIONS | Pipework and gutterwork | Plumbing Installation; Stainless Shower Floor Drain | 2 | Nr | AED | 1596
2022-01 | 2 | 2.0323 |  | United Arab Emirates | Dubai | Hard & Soft Landscaping | Al Furjan | Package 5 Neighborhood | NAKHEEL | Proscape | Tender | 2022 | Fixed Price Lump Sum | MECHANICAL ENGINEERING INSTALLATIONS | Pipework and gutterwork | Plumbing Installation; Drainage Connection To Infrastructure Network Including Additional Pipework And Drains Up To The Pool'S Shower Area | 1 | Item | AED | 11968
2022-01 | 2 | 2.0323 |  | United Arab Emirates | Dubai | Hard & Soft Landscaping | Al Furjan | Package 5 Neighborhood | NAKHEEL | Proscape | Tender | 2022 | Fixed Price Lump Sum | MECHANICAL ENGINEERING INSTALLATIONS | Pipework and gutterwork | Plumbing Installation; Water Supply Connection To Infrastructure Network Including Additional Pipework And Other Necessary Accessories Up To The Pool'S Shower Area | 1 | Item | AED | 11968
2022-01 | 2 | 2.0323 |  | United Arab Emirates | Dubai | Hard & Soft Landscaping | Al Furjan | Package 5 Neighborhood | NAKHEEL | Proscape | Tender | 2022 | Fixed Price Lump Sum | ELECTRICAL ENGINEERING INSTALLATIONS | Final sub-circuits and auxiliary installations | Lighting Installation; Cables And Conduits To Termination Points; From Lighting Control Panel Including Terminations, Fixings, Supports, Hangers, Accessories And All Ancillary Works As Necessary; To Lighting Point; Pool Shower (Ps) | 2 | Nr | AED | 497
2022-01 | 2 | 2.0323 |  | United Arab Emirates | Dubai | Hard & Soft Landscaping | Al Furjan | Package 5 Neighborhood | NAKHEEL | Proscape | Tender | 2022 | Fixed Price Lump Sum | ELECTRICAL ENGINEERING INSTALLATIONS | Final sub-circuits and auxiliary installations | Pool Shower Lighting; Including Fixings, Supports, Hangers, Accessories And All Ancillary Works As Necessary; Type Ps: Pool Shower Lights, Led 6W, 220-240V Ac, Cree Cob Led Chip, Ip 65, Clear Glass, Die-Cast Aluminum Fixture Material With Stainless 316 Marine Grade Powder Coated Bronze Finish Or Equivalent As Mentioned In Specification; Wall Mounted | 2 | Nr | AED | 495
2022-01 | 2 | 2.0323 |  | United Arab Emirates | Dubai | Hard & Soft Landscaping | Al Furjan | Package 5 Neighborhood | NAKHEEL | Proscape | Tender | 2022 | Fixed Price Lump Sum | MECHANICAL ENGINEERING INSTALLATIONS | Equipment | Automatic Water Top-Up System, Maintenace Kit, Pipe Support, & Start-Up Chemicals For Main Pool | 1 | Item | AED | 37488
2022-01 | 2 | 2.0323 |  | United Arab Emirates | Dubai | Hard & Soft Landscaping | Al Furjan | Package 5 Neighborhood | NAKHEEL | Proscape | Tender | 2022 | Fixed Price Lump Sum | MECHANICAL ENGINEERING INSTALLATIONS | Equipment | Automatic Water Top-Up System, Maintenace Kit, Pipe Support, & Start-Up Chemicals For Kids Pool | 1 | Item | AED | 21861
2022-01 | 2 | 2.0323 |  | United Arab Emirates | Dubai | Hard & Soft Landscaping | Al Furjan | Package 5 Neighborhood | NAKHEEL | Proscape | Tender | 2022 | Fixed Price Lump Sum | MECHANICAL ENGINEERING INSTALLATIONS | Pipework and gutterwork | Pipe Works, Pipe Supoorts, Start-Up Chemicals For Dry Deck Water Featuer | 1 | Item | AED | 38228
2022-01 | 2 | 2.0323 |  | United Arab Emirates | Dubai | Hard & Soft Landscaping | Al Furjan | Package 5 Neighborhood | NAKHEEL | Proscape | Tender | 2022 | Fixed Price Lump Sum | MECHANICAL ENGINEERING INSTALLATIONS | Pipework and gutterwork | Heat & Cool Pump Yard Fending And Concrete Plinth | 1 | Item | AED | 46327
2022-01 | 2 | 2.0324 |  | United Arab Emirates | Dubai | Hard & Soft Landscaping | Al Furjan | Package 5 Neighborhood | NAKHEEL | Proscape | Tender | 2022 | Fixed Price Lump Sum | ELECTRICAL ENGINEERING INSTALLATIONS | Sub-main circuits | Sub-Mains Installation Complete; Cables To Sub-Main Circuits; Including Fixings, Cable Glands, Lugs, Terminations, Supports, Hangers, Accessories And Ancillary Work; From Electrical Control Panel To Led Power Supply | 2 | Nr | AED | 319
2022-01 | 2 | 2.0324 |  | United Arab Emirates | Dubai | Hard & Soft Landscaping | Al Furjan | Package 5 Neighborhood | NAKHEEL | Proscape | Tender | 2022 | Fixed Price Lump Sum | ELECTRICAL ENGINEERING INSTALLATIONS | Sub-main circuits | Sub-Mains Installation Complete; Equipment; Including Fixings, Supports, Hangers, Accessories And Ancillary Work As Necessary; Electrical Control Panel | 2 | Nr | AED | 19764
2022-01 | 2 | 2.0324 |  | United Arab Emirates | Dubai | Hard & Soft Landscaping | Al Furjan | Package 5 Neighborhood | NAKHEEL | Proscape | Tender | 2022 | Fixed Price Lump Sum | ELECTRICAL ENGINEERING INSTALLATIONS | Sub-main circuits | Sub-Mains Installation Complete; Equipment; Including Fixings, Supports, Hangers, Accessories And Ancillary Work As Necessary; Led Power Supply | 2 | Nr | AED | 704
2022-01 | 2 | 2.0324 |  | United Arab Emirates | Dubai | Hard & Soft Landscaping | Al Furjan | Package 5 Neighborhood | NAKHEEL | Proscape | Tender | 2022 | Fixed Price Lump Sum | ELECTRICAL ENGINEERING INSTALLATIONS | Sub-main circuits | Sub-Mains Installation Complete; Connection To Supply Main; Including Cables, Containment, Terminations, Fixings, Supports, Hangers, Accessories And All Ancillary Works As Necessary; As Drawing Nr. P201 - 202; Connection To Supply Main From Main Electrical Supply Isolator To Electrical Control Panel | 1 | Item | AED | 2128
2022-01 | 2 | 2.0324 |  | United Arab Emirates | Dubai | Hard & Soft Landscaping | Al Furjan | Package 5 Neighborhood | NAKHEEL | Proscape | Tender | 2022 | Fixed Price Lump Sum | ELECTRICAL ENGINEERING INSTALLATIONS | Sub-main circuits | Sub-Mains Installation Complete; Containment; Including Fixings, Supports, Accessories And Ancillary Work As Necessary; 50Mm Diameter Ducts (Excavation Measured Elsewhere); To Pump Room | 4 | m | AED | 79
2022-01 | 2 | 2.0324 |  | United Arab Emirates | Dubai | Hard & Soft Landscaping | Al Furjan | Package 5 Neighborhood | NAKHEEL | Proscape | Tender | 2022 | Fixed Price Lump Sum | ELECTRICAL ENGINEERING INSTALLATIONS | Final sub-circuits and auxiliary installations | Small Power; Cables And Conduits To Termination Points; From Distribution Board Including Terminations, Fixings, Supports, Hangers, Accessories And All Ancillary Works As Necessary; Unshwitch Socket Outlet As Drawing Nr. Ep-204 | 2 | Nr | AED | 372
2022-01 | 2 | 2.0324 |  | United Arab Emirates | Dubai | Hard & Soft Landscaping | Al Furjan | Package 5 Neighborhood | NAKHEEL | Proscape | Tender | 2022 | Fixed Price Lump Sum | ELECTRICAL ENGINEERING INSTALLATIONS | Final sub-circuits and auxiliary installations | Small Power; Cables And Conduits To Termination Points; From Distribution Board Including Terminations, Fixings, Supports, Hangers, Accessories And All Ancillary Works As Necessary; Sp Isolator, Weatherproof As Drawing Nr. Ep-204 | 1 | Nr | AED | 532
2022-01 | 2 | 2.0324 |  | United Arab Emirates | Dubai | Hard & Soft Landscaping | Al Furjan | Package 5 Neighborhood | NAKHEEL | Proscape | Tender | 2022 | Fixed Price Lump Sum | ELECTRICAL ENGINEERING INSTALLATIONS | Final sub-circuits and auxiliary installations | Small Power; Cables And Conduits To Termination Points; From Distribution Board Including Terminations, Fixings, Supports, Hangers, Accessories And All Ancillary Works As Necessary; 20A Sp Isolator, Weatherproof | 1 | Nr | AED | 532
2022-01 | 2 | 2.0324 |  | United Arab Emirates | Dubai | Hard & Soft Landscaping | Al Furjan | Package 5 Neighborhood | NAKHEEL | Proscape | Tender | 2022 | Fixed Price Lump Sum | ELECTRICAL ENGINEERING INSTALLATIONS | Final sub-circuits and auxiliary installations | Small Power; Cables And Conduits To Termination Points; From Distribution Board Including Terminations, Fixings, Supports, Hangers, Accessories And All Ancillary Works As Necessary; 32A Tp Isolator, Weatherproof | 1 | Nr | AED | 1596
2022-01 | 2 | 2.0324 |  | United Arab Emirates | Dubai | Hard & Soft Landscaping | Al Furjan | Package 5 Neighborhood | NAKHEEL | Proscape | Tender | 2022 | Fixed Price Lump Sum | ELECTRICAL ENGINEERING INSTALLATIONS | Final sub-circuits and auxiliary installations | Small Power; Cables And Conduits To Termination Points; From Distribution Board Including Terminations, Fixings, Supports, Hangers, Accessories And All Ancillary Works As Necessary; 63A Tp Isolator, Weatherproof | 1 | Nr | AED | 798
2022-01 | 2 | 2.0325 |  | United Arab Emirates | Dubai | Hard & Soft Landscaping | Al Furjan | Package 5 Neighborhood | NAKHEEL | Proscape | Tender | 2022 | Fixed Price Lump Sum | ELECTRICAL ENGINEERING INSTALLATIONS | Final sub-circuits and auxiliary installations | Small Power; Cables And Conduits To Termination Points; From Distribution Board Including Terminations, Fixings, Supports, Hangers, Accessories And All Ancillary Works As Necessary; 400A Tp Isolator, Weatherproof | 1 | Nr | AED | 1064
2022-01 | 2 | 2.0325 |  | United Arab Emirates | Dubai | Hard & Soft Landscaping | Al Furjan | Package 5 Neighborhood | NAKHEEL | Proscape | Tender | 2022 | Fixed Price Lump Sum | ELECTRICAL ENGINEERING INSTALLATIONS | Final sub-circuits and auxiliary installations | Small Power; Accessories; Including Fixings, Supports, Hangers, Accessories And All Ancillary Works As Necessary; Unshwitch Socket Outlet As Drawing Nr. Ep-204 | 2 | Nr | AED | 273
2022-01 | 2 | 2.0325 |  | United Arab Emirates | Dubai | Hard & Soft Landscaping | Al Furjan | Package 5 Neighborhood | NAKHEEL | Proscape | Tender | 2022 | Fixed Price Lump Sum | ELECTRICAL ENGINEERING INSTALLATIONS | Final sub-circuits and auxiliary installations | Small Power; Accessories; Including Fixings, Supports, Hangers, Accessories And All Ancillary Works As Necessary; Sp Isolator, Weatherproof As Drawing Nr. Ep-204 | 1 | Nr | AED | 419
2022-01 | 2 | 2.0325 |  | United Arab Emirates | Dubai | Hard & Soft Landscaping | Al Furjan | Package 5 Neighborhood | NAKHEEL | Proscape | Tender | 2022 | Fixed Price Lump Sum | ELECTRICAL ENGINEERING INSTALLATIONS | Final sub-circuits and auxiliary installations | Small Power; Accessories; Including Fixings, Supports, Hangers, Accessories And All Ancillary Works As Necessary; 20A Sp Isolator, Weatherproof | 1 | Nr | AED | 420
2022-01 | 2 | 2.0325 |  | United Arab Emirates | Dubai | Hard & Soft Landscaping | Al Furjan | Package 5 Neighborhood | NAKHEEL | Proscape | Tender | 2022 | Fixed Price Lump Sum | ELECTRICAL ENGINEERING INSTALLATIONS | Final sub-circuits and auxiliary installations | Small Power; Accessories; Including Fixings, Supports, Hangers, Accessories And All Ancillary Works As Necessary; 32A Tp Isolator, Weatherproof | 1 | Nr | AED | 681
2022-01 | 2 | 2.0325 |  | United Arab Emirates | Dubai | Hard & Soft Landscaping | Al Furjan | Package 5 Neighborhood | NAKHEEL | Proscape | Tender | 2022 | Fixed Price Lump Sum | ELECTRICAL ENGINEERING INSTALLATIONS | Final sub-circuits and auxiliary installations | Small Power; Accessories; Including Fixings, Supports, Hangers, Accessories And All Ancillary Works As Necessary; 63A Tp Isolator, Weatherproof | 1 | Nr | AED | 1043
2022-01 | 2 | 2.0325 |  | United Arab Emirates | Dubai | Hard & Soft Landscaping | Al Furjan | Package 5 Neighborhood | NAKHEEL | Proscape | Tender | 2022 | Fixed Price Lump Sum | ELECTRICAL ENGINEERING INSTALLATIONS | Final sub-circuits and auxiliary installations | Small Power; Accessories; Including Fixings, Supports, Hangers, Accessories And All Ancillary Works As Necessary; 400A Tp Isolator, Weatherproof | 1 | Nr | AED | 3235
2022-01 | 2 | 2.0325 |  | United Arab Emirates | Dubai | Hard & Soft Landscaping | Al Furjan | Package 5 Neighborhood | NAKHEEL | Proscape | Tender | 2022 | Fixed Price Lump Sum | ELECTRICAL ENGINEERING INSTALLATIONS | Final sub-circuits and auxiliary installations | Landscape Lighting Installation Complete; Cables And Conduits To Termination Points; From Lighting Control Panel Including Terminations, Fixings, Supports, Hangers, Accessories And All Ancillary Works As Necessary; To Lighting Point; Pole Lights (Pl) | 29 | Nr | AED | 497
2022-01 | 2 | 2.0325 |  | United Arab Emirates | Dubai | Hard & Soft Landscaping | Al Furjan | Package 5 Neighborhood | NAKHEEL | Proscape | Tender | 2022 | Fixed Price Lump Sum | ELECTRICAL ENGINEERING INSTALLATIONS | Final sub-circuits and auxiliary installations | Landscape Lighting Installation Complete; Cables And Conduits To Termination Points; From Lighting Control Panel Including Terminations, Fixings, Supports, Hangers, Accessories And All Ancillary Works As Necessary; To Lighting Point; Bollard Lights (B1) | 191 | Nr | AED | 497
2022-01 | 2 | 2.0325 |  | United Arab Emirates | Dubai | Hard & Soft Landscaping | Al Furjan | Package 5 Neighborhood | NAKHEEL | Proscape | Tender | 2022 | Fixed Price Lump Sum | ELECTRICAL ENGINEERING INSTALLATIONS | Final sub-circuits and auxiliary installations | Landscape Lighting Installation Complete; Cables And Conduits To Termination Points; From Lighting Control Panel Including Terminations, Fixings, Supports, Hangers, Accessories And All Ancillary Works As Necessary; To Lighting Point; Tent Lights (Tl) | 67 | Nr | AED | 497
2022-01 | 2 | 2.0326 |  | United Arab Emirates | Dubai | Hard & Soft Landscaping | Al Furjan | Package 5 Neighborhood | NAKHEEL | Proscape | Tender | 2022 | Fixed Price Lump Sum | ELECTRICAL ENGINEERING INSTALLATIONS | Final sub-circuits and auxiliary installations | Landscape Lighting Installation Complete; Cables And Conduits To Termination Points; From Lighting Control Panel Including Terminations, Fixings, Supports, Hangers, Accessories And All Ancillary Works As Necessary; To Lighting Point; Pergola Uplights (Pu) | 20 | Nr | AED | 497
2022-01 | 2 | 2.0326 |  | United Arab Emirates | Dubai | Hard & Soft Landscaping | Al Furjan | Package 5 Neighborhood | NAKHEEL | Proscape | Tender | 2022 | Fixed Price Lump Sum | ELECTRICAL ENGINEERING INSTALLATIONS | Final sub-circuits and auxiliary installations | Landscape Lighting Installation Complete; Cables And Conduits To Termination Points; From Lighting Control Panel Including Terminations, Fixings, Supports, Hangers, Accessories And All Ancillary Works As Necessary; To Lighting Point; Sports Court Lights (Scl) | 14 | Nr | AED | 497
2022-01 | 2 | 2.0326 |  | United Arab Emirates | Dubai | Hard & Soft Landscaping | Al Furjan | Package 5 Neighborhood | NAKHEEL | Proscape | Tender | 2022 | Fixed Price Lump Sum | ELECTRICAL ENGINEERING INSTALLATIONS | Final sub-circuits and auxiliary installations | Landscape Lighting Installation Complete; Cables And Conduits To Termination Points; From Lighting Control Panel Including Terminations, Fixings, Supports, Hangers, Accessories And All Ancillary Works As Necessary; To Lighting Point; Palm And Tree Uplights (Sp1) | 64 | Nr | AED | 497
2022-01 | 2 | 2.0326 |  | United Arab Emirates | Dubai | Hard & Soft Landscaping | Al Furjan | Package 5 Neighborhood | NAKHEEL | Proscape | Tender | 2022 | Fixed Price Lump Sum | ELECTRICAL ENGINEERING INSTALLATIONS | Final sub-circuits and auxiliary installations | Landscape Lighting Installation Complete; Cables And Conduits To Termination Points; From Lighting Control Panel Including Terminations, Fixings, Supports, Hangers, Accessories And All Ancillary Works As Necessary; To Lighting Point; Paddle Court Lights (Pcl) | 4 | Nr | AED | 497
2022-01 | 2 | 2.0326 |  | United Arab Emirates | Dubai | Hard & Soft Landscaping | Al Furjan | Package 5 Neighborhood | NAKHEEL | Proscape | Tender | 2022 | Fixed Price Lump Sum | ELECTRICAL ENGINEERING INSTALLATIONS | Final sub-circuits and auxiliary installations | Landscape Lighting Installation Complete; Cables And Conduits To Termination Points; From Lighting Control Panel Including Terminations, Fixings, Supports, Hangers, Accessories And All Ancillary Works As Necessary; To Lighting Point; F1 | 4 | Nr | AED | 497
2022-01 | 2 | 2.0326 |  | United Arab Emirates | Dubai | Hard & Soft Landscaping | Al Furjan | Package 5 Neighborhood | NAKHEEL | Proscape | Tender | 2022 | Fixed Price Lump Sum | ELECTRICAL ENGINEERING INSTALLATIONS | Final sub-circuits and auxiliary installations | Landscape Lighting; Including Fixings, Supports, Hangers, Accessories And All Ancillary Works As Necessary; Type Pl: Pole Lights, Led 60W Top And 30W Bottom, 180-250V Ac, Cree Led Chip, Ip 65, Clear Optical Lens, Q235 Hdg Steel Pole Material With Stainless 316 Marine Grade Powder Coated Black Finish Or Equivalent; Pole Mounted; Including Mass Concrete, Blinding, Excavation, Disposal, Backfill And All Ancillary Works As Necessary; Pole Mounted | 29 | Nr | AED | 11060
2022-01 | 2 | 2.0326 |  | United Arab Emirates | Dubai | Hard & Soft Landscaping | Al Furjan | Package 5 Neighborhood | NAKHEEL | Proscape | Tender | 2022 | Fixed Price Lump Sum | ELECTRICAL ENGINEERING INSTALLATIONS | Final sub-circuits and auxiliary installations | Landscape Lighting; Including Fixings, Supports, Hangers, Accessories And All Ancillary Works As Necessary; Type B1: Bollard Lights, Led 9W, 12V Ac Or 12V Dc, Nichia Led Chip, Ip 65, Clear Bubble Glass, Cold Rolled Steel Fixture Material With Stainless 316 Marine Grade Powder Coated Bronze Finish Or Equivalent; Including Mass Concrete, Blinding, Excavation, Disposal, Backfill And All Ancillary Works As Necessary; Base Mounted | 191 | Nr | AED | 1520
2022-01 | 2 | 2.0326 |  | United Arab Emirates | Dubai | Hard & Soft Landscaping | Al Furjan | Package 5 Neighborhood | NAKHEEL | Proscape | Tender | 2022 | Fixed Price Lump Sum | ELECTRICAL ENGINEERING INSTALLATIONS | Final sub-circuits and auxiliary installations | Landscape Lighting; Including Fixings, Supports, Hangers, Accessories And All Ancillary Works As Necessary; Type Tl: Tent Lights, Led 5W, 180-250V Ac, Nichia Led Chip, Ip 65, Clear Glass, High Temperature Japanese Acrylic Optics, Die-Cast Aluminum Fixture Material With Stainless 316 Marine Grade Powder Coated Bronze Finish Or Equivalent; Surface Mounted | 67 | Nr | AED | 560
2022-01 | 2 | 2.0326 |  | United Arab Emirates | Dubai | Hard & Soft Landscaping | Al Furjan | Package 5 Neighborhood | NAKHEEL | Proscape | Tender | 2022 | Fixed Price Lump Sum | ELECTRICAL ENGINEERING INSTALLATIONS | Final sub-circuits and auxiliary installations | Landscape Lighting; Including Fixings, Supports, Hangers, Accessories And All Ancillary Works As Necessary; Type Pu: Pergola Uplights, Led 12W (6W Each Side), 180-250V Ac, Nichia Led Chip, Ip 65, Clear Glass, High Temperature Japanese Acrylic Optics, Polycarbonate With Aluminum Coating Reflector, Die-Cast Aluminum Fixture Material With Stainless 316 Marine Grade Powder Coated Bronze Finish Or Equivalent; Wall Mounted | 20 | Nr | AED | 629
2022-01 | 2 | 2.0326 |  | United Arab Emirates | Dubai | Hard & Soft Landscaping | Al Furjan | Package 5 Neighborhood | NAKHEEL | Proscape | Tender | 2022 | Fixed Price Lump Sum | ELECTRICAL ENGINEERING INSTALLATIONS | Final sub-circuits and auxiliary installations | Type Scl: Sports Courts Lights, Led 400W, 180-250V Ac, Cree Led Chip, Ip65, Clear Optical Lens, Clear Uv Resistant Polycarbonate Diffuser, Die-Cast Aluminum Fixture Material With Stainless 316 Marine Grade Powder Coated Black Finish Or Equivalent; Surface Mounted | 14 | Nr | AED | 8544
2022-01 | 2 | 2.0327 |  | United Arab Emirates | Dubai | Hard & Soft Landscaping | Al Furjan | Package 5 Neighborhood | NAKHEEL | Proscape | Tender | 2022 | Fixed Price Lump Sum | ELECTRICAL ENGINEERING INSTALLATIONS | Final sub-circuits and auxiliary installations | Type Sp1: Palm And Tree Uplights, Led 9W, 12V Ac Or 12V Dc, Nichia Led Chip, Ip 66, Clear Glass, High Temperature Japanese Acrylic Optics, Polycarbonate Cowl Materials, Die-Cast Aluminum Fixture Material With Stainless 316 Marine Grade Powder Coated Bronze Finish Or Equivalent; Spike Mounted | 64 | Nr | AED | 601
2022-01 | 2 | 2.0327 |  | United Arab Emirates | Dubai | Hard & Soft Landscaping | Al Furjan | Package 5 Neighborhood | NAKHEEL | Proscape | Tender | 2022 | Fixed Price Lump Sum | ELECTRICAL ENGINEERING INSTALLATIONS | Final sub-circuits and auxiliary installations | Type Pcl: Paddle Court Lights | 4 | Nr | AED | 798
2022-01 | 2 | 2.0327 |  | United Arab Emirates | Dubai | Hard & Soft Landscaping | Al Furjan | Package 5 Neighborhood | NAKHEEL | Proscape | Tender | 2022 | Fixed Price Lump Sum | ELECTRICAL ENGINEERING INSTALLATIONS | Final sub-circuits and auxiliary installations | Type F1: Led Light, To Pump Room | 4 | Nr | AED | 335
2022-01 | 2 | 2.0327 |  | United Arab Emirates | Dubai | Hard & Soft Landscaping | Al Furjan | Package 5 Neighborhood | NAKHEEL | Proscape | Tender | 2022 | Fixed Price Lump Sum | ELECTRICAL ENGINEERING INSTALLATIONS | Final sub-circuits and auxiliary installations | Fire Alarm Installation Complete; Cables And Conduits To Termination Points; From Fire Alarm Control Panel Including Terminations, Fixings, Supports, Hangers, Accessories And All Ancillary Works As Necessary; Heat Detector | 1 | Nr | AED | 798
2022-01 | 2 | 2.0327 |  | United Arab Emirates | Dubai | Hard & Soft Landscaping | Al Furjan | Package 5 Neighborhood | NAKHEEL | Proscape | Tender | 2022 | Fixed Price Lump Sum | ELECTRICAL ENGINEERING INSTALLATIONS | Final sub-circuits and auxiliary installations | Fire Alarm Installation Complete; Accessories; Including Fixings, Supports, Hangers, Accessories And All Ancillary Works As Necessary; Heat Detector | 1 | Nr | AED | 691
2022-01 | 2 | 2.0327 |  | United Arab Emirates | Dubai | Hard & Soft Landscaping | Al Furjan | Package 5 Neighborhood | NAKHEEL | Proscape | Tender | 2022 | Fixed Price Lump Sum | ELECTRICAL ENGINEERING INSTALLATIONS | Accessories | Emergency Lighting Installation Complete; Cables And Conduits To Termination Points; From Emergency Lighting Control Panel Including Terminations, Fixings, Supports, Hangers, Accessories And All Ancillary Works As Necessary; Type E | 2 | Nr | AED | 798
2022-01 | 2 | 2.0327 |  | United Arab Emirates | Dubai | Hard & Soft Landscaping | Al Furjan | Package 5 Neighborhood | NAKHEEL | Proscape | Tender | 2022 | Fixed Price Lump Sum | ELECTRICAL ENGINEERING INSTALLATIONS | Accessories | Emergency Lighting Installation Complete; Accessories; Including Fixings, Supports, Hangers, Accessories And All Ancillary Works As Necessary; Type E | 2 | Nr | AED | 878
2022-01 | 2 | 2.0327 |  | United Arab Emirates | Dubai | Hard & Soft Landscaping | Al Furjan | Package 5 Neighborhood | NAKHEEL | Proscape | Tender | 2022 | Fixed Price Lump Sum | MECHANICAL ENGINEERING INSTALLATIONS | Pipework and gutterwork | Waste Water, Vent And Condensate Drain Installation; Complete Including Fittings, Fixings, Supports And All Ancillary Works As Necessary; Backwash Line From Swimming Pool; Upvc Pipes And Fittings; Size 2" Diameter | 4 | m | AED | 83
2022-01 | 2 | 2.0327 |  | United Arab Emirates | Dubai | Hard & Soft Landscaping | Al Furjan | Package 5 Neighborhood | NAKHEEL | Proscape | Tender | 2022 | Fixed Price Lump Sum | MECHANICAL ENGINEERING INSTALLATIONS | Pipework and gutterwork | Waste Water, Vent And Condensate Drain Installation; Complete Including Fittings, Fixings, Supports And All Ancillary Works As Necessary; Backwash Line From Swimming Pool; Upvc Pipes And Fittings; Allow Connection To Pressure Breaking Manhole To Drainage System | 1 | Item | AED | 8333
2022-01 | 2 | 2.0327 |  | United Arab Emirates | Dubai | Hard & Soft Landscaping | Al Furjan | Package 5 Neighborhood | NAKHEEL | Proscape | Tender | 2022 | Fixed Price Lump Sum | MECHANICAL ENGINEERING INSTALLATIONS | Pipework and gutterwork | Water Supply Installation; Including Supports, Hangers, Markings And All Anicillary Works As Necessary; Main Filling Line Pipe, Upvc Pipes And Fittings; Size 1" Diameter Pipes | 2 | m | AED | 67
2022-01 | 2 | 2.0328 |  | United Arab Emirates | Dubai | Hard & Soft Landscaping | Al Furjan | Package 5 Neighborhood | NAKHEEL | Proscape | Tender | 2022 | Fixed Price Lump Sum | MECHANICAL ENGINEERING INSTALLATIONS | Pipework and gutterwork | Water Supply Installation; Including Supports, Hangers, Markings And All Anicillary Works As Necessary; Main Filling Line Pipe, Upvc Pipes And Fittings; Allow Connection From Main Filling Line To Swimming Pool Make -Up | 1 | Item | AED | 7222
2022-01 | 2 | 2.0328 |  | United Arab Emirates | Dubai | Hard & Soft Landscaping | Al Furjan | Package 5 Neighborhood | NAKHEEL | Proscape | Tender | 2022 | Fixed Price Lump Sum | MECHANICAL ENGINEERING INSTALLATIONS | Equipment | Fire Extinguishers And Accessories, Complete Including Fixings, Supports And All Ancillary Works As Necessary; Multipurpose Dry Powder Type; 2.5Kg | 2 | Nr | AED | 722
2022-01 | 2 | 2.0328 |  | United Arab Emirates | Dubai | Hard & Soft Landscaping | Al Furjan | Package 5 Neighborhood | NAKHEEL | Proscape | Tender | 2022 | Fixed Price Lump Sum | MECHANICAL ENGINEERING INSTALLATIONS | Equipment | Fire Extinguishers And Accessories, Complete Including Fixings, Supports And All Ancillary Works As Necessary; Co2 Type; 5Kg | 2 | Nr | AED | 611
2022-01 | 2 | 2.0328 |  | United Arab Emirates | Dubai | Hard & Soft Landscaping | Al Furjan | Package 5 Neighborhood | NAKHEEL | Proscape | Tender | 2022 | Fixed Price Lump Sum | MECHANICAL ENGINEERING INSTALLATIONS | Equipment | Fire Extinguishers And Accessories, Complete Including Fixings, Supports And All Ancillary Works As Necessary; Fire Blanket | 2 | Nr | AED | 1667
2022-01 | 2 | 2.0328 |  | United Arab Emirates | Dubai | Hard & Soft Landscaping | Al Furjan | Package 5 Neighborhood | NAKHEEL | Proscape | Tender | 2022 | Fixed Price Lump Sum | SITE WORK | Underground drainage | Ductwork Accessories; Complete Including Fixings, Supports, Hangers And All Ancillary Works As Necessary; Nrd; Non Return Damper; 450 X 250Mm | 1 | Nr | AED | 38889
2022-01 | 2 | 2.0328 |  | United Arab Emirates | Dubai | Hard & Soft Landscaping | Al Furjan | Package 5 Neighborhood | NAKHEEL | Proscape | Tender | 2022 | Fixed Price Lump Sum | SITE WORK | Excavation | Excavation Of Trenches For Irrigation And Submain Line Water Pipes Runs Below Ground Complete Including Earthwork, Backfilling With Selected Material, Compaction, Disposal Of Surplus Material And All Ancillary Works As Necessary; Average Depth Of Trench Not Exceeding 500Mm | 1339 | m | AED | 14
2022-01 | 2 | 2.0328 |  | United Arab Emirates | Dubai | Hard & Soft Landscaping | Al Furjan | Package 5 Neighborhood | NAKHEEL | Proscape | Tender | 2022 | Fixed Price Lump Sum | SITE WORK | Excavation | Excavation Of Trenches For Irrigation And Submain Line Water Pipes Runs Below Ground Complete Including Earthwork, Backfilling With Selected Material, Compaction, Disposal Of Surplus Material And All Ancillary Works As Necessary; Average Depth Of Trench Not Less Than 500Mm But Not Exceeding 1000Mm | 6918 | m | AED | 25
2022-01 | 2 | 2.0328 |  | United Arab Emirates | Dubai | Hard & Soft Landscaping | Al Furjan | Package 5 Neighborhood | NAKHEEL | Proscape | Tender | 2022 | Fixed Price Lump Sum | SITE WORK | Underground drainage | Beds And Surrounds With Compacted Sand And Selected Backfill Materials Including Warning Tape To Following Upvc Underground Irrigation And Submain Line Water Pipes And Fittings; Size 1" Diameter Pipes | 4596 | m | AED | 2
2022-01 | 2 | 2.0328 |  | United Arab Emirates | Dubai | Hard & Soft Landscaping | Al Furjan | Package 5 Neighborhood | NAKHEEL | Proscape | Tender | 2022 | Fixed Price Lump Sum | SITE WORK | Underground drainage | Beds And Surrounds With Compacted Sand And Selected Backfill Materials Including Warning Tape To Following Upvc Underground Irrigation And Submain Line Water Pipes And Fittings; Size 1 1/2" Diameter Pipes | 1460 | m | AED | 2
2022-01 | 2 | 2.0328 |  | United Arab Emirates | Dubai | Hard & Soft Landscaping | Al Furjan | Package 5 Neighborhood | NAKHEEL | Proscape | Tender | 2022 | Fixed Price Lump Sum | SITE WORK | Underground drainage | Beds And Surrounds With Compacted Sand And Selected Backfill Materials Including Warning Tape To Following Upvc Underground Irrigation And Submain Line Water Pipes And Fittings; Size 2" Diameter Pipes | 926 | m | AED | 2
2022-01 | 2 | 2.0329 |  | United Arab Emirates | Dubai | Hard & Soft Landscaping | Al Furjan | Package 5 Neighborhood | NAKHEEL | Proscape | Tender | 2022 | Fixed Price Lump Sum | SITE WORK | Underground drainage | Beds And Surrounds With Compacted Sand And Selected Backfill Materials Including Warning Tape To Following Upvc Underground Irrigation And Submain Line Water Pipes And Fittings; Size 3" Diameter Pipes | 39 | m | AED | 2
2022-01 | 2 | 2.0329 |  | United Arab Emirates | Dubai | Hard & Soft Landscaping | Al Furjan | Package 5 Neighborhood | NAKHEEL | Proscape | Tender | 2022 | Fixed Price Lump Sum | SITE WORK | Underground drainage | Beds And Surrounds With Compacted Sand And Selected Backfill Materials Including Warning Tape To Following Upvc Underground Irrigation And Submain Line Water Pipes And Fittings; Size 4" Diameter Pipes | 1236 | m | AED | 2
2022-01 | 2 | 2.0329 |  | United Arab Emirates | Dubai | Hard & Soft Landscaping | Al Furjan | Package 5 Neighborhood | NAKHEEL | Proscape | Tender | 2022 | Fixed Price Lump Sum | SITE WORK | Underground drainage | Submain Line Upvc Class E Pipes And Fittings Including All Ancillary Works As Necessary; Laid In Trenches (Measured Elsewhere); Size 4" Diameter Pipes | 1236 | m | AED | 42
2022-01 | 2 | 2.0329 |  | United Arab Emirates | Dubai | Hard & Soft Landscaping | Al Furjan | Package 5 Neighborhood | NAKHEEL | Proscape | Tender | 2022 | Fixed Price Lump Sum | SITE WORK | Landscaping | Irrigation Drip Line Upvc Class E Pipes And Fittings Including All Ancillary Works As Necessary; Laid In Trenches (Measured Elsewhere); Size 1" Diameter Pipes | 2275 | m | AED | 7
2022-01 | 2 | 2.0329 |  | United Arab Emirates | Dubai | Hard & Soft Landscaping | Al Furjan | Package 5 Neighborhood | NAKHEEL | Proscape | Tender | 2022 | Fixed Price Lump Sum | SITE WORK | Landscaping | Irrigation Drip Line Upvc Class D Pipes And Fittings Including All Ancillary Works As Necessary; Laid In Trenches (Measured Elsewhere); Size 1 1/2" Diameter Pipes | 1244 | m | AED | 11
2022-01 | 2 | 2.0329 |  | United Arab Emirates | Dubai | Hard & Soft Landscaping | Al Furjan | Package 5 Neighborhood | NAKHEEL | Proscape | Tender | 2022 | Fixed Price Lump Sum | SITE WORK | Landscaping | Irrigation Drip Line Upvc Class D Pipes And Fittings Including All Ancillary Works As Necessary; Laid In Trenches (Measured Elsewhere); Size 2" Diameter Pipes | 775 | m | AED | 16
2022-01 | 2 | 2.0329 |  | United Arab Emirates | Dubai | Hard & Soft Landscaping | Al Furjan | Package 5 Neighborhood | NAKHEEL | Proscape | Tender | 2022 | Fixed Price Lump Sum | SITE WORK | Landscaping | Irrigation Drip Line Upvc Class D Pipes And Fittings Including All Ancillary Works As Necessary; Laid In Trenches (Measured Elsewhere); Size 3" Diameter Pipes | 39 | m | AED | 30
2022-01 | 2 | 2.0329 |  | United Arab Emirates | Dubai | Hard & Soft Landscaping | Al Furjan | Package 5 Neighborhood | NAKHEEL | Proscape | Tender | 2022 | Fixed Price Lump Sum | SITE WORK | Landscaping | Irrigation Sprayer Line Upvc Class E Pipes And Fittings Including All Ancillary Works As Necessary; Laid In Trenches (Measured Elsewhere); Size 1" Diameter Pipes | 981 | m | AED | 7
2022-01 | 2 | 2.0329 |  | United Arab Emirates | Dubai | Hard & Soft Landscaping | Al Furjan | Package 5 Neighborhood | NAKHEEL | Proscape | Tender | 2022 | Fixed Price Lump Sum | SITE WORK | Landscaping | Irrigation Sprayer Line Upvc Class D Pipes And Fittings Including All Ancillary Works As Necessary; Laid In Trenches (Measured Elsewhere); Size 1 1/2" Diameter Pipes | 216 | m | AED | 11
2022-01 | 2 | 2.0329 |  | United Arab Emirates | Dubai | Hard & Soft Landscaping | Al Furjan | Package 5 Neighborhood | NAKHEEL | Proscape | Tender | 2022 | Fixed Price Lump Sum | SITE WORK | Landscaping | Irrigation Sprayer Line Upvc Class D Pipes And Fittings Including All Ancillary Works As Necessary; Laid In Trenches (Measured Elsewhere); Size 2" Diameter Pipes | 151 | m | AED | 16
2022-01 | 2 | 2.033 |  | United Arab Emirates | Dubai | Hard & Soft Landscaping | Al Furjan | Package 5 Neighborhood | NAKHEEL | Proscape | Tender | 2022 | Fixed Price Lump Sum | SITE WORK | Landscaping | Irrigation Drip System; Including Ldpe Inline Pressure Compensating Emitter Tubing, Drip Lines, Drip Risers Connections, Supports, Fittings, Accessories And All Ancillary Works As Necessary; As Drawing Nr. P5 L-773; To Palm Trees; As Detail 05 | 146 | Nr | AED | 64
2022-01 | 2 | 2.033 |  | United Arab Emirates | Dubai | Hard & Soft Landscaping | Al Furjan | Package 5 Neighborhood | NAKHEEL | Proscape | Tender | 2022 | Fixed Price Lump Sum | SITE WORK | Landscaping | Irrigation Drip System; Including Ldpe Inline Pressure Compensating Emitter Tubing, Drip Lines, Drip Risers Connections, Supports, Fittings, Accessories And All Ancillary Works As Necessary; As Drawing Nr. P5 L-773; To Trees; As Detail 06 | 519 | Nr | AED | 64
2022-01 | 2 | 2.033 |  | United Arab Emirates | Dubai | Hard & Soft Landscaping | Al Furjan | Package 5 Neighborhood | NAKHEEL | Proscape | Tender | 2022 | Fixed Price Lump Sum | SITE WORK | Landscaping | Irrigation Drip System; Including Ldpe Inline Pressure Compensating Emitter Tubing, Drip Lines, Drip Risers Connections, Supports, Fittings, Accessories And All Ancillary Works As Necessary; As Drawing Nr. P5 L-773; To Shrubs, Groundcover, Herbs And Grass (Approx. Area = 9,956M²); As Detail 07 | 1 | Item | AED | 94029
2022-01 | 2 | 2.033 |  | United Arab Emirates | Dubai | Hard & Soft Landscaping | Al Furjan | Package 5 Neighborhood | NAKHEEL | Proscape | Tender | 2022 | Fixed Price Lump Sum | SITE WORK | Landscaping | Irrigation Pop-Up Sprayer System; Including Wiper Seal, Seal-A-Matic Check Valve, In Stem Pressure Regulator, Supports, Fittings, Accessories And All Ancillary Works As Necessary; Spray Head; Quarter Circle (2.5-3.0M) | 14 | Nr | AED | 58
2022-01 | 2 | 2.033 |  | United Arab Emirates | Dubai | Hard & Soft Landscaping | Al Furjan | Package 5 Neighborhood | NAKHEEL | Proscape | Tender | 2022 | Fixed Price Lump Sum | SITE WORK | Landscaping | Irrigation Pop-Up Sprayer System; Including Wiper Seal, Seal-A-Matic Check Valve, In Stem Pressure Regulator, Supports, Fittings, Accessories And All Ancillary Works As Necessary; Spray Head; Half Circle (2.5-3.0M) | 75 | Nr | AED | 58
2022-01 | 2 | 2.033 |  | United Arab Emirates | Dubai | Hard & Soft Landscaping | Al Furjan | Package 5 Neighborhood | NAKHEEL | Proscape | Tender | 2022 | Fixed Price Lump Sum | SITE WORK | Landscaping | Irrigation Pop-Up Sprayer System; Including Wiper Seal, Seal-A-Matic Check Valve, In Stem Pressure Regulator, Supports, Fittings, Accessories And All Ancillary Works As Necessary; Spray Head; Full Circle (2.5-3.0M) | 36 | Nr | AED | 58
2022-01 | 2 | 2.033 |  | United Arab Emirates | Dubai | Hard & Soft Landscaping | Al Furjan | Package 5 Neighborhood | NAKHEEL | Proscape | Tender | 2022 | Fixed Price Lump Sum | SITE WORK | Landscaping | Irrigation Pop-Up Sprayer System; Including Wiper Seal, Seal-A-Matic Check Valve, In Stem Pressure Regulator, Supports, Fittings, Accessories And All Ancillary Works As Necessary; Spray Head; Quarter Circle (3.1-3.6M) | 17 | Nr | AED | 58
2022-01 | 2 | 2.033 |  | United Arab Emirates | Dubai | Hard & Soft Landscaping | Al Furjan | Package 5 Neighborhood | NAKHEEL | Proscape | Tender | 2022 | Fixed Price Lump Sum | SITE WORK | Landscaping | Irrigation Pop-Up Sprayer System; Including Wiper Seal, Seal-A-Matic Check Valve, In Stem Pressure Regulator, Supports, Fittings, Accessories And All Ancillary Works As Necessary; Spray Head; Half Circle (3.1-3.6M) | 52 | Nr | AED | 58
2022-01 | 2 | 2.033 |  | United Arab Emirates | Dubai | Hard & Soft Landscaping | Al Furjan | Package 5 Neighborhood | NAKHEEL | Proscape | Tender | 2022 | Fixed Price Lump Sum | SITE WORK | Landscaping | Irrigation Pop-Up Sprayer System; Including Wiper Seal, Seal-A-Matic Check Valve, In Stem Pressure Regulator, Supports, Fittings, Accessories And All Ancillary Works As Necessary; Spray Head; Full Circle (3.1-3.6M) | 30 | Nr | AED | 58
2022-01 | 2 | 2.033 |  | United Arab Emirates | Dubai | Hard & Soft Landscaping | Al Furjan | Package 5 Neighborhood | NAKHEEL | Proscape | Tender | 2022 | Fixed Price Lump Sum | SITE WORK | Landscaping | Irrigation Pop-Up Sprayer System; Including Wiper Seal, Seal-A-Matic Check Valve, In Stem Pressure Regulator, Supports, Fittings, Accessories And All Ancillary Works As Necessary; Spray Head; Quarter Circle (3.7-4.5M) | 35 | Nr | AED | 58
2022-01 | 2 | 2.0331 |  | United Arab Emirates | Dubai | Hard & Soft Landscaping | Al Furjan | Package 5 Neighborhood | NAKHEEL | Proscape | Tender | 2022 | Fixed Price Lump Sum | SITE WORK | Landscaping | Irrigation Pop-Up Sprayer System; Including Wiper Seal, Seal-A-Matic Check Valve, In Stem Pressure Regulator, Supports, Fittings, Accessories And All Ancillary Works As Necessary; Spray Head; Half Circle (3.7-4.5M) | 79 | Nr | AED | 58
2022-01 | 2 | 2.0331 |  | United Arab Emirates | Dubai | Hard & Soft Landscaping | Al Furjan | Package 5 Neighborhood | NAKHEEL | Proscape | Tender | 2022 | Fixed Price Lump Sum | SITE WORK | Landscaping | Irrigation Pop-Up Sprayer System; Including Wiper Seal, Seal-A-Matic Check Valve, In Stem Pressure Regulator, Supports, Fittings, Accessories And All Ancillary Works As Necessary; Spray Head; Full Circle (3.7-4.5M) | 41 | Nr | AED | 58
2022-01 | 2 | 2.0331 |  | United Arab Emirates | Dubai | Hard & Soft Landscaping | Al Furjan | Package 5 Neighborhood | NAKHEEL | Proscape | Tender | 2022 | Fixed Price Lump Sum | SITE WORK | Landscaping | Irrigation Pop-Up Sprayer System; Including Wiper Seal, Seal-A-Matic Check Valve, In Stem Pressure Regulator, Supports, Fittings, Accessories And All Ancillary Works As Necessary; Size 1" Diameter Pipes | 3 | Nr | AED | 2004
2022-01 | 2 | 2.0331 |  | United Arab Emirates | Dubai | Hard & Soft Landscaping | Al Furjan | Package 5 Neighborhood | NAKHEEL | Proscape | Tender | 2022 | Fixed Price Lump Sum | SITE WORK | Landscaping | Irrigation Pop-Up Sprayer System; Including Wiper Seal, Seal-A-Matic Check Valve, In Stem Pressure Regulator, Supports, Fittings, Accessories And All Ancillary Works As Necessary; Size 1 1/2" Diameter Pipes | 42 | Nr | AED | 2136
2022-01 | 2 | 2.0331 |  | United Arab Emirates | Dubai | Hard & Soft Landscaping | Al Furjan | Package 5 Neighborhood | NAKHEEL | Proscape | Tender | 2022 | Fixed Price Lump Sum | SITE WORK | Landscaping | Irrigation Pop-Up Sprayer System; Including Wiper Seal, Seal-A-Matic Check Valve, In Stem Pressure Regulator, Supports, Fittings, Accessories And All Ancillary Works As Necessary; Size 2" Diameter Pipes | 5 | Nr | AED | 2420
2022-01 | 2 | 2.0331 |  | United Arab Emirates | Dubai | Hard & Soft Landscaping | Al Furjan | Package 5 Neighborhood | NAKHEEL | Proscape | Tender | 2022 | Fixed Price Lump Sum | SITE WORK | Landscaping | Quick Coupling Valve; Including Valve Box, Excavation, Backfilling, Fittings, Accessories And All Ancillary Works As Necessary; Fixed To Size 4" Diameter Pipe | 46 | Nr | AED | 1308
2022-01 | 2 | 2.0331 |  | United Arab Emirates | Dubai | Hard & Soft Landscaping | Al Furjan | Package 5 Neighborhood | NAKHEEL | Proscape | Tender | 2022 | Fixed Price Lump Sum | SITE WORK | Landscaping | Pull Box; Including Excavation, Backfilling, Fittings, Accessories And All Ancillary Works As Necessary; Fixed To Irrigation Conduit | 108 | Nr | AED | 297
2022-01 | 2 | 2.0331 |  | United Arab Emirates | Dubai | Hard & Soft Landscaping | Al Furjan | Package 5 Neighborhood | NAKHEEL | Proscape | Tender | 2022 | Fixed Price Lump Sum | SITE WORK | Landscaping | Control Cables Conduit Pipes Including Termination, Fixings, Supports And All Ancillary Works As Necessary; From Irrigation Controller To Power Operated Valves; 1" Diameter | 1339 | m | AED | 13
2022-01 | 2 | 2.0331 |  | United Arab Emirates | Dubai | Hard & Soft Landscaping | Al Furjan | Package 5 Neighborhood | NAKHEEL | Proscape | Tender | 2022 | Fixed Price Lump Sum | SITE WORK | Landscaping | Irrigation Controller, Complete With Junction Box, Power Supply Cable, Connections, Conduits, Termination, Grounding, Accessories And All Ancillary Works As Necessary; As Drawing Nr. P3 L-773; Decoder Type Metal Pedestal Controller With Plastic Cabinet; As Detail 08 | 1 | Item | AED | 19444
2022-01 | 2 | 2.0331 |  | United Arab Emirates | Dubai | Hard & Soft Landscaping | Al Furjan | Package 5 Neighborhood | NAKHEEL | Proscape | Tender | 2022 | Fixed Price Lump Sum | SITE WORK | Landscaping | Power Supply Cable To Irrigation Controller Including Accessories And All Ancillary Works As Necessary; Power Supply To Irrigation Controller From The Existing Electric Panel Including Cables And Termination | 1 | Item | AED | 6667
2022-01 | 2 | 2.0332 |  | United Arab Emirates | Dubai | Hard & Soft Landscaping | Al Furjan | Package 5 Neighborhood | NAKHEEL | Proscape | Tender | 2022 | Fixed Price Lump Sum | SITE WORK | Landscaping | Tie-In Connections To Main Irrigation Line; Including Connections, Accessories And All Ancillary Works As Necessary; Size 4" Diameter Pipe | 1 | Item | AED | 36000
2022-02 | 2 | 2.0332 |  | United Arab Emirates | Dubai | Hard & Soft Landscaping | Al Furjan | Package 8&9 | NAKHEEL | Desert Landscape | Tender | 2022 | Fixed Price Lump Sum | SITE WORK | Site preparation | Site Clearance; To Approved Area; Removal Of Debris, Rubbish, Vegetation, Any Existing Foundation And Services And The Like Prior To The Commencement Of Excavation Works; Including Disposal To Approved Location | 9252 | m² | AED | 2
2022-02 | 2 | 2.0332 |  | United Arab Emirates | Dubai | Hard & Soft Landscaping | Al Furjan | Package 8&9 | NAKHEEL | Desert Landscape | Tender | 2022 | Fixed Price Lump Sum | SITE WORK | Excavation | Excavation Works; Including All Ancillary Works As Necessary; From Site Existing Levels Up To The Proposed Grading Levels; Excavation From Existing Grade Levels Up To Proposed Levels | 1 | Item | AED | 28796
2022-02 | 2 | 2.0332 |  | United Arab Emirates | Dubai | Hard & Soft Landscaping | Al Furjan | Package 8&9 | NAKHEEL | Desert Landscape | Tender | 2022 | Fixed Price Lump Sum | SITE WORK | Excavation | Excavation Works; Including All Ancillary Works As Necessary; From Site Existing Levels Up To The Proposed Grading Levels; Excavation From Existing Grade Levels Up To Proposed Level (Rate Only) | 1 | m³ | AED | 12.5
2022-02 | 2 | 2.0332 |  | United Arab Emirates | Dubai | Hard & Soft Landscaping | Al Furjan | Package 8&9 | NAKHEEL | Desert Landscape | Tender | 2022 | Fixed Price Lump Sum | SITE WORK | Excavation | Excavation Works; Including All Ancillary Works As Necessary; From Site Level +0.00 Up To The Required Levels; Excavation To Reduce Levels; Not Exceeding 250Mm Depth; To Paving And Surface Finish Area | 63 | m³ | AED | 7
2022-02 | 2 | 2.0332 |  | United Arab Emirates | Dubai | Hard & Soft Landscaping | Al Furjan | Package 8&9 | NAKHEEL | Desert Landscape | Tender | 2022 | Fixed Price Lump Sum | SITE WORK | Excavation | Excavation Works; Including All Ancillary Works As Necessary; From Site Level +0.00 Up To The Required Levels; Excavation To Reduce Levels; Over 250Mm But Not Exceeding 500Mm Depth; To Paving And Surface Finish Area | 1591 | m³ | AED | 7
2022-02 | 2 | 2.0332 |  | United Arab Emirates | Dubai | Hard & Soft Landscaping | Al Furjan | Package 8&9 | NAKHEEL | Desert Landscape | Tender | 2022 | Fixed Price Lump Sum | SITE WORK | Excavation | Excavation Works; Including All Ancillary Works As Necessary; From Site Level +0.00 Up To The Required Levels; Excavation To Reduce Level; Over 250Mm But Not Exceeding 500Mm; To Planting Area | 272 | m³ | AED | 7
2022-02 | 2 | 2.0332 |  | United Arab Emirates | Dubai | Hard & Soft Landscaping | Al Furjan | Package 8&9 | NAKHEEL | Desert Landscape | Tender | 2022 | Fixed Price Lump Sum | SITE WORK | Excavation | Excavation Works; Including All Ancillary Works As Necessary; From Site Level +0.00 Up To The Required Levels; Excavation To Reduce Level; Over 500Mm But Not Exceeding 750Mm; To Planting Area | 1054 | m³ | AED | 7
2022-02 | 2 | 2.0332 |  | United Arab Emirates | Dubai | Hard & Soft Landscaping | Al Furjan | Package 8&9 | NAKHEEL | Desert Landscape | Tender | 2022 | Fixed Price Lump Sum | SITE WORK | Excavation | Excavation Works; Including All Ancillary Works As Necessary; From Site Level +0.00 Up To The Required Levels; Pit Excavation; Over 1000Mm But Not Exceeding 1500Mm Depth; To Receive Tree Pits | 266 | m³ | AED | 24
2022-02 | 2 | 2.0332 |  | United Arab Emirates | Dubai | Hard & Soft Landscaping | Al Furjan | Package 8&9 | NAKHEEL | Desert Landscape | Tender | 2022 | Fixed Price Lump Sum | SITE WORK | Disposal | Disposal Of Unsuitable And Surplus Materials Arising From Excavation; Removed On Site Including A Suitable Tip | 3246 | m³ | AED | 18
2022-02 | 2 | 2.0333 |  | United Arab Emirates | Dubai | Hard & Soft Landscaping | Al Furjan | Package 8&9 | NAKHEEL | Desert Landscape | Tender | 2022 | Fixed Price Lump Sum | SITE WORK | Disposal | Disposal Of Unsuitable And Surplus Materials Arising From Excavation; Removed Off-Site Material (Rate Only) | 1 | m³ | AED | 18
2022-02 | 2 | 2.0333 |  | United Arab Emirates | Dubai | Hard & Soft Landscaping | Al Furjan | Package 8&9 | NAKHEEL | Desert Landscape | Tender | 2022 | Fixed Price Lump Sum | SITE WORK | Filling | Filling To Make Up Levels; Including Compaction And All Ancillary Works As Necessary; 150Mm Thick Aggregate Sub-Base Course Compacted To 95% Mdd; To Type Pv01, Pv02, Pp01, Pp03, Pp05, As01 And Ep01 | 667 | m³ | AED | 123
2022-02 | 2 | 2.0333 |  | United Arab Emirates | Dubai | Hard & Soft Landscaping | Al Furjan | Package 8&9 | NAKHEEL | Desert Landscape | Tender | 2022 | Fixed Price Lump Sum | SITE WORK | Filling | Filling To Make Up Levels; Including Compaction And All Ancillary Works As Necessary; 150Mm Thick Compacted Sub-Base; To Type Pb01 And Pb04 | 123 | m³ | AED | 123
2022-02 | 2 | 2.0333 |  | United Arab Emirates | Dubai | Hard & Soft Landscaping | Al Furjan | Package 8&9 | NAKHEEL | Desert Landscape | Tender | 2022 | Fixed Price Lump Sum | SITE WORK | Paving and surfacing | Precast Concrete Paving; In Shotblast Finish; Laid On 50Mm Thick Sharp Sand Bed With 2/3Mm Joint Filled With Sand, 150Mm Thick Aggregate Sub-Base (Measured Separately) And Compacted Existing Sub-Grade; Including Grout Mortar, Joint And Edge Treatment And Including All Ancillary Works As Necessary; Type Pv01; Pcc Paver 'Tegula'; Varying Size; A -(15%) 160 X 160 X 80Mm - Light Grey, B -(5%) 120 X 160 X 80Mm - Medium Grey, E - (80%) 160 X 160 X 80Mm - Dark Grey | 1238 | m² | AED | 80
2022-02 | 2 | 2.0333 |  | United Arab Emirates | Dubai | Hard & Soft Landscaping | Al Furjan | Package 8&9 | NAKHEEL | Desert Landscape | Tender | 2022 | Fixed Price Lump Sum | SITE WORK | Paving and surfacing | Precast Concrete Paving; In Shotblast Finish; Laid On 50Mm Thick Sharp Sand Bed With 2/3Mm Joint Filled With Sand, 150Mm Thick Aggregate Sub-Base (Measured Separately) And Compacted Existing Sub-Grade; Including Grout Mortar, Joint And Edge Treatment And Including All Ancillary Works As Necessary; Type Pv02; Pcc Paver 'Tegula'; Varying Size; A -(15%) 120 X 160 X 60Mm - Light Grey, B -(5%) 120 X 160 X 60Mm - Medium Grey, C -(25%) 160 X 160 X 60Mm - Light Grey, D -(20%) 160 X 160 X 60Mm - Medium Grey, E -(10%) 160 X 160 X 60Mm - Dark Grey, F -(25%) 160 X 240 X 60Mm - Light Grey | 2629 | m² | AED | 77
2022-02 | 2 | 2.0333 |  | United Arab Emirates | Dubai | Hard & Soft Landscaping | Al Furjan | Package 8&9 | NAKHEEL | Desert Landscape | Tender | 2022 | Fixed Price Lump Sum | SITE WORK | Paving and surfacing | Precast Concrete Paving; In Shotblast Finish; Laid On 50Mm Thick Sharp Sand Bed With 2/3Mm Joint Filled With Sand, 150Mm Thick Aggregate Sub-Base (Measured Separately) And Compacted Existing Sub-Grade; Including Grout Mortar, Joint And Edge Treatment And Including All Ancillary Works As Necessary; "Type Pp03; Pcc Paver 'Sienna'; Varying Size In Running Bond Pattern; 80% Light Grey & 20% Medium Grey Color In Different Sizes; A - 240 X 200 X 60Mm; B - 160X200X60Mm; C - 120X200X60Mm; D - 150X120X60Mm; E - 120X120X60Mm Thick" | 306 | m² | AED | 77
2022-02 | 2 | 2.0333 |  | United Arab Emirates | Dubai | Hard & Soft Landscaping | Al Furjan | Package 8&9 | NAKHEEL | Desert Landscape | Tender | 2022 | Fixed Price Lump Sum | SITE WORK | Paving and surfacing | Precast Concrete Paving Band; In Shotblast Finish; Laid On 30Mm Thick Mortar Bed With 3-5Mm Colour Matched Grout, 150Mm Thick Concrete Base And 150Mm Thick Compacted Sub-Base (Measured Separately); Including Grout Mortar, Joint And Edge Treatment And Including All Ancillary Works As Necessary; Type Pb01; Size 200 X 300 X 80Mm Thick; In Dark Grey Color | 4026 | m | AED | 60
2022-02 | 2 | 2.0333 |  | United Arab Emirates | Dubai | Hard & Soft Landscaping | Al Furjan | Package 8&9 | NAKHEEL | Desert Landscape | Tender | 2022 | Fixed Price Lump Sum | SITE WORK | Paving and surfacing | Precast Concrete Paving Band; In Shotblast Finish; Laid On 30Mm Thick Mortar Bed With 3-5Mm Colour Matched Grout, 150Mm Thick Concrete Base And 150Mm Thick Compacted Sub-Base (Measured Separately); Including Grout Mortar, Joint And Edge Treatment And Including All Ancillary Works As Necessary; Type Pb04; Size 200 X 200 X 80Mm Thick; In Medium Grey Color | 62 | m | AED | 60
2022-02 | 2 | 2.0333 |  | United Arab Emirates | Dubai | Hard & Soft Landscaping | Al Furjan | Package 8&9 | NAKHEEL | Desert Landscape | Tender | 2022 | Fixed Price Lump Sum | SITE WORK | Landscaping | Gravel; Non Self Binding-Loose Laid; Natural River Rounded From Wadi Source; Laid On Compacted Existing Grade Layer; Including Accessories And All Ancillary Works As Necessary; Type Ag01; 75-300Mm Diameter Rounded Decorative Gravel Bed; 100Mm Depth | 572 | m² | AED | 155
2022-02 | 2 | 2.0333 |  | United Arab Emirates | Dubai | Hard & Soft Landscaping | Al Furjan | Package 8&9 | NAKHEEL | Desert Landscape | Tender | 2022 | Fixed Price Lump Sum | SITE WORK | Landscaping | Gravel; Non Self Binding-Loose Laid; Natural River Rounded From Wadi Source; Laid On Compacted Existing Grade Layer; Including Accessories And All Ancillary Works As Necessary; Type Ag02; 14Mm Sieve Size; 100Mm Depth | 56 | m² | AED | 20
2022-02 | 2 | 2.0334 |  | United Arab Emirates | Dubai | Hard & Soft Landscaping | Al Furjan | Package 8&9 | NAKHEEL | Desert Landscape | Tender | 2022 | Fixed Price Lump Sum | SITE WORK | Paving and surfacing | Epdm Surface; 16Mm Thick Top Coat; Over 60-150Mm Thick Black Base Rubber; Laid On 150Mm Thick Aggregate Sub-Base (Measured Separately) And Compacted Existing Grade; Including Accessories And All Ancillary Works As Necessary; Type Ep01; 166Mm Thick Overall | 268 | m² | AED | 542
2022-02 | 2 | 2.0334 |  | United Arab Emirates | Dubai | Hard & Soft Landscaping | Al Furjan | Package 8&9 | NAKHEEL | Desert Landscape | Tender | 2022 | Fixed Price Lump Sum | SITE WORK | Paving and surfacing | Flush Kerb; Including Concrete Base, Sub-Grade, Mortar, Foundation, Formwork, Earthworks, Backfilling, Disposal, Of Surplus Excavated Material To Complete (Measured On Plan); Type K01; Curved | 12 | m | AED | 117
2022-02 | 2 | 2.0334 |  | United Arab Emirates | Dubai | Hard & Soft Landscaping | Al Furjan | Package 8&9 | NAKHEEL | Desert Landscape | Tender | 2022 | Fixed Price Lump Sum | SITE WORK | Paving and surfacing | Tactile Paving (Warning); Including Accessories And All Ancillary Works As Necessary; 100Mm Thick; To Pedestrian Ramp | 2 | m² | AED | 325
2022-02 | 2 | 2.0334 |  | United Arab Emirates | Dubai | Hard & Soft Landscaping | Al Furjan | Package 8&9 | NAKHEEL | Desert Landscape | Tender | 2022 | Fixed Price Lump Sum | SITE WORK | Landscaping | Making Good; To Achieve The Approve Lay-Out Levels; Including Surface Preparation, Accessories And All Ancillary Works As Necessary; Existing Sand | 340 | m² | AED | 4
2022-02 | 2 | 2.0334 |  | United Arab Emirates | Dubai | Hard & Soft Landscaping | Al Furjan | Package 8&9 | NAKHEEL | Desert Landscape | Tender | 2022 | Fixed Price Lump Sum | SITE WORK | Landscaping | Sundries; Geotextile Membrane; Non-Woven; To Ag01, Ag02, B01 And Pp05 | 628 | m² | AED | 2
2022-02 | 2 | 2.0334 |  | United Arab Emirates | Dubai | Hard & Soft Landscaping | Al Furjan | Package 8&9 | NAKHEEL | Desert Landscape | Tender | 2022 | Fixed Price Lump Sum | SITE WORK | Landscaping | Sundries; Allow Tie-In Connections For Minor And/Or Ancillary Structures | 1 | Item | AED | 10485
2022-02 | 2 | 2.0334 |  | United Arab Emirates | Dubai | Hard & Soft Landscaping | Al Furjan | Package 8&9 | NAKHEEL | Desert Landscape | Tender | 2022 | Fixed Price Lump Sum | SITE WORK | Landscaping | Planting Medium Soil; Laid On Compacted Sub-Grade; Including All Ancillary Works As Necessary; 300Mm Depth; To Lawn And Grass | 272 | m³ | AED | 29
2022-02 | 2 | 2.0334 |  | United Arab Emirates | Dubai | Hard & Soft Landscaping | Al Furjan | Package 8&9 | NAKHEEL | Desert Landscape | Tender | 2022 | Fixed Price Lump Sum | SITE WORK | Landscaping | Planting Medium Soil; Laid On Compacted Sub-Grade; Including All Ancillary Works As Necessary; 500Mm Depth; To Shrubs And Ground Cover | 1054 | m³ | AED | 29
2022-02 | 2 | 2.0334 |  | United Arab Emirates | Dubai | Hard & Soft Landscaping | Al Furjan | Package 8&9 | NAKHEEL | Desert Landscape | Tender | 2022 | Fixed Price Lump Sum | SITE WORK | Landscaping | Planting Medium Soil; Laid On Compacted Sub-Grade; Including All Ancillary Works As Necessary; 1200Mm Depth (Minimum); To Tree Pits | 266 | m³ | AED | 29
2022-02 | 2 | 2.0334 |  | United Arab Emirates | Dubai | Hard & Soft Landscaping | Al Furjan | Package 8&9 | NAKHEEL | Desert Landscape | Tender | 2022 | Fixed Price Lump Sum | SITE WORK | Landscaping | Organic Bark Mulch; Including All Ancillary Works As Necessary; Mulching; 75Mm Thick; To Shrub And Ground Cover | 2107 | m² | AED | 34
2022-02 | 2 | 2.0335 |  | United Arab Emirates | Dubai | Hard & Soft Landscaping | Al Furjan | Package 8&9 | NAKHEEL | Desert Landscape | Tender | 2022 | Fixed Price Lump Sum | SITE WORK | Landscaping | Organic Bark Mulch; Including All Ancillary Works As Necessary; Mulching; 75Mm Thick; To Trees And Palm Trees | 222 | m² | AED | 34
2022-02 | 2 | 2.0335 |  | United Arab Emirates | Dubai | Hard & Soft Landscaping | Al Furjan | Package 8&9 | NAKHEEL | Desert Landscape | Tender | 2022 | Fixed Price Lump Sum | SITE WORK | Landscaping | Drainage Aggregate Layer Coarse 10-15Mm Dia.; Including All Ancillary Works As Necessary; Drainage Layer; 300Mm Thick; To Trees And Palm Trees | 222 | m² | AED | 26
2022-02 | 2 | 2.0335 |  | United Arab Emirates | Dubai | Hard & Soft Landscaping | Al Furjan | Package 8&9 | NAKHEEL | Desert Landscape | Tender | 2022 | Fixed Price Lump Sum | SITE WORK | Landscaping | Trees; Including Support System, Groundkeeper And All Ancillary Works As Necessary; Aca Ara; Gum Arabic Tree (Acacia Arabica); Overall Height 4.0-4.5M; Clear Trunk 1.8M; Min. Caliper 80-100Mm; Local | 7 | Nr | AED | 2170
2022-02 | 2 | 2.0335 |  | United Arab Emirates | Dubai | Hard & Soft Landscaping | Al Furjan | Package 8&9 | NAKHEEL | Desert Landscape | Tender | 2022 | Fixed Price Lump Sum | SITE WORK | Landscaping | Trees; Including Support System, Groundkeeper And All Ancillary Works As Necessary; Aza Ind; Neem Tree (Azadirachta Indica); Overall Height 4.0-4.5M; Clear Trunk 1.8M; Min. Caliper 80-100Mm; Adaptive | 39 | Nr | AED | 1302
2022-02 | 2 | 2.0335 |  | United Arab Emirates | Dubai | Hard & Soft Landscaping | Al Furjan | Package 8&9 | NAKHEEL | Desert Landscape | Tender | 2022 | Fixed Price Lump Sum | SITE WORK | Landscaping | Trees; Including Support System, Groundkeeper And All Ancillary Works As Necessary; Del Reg; Royal Poinciana (Delonix Regia); Overall Height 4.0-4.5M; Clear Trunk 1.8M; Min. Caliper 80-100Mm; Adaptive | 37 | Nr | AED | 1424
2022-02 | 2 | 2.0335 |  | United Arab Emirates | Dubai | Hard & Soft Landscaping | Al Furjan | Package 8&9 | NAKHEEL | Desert Landscape | Tender | 2022 | Fixed Price Lump Sum | SITE WORK | Landscaping | Trees; Including Support System, Groundkeeper And All Ancillary Works As Necessary; Mil Hor; Jasmin Tree (Millingtonia Hortensis); Overall Height 4.0-4.5M; Clear Trunk 1.8M; Min. Caliper 80-100Mm; Adaptive | 61 | Nr | AED | 1429
2022-02 | 2 | 2.0335 |  | United Arab Emirates | Dubai | Hard & Soft Landscaping | Al Furjan | Package 8&9 | NAKHEEL | Desert Landscape | Tender | 2022 | Fixed Price Lump Sum | SITE WORK | Landscaping | Trees; Including Support System, Groundkeeper And All Ancillary Works As Necessary; Par Acu; Mexican Palo Verde (Parkinsonia Aculeata); Overall Height 3.5-4.0M; Clear Trunk 1.5M; Min. Caliper 60-80Mm; Adaptive | 3 | Nr | AED | 1241
2022-02 | 2 | 2.0335 |  | United Arab Emirates | Dubai | Hard & Soft Landscaping | Al Furjan | Package 8&9 | NAKHEEL | Desert Landscape | Tender | 2022 | Fixed Price Lump Sum | SITE WORK | Landscaping | Fruit Trees; Including Support System, Groundkeeper And All Ancillary Works As Necessary; Ziz Spi; Sidr (Ziziphus Spina-Christi); Overall Height 4.0-4.5M; Clear Trunk 1.8M; Min. Caliper 80-100Mm; Local | 3 | Nr | AED | 1791
2022-02 | 2 | 2.0335 |  | United Arab Emirates | Dubai | Hard & Soft Landscaping | Al Furjan | Package 8&9 | NAKHEEL | Desert Landscape | Tender | 2022 | Fixed Price Lump Sum | SITE WORK | Landscaping | Park Trees; Including Support System, Groundkeeper And All Ancillary Works As Necessary; Pro Jul; Mesquite, Safsaf (Prospolis Juliflora); Overall Height 4.0-4.5M; Clear Trunk 1.8M; Min. Caliper 80-100Mm; Local | 4 | Nr | AED | 1473
2022-02 | 2 | 2.0335 |  | United Arab Emirates | Dubai | Hard & Soft Landscaping | Al Furjan | Package 8&9 | NAKHEEL | Desert Landscape | Tender | 2022 | Fixed Price Lump Sum | SITE WORK | Landscaping | Shrubs; Including Additional Earthworks, Fertilizer And All Ancillary Works As Necessary; Atr Sem; Salt Bush (Atriplex Semibaccata); Size 300-500Mm; Min. Spread 300-400Mm; Local | 95 | m² | AED | 30
2022-02 | 2 | 2.0336 |  | United Arab Emirates | Dubai | Hard & Soft Landscaping | Al Furjan | Package 8&9 | NAKHEEL | Desert Landscape | Tender | 2022 | Fixed Price Lump Sum | SITE WORK | Landscaping | Shrubs; Including Additional Earthworks, Fertilizer And All Ancillary Works As Necessary; Jun Rig; Rush (Juncus Rigidus); Size 400-600Mm; Min. Spread 400-500Mm; Adaptive | 162 | m² | AED | 87
2022-02 | 2 | 2.0336 |  | United Arab Emirates | Dubai | Hard & Soft Landscaping | Al Furjan | Package 8&9 | NAKHEEL | Desert Landscape | Tender | 2022 | Fixed Price Lump Sum | SITE WORK | Landscaping | Shrubs; Including Additional Earthworks, Fertilizer And All Ancillary Works As Necessary; Leu Fru; Texas Sage (Leucophyllum Frutescens); Size 400-600Mm; Min. Spread 400-600Mm; Adaptive | 25 | m² | AED | 38
2022-02 | 2 | 2.0336 |  | United Arab Emirates | Dubai | Hard & Soft Landscaping | Al Furjan | Package 8&9 | NAKHEEL | Desert Landscape | Tender | 2022 | Fixed Price Lump Sum | SITE WORK | Landscaping | Shrubs; Including Additional Earthworks, Fertilizer And All Ancillary Works As Necessary; Pul Cri; (Pulicaria Crispa); Size 400-600Mm; Min. Spread 400-600Mm; Adaptive | 82 | m² | AED | 29
2022-02 | 2 | 2.0336 |  | United Arab Emirates | Dubai | Hard & Soft Landscaping | Al Furjan | Package 8&9 | NAKHEEL | Desert Landscape | Tender | 2022 | Fixed Price Lump Sum | SITE WORK | Landscaping | Shrubs; Including Additional Earthworks, Fertilizer And All Ancillary Works As Necessary; Tec Sta; Yellow Bells (Tecoma Stans); Size 400-600Mm; Min. Spread 400-600Mm; Adaptive | 52 | m² | AED | 31
2022-02 | 2 | 2.0336 |  | United Arab Emirates | Dubai | Hard & Soft Landscaping | Al Furjan | Package 8&9 | NAKHEEL | Desert Landscape | Tender | 2022 | Fixed Price Lump Sum | SITE WORK | Landscaping | Shrubs; Including Additional Earthworks, Fertilizer And All Ancillary Works As Necessary; The Per; Yellow Oleander (Thevetia Peruviana); Size 400-600Mm; Min. Spread 400-600Mm; Adaptive | 40 | m² | AED | 31
2022-02 | 2 | 2.0336 |  | United Arab Emirates | Dubai | Hard & Soft Landscaping | Al Furjan | Package 8&9 | NAKHEEL | Desert Landscape | Tender | 2022 | Fixed Price Lump Sum | SITE WORK | Landscaping | Grasses; Including Additional Earthworks, Fertilizer And All Ancillary Works As Necessary; Cen Cil; Dhaman Grass (Cenchrus Ciliaris); Size 300-500Mm; Min. Spread 300-400Mm; Adaptive | 104 | m² | AED | 25
2022-02 | 2 | 2.0336 |  | United Arab Emirates | Dubai | Hard & Soft Landscaping | Al Furjan | Package 8&9 | NAKHEEL | Desert Landscape | Tender | 2022 | Fixed Price Lump Sum | SITE WORK | Landscaping | Grasses; Including Additional Earthworks, Fertilizer And All Ancillary Works As Necessary; Pen Rub; Purple Fountain Grass (Pennisetum Rubrum); Size 300-500Mm; Min. Spread 300-500Mm; Adaptive | 28 | m² | AED | 20
2022-02 | 2 | 2.0336 |  | United Arab Emirates | Dubai | Hard & Soft Landscaping | Al Furjan | Package 8&9 | NAKHEEL | Desert Landscape | Tender | 2022 | Fixed Price Lump Sum | SITE WORK | Landscaping | Grasses; Including Additional Earthworks, Fertilizer And All Ancillary Works As Necessary; Pen Set; Fountain Grass (Pennisetum Setaceum); Size 300-500Mm; Min. Spread 300-500Mm; Local | 322 | m² | AED | 18
2022-02 | 2 | 2.0336 |  | United Arab Emirates | Dubai | Hard & Soft Landscaping | Al Furjan | Package 8&9 | NAKHEEL | Desert Landscape | Tender | 2022 | Fixed Price Lump Sum | SITE WORK | Landscaping | Groundcovers; Including Additional Earthworks, Fertilizer And All Ancillary Works As Necessary; Aer Jav; Kapok Bush (Aerva Javanica); Size 300-500Mm; Min. Spread 300Mm; Adaptive | 114 | m² | AED | 97
2022-02 | 2 | 2.0336 |  | United Arab Emirates | Dubai | Hard & Soft Landscaping | Al Furjan | Package 8&9 | NAKHEEL | Desert Landscape | Tender | 2022 | Fixed Price Lump Sum | SITE WORK | Landscaping | Groundcovers; Including Additional Earthworks, Fertilizer And All Ancillary Works As Necessary; Rue Cil; Wild Petunia (Ruellia Ciliosa); Size 300-500Mm; Min. Spread 300Mm; Adaptive | 1111 | m² | AED | 18
2022-02 | 2 | 2.0337 |  | United Arab Emirates | Dubai | Hard & Soft Landscaping | Al Furjan | Package 8&9 | NAKHEEL | Desert Landscape | Tender | 2022 | Fixed Price Lump Sum | SITE WORK | Landscaping | Groundcovers; Including Additional Earthworks, Fertilizer And All Ancillary Works As Necessary; Ses Por; Shoreline Seapurslane (Sesuvium Portulacastrum); Size 100-150Mm; Min. Spread 150Mm; Local | 427 | m² | AED | 16
2022-02 | 2 | 2.0337 |  | United Arab Emirates | Dubai | Hard & Soft Landscaping | Al Furjan | Package 8&9 | NAKHEEL | Desert Landscape | Tender | 2022 | Fixed Price Lump Sum | SITE WORK | Landscaping | Lawn; Including Additional Earthworks, Fertilizer And All Ancillary Works As Necessary; Pas Vag; Seashore Paspalum (Paspalum Vaginatum); Flat; Adaptive | 454 | m² | AED | 19
2022-02 | 2 | 2.0337 |  | United Arab Emirates | Dubai | Hard & Soft Landscaping | Al Furjan | Package 8&9 | NAKHEEL | Desert Landscape | Tender | 2022 | Fixed Price Lump Sum | SITE WORK | Landscaping | Planting Management; Including Protection, Consumables, Accessories And All Ancillary Works As Necessary; Maintenance And Management During Contract Period And Up To Date Of Taking Over | 1 | Item | AED | 10628
2022-02 | 2 | 2.0337 |  | United Arab Emirates | Dubai | Hard & Soft Landscaping | Al Furjan | Package 8&9 | NAKHEEL | Desert Landscape | Tender | 2022 | Fixed Price Lump Sum | SITE WORK | Landscaping | Planting Management; Including Protection, Consumables, Accessories And All Ancillary Works As Necessary; Maintenance And Management During Defects Liabilities Period | 1 | Item | AED | 49052
2022-02 | 2 | 2.0337 |  | United Arab Emirates | Dubai | Hard & Soft Landscaping | Al Furjan | Package 8&9 | NAKHEEL | Desert Landscape | Tender | 2022 | Fixed Price Lump Sum | SITE WORK | Landscaping | Sundries; Root Barrier Membrane; 600Mm Depth | 222 | m² | AED | 21
2022-02 | 2 | 2.0337 |  | United Arab Emirates | Dubai | Hard & Soft Landscaping | Al Furjan | Package 8&9 | NAKHEEL | Desert Landscape | Tender | 2022 | Fixed Price Lump Sum | SITE WORK | Landscaping | Sundries; Tree Stake; Painted Forest Green Colour, 50Mm Dia X 2500Mm Long, (3Nr) | 154 | Nr | AED | 66
2022-02 | 2 | 2.0337 |  | United Arab Emirates | Dubai | Hard & Soft Landscaping | Al Furjan | Package 8&9 | NAKHEEL | Desert Landscape | Tender | 2022 | Fixed Price Lump Sum | SITE WORK | Landscaping | Sundries; Rubber Cinch Tree Ties (3Nr.) | 154 | Nr | AED | 17
2022-02 | 2 | 2.0337 |  | United Arab Emirates | Dubai | Hard & Soft Landscaping | Al Furjan | Package 8&9 | NAKHEEL | Desert Landscape | Tender | 2022 | Fixed Price Lump Sum | SITE WORK | Landscaping | Sundries; Geotextile Membrane; Non-Woven; To Tree Pits; Including All Ancillary Works As Necessary | 1404 | m² | AED | 2
2022-02 | 2 | 2.0337 |  | United Arab Emirates | Dubai | Hard & Soft Landscaping | Al Furjan | Package 8&9 | NAKHEEL | Desert Landscape | Tender | 2022 | Fixed Price Lump Sum | SITE WORK | Landscaping | Plastic Edging, Thickness: 1.905Mm, Height: 5" Between Gravel And Planting (As Per Tender Addendum 3 Item No. 6) | 955 | m | AED | 13
2022-02 | 2 | 2.0337 |  | United Arab Emirates | Dubai | Hard & Soft Landscaping | Al Furjan | Package 8&9 | NAKHEEL | Desert Landscape | Tender | 2022 | Fixed Price Lump Sum | METALWORK | Non structural metalwork | Shade Structure; Comprising Of 1.6Mm Thick Uv Stabilized Hdpe Shade Cloth, 250 X 250Mm Ms Sch. 40 Columns In Epoxy Paint System Ral 9007; Including 14Mm Ss316 Shackle, Gi Cable, Rc Foundation, Earthworks, Waterproofing, Metal Supports, Fixings, Accessories And All Ancillary Works As Necessary (Measured On Plan); Type Fu06-Ss14 (1 Nr.) | 261 | m² | AED | 252
2022-02 | 2 | 2.0338 |  | United Arab Emirates | Dubai | Hard & Soft Landscaping | Al Furjan | Package 8&9 | NAKHEEL | Desert Landscape | Tender | 2022 | Fixed Price Lump Sum | METALWORK | Non structural metalwork | Handrails And Balustrades; Floor Mounted; Comprising Of Aluminum Polyester Powder Coated Finish; In Grey Color; Including Finishes; Grout, Metal Supports, Fixings, Accessories And All Ancillary Works As Necessary (Measured On Plan); Type R02; 750Mm High; Sloping; To Steps | 3 | m | AED | 580
2022-02 | 2 | 2.0338 |  | United Arab Emirates | Dubai | Hard & Soft Landscaping | Al Furjan | Package 8&9 | NAKHEEL | Desert Landscape | Tender | 2022 | Fixed Price Lump Sum | METALWORK | Non structural metalwork | Site Hoarding, Eco-Pvc Type 2.4 M High With Banners And The Graphic | 1 | m | AED | 332
2022-02 | 2 | 2.0338 |  | United Arab Emirates | Dubai | Hard & Soft Landscaping | Al Furjan | Package 8&9 | NAKHEEL | Desert Landscape | Tender | 2022 | Fixed Price Lump Sum | FINISHES | Finishings | External Backgrounds; Cement And Sand Plaster Render; Including All Ancillary Works As Necessary; To Receive Paint | 4 | m² | AED | 70
2022-02 | 2 | 2.0338 |  | United Arab Emirates | Dubai | Hard & Soft Landscaping | Al Furjan | Package 8&9 | NAKHEEL | Desert Landscape | Tender | 2022 | Fixed Price Lump Sum | FINISHES | Finishings | External Finishings; Pre-Cast Concrete Tread Coping Chamfered; In Shotblast Finish Laid On Smooth Concrete; Including Grouting, Joints, Mortar, Accessories And All Ancillary Works As Necessary; Type St02; In Medium Grey Colour; To Walkway Steps; Size 600 X 300 X 50Mm Thick | 4 | m² | AED | 593
2022-02 | 2 | 2.0338 |  | United Arab Emirates | Dubai | Hard & Soft Landscaping | Al Furjan | Package 8&9 | NAKHEEL | Desert Landscape | Tender | 2022 | Fixed Price Lump Sum | FINISHES | Finishings | External Finishings; Pre-Cast Concrete Tread Coping Chamfered; In Shotblast Finish Laid On Smooth Concrete; Including Grouting, Joints, Mortar, Accessories And All Ancillary Works As Necessary; Type St02; In Medium Grey Colour; To Walkway Steps; Size 200 X 300 X 50Mm Thick | 1 | m² | AED | 593
2022-02 | 2 | 2.0338 |  | United Arab Emirates | Dubai | Hard & Soft Landscaping | Al Furjan | Package 8&9 | NAKHEEL | Desert Landscape | Tender | 2022 | Fixed Price Lump Sum | FINISHES | Finishings | External Finishings; Pre-Cast Concrete Tread Coping Chamfered; In Shotblast Finish Laid On Smooth Concrete; Including Grouting, Joints, Mortar, Accessories And All Ancillary Works As Necessary; Type St02; In Medium Grey Colour; To Walkway Steps; Riser; Size 150 X 300 X 50Mm Thick | 12 | m | AED | 101
2022-02 | 2 | 2.0338 |  | United Arab Emirates | Dubai | Hard & Soft Landscaping | Al Furjan | Package 8&9 | NAKHEEL | Desert Landscape | Tender | 2022 | Fixed Price Lump Sum | FURNISHINGS | Generally | Site Furniture; Including Finishes, Foundations, Earthworks, Waterproofing, Frames, Fixings, Fittings, Accessories And All Ancillary Works As Necessary; Type Fu02; Park Bench; Galvanized Steel Structure; Robinia Wood With Protective Layer Of Zinc And Powder Coating; In Grey Ral 7024 Color; Size 2000 X 420 X 445Mm High | 1 | Nr | AED | 2945
2022-02 | 2 | 2.0338 |  | United Arab Emirates | Dubai | Hard & Soft Landscaping | Al Furjan | Package 8&9 | NAKHEEL | Desert Landscape | Tender | 2022 | Fixed Price Lump Sum | FURNISHINGS | Generally | Site Furniture; Including Finishes, Foundations, Earthworks, Waterproofing, Frames, Fixings, Fittings, Accessories And All Ancillary Works As Necessary; Type Fu03; Bench With Back Rest; Steel Structure; Tropical Hardwood Board With Protective Layer Of Zinc And Powder Coating; In Grey Ral 7024 Color; Size 2000 X 600 X 785Mm High | 1 | Nr | AED | 4442
2022-02 | 2 | 2.0338 |  | United Arab Emirates | Dubai | Hard & Soft Landscaping | Al Furjan | Package 8&9 | NAKHEEL | Desert Landscape | Tender | 2022 | Fixed Price Lump Sum | FURNISHINGS | Generally | Site Furniture; Including Finishes, Foundations, Earthworks, Waterproofing, Frames, Fixings, Fittings, Accessories And All Ancillary Works As Necessary; Type Fu04; Prax Litter Bin Comprising Galvanized Steel Frame And Stainless Steel Doors; In Grey Ral 9007 Color; Powder Coated Finish; Size 580 X 370 X 1055Mm High | 2 | Nr | AED | 2742
2022-02 | 2 | 2.0338 |  | United Arab Emirates | Dubai | Hard & Soft Landscaping | Al Furjan | Package 8&9 | NAKHEEL | Desert Landscape | Tender | 2022 | Fixed Price Lump Sum | FURNISHINGS | Generally | Site Furniture; Including Finishes, Foundations, Earthworks, Waterproofing, Frames, Fixings, Fittings, Accessories And All Ancillary Works As Necessary; Type Fu05; Bay City Bike Rack; Solid Cast Aluminum; Corrosion Resistant With Powder Coat Finish; In Grey Ral 7024 Color; Size 673 X 123 X 622Mm | 4 | Nr | AED | 1766
2022-02 | 2 | 2.0339 |  | United Arab Emirates | Dubai | Hard & Soft Landscaping | Al Furjan | Package 8&9 | NAKHEEL | Desert Landscape | Tender | 2022 | Fixed Price Lump Sum | CONCRETE WORK | Precast concrete | Precast Concrete Seat; Fixed To Concrete Base (Measured Elsewhere); Including Expansion Sealant, Accessories And All Ancillary Works As Necessary; As Drawing Nr. 21-6007-Alf-P1-Ins-Dwg-Td-70303 Detail 03; Type Fu10; 600Mm Wide X 450Mm High; Curved | 6 | m | AED | 1577
2022-02 | 2 | 2.0339 |  | United Arab Emirates | Dubai | Hard & Soft Landscaping | Al Furjan | Package 8&9 | NAKHEEL | Desert Landscape | Tender | 2022 | Fixed Price Lump Sum | FURNISHINGS | Generally | Play Equipment; Including Finishes, Foundations, Earthworks, Waterproofing, Frames, Fixings, Fittings, Accessories And All Ancillary Works As Necessary; Type Pe12; Roundabout; Rotating Equipment J2406 | 1 | Nr | AED | 23529
2022-02 | 2 | 2.0339 |  | United Arab Emirates | Dubai | Hard & Soft Landscaping | Al Furjan | Package 8&9 | NAKHEEL | Desert Landscape | Tender | 2022 | Fixed Price Lump Sum | FURNISHINGS | Generally | Play Equipment; Including Finishes, Foundations, Earthworks, Waterproofing, Frames, Fixings, Fittings, Accessories And All Ancillary Works As Necessary; Type Pe54; Multi-Play; Little Mermaid & Tinderbox With Castle | 1 | Nr | AED | 289905
2022-02 | 2 | 2.0339 |  | United Arab Emirates | Dubai | Hard & Soft Landscaping | Al Furjan | Package 8&9 | NAKHEEL | Desert Landscape | Tender | 2022 | Fixed Price Lump Sum | FURNISHINGS | Generally | Play Equipment; Including Finishes, Foundations, Earthworks, Waterproofing, Frames, Fixings, Fittings, Accessories And All Ancillary Works As Necessary; Type Pe55; Swing; Toddler Castle | 1 | Nr | AED | 54796
2022-02 | 2 | 2.0339 |  | United Arab Emirates | Dubai | Hard & Soft Landscaping | Al Furjan | Package 8&9 | NAKHEEL | Desert Landscape | Tender | 2022 | Fixed Price Lump Sum | FURNISHINGS | Generally | Play Equipment; Including Finishes, Foundations, Earthworks, Waterproofing, Frames, Fixings, Fittings, Accessories And All Ancillary Works As Necessary; Type Pe58; Multi-Play; Cloud Climber | 2 | Nr | AED | 11743
2022-02 | 2 | 2.0339 |  | United Arab Emirates | Dubai | Hard & Soft Landscaping | Al Furjan | Package 8&9 | NAKHEEL | Desert Landscape | Tender | 2022 | Fixed Price Lump Sum | FURNISHINGS | Generally | Play Equipment; Including Finishes, Foundations, Earthworks, Waterproofing, Frames, Fixings, Fittings, Accessories And All Ancillary Works As Necessary; Type Pe59; Springer; Flower Springer Ssb150 | 4 | Nr | AED | 11044
2022-02 | 2 | 2.0339 |  | United Arab Emirates | Dubai | Hard & Soft Landscaping | Al Furjan | Package 8&9 | NAKHEEL | Desert Landscape | Tender | 2022 | Fixed Price Lump Sum | SITE WORK | Excavation | Excavation Of Trenches For Irrigation Pipe Line Runs Below Ground Complete Including Earthwork, Backfilling With Selected Material, Compaction, Warning Tape, Disposal Of Surplus Material And All Ancillary Works As Necessary; Average Depth Of Trench Not Less Than 500Mm But Not Exceeding 1000Mm | 2873 | m | AED | 5
2022-02 | 2 | 2.0339 |  | United Arab Emirates | Dubai | Hard & Soft Landscaping | Al Furjan | Package 8&9 | NAKHEEL | Desert Landscape | Tender | 2022 | Fixed Price Lump Sum | SITE WORK | Underground drainage | Beds And Surrounds With Compacted Sand And Selected Backfill Materials Including Warning Tape To Following Upvc Underground Irrigation And Sub-Main Line Water Pipes And Fittings; Size 1" Diameter Pipes | 2295 | m | AED | 1
2022-02 | 2 | 2.0339 |  | United Arab Emirates | Dubai | Hard & Soft Landscaping | Al Furjan | Package 8&9 | NAKHEEL | Desert Landscape | Tender | 2022 | Fixed Price Lump Sum | SITE WORK | Underground drainage | Beds And Surrounds With Compacted Sand And Selected Backfill Materials Including Warning Tape To Following Upvc Underground Irrigation And Sub-Main Line Water Pipes And Fittings; Size 1 1/2" Diameter Pipes | 355 | m | AED | 1
2022-02 | 2 | 2.0339 |  | United Arab Emirates | Dubai | Hard & Soft Landscaping | Al Furjan | Package 8&9 | NAKHEEL | Desert Landscape | Tender | 2022 | Fixed Price Lump Sum | SITE WORK | Underground drainage | Beds And Surrounds With Compacted Sand And Selected Backfill Materials Including Warning Tape To Following Upvc Underground Irrigation And Sub-Main Line Water Pipes And Fittings; Size 2" Diameter Pipes | 187 | m | AED | 1
2022-02 | 2 | 2.034 |  | United Arab Emirates | Dubai | Hard & Soft Landscaping | Al Furjan | Package 8&9 | NAKHEEL | Desert Landscape | Tender | 2022 | Fixed Price Lump Sum | SITE WORK | Underground drainage | Beds And Surrounds With Compacted Sand And Selected Backfill Materials Including Warning Tape To Following Upvc Underground Irrigation And Sub-Main Line Water Pipes And Fittings; Size 3" Diameter Pipes | 36 | m | AED | 1
2022-02 | 2 | 2.034 |  | United Arab Emirates | Dubai | Hard & Soft Landscaping | Al Furjan | Package 8&9 | NAKHEEL | Desert Landscape | Tender | 2022 | Fixed Price Lump Sum | SITE WORK | Landscaping | Irrigation Drip And Sprinkler Line Pvc-U Class E Pn 15 Pipes And Fittings; Including All Ancillary Works As Necessary; Laid In Trenches (Measured Elsewhere); Size 1" Diameter Pipes | 2186 | m | AED | 5
2022-02 | 2 | 2.034 |  | United Arab Emirates | Dubai | Hard & Soft Landscaping | Al Furjan | Package 8&9 | NAKHEEL | Desert Landscape | Tender | 2022 | Fixed Price Lump Sum | SITE WORK | Landscaping | Irrigation Drip Line And Sprinkler Line Pvc-U Class D Pn12 Pipes And Fittings; Including Thrust Block And All Ancillary Works As Necessary; Laid In Trenches (Measured Elsewhere); Size 1 1/2" Diameter Pipes | 355 | m | AED | 7
2022-02 | 2 | 2.034 |  | United Arab Emirates | Dubai | Hard & Soft Landscaping | Al Furjan | Package 8&9 | NAKHEEL | Desert Landscape | Tender | 2022 | Fixed Price Lump Sum | SITE WORK | Landscaping | Irrigation Drip Line And Sprinkler Line Pvc-U Class D Pn12 Pipes And Fittings; Including Thrust Block And All Ancillary Works As Necessary; Laid In Trenches (Measured Elsewhere); Size 2" Diameter Pipes | 187 | m | AED | 9
2022-02 | 2 | 2.034 |  | United Arab Emirates | Dubai | Hard & Soft Landscaping | Al Furjan | Package 8&9 | NAKHEEL | Desert Landscape | Tender | 2022 | Fixed Price Lump Sum | SITE WORK | Landscaping | Irrigation Drip Line And Sprinkler Line Pvc-U Class D Pn12 Pipes And Fittings; Including Thrust Block And All Ancillary Works As Necessary; Laid In Trenches (Measured Elsewhere); Size 3" Diameter Pipes | 36 | m | AED | 17
2022-02 | 2 | 2.034 |  | United Arab Emirates | Dubai | Hard & Soft Landscaping | Al Furjan | Package 8&9 | NAKHEEL | Desert Landscape | Tender | 2022 | Fixed Price Lump Sum | SITE WORK | Landscaping | Irrigation Drip System; Including Ldpe Inline Pressure Compensating Emitter Tubing, Drip Lines, Drip Risers Connections, Supports, Fittings, Accessories And All Ancillary Works As Necessary; To Trees; As Detail 01 | 154 | Nr | AED | 54
2022-02 | 2 | 2.034 |  | United Arab Emirates | Dubai | Hard & Soft Landscaping | Al Furjan | Package 8&9 | NAKHEEL | Desert Landscape | Tender | 2022 | Fixed Price Lump Sum | SITE WORK | Landscaping | Irrigation Drip System; Including Ldpe Inline Pressure Compensating Emitter Tubing, Drip Lines, Drip Risers Connections, Supports, Fittings, Accessories And All Ancillary Works As Necessary; To Shrubs, Ground Cover, Herbs And Grass (Approx. Area = 43298M²); As Detail 03 | 87 | Nr | AED | 186
2022-02 | 2 | 2.034 |  | United Arab Emirates | Dubai | Hard & Soft Landscaping | Al Furjan | Package 8&9 | NAKHEEL | Desert Landscape | Tender | 2022 | Fixed Price Lump Sum | SITE WORK | Landscaping | Sprinkler; Including Fittings, Accessories And All Ancillary Works As Necessary; R-Van 14; 2500Mm To 4500Mm | 4 | Nr | AED | 97
2022-02 | 2 | 2.034 |  | United Arab Emirates | Dubai | Hard & Soft Landscaping | Al Furjan | Package 8&9 | NAKHEEL | Desert Landscape | Tender | 2022 | Fixed Price Lump Sum | SITE WORK | Landscaping | Sprinkler; Including Fittings, Accessories And All Ancillary Works As Necessary; R-Van 18; 3300Mm To 5500Mm | 6 | Nr | AED | 97
2022-02 | 2 | 2.034 |  | United Arab Emirates | Dubai | Hard & Soft Landscaping | Al Furjan | Package 8&9 | NAKHEEL | Desert Landscape | Tender | 2022 | Fixed Price Lump Sum | SITE WORK | Landscaping | Sprinkler; Including Fittings, Accessories And All Ancillary Works As Necessary; R-Van 18-360; 3300Mm To 5500Mm | 4 | Nr | AED | 97
2022-02 | 2 | 2.0341 |  | United Arab Emirates | Dubai | Hard & Soft Landscaping | Al Furjan | Package 8&9 | NAKHEEL | Desert Landscape | Tender | 2022 | Fixed Price Lump Sum | SITE WORK | Landscaping | Sprinkler; Including Fittings, Accessories And All Ancillary Works As Necessary; R-Van 24; 5200Mm To 7300Mm | 9 | Nr | AED | 97
2022-02 | 2 | 2.0341 |  | United Arab Emirates | Dubai | Hard & Soft Landscaping | Al Furjan | Package 8&9 | NAKHEEL | Desert Landscape | Tender | 2022 | Fixed Price Lump Sum | SITE WORK | Landscaping | Sprinkler; Including Fittings, Accessories And All Ancillary Works As Necessary; R-Van 24-360; 5200Mm To 7300Mm | 5 | Nr | AED | 97
2022-02 | 2 | 2.0341 |  | United Arab Emirates | Dubai | Hard & Soft Landscaping | Al Furjan | Package 8&9 | NAKHEEL | Desert Landscape | Tender | 2022 | Fixed Price Lump Sum | SITE WORK | Landscaping | Pull Box; Including Excavation, Backfilling, Fittings, Accessories And All Ancillary Works As Necessary; Fixed To Irrigation Conduit | 5 | Nr | AED | 233
2022-02 | 2 | 2.0341 |  | United Arab Emirates | Dubai | Hard & Soft Landscaping | Al Furjan | Package 8&9 | NAKHEEL | Desert Landscape | Tender | 2022 | Fixed Price Lump Sum | SITE WORK | Landscaping | Control Cables Conduit Pipes Including Termination, Fixings, Supports And All Ancillary Works As Necessary; Upvc Class D | 110 | m | AED | 15
2022-02 | 2 | 2.0341 |  | United Arab Emirates | Dubai | Hard & Soft Landscaping | Al Furjan | Package 8&9 | NAKHEEL | Desert Landscape | Tender | 2022 | Fixed Price Lump Sum | SITE WORK | Landscaping | Control Point; Complete With Junction Box, Master Valve, Flow Sensor, Power Supply Cable, Connections, Conduits, Termination, Grounding, Accessories And All Ancillary Works As Necessary; Control Point; Cp | 1 | Nr | AED | 15104
2022-02 | 2 | 2.0341 |  | United Arab Emirates | Dubai | Hard & Soft Landscaping | Al Furjan | Package 8&9 | NAKHEEL | Desert Landscape | Tender | 2022 | Fixed Price Lump Sum | SITE WORK | Landscaping | Solar Powered Irrigation Controller; Complete With Junction Box, Power Supply Cable, Connections, Conduits, Termination, Grounding, Accessories And All Ancillary Works As Necessary; Solar Powered Irrigation Controller; Ref. Sp | 1 | Nr | AED | 6327
2022-02 | 2 | 2.0341 |  | United Arab Emirates | Dubai | Hard & Soft Landscaping | Al Furjan | Package 8&9 | NAKHEEL | Desert Landscape | Tender | 2022 | Fixed Price Lump Sum | MECHANICAL ENGINEERING INSTALLATIONS | Automatic controls | Power Supply Cable To Irrigation Controller Including Accessories And All Ancillary Works As Necessary; Power Supply To Irrigation Controller From The Existing Electric Panel Including Cables And Termination | 1 | Item | AED | 16464
2022-02 | 2 | 2.0341 |  | United Arab Emirates | Dubai | Hard & Soft Landscaping | Al Furjan | Package 8&9 | NAKHEEL | Desert Landscape | Tender | 2022 | Fixed Price Lump Sum | SITE WORK | Landscaping | Point Of Connection To Infra Irrigation Water Source; Including Connections, Accessories And All Ancillary Works As Necessary; Size 2" Diameter Pipe | 1 | Nr | AED | 1752
2022-02 | 2 | 2.0341 |  | United Arab Emirates | Dubai | Hard & Soft Landscaping | Al Furjan | Package 8&9 | NAKHEEL | Desert Landscape | Tender | 2022 | Fixed Price Lump Sum | SITE WORK | Landscaping | Point Of Connection To Infra Irrigation Water Source; Including Connections, Accessories And All Ancillary Works As Necessary; Size 3" Diameter Pipe | 3 | Nr | AED | 2730
2022-02 | 2 | 2.0341 |  | United Arab Emirates | Dubai | Hard & Soft Landscaping | Al Furjan | Package 8&9 | NAKHEEL | Desert Landscape | Tender | 2022 | Fixed Price Lump Sum | SITE WORK | Landscaping | Point Of Connection To Infra Irrigation Water Source; Including Connections, Accessories And All Ancillary Works As Necessary; Size 4" Diameter Pipe | 3 | Nr | AED | 3859
2022-02 | 2 | 2.0342 |  | United Arab Emirates | Dubai | Hard & Soft Landscaping | Al Furjan | Package 8&9 | NAKHEEL | Desert Landscape | Tender | 2022 | Fixed Price Lump Sum | SITE WORK | Landscaping | Point Of Connection To Infra Irrigation Water Source; Including Connections, Accessories And All Ancillary Works As Necessary; Size 6" Diameter Pipe | 1 | Nr | AED | 4754
2022-02 | 2 | 2.0342 |  | United Arab Emirates | Dubai | Hard & Soft Landscaping | Al Furjan | Package 8&9 | NAKHEEL | Desert Landscape | Tender | 2022 | Fixed Price Lump Sum | ELECTRICAL ENGINEERING INSTALLATIONS | Equipment | Equipment; Including Fixings, Supports, Accessories And All Ancillary Works As Necessary; Distribution Boards; Ls-Db-01 (P08) | 1 | Nr | AED | 8543
2022-02 | 2 | 2.0342 |  | United Arab Emirates | Dubai | Hard & Soft Landscaping | Al Furjan | Package 8&9 | NAKHEEL | Desert Landscape | Tender | 2022 | Fixed Price Lump Sum | ELECTRICAL ENGINEERING INSTALLATIONS | Final sub-circuits and auxiliary installations | Containment; Including Fixings, Supports, Accessories And All Ancillary Works As Necessary; 2 Way 4" Ø Duct For Landscape Lighting Lv Cables Encased In Concrete | 12 | m | AED | 158
2022-02 | 2 | 2.0342 |  | United Arab Emirates | Dubai | Hard & Soft Landscaping | Al Furjan | Package 8&9 | NAKHEEL | Desert Landscape | Tender | 2022 | Fixed Price Lump Sum | ELECTRICAL ENGINEERING INSTALLATIONS | Final sub-circuits and auxiliary installations | Earthing System Installation; Earthing System; Including Earthworks, Fixings, Cables, Bondings, Earth Pits, Accessories And All Ancillary Works As Necessary; Earth System; To Landscape Lighting; Complete | 1 | Item | AED | 3921
2022-02 | 2 | 2.0342 |  | United Arab Emirates | Dubai | Hard & Soft Landscaping | Al Furjan | Package 8&9 | NAKHEEL | Desert Landscape | Tender | 2022 | Fixed Price Lump Sum | ELECTRICAL ENGINEERING INSTALLATIONS | Final sub-circuits and auxiliary installations | Cables And Conduits To Termination Points; Including Terminations, Fixings, Supports, Hangers, Accessories And All Ancillary Works As Necessary; From Db To Type La(1) | 7 | Nr | AED | 641
2022-02 | 2 | 2.0342 |  | United Arab Emirates | Dubai | Hard & Soft Landscaping | Al Furjan | Package 8&9 | NAKHEEL | Desert Landscape | Tender | 2022 | Fixed Price Lump Sum | ELECTRICAL ENGINEERING INSTALLATIONS | Final sub-circuits and auxiliary installations | Cables And Conduits To Termination Points; Including Terminations, Fixings, Supports, Hangers, Accessories And All Ancillary Works As Necessary; From Db To Type La(2) | 4 | Nr | AED | 641
2022-02 | 2 | 2.0342 |  | United Arab Emirates | Dubai | Hard & Soft Landscaping | Al Furjan | Package 8&9 | NAKHEEL | Desert Landscape | Tender | 2022 | Fixed Price Lump Sum | ELECTRICAL ENGINEERING INSTALLATIONS | Final sub-circuits and auxiliary installations | Cables And Conduits To Termination Points; Including Terminations, Fixings, Supports, Hangers, Accessories And All Ancillary Works As Necessary; From Db To Type Lb(1) | 2 | Nr | AED | 641
2022-02 | 2 | 2.0342 |  | United Arab Emirates | Dubai | Hard & Soft Landscaping | Al Furjan | Package 8&9 | NAKHEEL | Desert Landscape | Tender | 2022 | Fixed Price Lump Sum | ELECTRICAL ENGINEERING INSTALLATIONS | Final sub-circuits and auxiliary installations | Cables And Conduits To Termination Points; Including Terminations, Fixings, Supports, Hangers, Accessories And All Ancillary Works As Necessary; From Db To Type Lc(1) | 12 | Nr | AED | 641
2022-02 | 2 | 2.0342 |  | United Arab Emirates | Dubai | Hard & Soft Landscaping | Al Furjan | Package 8&9 | NAKHEEL | Desert Landscape | Tender | 2022 | Fixed Price Lump Sum | ELECTRICAL ENGINEERING INSTALLATIONS | Final sub-circuits and auxiliary installations | Cables And Conduits To Termination Points; Including Terminations, Fixings, Supports, Hangers, Accessories And All Ancillary Works As Necessary; From Db To Type Lg(1) (Power Bollard Provision) | 2 | Nr | AED | 641
2022-02 | 2 | 2.0342 |  | United Arab Emirates | Dubai | Hard & Soft Landscaping | Al Furjan | Package 8&9 | NAKHEEL | Desert Landscape | Tender | 2022 | Fixed Price Lump Sum | ELECTRICAL ENGINEERING INSTALLATIONS | Final sub-circuits and auxiliary installations | Landscape Lighting; Including Fixings, Supports, Hangers, Accessories And All Ancillary Works As Necessary; Type Lb(1); 13W Led Uplight, Wide Beam, 3000K, Ip67, Ik07 | 2 | Nr | AED | 674
2022-02 | 2 | 2.0343 |  | United Arab Emirates | Dubai | Hard & Soft Landscaping | Al Furjan | Package 8&9 | NAKHEEL | Desert Landscape | Tender | 2022 | Fixed Price Lump Sum | ELECTRICAL ENGINEERING INSTALLATIONS | Final sub-circuits and auxiliary installations | Landscape Lighting; Including Fixings, Supports, Hangers, Accessories And All Ancillary Works As Necessary; Type Lc(1); 6.7W Led Periskop, 3000K, Ip66, Ik09 | 12 | Nr | AED | 534
2022-02 | 2 | 2.0343 |  | United Arab Emirates | Dubai | Hard & Soft Landscaping | Al Furjan | Package 8&9 | NAKHEEL | Desert Landscape | Tender | 2022 | Fixed Price Lump Sum | ELECTRICAL ENGINEERING INSTALLATIONS | Accessories | Bollard Lighting; Including Fixings, Fittings, Supports, Bases, Accessories And All Ancillary Works As Necessary; Type La(1); 9.5W Led Bollard, 3000K, Ip66, Ik07 | 7 | Nr | AED | 882
2022-02 | 2 | 2.0343 |  | United Arab Emirates | Dubai | Hard & Soft Landscaping | Al Furjan | Package 8&9 | NAKHEEL | Desert Landscape | Tender | 2022 | Fixed Price Lump Sum | ELECTRICAL ENGINEERING INSTALLATIONS | Accessories | Bollard Lighting; Including Fixings, Fittings, Supports, Bases, Accessories And All Ancillary Works As Necessary; Type La(2); 4 Meter High Post Top Light | 4 | Nr | AED | 5939
2022-02 | 2 | 2.0343 |  | United Arab Emirates | Dubai | Hard & Soft Landscaping | Al Furjan | Package 8&9 | NAKHEEL | Desert Landscape | Tender | 2022 | Fixed Price Lump Sum | ELECTRICAL ENGINEERING INSTALLATIONS | Main circuits | Connection To Supply Mains Including Cables, Containments, Fixings, Supports, Accessories And All Ancillary Works As Necessary; From Lighting Distribution Board To Existing Power Supply | 1 | Item | AED | 41118
2022-02 | 2 | 2.0343 |  | United Arab Emirates | Dubai | Hard & Soft Landscaping | Al Furjan | Package 8&9 | NAKHEEL | Desert Landscape | Tender | 2022 | Fixed Price Lump Sum | ELECTRICAL ENGINEERING INSTALLATIONS | Final sub-circuits and auxiliary installations | Power Bollard Lg(1) As Per Add 3 | 2 | Nr | AED | 6348
2022-03 | 2 | 2.0343 |  | United Arab Emirates | Dubai | Hard & Soft Landscaping | Al Furjan | Package 11&12 | NAKHEEL | Desert Landscape | Tender | 2022 | Fixed Price Lump Sum | SITE WORK | Site preparation | Site Clearance; To Approved Area ; Removal Of Debris, Rubbish, Vegetation, Any Existing Foundation And Services And The Like Prior To The Commencement Of Excavation Works; Including Disposal To Approved Location | 69109 | m² | AED | 2
2022-03 | 2 | 2.0343 |  | United Arab Emirates | Dubai | Hard & Soft Landscaping | Al Furjan | Package 11&12 | NAKHEEL | Desert Landscape | Tender | 2022 | Fixed Price Lump Sum | SITE WORK | Excavation | Excavation Works; Including All Ancillary Works As Necessary; From Site Level +0.00 Up To The Required Levels ; Excavation To Reduce Levels; Not Exceeding 250Mm Depth; To Paving And Surface Finish Area | 1189 | m³ | AED | 7
2022-03 | 2 | 2.0343 |  | United Arab Emirates | Dubai | Hard & Soft Landscaping | Al Furjan | Package 11&12 | NAKHEEL | Desert Landscape | Tender | 2022 | Fixed Price Lump Sum | SITE WORK | Excavation | Excavation Works; Including All Ancillary Works As Necessary; From Site Level +0.00 Up To The Required Levels ; Excavation To Reduce Levels; Over 250Mm But Not Exceeding 500Mm Depth; To Paving And Surface Finish Area | 5141 | m³ | AED | 7
2022-03 | 2 | 2.0343 |  | United Arab Emirates | Dubai | Hard & Soft Landscaping | Al Furjan | Package 11&12 | NAKHEEL | Desert Landscape | Tender | 2022 | Fixed Price Lump Sum | SITE WORK | Excavation | Excavation Works; Including All Ancillary Works As Necessary; From Site Level +0.00 Up To The Required Levels ; Excavation To Reduce Levels; Over 750Mm But Not Exceeding 1000Mm Depth; To Paving And Surface Finish Area | 419 | m³ | AED | 7
2022-03 | 2 | 2.0343 |  | United Arab Emirates | Dubai | Hard & Soft Landscaping | Al Furjan | Package 11&12 | NAKHEEL | Desert Landscape | Tender | 2022 | Fixed Price Lump Sum | SITE WORK | Excavation | Excavation Works; Including All Ancillary Works As Necessary; From Site Level +0.00 Up To The Required Levels ; Excavation To Reduce Level; Over 250Mm But Not Exceeding 500Mm; To Planting Area | 6532 | m³ | AED | 7
2022-03 | 2 | 2.0344 |  | United Arab Emirates | Dubai | Hard & Soft Landscaping | Al Furjan | Package 11&12 | NAKHEEL | Desert Landscape | Tender | 2022 | Fixed Price Lump Sum | SITE WORK | Excavation | Excavation Works; Including All Ancillary Works As Necessary; From Site Level +0.00 Up To The Required Levels ; Excavation To Reduce Level; Over 500Mm But Not Exceeding 750Mm; To Planting Area | 7627 | m³ | AED | 7
2022-03 | 2 | 2.0344 |  | United Arab Emirates | Dubai | Hard & Soft Landscaping | Al Furjan | Package 11&12 | NAKHEEL | Desert Landscape | Tender | 2022 | Fixed Price Lump Sum | SITE WORK | Excavation | Excavation Works; Including All Ancillary Works As Necessary; From Site Level +0.00 Up To The Required Levels ; Excavation To Reduce Level; Over 250Mm But Not Exceeding 500Mm; To Steps | 4 | m³ | AED | 7
2022-03 | 2 | 2.0344 |  | United Arab Emirates | Dubai | Hard & Soft Landscaping | Al Furjan | Package 11&12 | NAKHEEL | Desert Landscape | Tender | 2022 | Fixed Price Lump Sum | SITE WORK | Excavation | Excavation Works; Including All Ancillary Works As Necessary; From Site Level +0.00 Up To The Required Levels ; Trench Excavation; To Receive Foundations | 114 | m³ | AED | 7
2022-03 | 2 | 2.0344 |  | United Arab Emirates | Dubai | Hard & Soft Landscaping | Al Furjan | Package 11&12 | NAKHEEL | Desert Landscape | Tender | 2022 | Fixed Price Lump Sum | SITE WORK | Excavation | Excavation Works; Including All Ancillary Works As Necessary; From Site Level +0.00 Up To The Required Levels ; Pit Excavation; Over 1000Mm But Not Exceeding 1500Mm Depth; To Receive Tree Pits | 1291 | m³ | AED | 24
2022-03 | 2 | 2.0344 |  | United Arab Emirates | Dubai | Hard & Soft Landscaping | Al Furjan | Package 11&12 | NAKHEEL | Desert Landscape | Tender | 2022 | Fixed Price Lump Sum | SITE WORK | Landscaping | Pit Excavation; Over 1500Mm But Not Exceeding 2000Mm Depth; To Receive Palm Tree Pits | 808 | m³ | AED | 24
2022-03 | 2 | 2.0344 |  | United Arab Emirates | Dubai | Hard & Soft Landscaping | Al Furjan | Package 11&12 | NAKHEEL | Desert Landscape | Tender | 2022 | Fixed Price Lump Sum | SITE WORK | Disposal | Disposal Of Unsuitable And Surplus Materials Arising From Excavation ; Removed On Site Including A Suitable Tip | 23125 | m³ | AED | 18
2022-03 | 2 | 2.0344 |  | United Arab Emirates | Dubai | Hard & Soft Landscaping | Al Furjan | Package 11&12 | NAKHEEL | Desert Landscape | Tender | 2022 | Fixed Price Lump Sum | SITE WORK | Filling | Filling To Make Up Levels; Including Compaction And All Ancillary Works As Necessary ; 100Mm Thick Aggregate Sub-Base Course Compacted To 95% Mdd; To Type H01 | 24 | m³ | AED | 123
2022-03 | 2 | 2.0344 |  | United Arab Emirates | Dubai | Hard & Soft Landscaping | Al Furjan | Package 11&12 | NAKHEEL | Desert Landscape | Tender | 2022 | Fixed Price Lump Sum | SITE WORK | Filling | Filling To Make Up Levels; Including Compaction And All Ancillary Works As Necessary ; 150Mm Thick Aggregate Sub-Base Course Compacted To 95% Mdd; To Type Pv01, Pv02, Pp01, Pp03, Pp05, As01 And Ep01 | 2432 | m³ | AED | 123
2022-03 | 2 | 2.0344 |  | United Arab Emirates | Dubai | Hard & Soft Landscaping | Al Furjan | Package 11&12 | NAKHEEL | Desert Landscape | Tender | 2022 | Fixed Price Lump Sum | SITE WORK | Filling | Filling To Make Up Levels; Including Compaction And All Ancillary Works As Necessary ; 150Mm Thick Compacted Sub-Base; To Type Pb01, Pb02, Pb04, S01, Pp04 And B01 | 584 | m³ | AED | 123
2022-03 | 2 | 2.0344 |  | United Arab Emirates | Dubai | Hard & Soft Landscaping | Al Furjan | Package 11&12 | NAKHEEL | Desert Landscape | Tender | 2022 | Fixed Price Lump Sum | SITE WORK | Filling | Filling To Make Up Levels; Including Compaction And All Ancillary Works As Necessary ; 150Mm Thick Compacted Sub-Grade; To Type S01 | 70 | m³ | AED | 123
2022-03 | 2 | 2.0345 |  | United Arab Emirates | Dubai | Hard & Soft Landscaping | Al Furjan | Package 11&12 | NAKHEEL | Desert Landscape | Tender | 2022 | Fixed Price Lump Sum | SITE WORK | Paving and surfacing | Precast Concrete Paving; In Shotblast Finish; Laid On 50Mm Thick Sharp Sand Bed With 2/3Mm Joint Filled With Sand, 150Mm Thick Aggregate Sub-Base (Measured Separately) And Compacted Existing Sub-Grade; Including Grout Mortar, Joint And Edge Treatment And Including All Ancillary Works As Necessary ; Type Pv01; Pcc Paver 'Tegula'; Varying Size; A - (15%) 160 X 160 X 80Mm - Light Grey, B - (5%) 120 X 160 X 80Mm - Medium Grey, E - (80%) 160 X 160 X 80Mm - Dark Grey | 39 | m² | AED | 80
2022-03 | 2 | 2.0345 |  | United Arab Emirates | Dubai | Hard & Soft Landscaping | Al Furjan | Package 11&12 | NAKHEEL | Desert Landscape | Tender | 2022 | Fixed Price Lump Sum | SITE WORK | Paving and surfacing | Precast Concrete Paving; In Shotblast Finish; Laid On 50Mm Thick Sharp Sand Bed With 2/3Mm Joint Filled With Sand, 150Mm Thick Aggregate Sub-Base (Measured Separately) And Compacted Existing Sub-Grade; Including Grout Mortar, Joint And Edge Treatment And Including All Ancillary Works As Necessary ; Type Pv02; Pcc Paver 'Tegula'; Varying Size; A - (15%) 120 X 160 X 60Mm - Light Grey, B - (5%) 120 X 160 X 60Mm - Medium Grey, C - (25%) 160 X 160 X 60Mm - Light Grey, D - (20%) 160 X 160 X 60Mm - Medium Grey, E - (10%) 160 X 160 X 60Mm - Dark Grey, F - (25%) 160 X 240 X 60Mm - Light Grey | 64 | m² | AED | 77
2022-03 | 2 | 2.0345 |  | United Arab Emirates | Dubai | Hard & Soft Landscaping | Al Furjan | Package 11&12 | NAKHEEL | Desert Landscape | Tender | 2022 | Fixed Price Lump Sum | SITE WORK | Paving and surfacing | Precast Concrete Paving; In Shotblast Finish; Laid On 50Mm Thick Sharp Sand Bed With 2/3Mm Joint Filled With Sand, 150Mm Thick Aggregate Sub-Base (Measured Separately) And Compacted Existing Sub-Grade; Including Grout Mortar, Joint And Edge Treatment And Including All Ancillary Works As Necessary ; Type Pp01; Pcc Paver 'Flora'; In Running Bond Pattern; Size 300 X 600 X 60Mm Thick; (70%) Light Grey & (30%) Medium Grey Color | 464 | m² | AED | 82
2022-03 | 2 | 2.0345 |  | United Arab Emirates | Dubai | Hard & Soft Landscaping | Al Furjan | Package 11&12 | NAKHEEL | Desert Landscape | Tender | 2022 | Fixed Price Lump Sum | SITE WORK | Paving and surfacing | Type Pp03; Pcc Paver 'Sienna'; Varying Size In Running Bond Pattern; (80%) Light Grey & (20%) Medium Grey Color In Different Sizes; A - 240 X 200 X 60Mm; B - 160 X 200 X 60Mm; C - 120 X 200 X 60Mm; D - 150 X 120 X 60Mm; E - 120 X 120 X 60Mm Thick | 11077 | m² | AED | 77
2022-03 | 2 | 2.0345 |  | United Arab Emirates | Dubai | Hard & Soft Landscaping | Al Furjan | Package 11&12 | NAKHEEL | Desert Landscape | Tender | 2022 | Fixed Price Lump Sum | SITE WORK | Landscaping | In-Situ Concrete Paving; In Exposed Aggregate Finish; Laid On Compacted Aggregate Sub-Base (Measured Separately) And Compacted Existing Sub-Grade; Including Saw Joint, Reinforcements, Grout Mortar, Joint And Edge Treatment And Including All Ancillary Works As Necessary ; Type Pp04; 150Mm Thick; In Light Grey Colour | 583 | m² | AED | 299
2022-03 | 2 | 2.0345 |  | United Arab Emirates | Dubai | Hard & Soft Landscaping | Al Furjan | Package 11&12 | NAKHEEL | Desert Landscape | Tender | 2022 | Fixed Price Lump Sum | SITE WORK | Paving and surfacing | Precast Circular Concrete Paving With 200Mm Thick Gravel Type Ag02 (Measured Separately); In Shotblast Finish; Laid On 50Mm Thick Bed, 150Mm Thick Aggregate Sub-Base (Measured Separately) And Compacted Existing Sub-Grade; Including Grout Mortar, Joint And Edge Treatment And Including All Ancillary Works As Necessary ; Type Pp05; A - 600Mm Dia., B - 400Mm Dia., C - 300Mm Dia; 60Mm Thick; In Light Grey Colour | 596 | m² | AED | 328
2022-03 | 2 | 2.0345 |  | United Arab Emirates | Dubai | Hard & Soft Landscaping | Al Furjan | Package 11&12 | NAKHEEL | Desert Landscape | Tender | 2022 | Fixed Price Lump Sum | SITE WORK | Paving and surfacing | Precast Concrete Paving Band; In Shotblast Finish; Laid On 30Mm Thick Mortar Bed With 3-5Mm Colour Matched Grout, 150Mm Thick Concrete Base And 150Mm Thick Compacted Sub-Base (Measured Separately); Including Grout Mortar, Joint And Edge Treatment And Including All Ancillary Works As Necessary ; Type Pb01; Size 200 X 300 X 80Mm Thick; In Dark Grey Color | 12588 | m | AED | 60
2022-03 | 2 | 2.0345 |  | United Arab Emirates | Dubai | Hard & Soft Landscaping | Al Furjan | Package 11&12 | NAKHEEL | Desert Landscape | Tender | 2022 | Fixed Price Lump Sum | SITE WORK | Paving and surfacing | Precast Concrete Paving Band; In Shotblast Finish; Laid On 30Mm Thick Mortar Bed With 3-5Mm Colour Matched Grout, 150Mm Thick Concrete Base And 150Mm Thick Compacted Sub-Base (Measured Separately); Including Grout Mortar, Joint And Edge Treatment And Including All Ancillary Works As Necessary ; Type Pb02; Size 300 X 300 X 80Mm Thick; In Medium Grey Colour | 371 | m | AED | 77
2022-03 | 2 | 2.0345 |  | United Arab Emirates | Dubai | Hard & Soft Landscaping | Al Furjan | Package 11&12 | NAKHEEL | Desert Landscape | Tender | 2022 | Fixed Price Lump Sum | SITE WORK | Paving and surfacing | Precast Concrete Paving Band; In Shotblast Finish; Laid On 30Mm Thick Mortar Bed With 3-5Mm Colour Matched Grout, 150Mm Thick Concrete Base And 150Mm Thick Compacted Sub-Base (Measured Separately); Including Grout Mortar, Joint And Edge Treatment And Including All Ancillary Works As Necessary ; Type Pb04; Size 200 X 200 X 80Mm Thick; In Medium Grey Color | 604 | m | AED | 60
2022-03 | 2 | 2.0345 |  | United Arab Emirates | Dubai | Hard & Soft Landscaping | Al Furjan | Package 11&12 | NAKHEEL | Desert Landscape | Tender | 2022 | Fixed Price Lump Sum | SITE WORK | Landscaping | Gravel; Non Self Binding-Loose Laid; Natural River Rounded From Wadi Source; Laid On Compacted Existing Grade Layer; Including Accessories And All Ancillary Works As Necessary ; Type Ag01; 75-300Mm Diameter Rounded Decorative Gravel Bed; 100Mm Depth | 3024 | m² | AED | 155
2022-03 | 2 | 2.0346 |  | United Arab Emirates | Dubai | Hard & Soft Landscaping | Al Furjan | Package 11&12 | NAKHEEL | Desert Landscape | Tender | 2022 | Fixed Price Lump Sum | SITE WORK | Landscaping | Gravel; Non Self Binding-Loose Laid; Natural River Rounded From Wadi Source; Laid On Compacted Existing Grade Layer; Including Accessories And All Ancillary Works As Necessary ; Type Ag02; 14Mm Sieve Size; 100Mm Depth | 2161 | m² | AED | 20
2022-03 | 2 | 2.0346 |  | United Arab Emirates | Dubai | Hard & Soft Landscaping | Al Furjan | Package 11&12 | NAKHEEL | Desert Landscape | Tender | 2022 | Fixed Price Lump Sum | SITE WORK | Landscaping | Gravel; Non Self Binding-Loose Laid; Natural River Rounded From Wadi Source; Laid On Compacted Existing Grade Layer; Including Accessories And All Ancillary Works As Necessary ; Type Ag02; 14Mm Sieve Size; 200Mm Depth; To Pp05 | 596 | m² | AED | 38
2022-03 | 2 | 2.0346 |  | United Arab Emirates | Dubai | Hard & Soft Landscaping | Al Furjan | Package 11&12 | NAKHEEL | Desert Landscape | Tender | 2022 | Fixed Price Lump Sum | SITE WORK | Paving and surfacing | Asphalt Paving; 40Mm Thick Asphalt Wearing Course With Epoxy Acrylic Coating; Laid On 40Mm Thick Asphalt Base Course, Acrylic Paint Guide Line, 150Mm Thick Aggregate Sub-Base(Measured Separately) And Compacted Existing Grade; Including Surface Preparation, Accessories And All Ancillary Works As Necessary ; Type As01; 80Mm Thick | 2650 | m² | AED | 177
2022-03 | 2 | 2.0346 |  | United Arab Emirates | Dubai | Hard & Soft Landscaping | Al Furjan | Package 11&12 | NAKHEEL | Desert Landscape | Tender | 2022 | Fixed Price Lump Sum | SITE WORK | Landscaping | Extra Over For Acrylic Paint Sports Court Line Markings | 444 | m | AED | 35
2022-03 | 2 | 2.0346 |  | United Arab Emirates | Dubai | Hard & Soft Landscaping | Al Furjan | Package 11&12 | NAKHEEL | Desert Landscape | Tender | 2022 | Fixed Price Lump Sum | SITE WORK | Paving and surfacing | Epdm Surface; 16Mm Thick Top Coat; Over 60-150Mm Thick Black Base Rubber; Laid On 150Mm Thick Aggregate Sub-Base (Measured Separately) And Compacted Existing Grade; Including Accessories And All Ancillary Works As Necessary ; Type Ep01; 166Mm Thick Overall | 1322 | m² | AED | 542
2022-03 | 2 | 2.0346 |  | United Arab Emirates | Dubai | Hard & Soft Landscaping | Al Furjan | Package 11&12 | NAKHEEL | Desert Landscape | Tender | 2022 | Fixed Price Lump Sum | SITE WORK | Landscaping | Hogging Stone; Non Self Binding Stone In Rolled Finish; 5-25Mm Diameter; Laid On 100Mm Thick Aggregate Sub-Base (Measured Separately); Including Grout Mortar, Joint And Edge Treatment And Including All Ancillary Works As ; Type H01; 80-100Mm Thick; Natural Desert Tan Color | 235 | m² | AED | 30
2022-03 | 2 | 2.0346 |  | United Arab Emirates | Dubai | Hard & Soft Landscaping | Al Furjan | Package 11&12 | NAKHEEL | Desert Landscape | Tender | 2022 | Fixed Price Lump Sum | SITE WORK | Filling | Silica Sand; In Natural Finish; Laid On150Mm Thick Compacted Sub-Base (Measured Separately) And Compacted Existing Grade; Including Surface Preparation, Accessories And All Ancillary Works As Necessary ; Type S01; Size 1-3Mm Sieve; 600Mm Thick; Light Grey Colour | 466 | m² | AED | 81
2022-03 | 2 | 2.0346 |  | United Arab Emirates | Dubai | Hard & Soft Landscaping | Al Furjan | Package 11&12 | NAKHEEL | Desert Landscape | Tender | 2022 | Fixed Price Lump Sum | SITE WORK | Landscaping | Natural Boulders; Local Quarry Rock; In Natural Finish; Laid On Compacted Sub-Base (Measured Separately); Including Accessories And All Ancillary Works As Necessary ; Type B01; Varying Size;, A - 400-600Mm Dia, B - 600-800Mm Dia, C - 800-1000Mm Dia, D - 1200-1600Mm Dia.; In Grey Colour | 93 | m² | AED | 182
2022-03 | 2 | 2.0346 |  | United Arab Emirates | Dubai | Hard & Soft Landscaping | Al Furjan | Package 11&12 | NAKHEEL | Desert Landscape | Tender | 2022 | Fixed Price Lump Sum | SITE WORK | Landscaping | Making Good; To Achieve The Approve Lay-Out Levels; Including Surface Preparation, Accessories And All Ancillary Works As Necessary ; Existing Sand | 6643 | m² | AED | 4
2022-03 | 2 | 2.0346 |  | United Arab Emirates | Dubai | Hard & Soft Landscaping | Al Furjan | Package 11&12 | NAKHEEL | Desert Landscape | Tender | 2022 | Fixed Price Lump Sum | SITE WORK | Landscaping | Sundries ; Geotextile Membrane; Non-Woven; To Ag01, Ag02, B01 And Pp05 | 5874 | m² | AED | 2
2022-03 | 2 | 2.0347 |  | United Arab Emirates | Dubai | Hard & Soft Landscaping | Al Furjan | Package 11&12 | NAKHEEL | Desert Landscape | Tender | 2022 | Fixed Price Lump Sum | SITE WORK | Landscaping | Sundries ; Polythene Sheet; To Pp04 | 583 | m² | AED | 2
2022-03 | 2 | 2.0347 |  | United Arab Emirates | Dubai | Hard & Soft Landscaping | Al Furjan | Package 11&12 | NAKHEEL | Desert Landscape | Tender | 2022 | Fixed Price Lump Sum | SITE WORK | Landscaping | Planting Medium Soil; Laid On Compacted Sub-Grade; Including All Ancillary Works As Necessary ; 300Mm Depth; To Lawn And Grass | 6532 | m³ | AED | 29
2022-03 | 2 | 2.0347 |  | United Arab Emirates | Dubai | Hard & Soft Landscaping | Al Furjan | Package 11&12 | NAKHEEL | Desert Landscape | Tender | 2022 | Fixed Price Lump Sum | SITE WORK | Landscaping | Planting Medium Soil; Laid On Compacted Sub-Grade; Including All Ancillary Works As Necessary ; 500Mm Depth; To Shrubs And Ground Cover | 7627 | m³ | AED | 29
2022-03 | 2 | 2.0347 |  | United Arab Emirates | Dubai | Hard & Soft Landscaping | Al Furjan | Package 11&12 | NAKHEEL | Desert Landscape | Tender | 2022 | Fixed Price Lump Sum | SITE WORK | Landscaping | Planting Medium Soil; Laid On Compacted Sub-Grade; Including All Ancillary Works As Necessary ; 1200Mm Depth (Minimum); To Tree Pits | 1291 | m³ | AED | 29
2022-03 | 2 | 2.0347 |  | United Arab Emirates | Dubai | Hard & Soft Landscaping | Al Furjan | Package 11&12 | NAKHEEL | Desert Landscape | Tender | 2022 | Fixed Price Lump Sum | SITE WORK | Landscaping | Planting Medium Soil; With Zander Mychorriza Organic; Laid On Compacted Sub-Grade; Including All Ancillary Works As Necessary ; 1800-2000Mm Depth; To Palm Tree Pits | 808 | m³ | AED | 63
2022-03 | 2 | 2.0347 |  | United Arab Emirates | Dubai | Hard & Soft Landscaping | Al Furjan | Package 11&12 | NAKHEEL | Desert Landscape | Tender | 2022 | Fixed Price Lump Sum | SITE WORK | Landscaping | Organic Bark Mulch; Including All Ancillary Works As Necessary ; Mulching; 75Mm Thick; To Shrub And Ground Cover | 15254 | m² | AED | 34
2022-03 | 2 | 2.0347 |  | United Arab Emirates | Dubai | Hard & Soft Landscaping | Al Furjan | Package 11&12 | NAKHEEL | Desert Landscape | Tender | 2022 | Fixed Price Lump Sum | SITE WORK | Landscaping | Organic Bark Mulch; Including All Ancillary Works As Necessary ; Mulching; 75Mm Thick; To Trees And Palm Trees | 1480 | m² | AED | 34
2022-03 | 2 | 2.0347 |  | United Arab Emirates | Dubai | Hard & Soft Landscaping | Al Furjan | Package 11&12 | NAKHEEL | Desert Landscape | Tender | 2022 | Fixed Price Lump Sum | SITE WORK | Landscaping | Drainage Aggregate Layer Coarse 10-15Mm Dia.; Including All Ancillary Works As Necessary ; Drainage Layer; 300Mm Thick; To Trees And Palm Trees | 1480 | m² | AED | 26
2022-03 | 2 | 2.0347 |  | United Arab Emirates | Dubai | Hard & Soft Landscaping | Al Furjan | Package 11&12 | NAKHEEL | Desert Landscape | Tender | 2022 | Fixed Price Lump Sum | SITE WORK | Landscaping | Trees; Including Support System, Groundkeeper And All Ancillary Works As Necessary ; Aca Ara; Gum Arabic Tree (Acacia Arabica); Overall Height 4.0-4.5M; Clear Trunk 1.8M; Min. Caliper 80-100Mm; Local | 20 | Nr | AED | 2170
2022-03 | 2 | 2.0347 |  | United Arab Emirates | Dubai | Hard & Soft Landscaping | Al Furjan | Package 11&12 | NAKHEEL | Desert Landscape | Tender | 2022 | Fixed Price Lump Sum | SITE WORK | Landscaping | Trees; Including Support System, Groundkeeper And All Ancillary Works As Necessary ; Aca Far; Sweet Acacia (Acacia Farnesiana); Overall Height 1.5-2.0M; Clear Trunk 1.5M; Min. Caliper 120-140Mm; Local | 25 | Nr | AED | 7409
2022-03 | 2 | 2.0348 |  | United Arab Emirates | Dubai | Hard & Soft Landscaping | Al Furjan | Package 11&12 | NAKHEEL | Desert Landscape | Tender | 2022 | Fixed Price Lump Sum | SITE WORK | Landscaping | Trees; Including Support System, Groundkeeper And All Ancillary Works As Necessary ; Aza Ind; Neem Tree (Azadirachta Indica); Overall Height 4.0-4.5M; Clear Trunk 1.8M; Min. Caliper; 80-100Mm; Adaptive | 101 | Nr | AED | 1302
2022-03 | 2 | 2.0348 |  | United Arab Emirates | Dubai | Hard & Soft Landscaping | Al Furjan | Package 11&12 | NAKHEEL | Desert Landscape | Tender | 2022 | Fixed Price Lump Sum | SITE WORK | Landscaping | Trees; Including Support System, Groundkeeper And All Ancillary Works As Necessary ; Del Reg; Royal Poinciana (Delonix Regia); Overall Height 4.0-4.5M; Clear Trunk 1.8M; Min. Caliper 80-100Mm; Adaptive | 93 | Nr | AED | 1424
2022-03 | 2 | 2.0348 |  | United Arab Emirates | Dubai | Hard & Soft Landscaping | Al Furjan | Package 11&12 | NAKHEEL | Desert Landscape | Tender | 2022 | Fixed Price Lump Sum | SITE WORK | Landscaping | Trees; Including Support System, Groundkeeper And All Ancillary Works As Necessary ; Mil Hor; Jasmin Tree (Millingtonia Hortensis); Overall Height 4.0-4.5M; Clear Trunk 1.8M; Min. Caliper 80-100Mm; Adaptive | 9 | Nr | AED | 1429
2022-03 | 2 | 2.0348 |  | United Arab Emirates | Dubai | Hard & Soft Landscaping | Al Furjan | Package 11&12 | NAKHEEL | Desert Landscape | Tender | 2022 | Fixed Price Lump Sum | SITE WORK | Landscaping | Trees; Including Support System, Groundkeeper And All Ancillary Works As Necessary ; Par Acu; Mexican Palo Verde (Parkinsonia Aculeata); Overall Height 3.5-4.0M; Clear Trunk 1.5M; Min. Caliper 60-80Mm; Adaptive | 71 | Nr | AED | 1241
2022-03 | 2 | 2.0348 |  | United Arab Emirates | Dubai | Hard & Soft Landscaping | Al Furjan | Package 11&12 | NAKHEEL | Desert Landscape | Tender | 2022 | Fixed Price Lump Sum | SITE WORK | Landscaping | Plu Obt; Singapore White Plumeria (Plumeria Obtusa); Overall Height 2.0-2.5M; Clear Trunk 1.8M; Min. Caliper 80-100Mm; Adaptive | 38 | Nr | AED | 1473
2022-03 | 2 | 2.0348 |  | United Arab Emirates | Dubai | Hard & Soft Landscaping | Al Furjan | Package 11&12 | NAKHEEL | Desert Landscape | Tender | 2022 | Fixed Price Lump Sum | SITE WORK | Paving and surfacing | Tec Und; Honey Tree (Tecomella Undulata); Overall Height 3.5-4.0M; Clear Trunk 1.5-2.0M; Min. Caliper 60-80Mm; Adaptive | 149 | Nr | AED | 1057
2022-03 | 2 | 2.0348 |  | United Arab Emirates | Dubai | Hard & Soft Landscaping | Al Furjan | Package 11&12 | NAKHEEL | Desert Landscape | Tender | 2022 | Fixed Price Lump Sum | SITE WORK | Landscaping | Fruit Trees; Including Support System, Groundkeeper And All Ancillary Works As Necessary ; Tam Ind; Tamarind, Tamir Hindi (Tamarindus Indica); Overall Height 4.0-4.5M; Clear Trunk 1.5M; Min. Caliper 80-100Mm; Adaptive | 74 | Nr | AED | 1547
2022-03 | 2 | 2.0348 |  | United Arab Emirates | Dubai | Hard & Soft Landscaping | Al Furjan | Package 11&12 | NAKHEEL | Desert Landscape | Tender | 2022 | Fixed Price Lump Sum | SITE WORK | Landscaping | Fruit Trees; Including Support System, Groundkeeper And All Ancillary Works As Necessary ; Ziz Spi; Sidr (Ziziphus Spina-Christi); Overall Height 4.0-4.5M; Clear Trunk 1.8M; Min. Caliper 80-100Mm; Local | 39 | Nr | AED | 1791
2022-03 | 2 | 2.0348 |  | United Arab Emirates | Dubai | Hard & Soft Landscaping | Al Furjan | Package 11&12 | NAKHEEL | Desert Landscape | Tender | 2022 | Fixed Price Lump Sum | SITE WORK | Landscaping | Park Trees; Including Support System, Groundkeeper And All Ancillary Works As Necessary ; Pro Jul; Mequite, Safsaf (Prosopis Juliflora); Overall Height 4.0-4.5M; Clear Trunk 1.8M; Min. Caliper 80-100Mm; Local | 128 | Nr | AED | 1473
2022-03 | 2 | 2.0348 |  | United Arab Emirates | Dubai | Hard & Soft Landscaping | Al Furjan | Package 11&12 | NAKHEEL | Desert Landscape | Tender | 2022 | Fixed Price Lump Sum | SITE WORK | Landscaping | Palm Trees; Including Support System, Groundkeeper And All Ancillary Works As Necessary ; Bis Nob; Bismarck Palm (Bismarckia Nobilis); Overall Height 3.0-3.5M; Clear Trunk 1.0-1.5M; Min. Caliper 400-500Mm; Adaptive | 3 | Nr | AED | 7867
2022-03 | 2 | 2.0349 |  | United Arab Emirates | Dubai | Hard & Soft Landscaping | Al Furjan | Package 11&12 | NAKHEEL | Desert Landscape | Tender | 2022 | Fixed Price Lump Sum | SITE WORK | Landscaping | Palm Trees; Including Support System, Groundkeeper And All Ancillary Works As Necessary ; Liv Chi; Chinese Fan Palm (Livistona Chinesis); Overall Height 2.0-2.5M | 7 | Nr | AED | 3228
2022-03 | 2 | 2.0349 |  | United Arab Emirates | Dubai | Hard & Soft Landscaping | Al Furjan | Package 11&12 | NAKHEEL | Desert Landscape | Tender | 2022 | Fixed Price Lump Sum | SITE WORK | Landscaping | Palm Trees; Including Support System, Groundkeeper And All Ancillary Works As Necessary ; Pho Dac; Date Palm (Phoenix Dactylifera); Overall Height 6.0M; Clear Trunk 2.5-5-0M; Min. Caliper 400-500Mm; Local | 43 | Nr | AED | 1857
2022-03 | 2 | 2.0349 |  | United Arab Emirates | Dubai | Hard & Soft Landscaping | Al Furjan | Package 11&12 | NAKHEEL | Desert Landscape | Tender | 2022 | Fixed Price Lump Sum | SITE WORK | Underground drainage | Roy Reg; Royal Palm (Roystonea Regia); Overall Height 2.0-2.5M | 9 | Nr | AED | 2262
2022-03 | 2 | 2.0349 |  | United Arab Emirates | Dubai | Hard & Soft Landscaping | Al Furjan | Package 11&12 | NAKHEEL | Desert Landscape | Tender | 2022 | Fixed Price Lump Sum | SITE WORK | Landscaping | Was Rob; Mexican Fan Palm (Washingtonia Robusta); Overall Height 4.5-5.0M; Clear Trunk 2.5-5.0M; Min. Caliper 300-400Mm; Adaptive | 39 | Nr | AED | 2148
2022-03 | 2 | 2.0349 |  | United Arab Emirates | Dubai | Hard & Soft Landscaping | Al Furjan | Package 11&12 | NAKHEEL | Desert Landscape | Tender | 2022 | Fixed Price Lump Sum | SITE WORK | Landscaping | Shrubs; Including Additional Earthworks, Fertilizer And All Ancillary Works As Necessary ; Ade Obe; Desert Rose (Adenium Obesium); Height 400-600Mm; Min. Spread 400-500Mm; Adaptive | 490 | m² | AED | 194
2022-03 | 2 | 2.0349 |  | United Arab Emirates | Dubai | Hard & Soft Landscaping | Al Furjan | Package 11&12 | NAKHEEL | Desert Landscape | Tender | 2022 | Fixed Price Lump Sum | SITE WORK | Landscaping | Shrubs; Including Additional Earthworks, Fertilizer And All Ancillary Works As Necessary ; Atr Sem; Salt Bush (Atriplex Semibaccata); Height 300-500Mm; Min. Spread 300-400Mm; Local | 1127 | m² | AED | 30
2022-03 | 2 | 2.0349 |  | United Arab Emirates | Dubai | Hard & Soft Landscaping | Al Furjan | Package 11&12 | NAKHEEL | Desert Landscape | Tender | 2022 | Fixed Price Lump Sum | SITE WORK | Landscaping | Shrubs; Including Additional Earthworks, Fertilizer And All Ancillary Works As Necessary ; Bou Alb; White Bougainvillea (Boungainvillea Alba); Height 400-600Mm; Min. Spread 400-600Mm; Adaptive | 50 | m² | AED | 48
2022-03 | 2 | 2.0349 |  | United Arab Emirates | Dubai | Hard & Soft Landscaping | Al Furjan | Package 11&12 | NAKHEEL | Desert Landscape | Tender | 2022 | Fixed Price Lump Sum | SITE WORK | Landscaping | Shrubs; Including Additional Earthworks, Fertilizer And All Ancillary Works As Necessary ; Bou Gla; Paper Flower (Boungainvillea Glabra-Orange); Height 400-600Mm; Min. Spread 400-600Mm; Adaptive | 675 | m² | AED | 39
2022-03 | 2 | 2.0349 |  | United Arab Emirates | Dubai | Hard & Soft Landscaping | Al Furjan | Package 11&12 | NAKHEEL | Desert Landscape | Tender | 2022 | Fixed Price Lump Sum | SITE WORK | Landscaping | Shrubs; Including Additional Earthworks, Fertilizer And All Ancillary Works As Necessary ; Cae Pul; Red Bird Of Paradise (Caesalpinia Pulcherrima); Height 400-600Mm; Min. Spread 400-600Mm; Adaptive | 210 | m² | AED | 31
2022-03 | 2 | 2.0349 |  | United Arab Emirates | Dubai | Hard & Soft Landscaping | Al Furjan | Package 11&12 | NAKHEEL | Desert Landscape | Tender | 2022 | Fixed Price Lump Sum | SITE WORK | Landscaping | Shrubs; Including Additional Earthworks, Fertilizer And All Ancillary Works As Necessary ; Cle Ine; Wild Jasmine (Clerodendrum Inerme); Height 300-500Mm; Min. Spread 300-500Mm; Adaptive | 84 | m² | AED | 19
2022-03 | 2 | 2.035 |  | United Arab Emirates | Dubai | Hard & Soft Landscaping | Al Furjan | Package 11&12 | NAKHEEL | Desert Landscape | Tender | 2022 | Fixed Price Lump Sum | SITE WORK | Landscaping | Shrubs; Including Additional Earthworks, Fertilizer And All Ancillary Works As Necessary ; Jun Rig; Rush (Juncus Rigidus); Height 400-600Mm; Min. Spread 400-500Mm; Adaptive | 3859 | m² | AED | 87
2022-03 | 2 | 2.035 |  | United Arab Emirates | Dubai | Hard & Soft Landscaping | Al Furjan | Package 11&12 | NAKHEEL | Desert Landscape | Tender | 2022 | Fixed Price Lump Sum | SITE WORK | Landscaping | Shrubs; Including Additional Earthworks, Fertilizer And All Ancillary Works As Necessary ; Law Ine; Henna (Lawsonia Inermis); Height 400-600Mm; Min. Spread 400-600Mm; Adaptive | 28 | m² | AED | 157
2022-03 | 2 | 2.035 |  | United Arab Emirates | Dubai | Hard & Soft Landscaping | Al Furjan | Package 11&12 | NAKHEEL | Desert Landscape | Tender | 2022 | Fixed Price Lump Sum | SITE WORK | Landscaping | Shrubs; Including Additional Earthworks, Fertilizer And All Ancillary Works As Necessary ; Leu Fru; Texas Sage (Leucophyllum Frutescens); Height 400-600Mm; Min. Spread 400-600Mm; Adaptive | 2184 | m² | AED | 38
2022-03 | 2 | 2.035 |  | United Arab Emirates | Dubai | Hard & Soft Landscaping | Al Furjan | Package 11&12 | NAKHEEL | Desert Landscape | Tender | 2022 | Fixed Price Lump Sum | SITE WORK | Landscaping | Pan Ant; Blue Panicum (Panicum Antidotale); Height 400-600Mm; Min. Spread 400-500Mm; Adaptive | 624 | m² | AED | 81
2022-03 | 2 | 2.035 |  | United Arab Emirates | Dubai | Hard & Soft Landscaping | Al Furjan | Package 11&12 | NAKHEEL | Desert Landscape | Tender | 2022 | Fixed Price Lump Sum | SITE WORK | Landscaping | Pul Cri; (Pulicaria Crispa); Height 400-600Mm; Min. Spread 400-600Mm; Adaptive | 2017 | m² | AED | 29
2022-03 | 2 | 2.035 |  | United Arab Emirates | Dubai | Hard & Soft Landscaping | Al Furjan | Package 11&12 | NAKHEEL | Desert Landscape | Tender | 2022 | Fixed Price Lump Sum | SITE WORK | Landscaping | Sal Pe2; Miswak, Arak, Toothbrush Tree (Salvadora Persica); Height 400-600Mm; Min. Spread 400-600Mm; Local | 25 | m² | AED | 157
2022-03 | 2 | 2.035 |  | United Arab Emirates | Dubai | Hard & Soft Landscaping | Al Furjan | Package 11&12 | NAKHEEL | Desert Landscape | Tender | 2022 | Fixed Price Lump Sum | SITE WORK | Paving and surfacing | Tec Sta; Yellow Bells (Tecoma Stans); Height 400-600Mm; Min. Spread 400-600Mm; Adaptive | 1376 | m² | AED | 31
2022-03 | 2 | 2.035 |  | United Arab Emirates | Dubai | Hard & Soft Landscaping | Al Furjan | Package 11&12 | NAKHEEL | Desert Landscape | Tender | 2022 | Fixed Price Lump Sum | SITE WORK | Landscaping | Grasses; Including Additional Earthworks, Fertilizer And All Ancillary Works As Necessary ; Cen Cil; Dhaman Grass (Cenchrus Ciliaris); Height 300-500Mm; Min. Spread 300-400Mm; Adaptive | 3411 | m² | AED | 25
2022-03 | 2 | 2.035 |  | United Arab Emirates | Dubai | Hard & Soft Landscaping | Al Furjan | Package 11&12 | NAKHEEL | Desert Landscape | Tender | 2022 | Fixed Price Lump Sum | SITE WORK | Landscaping | Grasses; Including Additional Earthworks, Fertilizer And All Ancillary Works As Necessary ; Lom Lon; Mat Rush (Lomandra Longifolia); Height 400-600Mm; Min. Spread 400-500Mm; Adaptive | 633 | m² | AED | 141
2022-03 | 2 | 2.035 |  | United Arab Emirates | Dubai | Hard & Soft Landscaping | Al Furjan | Package 11&12 | NAKHEEL | Desert Landscape | Tender | 2022 | Fixed Price Lump Sum | SITE WORK | Landscaping | Grasses; Including Additional Earthworks, Fertilizer And All Ancillary Works As Necessary ; Pen Rub; Purple Fountain Grass (Pennisetum Rubrum); Height 300-500; Min. Spread 300-500Mm; Adaptive | 1483 | m² | AED | 20
2022-03 | 2 | 2.0351 |  | United Arab Emirates | Dubai | Hard & Soft Landscaping | Al Furjan | Package 11&12 | NAKHEEL | Desert Landscape | Tender | 2022 | Fixed Price Lump Sum | SITE WORK | Landscaping | Grasses; Including Additional Earthworks, Fertilizer And All Ancillary Works As Necessary ; Pen Set; Fountain Grass (Pennisetum Setaceum); Height 300-500Mm; Min. Spread 300-500Mm; Local | 5429 | m² | AED | 18
2022-03 | 2 | 2.0351 |  | United Arab Emirates | Dubai | Hard & Soft Landscaping | Al Furjan | Package 11&12 | NAKHEEL | Desert Landscape | Tender | 2022 | Fixed Price Lump Sum | SITE WORK | Landscaping | Groundcovers; Including Additional Earthworks, Fertilizer And All Ancillary Works As Necessary ; Aer Jav; Kapok Bush (Aerva Javanica); Height 300-500Mm; Spread 300Mm; Adaptive | 1630 | m² | AED | 97
2022-03 | 2 | 2.0351 |  | United Arab Emirates | Dubai | Hard & Soft Landscaping | Al Furjan | Package 11&12 | NAKHEEL | Desert Landscape | Tender | 2022 | Fixed Price Lump Sum | SITE WORK | Landscaping | Groundcovers; Including Additional Earthworks, Fertilizer And All Ancillary Works As Necessary ; Pet Thc; Double Cascade Pink Double Petunia (Petunix X Hybrida 'Double Cascade Pink'); Height 300-500Mm; Spread 400Mm; Adaptive | 51 | m² | AED | 22
2022-03 | 2 | 2.0351 |  | United Arab Emirates | Dubai | Hard & Soft Landscaping | Al Furjan | Package 11&12 | NAKHEEL | Desert Landscape | Tender | 2022 | Fixed Price Lump Sum | SITE WORK | Landscaping | Rue Cil; Wild Petunia (Ruellia Ciliosa); Height 300-500Mm; Spread 300Mm; Adaptive | 824 | m² | AED | 18
2022-03 | 2 | 2.0351 |  | United Arab Emirates | Dubai | Hard & Soft Landscaping | Al Furjan | Package 11&12 | NAKHEEL | Desert Landscape | Tender | 2022 | Fixed Price Lump Sum | SITE WORK | Landscaping | Lawn; Including Additional Earthworks, Fertilizer And All Ancillary Works As Necessary ; Pas Vag; Seashore Paspalum (Paspalum Vaginatum); Flat; Adaptive | 10816 | m² | AED | 19
2022-03 | 2 | 2.0351 |  | United Arab Emirates | Dubai | Hard & Soft Landscaping | Al Furjan | Package 11&12 | NAKHEEL | Desert Landscape | Tender | 2022 | Fixed Price Lump Sum | SITE WORK | Landscaping | Sundries ; Root Barrier Membrane; 600Mm Depth | 1076 | m² | AED | 21
2022-03 | 2 | 2.0351 |  | United Arab Emirates | Dubai | Hard & Soft Landscaping | Al Furjan | Package 11&12 | NAKHEEL | Desert Landscape | Tender | 2022 | Fixed Price Lump Sum | SITE WORK | Landscaping | Sundries ; Tree Stake; Painted Forest Green Colour, 50Mm Dia X 2500Mm Long, (3Nr) | 747 | Nr | AED | 66
2022-03 | 2 | 2.0351 |  | United Arab Emirates | Dubai | Hard & Soft Landscaping | Al Furjan | Package 11&12 | NAKHEEL | Desert Landscape | Tender | 2022 | Fixed Price Lump Sum | SITE WORK | Landscaping | Sundries ; Rubber Cinch Tree Ties (3Nr.) | 747 | Nr | AED | 17
2022-03 | 2 | 2.0351 |  | United Arab Emirates | Dubai | Hard & Soft Landscaping | Al Furjan | Package 11&12 | NAKHEEL | Desert Landscape | Tender | 2022 | Fixed Price Lump Sum | SITE WORK | Landscaping | Sundries ; Geotextile Membrane; Non-Woven; To Tree Pits; Including All Ancillary Works As Necessary | 9317 | m² | AED | 2
2022-03 | 2 | 2.0351 |  | United Arab Emirates | Dubai | Hard & Soft Landscaping | Al Furjan | Package 11&12 | NAKHEEL | Desert Landscape | Tender | 2022 | Fixed Price Lump Sum | SITE WORK | Paving and surfacing | Type At01; 12Mm Thick | 295 | m² | AED | 208
2022-03 | 2 | 2.0352 |  | United Arab Emirates | Dubai | Hard & Soft Landscaping | Al Furjan | Package 11&12 | NAKHEEL | Desert Landscape | Tender | 2022 | Fixed Price Lump Sum | SITE WORK | Excavation | Pit Excavation; Over 1000Mm But Not Exceeding 1500Mm Depth; To Receive Tree Pits | 1230 | m³ | AED | 24
2022-03 | 2 | 2.0352 |  | United Arab Emirates | Dubai | Hard & Soft Landscaping | Al Furjan | Package 11&12 | NAKHEEL | Desert Landscape | Tender | 2022 | Fixed Price Lump Sum | SITE WORK | Disposal | Removed On Site Including A Suitable Tip | 1230 | m³ | AED | 18
2022-03 | 2 | 2.0352 |  | United Arab Emirates | Dubai | Hard & Soft Landscaping | Al Furjan | Package 11&12 | NAKHEEL | Desert Landscape | Tender | 2022 | Fixed Price Lump Sum | SITE WORK | Landscaping | Planting Medium Soil; 1200Mm Depth (Minimum); To Tree Pits | 1230 | m³ | AED | 29
2022-03 | 2 | 2.0352 |  | United Arab Emirates | Dubai | Hard & Soft Landscaping | Al Furjan | Package 11&12 | NAKHEEL | Desert Landscape | Tender | 2022 | Fixed Price Lump Sum | SITE WORK | Landscaping | Plastic Edging, Thickness: 1.905Mm, Height: 5" Between Gravel And Planting (As Per Tender Addendum 3 Item No. 6) | 2262 | m | AED | 13
2022-03 | 2 | 2.0352 |  | United Arab Emirates | Dubai | Hard & Soft Landscaping | Al Furjan | Package 11&12 | NAKHEEL | Desert Landscape | Tender | 2022 | Fixed Price Lump Sum | SITE WORK | Shoring | W04: Retaining Wall (Terraforce Type) | 240 | m² | AED | 792
2022-03 | 2 | 2.0352 |  | United Arab Emirates | Dubai | Hard & Soft Landscaping | Al Furjan | Package 11&12 | NAKHEEL | Desert Landscape | Tender | 2022 | Fixed Price Lump Sum | METALWORK | Non structural metalwork | Shade Structure; Comprising Of 1.6Mm Thick Uv Stabilized Hdpe Shade Cloth, 250 X 250Mm Ms Sch. 40 Columns In Epoxy Paint System Ral 9007; Including 14Mm Ss316 Shackle, Gi Cable, Rc Foundation, Earthworks, Waterproofing, Metal Supports, Fixings, Accessories And All Ancillary Works As Necessary (Measured On Plan) ; Type Fu06-Ss17 (1 Nr.) | 967 | m² | AED | 216
2022-03 | 2 | 2.0352 |  | United Arab Emirates | Dubai | Hard & Soft Landscaping | Al Furjan | Package 11&12 | NAKHEEL | Desert Landscape | Tender | 2022 | Fixed Price Lump Sum | METALWORK | Non structural metalwork | Shade Structure; Comprising Of 1.6Mm Thick Uv Stabilized Hdpe Shade Cloth, 250 X 250Mm Ms Sch. 40 Columns In Epoxy Paint System Ral 9007; Including 14Mm Ss316 Shackle, Gi Cable, Rc Foundation, Earthworks, Waterproofing, Metal Supports, Fixings, Accessories And All Ancillary Works As Necessary (Measured On Plan) ; Type Fu06-Ss18 (1 Nr.) | 169 | m² | AED | 277
2022-03 | 2 | 2.0352 |  | United Arab Emirates | Dubai | Hard & Soft Landscaping | Al Furjan | Package 11&12 | NAKHEEL | Desert Landscape | Tender | 2022 | Fixed Price Lump Sum | METALWORK | Non structural metalwork | Shade Structure; Comprising Of 1.6Mm Thick Uv Stabilized Hdpe Shade Cloth, 250 X 250Mm Ms Sch. 40 Columns In Epoxy Paint System Ral 9007; Including 14Mm Ss316 Shackle, Gi Cable, Rc Foundation, Earthworks, Waterproofing, Metal Supports, Fixings, Accessories And All Ancillary Works As Necessary (Measured On Plan) ; Type Fu06-Ss20 (1 Nr.) | 33 | m² | AED | 529
2022-03 | 2 | 2.0352 |  | United Arab Emirates | Dubai | Hard & Soft Landscaping | Al Furjan | Package 11&12 | NAKHEEL | Desert Landscape | Tender | 2022 | Fixed Price Lump Sum | METALWORK | Non structural metalwork | Shade Structure; Comprising Of 1.6Mm Thick Uv Stabilized Hdpe Shade Cloth, 250 X 250Mm Ms Sch. 40 Columns In Epoxy Paint System Ral 9007; Including 14Mm Ss316 Shackle, Gi Cable, Rc Foundation, Earthworks, Waterproofing, Metal Supports, Fixings, Accessories And All Ancillary Works As Necessary (Measured On Plan) ; Type Fu06-Ss21 (1 Nr.) | 368 | m² | AED | 232
2022-03 | 2 | 2.0352 |  | United Arab Emirates | Dubai | Hard & Soft Landscaping | Al Furjan | Package 11&12 | NAKHEEL | Desert Landscape | Tender | 2022 | Fixed Price Lump Sum | METALWORK | Non structural metalwork | Shade Structure; Comprising Of 1.6Mm Thick Uv Stabilized Hdpe Shade Cloth, 250 X 250Mm Ms Sch. 40 Columns In Epoxy Paint System Ral 9007; Including 14Mm Ss316 Shackle, Gi Cable, Rc Foundation, Earthworks, Waterproofing, Metal Supports, Fixings, Accessories And All Ancillary Works As Necessary (Measured On Plan) ; Type Fu06-Ss22 (1 Nr.) | 109 | m² | AED | 351
2022-03 | 2 | 2.0353 |  | United Arab Emirates | Dubai | Hard & Soft Landscaping | Al Furjan | Package 11&12 | NAKHEEL | Desert Landscape | Tender | 2022 | Fixed Price Lump Sum | METALWORK | Non structural metalwork | Shade Structure; Comprising Of 1.6Mm Thick Uv Stabilized Hdpe Shade Cloth, 250 X 250Mm Ms Sch. 40 Columns In Epoxy Paint System Ral 9007; Including 14Mm Ss316 Shackle, Gi Cable, Rc Foundation, Earthworks, Waterproofing, Metal Supports, Fixings, Accessories And All Ancillary Works As Necessary (Measured On Plan) ; Type Fu06-Ss23 (1 Nr.) | 159 | m² | AED | 289
2022-03 | 2 | 2.0353 |  | United Arab Emirates | Dubai | Hard & Soft Landscaping | Al Furjan | Package 11&12 | NAKHEEL | Desert Landscape | Tender | 2022 | Fixed Price Lump Sum | METALWORK | Non structural metalwork | Basketball Court Back Fence; Comprising Weld Mesh Fence, Mid Rail, Fence Post And Post Foundation; Including Bases, Reinforcement, Excavation, Disposal, Backfilling, Waterproofing, Metal Supports, Fixings, Accessories And All Ancillary Works As Necessary ; Metal Fence; 4000Mm High | 17 | m | AED | 639
2022-03 | 2 | 2.0353 |  | United Arab Emirates | Dubai | Hard & Soft Landscaping | Al Furjan | Package 11&12 | NAKHEEL | Desert Landscape | Tender | 2022 | Fixed Price Lump Sum | METALWORK | Non structural metalwork | Tennis Court Fence And Gate; Comprising 50X50Mm Chain Link And 3.0/4.0Mm Dia. Line (Tension) Wire Mesh In Pvc Coated Green Color, 76Mm Dia. Gi Class B Corner Straining Post, 60Mm Dia. Bracing, 42Mm Dia. Top Rail And 60Mm Dia. Intermediate Post; Including Gate, Finishes, Earthworks, Waterproofing, Metal Supports, Fixings, Accessories And All Ancillary Works As Necessary ; Metal Fence; 4000Mm High | 185 | m | AED | 581
2022-03 | 2 | 2.0353 |  | United Arab Emirates | Dubai | Hard & Soft Landscaping | Al Furjan | Package 11&12 | NAKHEEL | Desert Landscape | Tender | 2022 | Fixed Price Lump Sum | METALWORK | Non structural metalwork | Tennis Court Fence And Gate; Comprising 50X50Mm Chain Link And 3.0/4.0Mm Dia. Line (Tension) Wire Mesh In Pvc Coated Green Color, 76Mm Dia. Gi Class B Corner Straining Post, 60Mm Dia. Bracing, 42Mm Dia. Top Rail And 60Mm Dia. Intermediate Post; Including Gate, Finishes, Earthworks, Waterproofing, Metal Supports, Fixings, Accessories And All Ancillary Works As Necessary ; Extra Over For Single Leaf Gate; Size 1000 X 2000Mm High | 2 | Nr | AED | 4194
2022-03 | 2 | 2.0353 |  | United Arab Emirates | Dubai | Hard & Soft Landscaping | Al Furjan | Package 11&12 | NAKHEEL | Desert Landscape | Tender | 2022 | Fixed Price Lump Sum | METALWORK | Non structural metalwork | Metal Fence; 4000Mm High | 444 | m² | AED | 551
2022-03 | 2 | 2.0353 |  | United Arab Emirates | Dubai | Hard & Soft Landscaping | Al Furjan | Package 11&12 | NAKHEEL | Desert Landscape | Tender | 2022 | Fixed Price Lump Sum | METALWORK | Non structural metalwork | Tennis Court Net Post; Including Rc Foundation, Formworks, Reinforcement, Excavation, Disposal, Backfilling, Waterproofing, Metal Supports, Fixings, Accessories And All Ancillary Works As Necessary ; 1067Mm High; To Tennis Court | 4 | Nr | AED | 5069
2022-03 | 2 | 2.0353 |  | United Arab Emirates | Dubai | Hard & Soft Landscaping | Al Furjan | Package 11&12 | NAKHEEL | Desert Landscape | Tender | 2022 | Fixed Price Lump Sum | METALWORK | Non structural metalwork | Tennis Court Net Post; Including Rc Foundation, Formworks, Reinforcement, Excavation, Disposal, Backfilling, Waterproofing, Metal Supports, Fixings, Accessories And All Ancillary Works As Necessary ; 1067Mm High; To Padel Tennis Court | 5 | Nr | AED | 5069
2022-03 | 2 | 2.0353 |  | United Arab Emirates | Dubai | Hard & Soft Landscaping | Al Furjan | Package 11&12 | NAKHEEL | Desert Landscape | Tender | 2022 | Fixed Price Lump Sum | METALWORK | Non structural metalwork | Volleyball Court Net Post; Including Rc Foundation, Formworks, Reinforcement, Excavation, Disposal, Backfilling, Waterproofing, Metal Supports, Fixings, Accessories And All Ancillary Works As Necessary ; To Volleyball Court | 2 | Nr | AED | 5075
2022-03 | 2 | 2.0353 |  | United Arab Emirates | Dubai | Hard & Soft Landscaping | Al Furjan | Package 11&12 | NAKHEEL | Desert Landscape | Tender | 2022 | Fixed Price Lump Sum | METALWORK | Non structural metalwork | Handrails And Balustrades; Floor Mounted; Comprising Of Aluminum Polyester Powder Coated Finish; In Grey Color; Including Finishes; Grout, Metal Supports, Fixings, Accessories And All Ancillary Works As Necessary ; Type R02; 750Mm High; Sloping; To Steps | 34 | m | AED | 580
2022-03 | 2 | 2.0353 |  | United Arab Emirates | Dubai | Hard & Soft Landscaping | Al Furjan | Package 11&12 | NAKHEEL | Desert Landscape | Tender | 2022 | Fixed Price Lump Sum | METALWORK | Non structural metalwork | Handrails And Balustrades; Floor Mounted; Comprising Of Aluminum Polyester Powder Coated Finish; In Grey Color; Including Finishes; Grout, Metal Supports, Fixings, Accessories And All Ancillary Works As Necessary ; Type R02; 750Mm High; Sloping; To Ramps | 588 | m | AED | 580
2022-03 | 2 | 2.0354 |  | United Arab Emirates | Dubai | Hard & Soft Landscaping | Al Furjan | Package 11&12 | NAKHEEL | Desert Landscape | Tender | 2022 | Fixed Price Lump Sum | METALWORK | Non structural metalwork | Site Hoarding, Eco-Pvc Type 2.4 M High With Banners And The Graphic | 1 | m | AED | 332
2022-03 | 2 | 2.0354 |  | United Arab Emirates | Dubai | Hard & Soft Landscaping | Al Furjan | Package 11&12 | NAKHEEL | Desert Landscape | Tender | 2022 | Fixed Price Lump Sum | FINISHES | Finishings | External Backgrounds ; Cement And Sand Mortar Render; Including All Ancillary Works As Necessary ; To Receive Paint | 220 | m² | AED | 70
2022-03 | 2 | 2.0354 |  | United Arab Emirates | Dubai | Hard & Soft Landscaping | Al Furjan | Package 11&12 | NAKHEEL | Desert Landscape | Tender | 2022 | Fixed Price Lump Sum | FINISHES | Finishings | External Finishings ; Precast Concrete Coping; Half-Full Nosed; In Shotblast Finish; Laid On Rendered Concrete; Including Grouting, Joints, Mortar, Accessories And All Ancillary Works As Necessary ; Size 400 X 500 X 60Mm Thick | 227 | m | AED | 202
2022-03 | 2 | 2.0354 |  | United Arab Emirates | Dubai | Hard & Soft Landscaping | Al Furjan | Package 11&12 | NAKHEEL | Desert Landscape | Tender | 2022 | Fixed Price Lump Sum | CONCRETE WORK | Precast concrete | Pre-Cast Concrete Tread Coping Chamfered; In Shotblast Finish Laid On Smooth Concrete; Including Grouting, Joints, Mortar, Accessories And All Ancillary Works As Necessary ; Type St02; Size 200 X 300 X 50Mm Thick; In Medium Grey Colour; To Walkway Steps | 9 | m² | AED | 593
2022-03 | 2 | 2.0354 |  | United Arab Emirates | Dubai | Hard & Soft Landscaping | Al Furjan | Package 11&12 | NAKHEEL | Desert Landscape | Tender | 2022 | Fixed Price Lump Sum | CONCRETE WORK | Precast concrete | Pre-Cast Concrete Tread Coping Chamfered; In Shotblast Finish Laid On Smooth Concrete; Including Grouting, Joints, Mortar, Accessories And All Ancillary Works As Necessary ; Type St02; Size 150 X 300 X 50Mm Thick; In Medium Grey Colour; To Walkway Steps; Riser | 31 | m | AED | 101
2022-03 | 2 | 2.0354 |  | United Arab Emirates | Dubai | Hard & Soft Landscaping | Al Furjan | Package 11&12 | NAKHEEL | Desert Landscape | Tender | 2022 | Fixed Price Lump Sum | FINISHES | Finishings | Plaster Finish; Color Light Grey; Including Surface Preparation, Prime, Finish Coat And All Ancillary Works As Necessary ; Type W02; Planter Walls | 1664 | m² | AED | 70
2022-03 | 2 | 2.0354 |  | United Arab Emirates | Dubai | Hard & Soft Landscaping | Al Furjan | Package 11&12 | NAKHEEL | Desert Landscape | Tender | 2022 | Fixed Price Lump Sum | FINISHES | Finishings | Plaster Finish; Color Light Grey; Including Surface Preparation, Prime, Finish Coat And All Ancillary Works As Necessary ; Type W02; Planter Walls; Coping | 193 | m | AED | 28
2022-03 | 2 | 2.0354 |  | United Arab Emirates | Dubai | Hard & Soft Landscaping | Al Furjan | Package 11&12 | NAKHEEL | Desert Landscape | Tender | 2022 | Fixed Price Lump Sum | FINISHES | Finishings | Plaster Finish; Color Light Grey; Including Surface Preparation, Prime, Finish Coat And All Ancillary Works As Necessary ; To Walkway Upstands | 886 | m² | AED | 70
2022-03 | 2 | 2.0354 |  | United Arab Emirates | Dubai | Hard & Soft Landscaping | Al Furjan | Package 11&12 | NAKHEEL | Desert Landscape | Tender | 2022 | Fixed Price Lump Sum | FINISHES | Decorations | Paint; Including Surface Preparation, Base And Final Coat And All Ancillary Works As Necessary ; To Interactive Learning Feature Wall; In Light And Medium Blue Colour | 47 | m² | AED | 52
2022-03 | 2 | 2.0354 |  | United Arab Emirates | Dubai | Hard & Soft Landscaping | Al Furjan | Package 11&12 | NAKHEEL | Desert Landscape | Tender | 2022 | Fixed Price Lump Sum | FINISHES | Decorations | Paint; Including Surface Preparation, Base And Final Coat And All Ancillary Works As Necessary ; To Climbing Wall; In Cream Ral9001, Oyster White Ral1013 And Pebble Grey Ral7032 Colour | 173 | m² | AED | 52
2022-03 | 2 | 2.0355 |  | United Arab Emirates | Dubai | Hard & Soft Landscaping | Al Furjan | Package 11&12 | NAKHEEL | Desert Landscape | Tender | 2022 | Fixed Price Lump Sum | FURNISHINGS | Generally | Site Furniture; Including Finishes, Foundations, Earthworks, Waterproofing, Frames, Fixings, Fittings, Accessories And All Ancillary Works As Necessary ; Type Fu01; Picnic Table; Galvanized Steel Structure; Tropical Hardwood Board With Protective Layer Of Zinc And Powder Coating; In Grey Ral 7024 Color; Size 1800 X 795 X 725Mm High | 7 | Nr | AED | 3888
2022-03 | 2 | 2.0355 |  | United Arab Emirates | Dubai | Hard & Soft Landscaping | Al Furjan | Package 11&12 | NAKHEEL | Desert Landscape | Tender | 2022 | Fixed Price Lump Sum | FURNISHINGS | Generally | Site Furniture; Including Finishes, Foundations, Earthworks, Waterproofing, Frames, Fixings, Fittings, Accessories And All Ancillary Works As Necessary ; Type Fu02; Park Bench; Galvanized Steel Structure; Robinia Wood With Protective Layer Of Zinc And Powder Coating; In Grey Ral 7024 Color; Size 2000 X 420 X 445Mm High | 3 | Nr | AED | 2945
2022-03 | 2 | 2.0355 |  | United Arab Emirates | Dubai | Hard & Soft Landscaping | Al Furjan | Package 11&12 | NAKHEEL | Desert Landscape | Tender | 2022 | Fixed Price Lump Sum | FURNISHINGS | Generally | Site Furniture; Including Finishes, Foundations, Earthworks, Waterproofing, Frames, Fixings, Fittings, Accessories And All Ancillary Works As Necessary ;Type Fu03; Bench With Arm Rest; Steel Structure; Tropical Wood Board With Protective Layer Of Zinc And Powder Coating; In Grey Ral 7024 Color; Size 2000 X 600 X 785Mm High | 49 | Nr | AED | 4442
2022-03 | 2 | 2.0355 |  | United Arab Emirates | Dubai | Hard & Soft Landscaping | Al Furjan | Package 11&12 | NAKHEEL | Desert Landscape | Tender | 2022 | Fixed Price Lump Sum | FURNISHINGS | Generally | Site Furniture; Including Finishes, Foundations, Earthworks, Waterproofing, Frames, Fixings, Fittings, Accessories And All Ancillary Works As Necessary ;Type Fu04; Prax Litter Bin Comprising Galvanized Steel Frame And Stainless Steel Doors; In Grey Ral 7024 Color; Powder Coated Finish; Size 580 X 370 X 1055Mm High | 30 | Nr | AED | 2742
2022-03 | 2 | 2.0355 |  | United Arab Emirates | Dubai | Hard & Soft Landscaping | Al Furjan | Package 11&12 | NAKHEEL | Desert Landscape | Tender | 2022 | Fixed Price Lump Sum | FURNISHINGS | Generally | Type Fu05; Bay City Bike Rack; Solid Cast Aluminum; Corrosion Resistant With Powder Coat Finish; In Grey Ral 7024 Color; Size 673 X 123 X 622Mm | 8 | Nr | AED | 1766
2022-03 | 2 | 2.0355 |  | United Arab Emirates | Dubai | Hard & Soft Landscaping | Al Furjan | Package 11&12 | NAKHEEL | Desert Landscape | Tender | 2022 | Fixed Price Lump Sum | FURNISHINGS | Generally | Type Fu-07; Pest Waste Bin; Cast Aluminum; Fixed To 50Mm Diameter Powder Coated Steel Pole; In Gray Ral3007 Color; Size 310 X 310 X 580Mm High | 6 | Nr | AED | 1716
2022-03 | 2 | 2.0355 |  | United Arab Emirates | Dubai | Hard & Soft Landscaping | Al Furjan | Package 11&12 | NAKHEEL | Desert Landscape | Tender | 2022 | Fixed Price Lump Sum | FURNISHINGS | Generally | Type Fu08; Bollard; Forged Aluminum; In Gray Ral 9007 Color; Size 236Mm Diameter X 1016Mm High | 2 | Nr | AED | 1426
2022-03 | 2 | 2.0355 |  | United Arab Emirates | Dubai | Hard & Soft Landscaping | Al Furjan | Package 11&12 | NAKHEEL | Desert Landscape | Tender | 2022 | Fixed Price Lump Sum | FURNISHINGS | Generally | Type Fu09; Bespoke Seat; Concrete In Smooth-Exposed Aggregate Finish; In Off-White Color; Size 3930Mm Overall Diameter X 955Mm High | 8 | Nr | AED | 20308
2022-03 | 2 | 2.0355 |  | United Arab Emirates | Dubai | Hard & Soft Landscaping | Al Furjan | Package 11&12 | NAKHEEL | Desert Landscape | Tender | 2022 | Fixed Price Lump Sum | FURNISHINGS | Generally | Type Fu12; Hammock With Posts; Hard Rope; Fixed To 160Mm Diameter X 1200Mm High Hot Dip Galvanized Steel In Powder Coated Finish | 8 | Nr | AED | 16326
2022-03 | 2 | 2.0355 |  | United Arab Emirates | Dubai | Hard & Soft Landscaping | Al Furjan | Package 11&12 | NAKHEEL | Desert Landscape | Tender | 2022 | Fixed Price Lump Sum | CONCRETE WORK | Precast concrete | Precast Concrete Seat; Fixed To Concrete Base (Measured Elsewhere); Including Expansion Sealant, Accessories And All Ancillary Works As Necessary; As Drawing Nr. 21-6007-Alf-P1-Ins-Dwg-Td-70303 Detail 03 ; Type Fu10; 600Mm Wide X 450Mm High; Curved | 12 | m | AED | 1577
2022-03 | 2 | 2.0356 |  | United Arab Emirates | Dubai | Hard & Soft Landscaping | Al Furjan | Package 11&12 | NAKHEEL | Desert Landscape | Tender | 2022 | Fixed Price Lump Sum | CONCRETE WORK | Precast concrete | Precast Concrete Seatwall Module; Fixed To Concrete Base; Including Compacted Gravel Base Course, Expansion Sealant, Accessories And All Ancillary Works As Necessary ; Size 300 X 600 X 450Mm; To Amphitheater | 319 | m | AED | 1586
2022-03 | 2 | 2.0356 |  | United Arab Emirates | Dubai | Hard & Soft Landscaping | Al Furjan | Package 11&12 | NAKHEEL | Desert Landscape | Tender | 2022 | Fixed Price Lump Sum | CONCRETE WORK | Precast concrete | Precast Concrete Seatwall Module; Fixed To Concrete Base; Including Compacted Gravel Base Course, Expansion Sealant, Accessories And All Ancillary Works As Necessary ; Size 300 X 600 X 450Mm; To Concrete Seatwall | 8 | m | AED | 1612
2022-03 | 2 | 2.0356 |  | United Arab Emirates | Dubai | Hard & Soft Landscaping | Al Furjan | Package 11&12 | NAKHEEL | Desert Landscape | Tender | 2022 | Fixed Price Lump Sum | FURNISHINGS | Generally | Play Equipment; Including Finishes, Foundations, Earthworks, Waterproofing, Frames, Fixings, Fittings, Accessories And All Ancillary Works As Necessary ; Type Pe09; Swing; 2.4M 2 Seat Swing Swb082Z | 1 | Nr | AED | 13544
2022-03 | 2 | 2.0356 |  | United Arab Emirates | Dubai | Hard & Soft Landscaping | Al Furjan | Package 11&12 | NAKHEEL | Desert Landscape | Tender | 2022 | Fixed Price Lump Sum | FURNISHINGS | Generally | Play Equipment; Including Finishes, Foundations, Earthworks, Waterproofing, Frames, Fixings, Fittings, Accessories And All Ancillary Works As Necessary ; Type Pe12; Roundabout; Rotating Equipment J2406 | 1 | Nr | AED | 23529
2022-03 | 2 | 2.0356 |  | United Arab Emirates | Dubai | Hard & Soft Landscaping | Al Furjan | Package 11&12 | NAKHEEL | Desert Landscape | Tender | 2022 | Fixed Price Lump Sum | FURNISHINGS | Generally | Play Equipment; Including Finishes, Foundations, Earthworks, Waterproofing, Frames, Fixings, Fittings, Accessories And All Ancillary Works As Necessary ; Type Pe19; Roundabout; Inclusive Wheelchair Roundabout Sir000 | 1 | Nr | AED | 54719
2022-03 | 2 | 2.0356 |  | United Arab Emirates | Dubai | Hard & Soft Landscaping | Al Furjan | Package 11&12 | NAKHEEL | Desert Landscape | Tender | 2022 | Fixed Price Lump Sum | FURNISHINGS | Generally | Play Equipment; Including Finishes, Foundations, Earthworks, Waterproofing, Frames, Fixings, Fittings, Accessories And All Ancillary Works As Necessary ; Type Pe33; Slide; Mangrove Ttu001 | 1 | Nr | AED | 479326
2022-03 | 2 | 2.0356 |  | United Arab Emirates | Dubai | Hard & Soft Landscaping | Al Furjan | Package 11&12 | NAKHEEL | Desert Landscape | Tender | 2022 | Fixed Price Lump Sum | FURNISHINGS | Generally | Play Equipment; Including Finishes, Foundations, Earthworks, Waterproofing, Frames, Fixings, Fittings, Accessories And All Ancillary Works As Necessary ; Type Pe39; Wall; Climbing Wall Pzu788 | 1 | Nr | AED | 26728
2022-03 | 2 | 2.0356 |  | United Arab Emirates | Dubai | Hard & Soft Landscaping | Al Furjan | Package 11&12 | NAKHEEL | Desert Landscape | Tender | 2022 | Fixed Price Lump Sum | FURNISHINGS | Generally | Play Equipment; Including Finishes, Foundations, Earthworks, Waterproofing, Frames, Fixings, Fittings, Accessories And All Ancillary Works As Necessary ; Type Pe40; Climber Wall; A Frame | 1 | Nr | AED | 28856
2022-03 | 2 | 2.0356 |  | United Arab Emirates | Dubai | Hard & Soft Landscaping | Al Furjan | Package 11&12 | NAKHEEL | Desert Landscape | Tender | 2022 | Fixed Price Lump Sum | FURNISHINGS | Generally | Play Equipment; Including Finishes, Foundations, Earthworks, Waterproofing, Frames, Fixings, Fittings, Accessories And All Ancillary Works As Necessary ; Type Pe43; Rotary; Carousel With Bars | 1 | Nr | AED | 25802
2022-03 | 2 | 2.0356 |  | United Arab Emirates | Dubai | Hard & Soft Landscaping | Al Furjan | Package 11&12 | NAKHEEL | Desert Landscape | Tender | 2022 | Fixed Price Lump Sum | FURNISHINGS | Generally | Play Equipment; Including Finishes, Foundations, Earthworks, Waterproofing, Frames, Fixings, Fittings, Accessories And All Ancillary Works As Necessary ; Type Pe49; Springer; Buggie Springie Ssb250 | 1 | Nr | AED | 8901
2022-03 | 2 | 2.0357 |  | United Arab Emirates | Dubai | Hard & Soft Landscaping | Al Furjan | Package 11&12 | NAKHEEL | Desert Landscape | Tender | 2022 | Fixed Price Lump Sum | FURNISHINGS | Generally | Play Equipment; Including Finishes, Foundations, Earthworks, Waterproofing, Frames, Fixings, Fittings, Accessories And All Ancillary Works As Necessary ; Type Pe50; Springer; Springie Nest Rocker Ssd020 | 1 | Nr | AED | 15537
2022-03 | 2 | 2.0357 |  | United Arab Emirates | Dubai | Hard & Soft Landscaping | Al Furjan | Package 11&12 | NAKHEEL | Desert Landscape | Tender | 2022 | Fixed Price Lump Sum | FURNISHINGS | Generally | Play Equipment; Including Finishes, Foundations, Earthworks, Waterproofing, Frames, Fixings, Fittings, Accessories And All Ancillary Works As Necessary ; Type Pe51; Multi-Play; Biibox J45007 | 1 | Nr | AED | 60016
2022-03 | 2 | 2.0357 |  | United Arab Emirates | Dubai | Hard & Soft Landscaping | Al Furjan | Package 11&12 | NAKHEEL | Desert Landscape | Tender | 2022 | Fixed Price Lump Sum | FURNISHINGS | Generally | Type Pe52; Multi-Play; Playhouses J224 | 1 | Nr | AED | 36919
2022-03 | 2 | 2.0357 |  | United Arab Emirates | Dubai | Hard & Soft Landscaping | Al Furjan | Package 11&12 | NAKHEEL | Desert Landscape | Tender | 2022 | Fixed Price Lump Sum | FURNISHINGS | Generally | Type Pe57; Multi-Play; Home, Garden And Auto | 1 | Nr | AED | 77511
2022-03 | 2 | 2.0357 |  | United Arab Emirates | Dubai | Hard & Soft Landscaping | Al Furjan | Package 11&12 | NAKHEEL | Desert Landscape | Tender | 2022 | Fixed Price Lump Sum | FURNISHINGS | Generally | Type Pe58; Multi-Play; Cloud Climber | 1 | Nr | AED | 11743
2022-03 | 2 | 2.0357 |  | United Arab Emirates | Dubai | Hard & Soft Landscaping | Al Furjan | Package 11&12 | NAKHEEL | Desert Landscape | Tender | 2022 | Fixed Price Lump Sum | FURNISHINGS | Generally | Type Pe59; Springer; Flower Springer Ssb150 | 1 | Nr | AED | 11044
2022-03 | 2 | 2.0357 |  | United Arab Emirates | Dubai | Hard & Soft Landscaping | Al Furjan | Package 11&12 | NAKHEEL | Desert Landscape | Tender | 2022 | Fixed Price Lump Sum | FURNISHINGS | Generally | Type Pe62; Climbing Net | 1 | Nr | AED | 22637
2022-03 | 2 | 2.0357 |  | United Arab Emirates | Dubai | Hard & Soft Landscaping | Al Furjan | Package 11&12 | NAKHEEL | Desert Landscape | Tender | 2022 | Fixed Price Lump Sum | FURNISHINGS | Generally | Type Pe63; Slides; J1101 | 1 | Nr | AED | 24922
2022-03 | 2 | 2.0357 |  | United Arab Emirates | Dubai | Hard & Soft Landscaping | Al Furjan | Package 11&12 | NAKHEEL | Desert Landscape | Tender | 2022 | Fixed Price Lump Sum | FURNISHINGS | Generally | Type Pe64; Climb Rope; Q12227 | 2 | Nr | AED | 19722
2022-03 | 2 | 2.0357 |  | United Arab Emirates | Dubai | Hard & Soft Landscaping | Al Furjan | Package 11&12 | NAKHEEL | Desert Landscape | Tender | 2022 | Fixed Price Lump Sum | FURNISHINGS | Generally | Type Pe65; Ixo; J2575 | 1 | Nr | AED | 62532
2022-03 | 2 | 2.0358 |  | United Arab Emirates | Dubai | Hard & Soft Landscaping | Al Furjan | Package 11&12 | NAKHEEL | Desert Landscape | Tender | 2022 | Fixed Price Lump Sum | FURNISHINGS | Generally | Type Pe66; Balance Climbing Series; Ca 1800 | 1 | Nr | AED | 7329
2022-03 | 2 | 2.0358 |  | United Arab Emirates | Dubai | Hard & Soft Landscaping | Al Furjan | Package 11&12 | NAKHEEL | Desert Landscape | Tender | 2022 | Fixed Price Lump Sum | FURNISHINGS | Generally | Type Pe67; Slides | 1 | Nr | AED | 12580
2022-03 | 2 | 2.0358 |  | United Arab Emirates | Dubai | Hard & Soft Landscaping | Al Furjan | Package 11&12 | NAKHEEL | Desert Landscape | Tender | 2022 | Fixed Price Lump Sum | FURNISHINGS | Generally | Type Pe69; Springers; J987 | 1 | Nr | AED | 67875
2022-03 | 2 | 2.0358 |  | United Arab Emirates | Dubai | Hard & Soft Landscaping | Al Furjan | Package 11&12 | NAKHEEL | Desert Landscape | Tender | 2022 | Fixed Price Lump Sum | FURNISHINGS | Generally | Type Pe70; Springers; J950 | 1 | Nr | AED | 45338
2022-03 | 2 | 2.0358 |  | United Arab Emirates | Dubai | Hard & Soft Landscaping | Al Furjan | Package 11&12 | NAKHEEL | Desert Landscape | Tender | 2022 | Fixed Price Lump Sum | FURNISHINGS | Generally | Type Pe71; Metropolis; J4062 | 1 | Nr | AED | 113345
2022-03 | 2 | 2.0358 |  | United Arab Emirates | Dubai | Hard & Soft Landscaping | Al Furjan | Package 11&12 | NAKHEEL | Desert Landscape | Tender | 2022 | Fixed Price Lump Sum | FURNISHINGS | Generally | Type Pe72; Springers; J985 | 1 | Nr | AED | 11521
2022-03 | 2 | 2.0358 |  | United Arab Emirates | Dubai | Hard & Soft Landscaping | Al Furjan | Package 11&12 | NAKHEEL | Desert Landscape | Tender | 2022 | Fixed Price Lump Sum | FURNISHINGS | Generally | Type Pe73; Metropolis; J4062 | 1 | Nr | AED | 56981
2022-03 | 2 | 2.0358 |  | United Arab Emirates | Dubai | Hard & Soft Landscaping | Al Furjan | Package 11&12 | NAKHEEL | Desert Landscape | Tender | 2022 | Fixed Price Lump Sum | FURNISHINGS | Generally | Type Pe74; Springers; J3961 | 1 | Nr | AED | 7946
2022-03 | 2 | 2.0358 |  | United Arab Emirates | Dubai | Hard & Soft Landscaping | Al Furjan | Package 11&12 | NAKHEEL | Desert Landscape | Tender | 2022 | Fixed Price Lump Sum | FURNISHINGS | Generally | Type Pe75; Springers; J836 | 1 | Nr | AED | 8271
2022-03 | 2 | 2.0358 |  | United Arab Emirates | Dubai | Hard & Soft Landscaping | Al Furjan | Package 11&12 | NAKHEEL | Desert Landscape | Tender | 2022 | Fixed Price Lump Sum | FURNISHINGS | Generally | Type Pe76; Springers; J835 | 1 | Nr | AED | 6754
2022-03 | 2 | 2.0359 |  | United Arab Emirates | Dubai | Hard & Soft Landscaping | Al Furjan | Package 11&12 | NAKHEEL | Desert Landscape | Tender | 2022 | Fixed Price Lump Sum | FURNISHINGS | Generally | Type Pe77; Springers; J846 | 1 | Nr | AED | 5237
2022-03 | 2 | 2.0359 |  | United Arab Emirates | Dubai | Hard & Soft Landscaping | Al Furjan | Package 11&12 | NAKHEEL | Desert Landscape | Tender | 2022 | Fixed Price Lump Sum | FURNISHINGS | Generally | Type Pe78; Epdm Bumps | 4 | Nr | AED | 4686
2022-03 | 2 | 2.0359 |  | United Arab Emirates | Dubai | Hard & Soft Landscaping | Al Furjan | Package 11&12 | NAKHEEL | Desert Landscape | Tender | 2022 | Fixed Price Lump Sum | FURNISHINGS | Generally | Type Pe79; Trampoline; Inground | 3 | Nr | AED | 25429
2022-03 | 2 | 2.0359 |  | United Arab Emirates | Dubai | Hard & Soft Landscaping | Al Furjan | Package 11&12 | NAKHEEL | Desert Landscape | Tender | 2022 | Fixed Price Lump Sum | FURNISHINGS | Generally | Type Pe80; Rotating Equipment; J2409 | 1 | Nr | AED | 53839
2022-03 | 2 | 2.0359 |  | United Arab Emirates | Dubai | Hard & Soft Landscaping | Al Furjan | Package 11&12 | NAKHEEL | Desert Landscape | Tender | 2022 | Fixed Price Lump Sum | FURNISHINGS | Generally | Type Pe81; Epdm Paint | 1 | Nr | AED | 2410
2022-03 | 2 | 2.0359 |  | United Arab Emirates | Dubai | Hard & Soft Landscaping | Al Furjan | Package 11&12 | NAKHEEL | Desert Landscape | Tender | 2022 | Fixed Price Lump Sum | FURNISHINGS | Generally | Play Equipment; To Interactive Learning Feature Wall; Including Finishes, Waterproofing, Frames, Fixings, Fittings, Accessories And All Ancillary Works As Necessary ; Play, Panels, Audio And Music Play | 4 | Nr | AED | 12612
2022-03 | 2 | 2.0359 |  | United Arab Emirates | Dubai | Hard & Soft Landscaping | Al Furjan | Package 11&12 | NAKHEEL | Desert Landscape | Tender | 2022 | Fixed Price Lump Sum | FURNISHINGS | Generally | Climbing Ropes; Including All Ancillary Works As Necessary ; To Climbing Wall | 1 | Nr | AED | 19529
2022-03 | 2 | 2.0359 |  | United Arab Emirates | Dubai | Hard & Soft Landscaping | Al Furjan | Package 11&12 | NAKHEEL | Desert Landscape | Tender | 2022 | Fixed Price Lump Sum | FURNISHINGS | Generally | Sports Equipment; Including Finishes, Foundations, Earthworks, Waterproofing, Frames, Fixings, Fittings, Accessories And All Ancillary Works As Necessary ; Type Sp01; Football Goal | 2 | Nr | AED | 12233
2022-03 | 2 | 2.0359 |  | United Arab Emirates | Dubai | Hard & Soft Landscaping | Al Furjan | Package 11&12 | NAKHEEL | Desert Landscape | Tender | 2022 | Fixed Price Lump Sum | FURNISHINGS | Generally | Sports Equipment; Including Finishes, Foundations, Earthworks, Waterproofing, Frames, Fixings, Fittings, Accessories And All Ancillary Works As Necessary ; Type Sp02; Basket Ball Stand 1-080921M | 1 | Nr | AED | 8490
2022-03 | 2 | 2.0359 |  | United Arab Emirates | Dubai | Hard & Soft Landscaping | Al Furjan | Package 11&12 | NAKHEEL | Desert Landscape | Tender | 2022 | Fixed Price Lump Sum | FURNISHINGS | Generally | Sports Equipment; Including Finishes, Foundations, Earthworks, Waterproofing, Frames, Fixings, Fittings, Accessories And All Ancillary Works As Necessary ; Type Sp03; Outdoor Tennis Table - Pingout Table - Pingmal | 1 | Nr | AED | 16793
2022-03 | 2 | 2.036 |  | United Arab Emirates | Dubai | Hard & Soft Landscaping | Al Furjan | Package 11&12 | NAKHEEL | Desert Landscape | Tender | 2022 | Fixed Price Lump Sum | FURNISHINGS | Generally | Sports Equipment; Including Finishes, Foundations, Earthworks, Waterproofing, Frames, Fixings, Fittings, Accessories And All Ancillary Works As Necessary ; Tennis And Padel Tennis Court Net | 5 | Nr | AED | 6685
2022-03 | 2 | 2.036 |  | United Arab Emirates | Dubai | Hard & Soft Landscaping | Al Furjan | Package 11&12 | NAKHEEL | Desert Landscape | Tender | 2022 | Fixed Price Lump Sum | FURNISHINGS | Generally | Sports Equipment; Including Finishes, Foundations, Earthworks, Waterproofing, Frames, Fixings, Fittings, Accessories And All Ancillary Works As Necessary ; Volleyball Court Net | 1 | Nr | AED | 7791
2022-03 | 2 | 2.036 |  | United Arab Emirates | Dubai | Hard & Soft Landscaping | Al Furjan | Package 11&12 | NAKHEEL | Desert Landscape | Tender | 2022 | Fixed Price Lump Sum | FURNISHINGS | Generally | Fitness Equipment; Including Finishes, Foundations, Earthworks, Waterproofing, Frames, Fixings, Fittings, Accessories And All Ancillary Works As Necessary ; Type Fe01; Street Workout M - 081655M | 1 | Nr | AED | 26688
2022-03 | 2 | 2.036 |  | United Arab Emirates | Dubai | Hard & Soft Landscaping | Al Furjan | Package 11&12 | NAKHEEL | Desert Landscape | Tender | 2022 | Fixed Price Lump Sum | FURNISHINGS | Generally | Fitness Equipment; Including Finishes, Foundations, Earthworks, Waterproofing, Frames, Fixings, Fittings, Accessories And All Ancillary Works As Necessary ; Type Fe02; Monkey Bars - 081230M | 1 | Nr | AED | 27903
2022-03 | 2 | 2.036 |  | United Arab Emirates | Dubai | Hard & Soft Landscaping | Al Furjan | Package 11&12 | NAKHEEL | Desert Landscape | Tender | 2022 | Fixed Price Lump Sum | FURNISHINGS | Generally | Fitness Equipment; Including Finishes, Foundations, Earthworks, Waterproofing, Frames, Fixings, Fittings, Accessories And All Ancillary Works As Necessary ; Type Fe03; Push Up - Inclusive - 081225M | 1 | Nr | AED | 7506
2022-03 | 2 | 2.036 |  | United Arab Emirates | Dubai | Hard & Soft Landscaping | Al Furjan | Package 11&12 | NAKHEEL | Desert Landscape | Tender | 2022 | Fixed Price Lump Sum | FURNISHINGS | Generally | Fitness Equipment; Including Finishes, Foundations, Earthworks, Waterproofing, Frames, Fixings, Fittings, Accessories And All Ancillary Works As Necessary ; Type Fe04; Back N'Abs - 081210M | 1 | Nr | AED | 17761
2022-03 | 2 | 2.036 |  | United Arab Emirates | Dubai | Hard & Soft Landscaping | Al Furjan | Package 11&12 | NAKHEEL | Desert Landscape | Tender | 2022 | Fixed Price Lump Sum | FURNISHINGS | Generally | Fitness Equipment; Including Finishes, Foundations, Earthworks, Waterproofing, Frames, Fixings, Fittings, Accessories And All Ancillary Works As Necessary ; Type Fe05; Box M - 081201M | 1 | Nr | AED | 13319
2022-03 | 2 | 2.036 |  | United Arab Emirates | Dubai | Hard & Soft Landscaping | Al Furjan | Package 11&12 | NAKHEEL | Desert Landscape | Tender | 2022 | Fixed Price Lump Sum | FURNISHINGS | Generally | Bird'S Nest | 1 | Nr | AED | 21669
2022-03 | 2 | 2.036 |  | United Arab Emirates | Dubai | Hard & Soft Landscaping | Al Furjan | Package 11&12 | NAKHEEL | Desert Landscape | Tender | 2022 | Fixed Price Lump Sum | FURNISHINGS | Generally | Insect Hotel | 1 | Nr | AED | 21669
2022-03 | 2 | 2.036 |  | United Arab Emirates | Dubai | Hard & Soft Landscaping | Al Furjan | Package 11&12 | NAKHEEL | Desert Landscape | Tender | 2022 | Fixed Price Lump Sum | SITE WORK | Excavation | Excavation Of Trenches For Irrigation Pipe Line Runs Below Ground Complete Including Earthwork, Backfilling With Selected Material, Compaction, Warning Tape, Disposal Of Surplus Material And All Ancillary Works As Necessary ; Average Depth Of Trench Not Less Than 500Mm But Not Exceeding 1000Mm | 20850 | m | AED | 5
2022-03 | 2 | 2.0361 |  | United Arab Emirates | Dubai | Hard & Soft Landscaping | Al Furjan | Package 11&12 | NAKHEEL | Desert Landscape | Tender | 2022 | Fixed Price Lump Sum | SITE WORK | Excavation | Excavation Of Trenches For Irrigation Pipe Line Runs Below Ground Complete Including Earthwork, Backfilling With Selected Material, Compaction, Warning Tape, Disposal Of Surplus Material And All Ancillary Works As Necessary ; Average Depth Of Trench Not Less Than 1000Mm To Irrigation Main Line | 880 | m | AED | 21
2022-03 | 2 | 2.0361 |  | United Arab Emirates | Dubai | Hard & Soft Landscaping | Al Furjan | Package 11&12 | NAKHEEL | Desert Landscape | Tender | 2022 | Fixed Price Lump Sum | SITE WORK | Underground drainage | Beds And Surrounds With Compacted Sand And Selected Backfill Materials Including Warning Tape To Following Upvc Underground Irrigation And Sub Main Line Water Pipes And Fittings ; Size 1" Diameter Pipes | 13954 | m | AED | 1
2022-03 | 2 | 2.0361 |  | United Arab Emirates | Dubai | Hard & Soft Landscaping | Al Furjan | Package 11&12 | NAKHEEL | Desert Landscape | Tender | 2022 | Fixed Price Lump Sum | SITE WORK | Underground drainage | Beds And Surrounds With Compacted Sand And Selected Backfill Materials Including Warning Tape To Following Upvc Underground Irrigation And Sub Main Line Water Pipes And Fittings ; Size 1 1/2" Diameter Pipes | 3182 | m | AED | 1
2022-03 | 2 | 2.0361 |  | United Arab Emirates | Dubai | Hard & Soft Landscaping | Al Furjan | Package 11&12 | NAKHEEL | Desert Landscape | Tender | 2022 | Fixed Price Lump Sum | SITE WORK | Underground drainage | Beds And Surrounds With Compacted Sand And Selected Backfill Materials Including Warning Tape To Following Upvc Underground Irrigation And Sub Main Line Water Pipes And Fittings ; Size 2" Diameter Pipes | 1146 | m | AED | 1
2022-03 | 2 | 2.0361 |  | United Arab Emirates | Dubai | Hard & Soft Landscaping | Al Furjan | Package 11&12 | NAKHEEL | Desert Landscape | Tender | 2022 | Fixed Price Lump Sum | SITE WORK | Underground drainage | Beds And Surrounds With Compacted Sand And Selected Backfill Materials Including Warning Tape To Following Upvc Underground Irrigation And Sub Main Line Water Pipes And Fittings ; Size 3" Diameter Pipes | 2388 | m | AED | 1
2022-03 | 2 | 2.0361 |  | United Arab Emirates | Dubai | Hard & Soft Landscaping | Al Furjan | Package 11&12 | NAKHEEL | Desert Landscape | Tender | 2022 | Fixed Price Lump Sum | SITE WORK | Underground drainage | Beds And Surrounds With Compacted Sand And Selected Backfill Materials Including Warning Tape To Following Upvc Underground Irrigation And Sub Main Line Water Pipes And Fittings ; Size 4" Diameter Pipes | 181 | m | AED | 1
2022-03 | 2 | 2.0361 |  | United Arab Emirates | Dubai | Hard & Soft Landscaping | Al Furjan | Package 11&12 | NAKHEEL | Desert Landscape | Tender | 2022 | Fixed Price Lump Sum | SITE WORK | Underground drainage | Beds And Surrounds With Compacted Sand And Selected Backfill Materials Free From Lumps & Stones Minimum Of 150Mm, Including Selected Sand Bedding To Following Pvc-U Underground Irrigation And Sub Main Line Water Pipes And Fittings ; Size 1" Diameter Pipes | 1 | m | AED | 3
2022-03 | 2 | 2.0361 |  | United Arab Emirates | Dubai | Hard & Soft Landscaping | Al Furjan | Package 11&12 | NAKHEEL | Desert Landscape | Tender | 2022 | Fixed Price Lump Sum | SITE WORK | Underground drainage | Beds And Surrounds With Compacted Sand And Selected Backfill Materials Free From Lumps & Stones Minimum Of 150Mm, Including Selected Sand Bedding To Following Pvc-U Underground Irrigation And Sub Main Line Water Pipes And Fittings ; Size 3" Diameter Pipes | 104 | m | AED | 3
2022-03 | 2 | 2.0361 |  | United Arab Emirates | Dubai | Hard & Soft Landscaping | Al Furjan | Package 11&12 | NAKHEEL | Desert Landscape | Tender | 2022 | Fixed Price Lump Sum | SITE WORK | Underground drainage | Beds And Surrounds With Compacted Sand And Selected Backfill Materials Free From Lumps & Stones Minimum Of 150Mm, Including Selected Sand Bedding To Following Pvc-U Underground Irrigation And Sub Main Line Water Pipes And Fittings ; Size 4" Diameter Pipes | 139 | m | AED | 3
2022-03 | 2 | 2.0361 |  | United Arab Emirates | Dubai | Hard & Soft Landscaping | Al Furjan | Package 11&12 | NAKHEEL | Desert Landscape | Tender | 2022 | Fixed Price Lump Sum | SITE WORK | Underground drainage | Beds And Surrounds With Compacted Sand And Selected Backfill Materials Free From Lumps & Stones Minimum Of 150Mm, Including Selected Sand Bedding To Following Pvc-U Underground Irrigation And Sub Main Line Water Pipes And Fittings ; Size 6" Diameter Pipes | 636 | m | AED | 3
2022-03 | 2 | 2.0362 |  | United Arab Emirates | Dubai | Hard & Soft Landscaping | Al Furjan | Package 11&12 | NAKHEEL | Desert Landscape | Tender | 2022 | Fixed Price Lump Sum | SITE WORK | Landscaping | Main Line Pvc-U Class E, Pn15 Pipes And Fittings Including All Ancillary Works As Necessary; Laid In Trenches (Measured Elsewhere) ; Size 1" Diameter Pipes | 1 | m | AED | 5
2022-03 | 2 | 2.0362 |  | United Arab Emirates | Dubai | Hard & Soft Landscaping | Al Furjan | Package 11&12 | NAKHEEL | Desert Landscape | Tender | 2022 | Fixed Price Lump Sum | SITE WORK | Landscaping | Main Line Pvc-U Class E, Pn15 Pipes And Fittings Including All Ancillary Works As Necessary; Laid In Trenches (Measured Elsewhere) ; Size 3" Diameter Pipes | 104 | m | AED | 21
2022-03 | 2 | 2.0362 |  | United Arab Emirates | Dubai | Hard & Soft Landscaping | Al Furjan | Package 11&12 | NAKHEEL | Desert Landscape | Tender | 2022 | Fixed Price Lump Sum | SITE WORK | Landscaping | Main Line Pvc-U Class E, Pn15 Pipes And Fittings Including All Ancillary Works As Necessary; Laid In Trenches (Measured Elsewhere) ; Size 4" Diameter Pipes | 139 | m | AED | 32
2022-03 | 2 | 2.0362 |  | United Arab Emirates | Dubai | Hard & Soft Landscaping | Al Furjan | Package 11&12 | NAKHEEL | Desert Landscape | Tender | 2022 | Fixed Price Lump Sum | SITE WORK | Landscaping | Main Line Pvc-U Class E, Pn15 Pipes And Fittings Including All Ancillary Works As Necessary; Laid In Trenches (Measured Elsewhere) ; Size 6" Diameter Pipes | 636 | m | AED | 62
2022-03 | 2 | 2.0362 |  | United Arab Emirates | Dubai | Hard & Soft Landscaping | Al Furjan | Package 11&12 | NAKHEEL | Desert Landscape | Tender | 2022 | Fixed Price Lump Sum | SITE WORK | Landscaping | Irrigation Drip And Sprinkler Line Pvc-U Class E Pn 15 Pipes And Fittings; Including All Ancillary Works As Necessary; Laid In Trenches (Measured Elsewhere) ; Size 1" Diameter Pipes | 12942 | m | AED | 5
2022-03 | 2 | 2.0362 |  | United Arab Emirates | Dubai | Hard & Soft Landscaping | Al Furjan | Package 11&12 | NAKHEEL | Desert Landscape | Tender | 2022 | Fixed Price Lump Sum | SITE WORK | Landscaping | Irrigation Drip Line And Sprinkler Line Pvc-U Class D Pn12 Pipes And Fittings; Including Thrust Block And All Ancillary Works As Necessary; Laid In Trenches (Measured Elsewhere) ; Size 1 1/2" Diameter Pipes | 3182 | m | AED | 7
2022-03 | 2 | 2.0362 |  | United Arab Emirates | Dubai | Hard & Soft Landscaping | Al Furjan | Package 11&12 | NAKHEEL | Desert Landscape | Tender | 2022 | Fixed Price Lump Sum | SITE WORK | Landscaping | Irrigation Drip Line And Sprinkler Line Pvc-U Class D Pn12 Pipes And Fittings; Including Thrust Block And All Ancillary Works As Necessary; Laid In Trenches (Measured Elsewhere) ; Size 2" Diameter Pipes | 1146 | m | AED | 9
2022-03 | 2 | 2.0362 |  | United Arab Emirates | Dubai | Hard & Soft Landscaping | Al Furjan | Package 11&12 | NAKHEEL | Desert Landscape | Tender | 2022 | Fixed Price Lump Sum | SITE WORK | Landscaping | Irrigation Drip Line And Sprinkler Line Pvc-U Class D Pn12 Pipes And Fittings; Including Thrust Block And All Ancillary Works As Necessary; Laid In Trenches (Measured Elsewhere) ; Size 3" Diameter Pipes | 2388 | m | AED | 17
2022-03 | 2 | 2.0362 |  | United Arab Emirates | Dubai | Hard & Soft Landscaping | Al Furjan | Package 11&12 | NAKHEEL | Desert Landscape | Tender | 2022 | Fixed Price Lump Sum | SITE WORK | Landscaping | Irrigation Drip Line And Sprinkler Line Pvc-U Class D Pn12 Pipes And Fittings; Including Thrust Block And All Ancillary Works As Necessary; Laid In Trenches (Measured Elsewhere) ; Size 4" Diameter Pipes | 181 | m | AED | 28
2022-03 | 2 | 2.0362 |  | United Arab Emirates | Dubai | Hard & Soft Landscaping | Al Furjan | Package 11&12 | NAKHEEL | Desert Landscape | Tender | 2022 | Fixed Price Lump Sum | SITE WORK | Landscaping | Irrigation Drip System; Including Ldpe Inline Pressure Compensating Emitter Tubing, Drip Lines, Drip Risers Connections, Supports, Fittings, Accessories And All Ancillary Works As Necessary ; To Trees; As Detail 01 | 747 | Nr | AED | 54
2022-03 | 2 | 2.0363 |  | United Arab Emirates | Dubai | Hard & Soft Landscaping | Al Furjan | Package 11&12 | NAKHEEL | Desert Landscape | Tender | 2022 | Fixed Price Lump Sum | SITE WORK | Landscaping | Irrigation Drip System; Including Ldpe Inline Pressure Compensating Emitter Tubing, Drip Lines, Drip Risers Connections, Supports, Fittings, Accessories And All Ancillary Works As Necessary ; To Palm Trees; As Detail 02 | 101 | Nr | AED | 58
2022-03 | 2 | 2.0363 |  | United Arab Emirates | Dubai | Hard & Soft Landscaping | Al Furjan | Package 11&12 | NAKHEEL | Desert Landscape | Tender | 2022 | Fixed Price Lump Sum | SITE WORK | Landscaping | Irrigation Drip System; Including Ldpe Inline Pressure Compensating Emitter Tubing, Drip Lines, Drip Risers Connections, Supports, Fittings, Accessories And All Ancillary Works As Necessary ; To Shrubs, Ground Cover, Herbs And Grass (Approx. Area = 53931.6M²); As Detail 03 | 451 | Nr | AED | 325
2022-03 | 2 | 2.0363 |  | United Arab Emirates | Dubai | Hard & Soft Landscaping | Al Furjan | Package 11&12 | NAKHEEL | Desert Landscape | Tender | 2022 | Fixed Price Lump Sum | SITE WORK | Landscaping | Drip Valve; Including Valve Box, Excavation, Backfilling, Fittings, Accessories And All Ancillary Works As Necessary ; Size 25Mm Diameter Pipes For Palms/Trees; Ref. Dt | 5 | Nr | AED | 1661
2022-03 | 2 | 2.0363 |  | United Arab Emirates | Dubai | Hard & Soft Landscaping | Al Furjan | Package 11&12 | NAKHEEL | Desert Landscape | Tender | 2022 | Fixed Price Lump Sum | SITE WORK | Landscaping | Drip Valve; Including Valve Box, Excavation, Backfilling, Fittings, Accessories And All Ancillary Works As Necessary ; Size 40Mm Diameter Pipes For Palms/Trees; Ref. Dt | 3 | Nr | AED | 1962
2022-03 | 2 | 2.0363 |  | United Arab Emirates | Dubai | Hard & Soft Landscaping | Al Furjan | Package 11&12 | NAKHEEL | Desert Landscape | Tender | 2022 | Fixed Price Lump Sum | SITE WORK | Landscaping | Drip Valve; Including Valve Box, Excavation, Backfilling, Fittings, Accessories And All Ancillary Works As Necessary ; Size 40Mm Diameter Pipes For Shrubs/Ground Cover; Ref. Dv | 1 | Nr | AED | 1962
2022-03 | 2 | 2.0363 |  | United Arab Emirates | Dubai | Hard & Soft Landscaping | Al Furjan | Package 11&12 | NAKHEEL | Desert Landscape | Tender | 2022 | Fixed Price Lump Sum | SITE WORK | Landscaping | Drip Valve; Including Valve Box, Excavation, Backfilling, Fittings, Accessories And All Ancillary Works As Necessary ; Size 50Mm Diameter Pipes For Shrubs/Ground Cover; Ref. Dv | 14 | Nr | AED | 2358
2022-03 | 2 | 2.0363 |  | United Arab Emirates | Dubai | Hard & Soft Landscaping | Al Furjan | Package 11&12 | NAKHEEL | Desert Landscape | Tender | 2022 | Fixed Price Lump Sum | SITE WORK | Landscaping | Drip Valve; Including Valve Box, Excavation, Backfilling, Fittings, Accessories And All Ancillary Works As Necessary ; Size 80Mm Diameter Pipes For Shrubs/Ground Cover; Ref. Dv | 1 | Nr | AED | 4498
2022-03 | 2 | 2.0363 |  | United Arab Emirates | Dubai | Hard & Soft Landscaping | Al Furjan | Package 11&12 | NAKHEEL | Desert Landscape | Tender | 2022 | Fixed Price Lump Sum | SITE WORK | Underground drainage | Rotary Valve; Including Valve Box, Excavation, Backfilling, Fittings, Accessories And All Ancillary Works As Necessary ; Size 25Mm Diameter Pipes; Ref. Rt | 1 | Nr | AED | 1103
2022-03 | 2 | 2.0363 |  | United Arab Emirates | Dubai | Hard & Soft Landscaping | Al Furjan | Package 11&12 | NAKHEEL | Desert Landscape | Tender | 2022 | Fixed Price Lump Sum | SITE WORK | Underground drainage | Rotary Valve; Including Valve Box, Excavation, Backfilling, Fittings, Accessories And All Ancillary Works As Necessary ; Size 40Mm Diameter Pipes; Ref. Rt | 3 | Nr | AED | 1304
2022-03 | 2 | 2.0363 |  | United Arab Emirates | Dubai | Hard & Soft Landscaping | Al Furjan | Package 11&12 | NAKHEEL | Desert Landscape | Tender | 2022 | Fixed Price Lump Sum | SITE WORK | Underground drainage | Size 50Mm Diameter Pipes; Ref. Ro | 6 | Nr | AED | 1557
2022-03 | 2 | 2.0364 |  | United Arab Emirates | Dubai | Hard & Soft Landscaping | Al Furjan | Package 11&12 | NAKHEEL | Desert Landscape | Tender | 2022 | Fixed Price Lump Sum | SITE WORK | Underground drainage | Size 80Mm Diameter Pipes; Ref. Ro | 1 | Nr | AED | 2299
2022-03 | 2 | 2.0364 |  | United Arab Emirates | Dubai | Hard & Soft Landscaping | Al Furjan | Package 11&12 | NAKHEEL | Desert Landscape | Tender | 2022 | Fixed Price Lump Sum | SITE WORK | Landscaping | Sprinkler; Including Fittings, Accessories And All Ancillary Works As Necessary ; Mpr Turf Rotor (25) | 81 | Nr | AED | 70
2022-03 | 2 | 2.0364 |  | United Arab Emirates | Dubai | Hard & Soft Landscaping | Al Furjan | Package 11&12 | NAKHEEL | Desert Landscape | Tender | 2022 | Fixed Price Lump Sum | SITE WORK | Landscaping | Sprinkler; Including Fittings, Accessories And All Ancillary Works As Necessary ; Mpr Turf Rotor (30) | 39 | Nr | AED | 70
2022-03 | 2 | 2.0364 |  | United Arab Emirates | Dubai | Hard & Soft Landscaping | Al Furjan | Package 11&12 | NAKHEEL | Desert Landscape | Tender | 2022 | Fixed Price Lump Sum | SITE WORK | Landscaping | Sprinkler; Including Fittings, Accessories And All Ancillary Works As Necessary ; Mpr Turf Rotor (35) | 64 | Nr | AED | 70
2022-03 | 2 | 2.0364 |  | United Arab Emirates | Dubai | Hard & Soft Landscaping | Al Furjan | Package 11&12 | NAKHEEL | Desert Landscape | Tender | 2022 | Fixed Price Lump Sum | SITE WORK | Landscaping | Sprinkler; Including Fittings, Accessories And All Ancillary Works As Necessary ; R-Van 14; 2500Mm To 4500Mm | 5 | Nr | AED | 97
2022-03 | 2 | 2.0364 |  | United Arab Emirates | Dubai | Hard & Soft Landscaping | Al Furjan | Package 11&12 | NAKHEEL | Desert Landscape | Tender | 2022 | Fixed Price Lump Sum | SITE WORK | Landscaping | Sprinkler; Including Fittings, Accessories And All Ancillary Works As Necessary ; R-Van 14-360; 2500Mm To 4500Mm | 10 | Nr | AED | 97
2022-03 | 2 | 2.0364 |  | United Arab Emirates | Dubai | Hard & Soft Landscaping | Al Furjan | Package 11&12 | NAKHEEL | Desert Landscape | Tender | 2022 | Fixed Price Lump Sum | SITE WORK | Landscaping | Sprinkler; Including Fittings, Accessories And All Ancillary Works As Necessary ; R-Van 18; 3300Mm To 5500Mm | 14 | Nr | AED | 97
2022-03 | 2 | 2.0364 |  | United Arab Emirates | Dubai | Hard & Soft Landscaping | Al Furjan | Package 11&12 | NAKHEEL | Desert Landscape | Tender | 2022 | Fixed Price Lump Sum | SITE WORK | Landscaping | Sprinkler; Including Fittings, Accessories And All Ancillary Works As Necessary ; R-Van 18-360; 3300Mm To 5500Mm | 13 | Nr | AED | 97
2022-03 | 2 | 2.0364 |  | United Arab Emirates | Dubai | Hard & Soft Landscaping | Al Furjan | Package 11&12 | NAKHEEL | Desert Landscape | Tender | 2022 | Fixed Price Lump Sum | SITE WORK | Landscaping | Sprinkler; Including Fittings, Accessories And All Ancillary Works As Necessary ; R-Van 24; 5200Mm To 7300Mm | 83 | Nr | AED | 97
2022-03 | 2 | 2.0364 |  | United Arab Emirates | Dubai | Hard & Soft Landscaping | Al Furjan | Package 11&12 | NAKHEEL | Desert Landscape | Tender | 2022 | Fixed Price Lump Sum | SITE WORK | Landscaping | Sprinkler; Including Fittings, Accessories And All Ancillary Works As Necessary ; R-Van 24-360; 5200Mm To 7300Mm | 18 | Nr | AED | 97
2022-03 | 2 | 2.0365 |  | United Arab Emirates | Dubai | Hard & Soft Landscaping | Al Furjan | Package 11&12 | NAKHEEL | Desert Landscape | Tender | 2022 | Fixed Price Lump Sum | SITE WORK | Landscaping | Pull Box; Including Excavation, Backfilling, Fittings, Accessories And All Ancillary Works As Necessary ; Fixed To Irrigation Conduit | 22 | Nr | AED | 233
2022-03 | 2 | 2.0365 |  | United Arab Emirates | Dubai | Hard & Soft Landscaping | Al Furjan | Package 11&12 | NAKHEEL | Desert Landscape | Tender | 2022 | Fixed Price Lump Sum | SITE WORK | Landscaping | Control Cables Conduit Pipes Including Termination, Fixings, Supports And All Ancillary Works As Necessary ; Upvc Class D | 1012 | m | AED | 15
2022-03 | 2 | 2.0365 |  | United Arab Emirates | Dubai | Hard & Soft Landscaping | Al Furjan | Package 11&12 | NAKHEEL | Desert Landscape | Tender | 2022 | Fixed Price Lump Sum | SITE WORK | Landscaping | Flow Sensing Decoder Controller; Complete With Junction Box, Gprs, Power Supply Cable, Connections, Conduits, Termination, Grounding, Accessories And All Ancillary Works As Necessary ; Flow Sensing Decoder; C | 1 | Nr | AED | 24858
2022-03 | 2 | 2.0365 |  | United Arab Emirates | Dubai | Hard & Soft Landscaping | Al Furjan | Package 11&12 | NAKHEEL | Desert Landscape | Tender | 2022 | Fixed Price Lump Sum | SITE WORK | Landscaping | Control Point; Complete With Junction Box, Master Valve, Flow Sensor, Power Supply Cable, Connections, Conduits, Termination, Grounding, Accessories And All Ancillary Works As Necessary ; Control Point; Cp | 2 | Nr | AED | 15104
2022-03 | 2 | 2.0365 |  | United Arab Emirates | Dubai | Hard & Soft Landscaping | Al Furjan | Package 11&12 | NAKHEEL | Desert Landscape | Tender | 2022 | Fixed Price Lump Sum | MECHANICAL ENGINEERING INSTALLATIONS | Equipment | Cell Modem - Sim Card Integrated; Complete With Junction Box, Power Supply Cable, Connections, Conduits, Termination, Grounding, Accessories And All Ancillary Works As Necessary ; Cell Modem; Ref. Cm | 1 | Nr | AED | 7185
2022-03 | 2 | 2.0365 |  | United Arab Emirates | Dubai | Hard & Soft Landscaping | Al Furjan | Package 11&12 | NAKHEEL | Desert Landscape | Tender | 2022 | Fixed Price Lump Sum | SITE WORK | Landscaping | Cloud Central Control System; Complete With Junction Box, Power Supply Cable, Connections, Conduits, Termination, Grounding, Accessories And All Ancillary Works As Necessary ; Cloud Central Control System; Ref. Cc | 1 | Nr | AED | 23606
2022-03 | 2 | 2.0365 |  | United Arab Emirates | Dubai | Hard & Soft Landscaping | Al Furjan | Package 11&12 | NAKHEEL | Desert Landscape | Tender | 2022 | Fixed Price Lump Sum | SITE WORK | Landscaping | Solar Powered Irrigation Controller; Complete With Junction Box, Power Supply Cable, Connections, Conduits, Termination, Grounding, Accessories And All Ancillary Works As Necessary ; Solar Powered Irrigation Controller; Ref. Sp | 1 | Nr | AED | 6327
2022-03 | 2 | 2.0365 |  | United Arab Emirates | Dubai | Hard & Soft Landscaping | Al Furjan | Package 11&12 | NAKHEEL | Desert Landscape | Tender | 2022 | Fixed Price Lump Sum | SITE WORK | Landscaping | Point Of Connection To Infra Irrigation Water Source; Including Connections, Accessories And All Ancillary Works As Necessary ; Size 3" Diameter Pipe | 1 | Nr | AED | 2730
2022-03 | 2 | 2.0365 |  | United Arab Emirates | Dubai | Hard & Soft Landscaping | Al Furjan | Package 11&12 | NAKHEEL | Desert Landscape | Tender | 2022 | Fixed Price Lump Sum | SITE WORK | Landscaping | Point Of Connection To Infra Irrigation Water Source; Including Connections, Accessories And All Ancillary Works As Necessary ; Size 4" Diameter Pipe | 1 | Nr | AED | 3859
2022-03 | 2 | 2.0365 |  | United Arab Emirates | Dubai | Hard & Soft Landscaping | Al Furjan | Package 11&12 | NAKHEEL | Desert Landscape | Tender | 2022 | Fixed Price Lump Sum | SITE WORK | Landscaping | Point Of Connection To Infra Irrigation Water Source; Including Connections, Accessories And All Ancillary Works As Necessary ; Size 6" Diameter Pipe | 4 | Nr | AED | 4754
2022-03 | 2 | 2.0366 |  | United Arab Emirates | Dubai | Hard & Soft Landscaping | Al Furjan | Package 11&12 | NAKHEEL | Desert Landscape | Tender | 2022 | Fixed Price Lump Sum | ELECTRICAL ENGINEERING INSTALLATIONS | Equipment | Equipment; Including Fixings, Supports, Accessories And All Ancillary Works As Necessary ; Ls-Db-01 (P11) | 1 | Nr | AED | 15970
2022-03 | 2 | 2.0366 |  | United Arab Emirates | Dubai | Hard & Soft Landscaping | Al Furjan | Package 11&12 | NAKHEEL | Desert Landscape | Tender | 2022 | Fixed Price Lump Sum | ELECTRICAL ENGINEERING INSTALLATIONS | Equipment | Equipment; Including Fixings, Supports, Accessories And All Ancillary Works As Necessary ; Ls-Db-02 (P11) | 1 | Nr | AED | 15970
2022-03 | 2 | 2.0366 |  | United Arab Emirates | Dubai | Hard & Soft Landscaping | Al Furjan | Package 11&12 | NAKHEEL | Desert Landscape | Tender | 2022 | Fixed Price Lump Sum | ELECTRICAL ENGINEERING INSTALLATIONS | Equipment | Equipment; Including Fixings, Supports, Accessories And All Ancillary Works As Necessary ; Ls-Db-05 (P11) | 1 | Nr | AED | 11310
2022-03 | 2 | 2.0366 |  | United Arab Emirates | Dubai | Hard & Soft Landscaping | Al Furjan | Package 11&12 | NAKHEEL | Desert Landscape | Tender | 2022 | Fixed Price Lump Sum | ELECTRICAL ENGINEERING INSTALLATIONS | Equipment | Equipment; Including Fixings, Supports, Accessories And All Ancillary Works As Necessary ; Ls-Db-06 (P11) | 1 | Nr | AED | 11310
2022-03 | 2 | 2.0366 |  | United Arab Emirates | Dubai | Hard & Soft Landscaping | Al Furjan | Package 11&12 | NAKHEEL | Desert Landscape | Tender | 2022 | Fixed Price Lump Sum | ELECTRICAL ENGINEERING INSTALLATIONS | Equipment | Equipment; Including Fixings, Supports, Accessories And All Ancillary Works As Necessary ; Ls-Db-07 (P11) | 1 | Nr | AED | 11310
2022-03 | 2 | 2.0366 |  | United Arab Emirates | Dubai | Hard & Soft Landscaping | Al Furjan | Package 11&12 | NAKHEEL | Desert Landscape | Tender | 2022 | Fixed Price Lump Sum | ELECTRICAL ENGINEERING INSTALLATIONS | Equipment | Equipment; Including Fixings, Supports, Accessories And All Ancillary Works As Necessary ; Ls-Db-01 (P12) | 1 | Nr | AED | 11310
2022-03 | 2 | 2.0366 |  | United Arab Emirates | Dubai | Hard & Soft Landscaping | Al Furjan | Package 11&12 | NAKHEEL | Desert Landscape | Tender | 2022 | Fixed Price Lump Sum | ELECTRICAL ENGINEERING INSTALLATIONS | Final sub-circuits and auxiliary installations | Containment; Including Fixings, Supports, Accessories And All Ancillary Works As Necessary ; 2 Way 4" Ø Duct For Landscape Lighting Lv Cables Encased In Concrete | 138 | m | AED | 158
2022-03 | 2 | 2.0366 |  | United Arab Emirates | Dubai | Hard & Soft Landscaping | Al Furjan | Package 11&12 | NAKHEEL | Desert Landscape | Tender | 2022 | Fixed Price Lump Sum | ELECTRICAL ENGINEERING INSTALLATIONS | Final sub-circuits and auxiliary installations | Containment; Including Fixings, Supports, Accessories And All Ancillary Works As Necessary ; 3 Way 4" Ø Duct For Landscape Lighting Lv Cables Encased In Concrete | 19 | m | AED | 136
2022-03 | 2 | 2.0366 |  | United Arab Emirates | Dubai | Hard & Soft Landscaping | Al Furjan | Package 11&12 | NAKHEEL | Desert Landscape | Tender | 2022 | Fixed Price Lump Sum | ELECTRICAL ENGINEERING INSTALLATIONS | Final sub-circuits and auxiliary installations | Cables And Conduits To Termination Points; Including Terminations, Fixings, Supports, Hangers, Accessories And All Ancillary Works As Necessary ; From Db To Type La(1) | 181 | Nr | AED | 1625
2022-03 | 2 | 2.0366 |  | United Arab Emirates | Dubai | Hard & Soft Landscaping | Al Furjan | Package 11&12 | NAKHEEL | Desert Landscape | Tender | 2022 | Fixed Price Lump Sum | ELECTRICAL ENGINEERING INSTALLATIONS | Final sub-circuits and auxiliary installations | Cables And Conduits To Termination Points; Including Terminations, Fixings, Supports, Hangers, Accessories And All Ancillary Works As Necessary ; From Db To Type La(2) | 168 | Nr | AED | 1625
2022-03 | 2 | 2.0367 |  | United Arab Emirates | Dubai | Hard & Soft Landscaping | Al Furjan | Package 11&12 | NAKHEEL | Desert Landscape | Tender | 2022 | Fixed Price Lump Sum | ELECTRICAL ENGINEERING INSTALLATIONS | Final sub-circuits and auxiliary installations | Cables And Conduits To Termination Points; Including Terminations, Fixings, Supports, Hangers, Accessories And All Ancillary Works As Necessary ; From Db To Type Lb(1) | 69 | Nr | AED | 1625
2022-03 | 2 | 2.0367 |  | United Arab Emirates | Dubai | Hard & Soft Landscaping | Al Furjan | Package 11&12 | NAKHEEL | Desert Landscape | Tender | 2022 | Fixed Price Lump Sum | ELECTRICAL ENGINEERING INSTALLATIONS | Final sub-circuits and auxiliary installations | Cables And Conduits To Termination Points; Including Terminations, Fixings, Supports, Hangers, Accessories And All Ancillary Works As Necessary ; From Db To Type Lb(2) | 26 | Nr | AED | 1625
2022-03 | 2 | 2.0367 |  | United Arab Emirates | Dubai | Hard & Soft Landscaping | Al Furjan | Package 11&12 | NAKHEEL | Desert Landscape | Tender | 2022 | Fixed Price Lump Sum | ELECTRICAL ENGINEERING INSTALLATIONS | Final sub-circuits and auxiliary installations | Cables And Conduits To Termination Points; Including Terminations, Fixings, Supports, Hangers, Accessories And All Ancillary Works As Necessary ; From Db To Type Lc(1) | 76 | Nr | AED | 1625
2022-03 | 2 | 2.0367 |  | United Arab Emirates | Dubai | Hard & Soft Landscaping | Al Furjan | Package 11&12 | NAKHEEL | Desert Landscape | Tender | 2022 | Fixed Price Lump Sum | ELECTRICAL ENGINEERING INSTALLATIONS | Final sub-circuits and auxiliary installations | Cables And Conduits To Termination Points; Including Terminations, Fixings, Supports, Hangers, Accessories And All Ancillary Works As Necessary ; From Db To Type Ld(1) | 26 | Nr | AED | 1625
2022-03 | 2 | 2.0367 |  | United Arab Emirates | Dubai | Hard & Soft Landscaping | Al Furjan | Package 11&12 | NAKHEEL | Desert Landscape | Tender | 2022 | Fixed Price Lump Sum | ELECTRICAL ENGINEERING INSTALLATIONS | Final sub-circuits and auxiliary installations | Landscape Lighting; Including Fixings, Supports, Hangers, Accessories And All Ancillary Works As Necessary ; Type Lb(1); 13W Led Uplight, Wide Beam, 3000K, Ip67, Ik07 | 69 | Nr | AED | 674
2022-03 | 2 | 2.0367 |  | United Arab Emirates | Dubai | Hard & Soft Landscaping | Al Furjan | Package 11&12 | NAKHEEL | Desert Landscape | Tender | 2022 | Fixed Price Lump Sum | ELECTRICAL ENGINEERING INSTALLATIONS | Final sub-circuits and auxiliary installations | Landscape Lighting; Including Fixings, Supports, Hangers, Accessories And All Ancillary Works As Necessary ; Type Lb(2); 12W Led Uplight, Narrow Beam, 3000K, Ip67, Ik07 | 26 | Nr | AED | 674
2022-03 | 2 | 2.0367 |  | United Arab Emirates | Dubai | Hard & Soft Landscaping | Al Furjan | Package 11&12 | NAKHEEL | Desert Landscape | Tender | 2022 | Fixed Price Lump Sum | ELECTRICAL ENGINEERING INSTALLATIONS | Final sub-circuits and auxiliary installations | Landscape Lighting; Including Fixings, Supports, Hangers, Accessories And All Ancillary Works As Necessary ; Type Lc(1); 6.7W Led Periskop, 3000K, Ip66, Ik09 | 76 | Nr | AED | 534
2022-03 | 2 | 2.0367 |  | United Arab Emirates | Dubai | Hard & Soft Landscaping | Al Furjan | Package 11&12 | NAKHEEL | Desert Landscape | Tender | 2022 | Fixed Price Lump Sum | ELECTRICAL ENGINEERING INSTALLATIONS | Accessories | Bollard Lighting; Including Fixings, Fittings, Supports, Bases, Accessories And All Ancillary Works As Necessary ; Type La(1); 9.5W Led Bollard, 3000K, Ip66, Ik07 | 181 | Nr | AED | 882
2022-03 | 2 | 2.0367 |  | United Arab Emirates | Dubai | Hard & Soft Landscaping | Al Furjan | Package 11&12 | NAKHEEL | Desert Landscape | Tender | 2022 | Fixed Price Lump Sum | ELECTRICAL ENGINEERING INSTALLATIONS | Final sub-circuits and auxiliary installations | Type La(2); 4 Meter High Post Top Light | 168 | Nr | AED | 5939
2022-03 | 2 | 2.0367 |  | United Arab Emirates | Dubai | Hard & Soft Landscaping | Al Furjan | Package 11&12 | NAKHEEL | Desert Landscape | Tender | 2022 | Fixed Price Lump Sum | ELECTRICAL ENGINEERING INSTALLATIONS | Accessories | Amenities Lighting; Including Fixings, Fittings, Supports, Hangers, Poles, Accessories And All Ancillary Works As Necessary ; Type Ld(1); 280W Led, Flood Light, Frontal, 3000K, Ip66, Ik08 | 26 | Nr | AED | 5489
2022-03 | 2 | 2.0368 |  | United Arab Emirates | Dubai | Hard & Soft Landscaping | Al Furjan | Package 11&12 | NAKHEEL | Desert Landscape | Tender | 2022 | Fixed Price Lump Sum | ELECTRICAL ENGINEERING INSTALLATIONS | Final sub-circuits and auxiliary installations | Power Bollard Lg(1) As Per Add 3 | 2 | Nr | AED | 6348
2022-04 | 2 | 2.0368 |  | United Arab Emirates | Dubai | Hard & Soft Landscaping | Al Furjan | Package 13 | NAKHEEL | Desert Landscape | Tender | 2022 | Fixed Price Lump Sum | SITE WORK | Site preparation | Site Clearance; To Approved Area; Removal Of Debris, Rubbish, Vegetation, Any Existing Foundation And Services And The Like Prior To The Commencement Of Excavation Works; Including Disposal To Approved Location | 55343 | m² | AED | 2
2022-04 | 2 | 2.0368 |  | United Arab Emirates | Dubai | Hard & Soft Landscaping | Al Furjan | Package 13 | NAKHEEL | Desert Landscape | Tender | 2022 | Fixed Price Lump Sum | SITE WORK | Excavation | Excavation Works; Including All Ancillary Works As Necessary; From Site Existing Levels Up To The Proposed Grading Levels; Excavation From Existing Grade Levels Up To Proposed Levels | 1 | Item | AED | 172247
2022-04 | 2 | 2.0368 |  | United Arab Emirates | Dubai | Hard & Soft Landscaping | Al Furjan | Package 13 | NAKHEEL | Desert Landscape | Tender | 2022 | Fixed Price Lump Sum | SITE WORK | Excavation | Excavation Works; Including All Ancillary Works As Necessary; From Site Existing Levels Up To The Proposed Grading Levels; Excavation From Existing Grade Levels Up To Proposed Level (Rate Only) | 1 | m³ | AED | 12.5
2022-04 | 2 | 2.0368 |  | United Arab Emirates | Dubai | Hard & Soft Landscaping | Al Furjan | Package 13 | NAKHEEL | Desert Landscape | Tender | 2022 | Fixed Price Lump Sum | SITE WORK | Excavation | Excavation Works; Including All Ancillary Works As Necessary; From Site Level +0.00 Up To The Required Levels; Excavation To Reduce Levels; Not Exceeding 250Mm Depth; To Paving And Surface Finish Area | 312 | m³ | AED | 7
2022-04 | 2 | 2.0368 |  | United Arab Emirates | Dubai | Hard & Soft Landscaping | Al Furjan | Package 13 | NAKHEEL | Desert Landscape | Tender | 2022 | Fixed Price Lump Sum | SITE WORK | Excavation | Excavation Works; Including All Ancillary Works As Necessary; From Site Level +0.00 Up To The Required Levels; Excavation To Reduce Levels; Over 250Mm But Not Exceeding 500Mm Depth; To Paving And Surface Finish Area | 6338 | m³ | AED | 7
2022-04 | 2 | 2.0368 |  | United Arab Emirates | Dubai | Hard & Soft Landscaping | Al Furjan | Package 13 | NAKHEEL | Desert Landscape | Tender | 2022 | Fixed Price Lump Sum | SITE WORK | Excavation | Excavation Works; Including All Ancillary Works As Necessary; From Site Level +0.00 Up To The Required Levels; Excavation To Reduce Level; Over 250Mm But Not Exceeding 500Mm; To Planting Area | 3986 | m³ | AED | 7
2022-04 | 2 | 2.0368 |  | United Arab Emirates | Dubai | Hard & Soft Landscaping | Al Furjan | Package 13 | NAKHEEL | Desert Landscape | Tender | 2022 | Fixed Price Lump Sum | SITE WORK | Excavation | Excavation Works; Including All Ancillary Works As Necessary; From Site Level +0.00 Up To The Required Levels; Excavation To Reduce Level; Over 500Mm But Not Exceeding 750Mm; To Planting Area | 5751 | m³ | AED | 7
2022-04 | 2 | 2.0368 |  | United Arab Emirates | Dubai | Hard & Soft Landscaping | Al Furjan | Package 13 | NAKHEEL | Desert Landscape | Tender | 2022 | Fixed Price Lump Sum | SITE WORK | Excavation | Excavation Works; Including All Ancillary Works As Necessary; From Site Level +0.00 Up To The Required Levels; Pit Excavation; Over 1000Mm But Not Exceeding 1500Mm Depth; To Receive Tree Pits | 1434 | m³ | AED | 24
2022-04 | 2 | 2.0368 |  | United Arab Emirates | Dubai | Hard & Soft Landscaping | Al Furjan | Package 13 | NAKHEEL | Desert Landscape | Tender | 2022 | Fixed Price Lump Sum | SITE WORK | Disposal | Disposal Of Unsuitable And Surplus Materials Arising From Excavation; Removed On Site Including A Suitable Tip | 17821 | m³ | AED | 18
2022-04 | 2 | 2.0369 |  | United Arab Emirates | Dubai | Hard & Soft Landscaping | Al Furjan | Package 13 | NAKHEEL | Desert Landscape | Tender | 2022 | Fixed Price Lump Sum | SITE WORK | Disposal | Disposal Of Unsuitable And Surplus Materials Arising From Excavation; Removed Off-Site Material (Rate Only) | 1 | m³ | AED | 18
2022-04 | 2 | 2.0369 |  | United Arab Emirates | Dubai | Hard & Soft Landscaping | Al Furjan | Package 13 | NAKHEEL | Desert Landscape | Tender | 2022 | Fixed Price Lump Sum | SITE WORK | Filling | Filling To Make Up Levels; Including Compaction And All Ancillary Works As Necessary; 100Mm Thick Aggregate Sub-Base Course Compacted To 95% Mdd; To Type H01 | 24 | m³ | AED | 123
2022-04 | 2 | 2.0369 |  | United Arab Emirates | Dubai | Hard & Soft Landscaping | Al Furjan | Package 13 | NAKHEEL | Desert Landscape | Tender | 2022 | Fixed Price Lump Sum | SITE WORK | Filling | Filling To Make Up Levels; Including Compaction And All Ancillary Works As Necessary; 150Mm Thick Aggregate Sub-Base Course Compacted To 95% Mdd; To Type Pv01, Pv02, Pp03, As01 And Ep01 | 2669 | m³ | AED | 123
2022-04 | 2 | 2.0369 |  | United Arab Emirates | Dubai | Hard & Soft Landscaping | Al Furjan | Package 13 | NAKHEEL | Desert Landscape | Tender | 2022 | Fixed Price Lump Sum | SITE WORK | Filling | Filling To Make Up Levels; Including Compaction And All Ancillary Works As Necessary; 150Mm Thick Compacted Sub-Base; To Type Pb01, Pb04 And B01 | 561 | m³ | AED | 123
2022-04 | 2 | 2.0369 |  | United Arab Emirates | Dubai | Hard & Soft Landscaping | Al Furjan | Package 13 | NAKHEEL | Desert Landscape | Tender | 2022 | Fixed Price Lump Sum | SITE WORK | Paving and surfacing | Precast Concrete Paving; In Shotblast Finish; Laid On 50Mm Thick Sharp Sand Bed With 2/3Mm Joint Filled With Sand, 150Mm Thick Aggregate Sub-Base (Measured Separately) And Compacted Existing Subgrade; Including Grout Mortar, Joint And Edge Treatment And Including All Ancillary Works As Necessary; Type Pv01; Pcc Paver 'Tegula'; Varying Size And Colors A - (15%) 160 X 160 X 80Mm - Light Grey, B - (5%) 120 X 160 X 80Mm - Medium Grey, E - (80%) 160 X 160 X 80Mm - Dark Grey | 4192 | m² | AED | 80
2022-04 | 2 | 2.0369 |  | United Arab Emirates | Dubai | Hard & Soft Landscaping | Al Furjan | Package 13 | NAKHEEL | Desert Landscape | Tender | 2022 | Fixed Price Lump Sum | SITE WORK | Paving and surfacing | Precast Concrete Paving; In Shotblast Finish; Laid On 50Mm Thick Sharp Sand Bed With 2/3Mm Joint Filled With Sand, 150Mm Thick Aggregate Sub-Base (Measured Separately) And Compacted Existing Subgrade; Including Grout Mortar, Joint And Edge Treatment And Including All Ancillary Works As Necessary; Type Pv02; Pcc Paver 'Tegula'; Varying Size And Colors A - (15%) 120 X 160 X 60Mm - Light Grey, B - (5%) 120 X 160 X 60Mm - Medium Grey, C - (25%) 160 X 160 X 60Mm - Light Grey, D - (20%) 160 X 160 X 60Mm - Medium Grey, E - (10%) 160 X 160 X 60Mm - Dark Grey, F - (25%) 160 X 240 X 60Mm - Light Grey | 6022 | m² | AED | 77
2022-04 | 2 | 2.0369 |  | United Arab Emirates | Dubai | Hard & Soft Landscaping | Al Furjan | Package 13 | NAKHEEL | Desert Landscape | Tender | 2022 | Fixed Price Lump Sum | SITE WORK | Paving and surfacing | Precast Concrete Paving; In Shotblast Finish; Laid On 50Mm Thick Sharp Sand Bed With 2/3Mm Joint Filled With Sand, 150Mm Thick Aggregate Sub-Base (Measured Separately) And Compacted Existing Subgrade; Including Grout Mortar, Joint And Edge Treatment And Including All Ancillary Works As Necessary; Type Pp03; Pcc Paver 'Sienna'; Varying Size In Running Bond Pattern; 80% Light Grey & 20% Medium Grey Color In Different Sizes; A - 240 X 600 X 60Mm; B - 160X200X60Mm; C - 120X200X60Mm; D - 150X120X60Mm; E - 120X120X60Mm Thick | 6482 | m² | AED | 77
2022-04 | 2 | 2.0369 |  | United Arab Emirates | Dubai | Hard & Soft Landscaping | Al Furjan | Package 13 | NAKHEEL | Desert Landscape | Tender | 2022 | Fixed Price Lump Sum | SITE WORK | Paving and surfacing | Precast Concrete Paving Band; In Shotblast Finish; Laid On 30Mm Thick Mortar Bed With 3-5Mm Colour Matched Grout, 150Mm Thick Concrete Base And 150Mm Thick Compacted Sub-Base (Measured Separately); Including Grout Mortar, Joint And Edge Treatment And Including All Ancillary Works As Necessary; Type Pb01; In Dark Grey Color; Size 200 X 300 X 80Mm Thick | 18024 | m | AED | 60
2022-04 | 2 | 2.0369 |  | United Arab Emirates | Dubai | Hard & Soft Landscaping | Al Furjan | Package 13 | NAKHEEL | Desert Landscape | Tender | 2022 | Fixed Price Lump Sum | SITE WORK | Paving and surfacing | Precast Concrete Paving Band; In Shotblast Finish; Laid On 30Mm Thick Mortar Bed With 3-5Mm Colour Matched Grout, 150Mm Thick Concrete Base And 150Mm Thick Compacted Sub-Base (Measured Separately); Including Grout Mortar, Joint And Edge Treatment And Including All Ancillary Works As Necessary; Type Pb04; In Medium Grey Color; Size 200 X 200 X 80Mm Thick | 508 | m | AED | 60
2022-04 | 2 | 2.0369 |  | United Arab Emirates | Dubai | Hard & Soft Landscaping | Al Furjan | Package 13 | NAKHEEL | Desert Landscape | Tender | 2022 | Fixed Price Lump Sum | SITE WORK | Landscaping | Gravel; Non Self Binding-Loose Laid; Natural River Rounded From Wadi Source; Laid On Compacted Existing Grade Layer; Including Accessories And All Ancillary Works As Necessary; Type Ag01; 75-300Mm Diameter Rounded Decorative Gravel Bed; 100Mm Depth | 13 | m² | AED | 155
2022-04 | 2 | 2.037 |  | United Arab Emirates | Dubai | Hard & Soft Landscaping | Al Furjan | Package 13 | NAKHEEL | Desert Landscape | Tender | 2022 | Fixed Price Lump Sum | SITE WORK | Landscaping | Gravel; Non Self Binding-Loose Laid; Natural River Rounded From Wadi Source; Laid On Compacted Existing Grade Layer; Including Accessories And All Ancillary Works As Necessary; Type Ag02; 14Mm Sieve Size; 100Mm Depth | 1085 | m² | AED | 20
2022-04 | 2 | 2.037 |  | United Arab Emirates | Dubai | Hard & Soft Landscaping | Al Furjan | Package 13 | NAKHEEL | Desert Landscape | Tender | 2022 | Fixed Price Lump Sum | SITE WORK | Paving and surfacing | Asphalt Paving; 40Mm Thick Asphalt Wearing Course With Epoxy Acrylic Coating; Laid On 40Mm Thick Asphalt Base Course, Acrylic Paint Guide Line, 150Mm Thick Aggregate Sub-Base(Measured Separately) And Compacted Existing Grade; Including Surface Preparation, Accessories And All Ancillary Works As Necessary; Type As01; 80Mm Thick | 647 | m² | AED | 177
2022-04 | 2 | 2.037 |  | United Arab Emirates | Dubai | Hard & Soft Landscaping | Al Furjan | Package 13 | NAKHEEL | Desert Landscape | Tender | 2022 | Fixed Price Lump Sum | SITE WORK | Paving and surfacing | Asphalt Paving; 40Mm Thick Asphalt Wearing Course With Epoxy Acrylic Coating; Laid On 40Mm Thick Asphalt Base Course, Acrylic Paint Guide Line, 150Mm Thick Aggregate Sub-Base(Measured Separately) And Compacted Existing Grade; Including Surface Preparation, Accessories And All Ancillary Works As Necessary; Extra Over For Acrylic Paint Sports Court Line Markings | 71 | m | AED | 35
2022-04 | 2 | 2.037 |  | United Arab Emirates | Dubai | Hard & Soft Landscaping | Al Furjan | Package 13 | NAKHEEL | Desert Landscape | Tender | 2022 | Fixed Price Lump Sum | SITE WORK | Paving and surfacing | Epdm Surface; 16Mm Thick Top Coat; Over 60-150Mm Thick Black Base Rubber; Laid On 150Mm Thick Aggregate Sub-Base (Measured Separately) And Compacted Existing Grade; Including Accessories And All Ancillary Works As Necessary; Type Ep01; 166Mm Thick Overall | 447 | m² | AED | 542
2022-04 | 2 | 2.037 |  | United Arab Emirates | Dubai | Hard & Soft Landscaping | Al Furjan | Package 13 | NAKHEEL | Desert Landscape | Tender | 2022 | Fixed Price Lump Sum | SITE WORK | Landscaping | Hogging Stone; Non Self Binding Stone In Rolled Finish; 5-25Mm Diameter; Laid On 100Mm Thick Aggregate Sub-Base (Measured Separately); Including Grout Mortar, Joint And Edge Treatment And Including All Ancillary Works As; Type H01; Natural Desert Tan Color; 80-100Mm Thick | 241 | m² | AED | 30
2022-04 | 2 | 2.037 |  | United Arab Emirates | Dubai | Hard & Soft Landscaping | Al Furjan | Package 13 | NAKHEEL | Desert Landscape | Tender | 2022 | Fixed Price Lump Sum | SITE WORK | Landscaping | Natural Boulders; Local Quarry Rock; In Natural Finish; Laid On Compacted Sub-Base (Measured Separately); Including Accessories And All Ancillary Works As Necessary; Type B01; In Grey Colour; Varying Size ; A - 400-600Mm Dia, B - 600-800Mm Dia, C - 800-1000Mm Dia, D - 1200-1600Mm Dia | 34 | m² | AED | 187
2022-04 | 2 | 2.037 |  | United Arab Emirates | Dubai | Hard & Soft Landscaping | Al Furjan | Package 13 | NAKHEEL | Desert Landscape | Tender | 2022 | Fixed Price Lump Sum | SITE WORK | Paving and surfacing | Flush Kerb; Including Concrete Base, Sub-Grade, Mortar, Foundation, Formwork, Earthworks, Backfilling, Disposal, Of Surplus Excavated Material To Complete (Measured On Plan); Type K01; Straight | 60 | m | AED | 117
2022-04 | 2 | 2.037 |  | United Arab Emirates | Dubai | Hard & Soft Landscaping | Al Furjan | Package 13 | NAKHEEL | Desert Landscape | Tender | 2022 | Fixed Price Lump Sum | SITE WORK | Paving and surfacing | Flush Kerb; Including Concrete Base, Sub-Grade, Mortar, Foundation, Formwork, Earthworks, Backfilling, Disposal, Of Surplus Excavated Material To Complete (Measured On Plan); Type K01; Curved | 9 | m | AED | 117
2022-04 | 2 | 2.037 |  | United Arab Emirates | Dubai | Hard & Soft Landscaping | Al Furjan | Package 13 | NAKHEEL | Desert Landscape | Tender | 2022 | Fixed Price Lump Sum | SITE WORK | Paving and surfacing | Tactile Paving (Warning); Including Accessories And All Ancillary Works As Necessary; 100Mm Thick; To Pedestrian Ramp | 11 | m² | AED | 325
2022-04 | 2 | 2.037 |  | United Arab Emirates | Dubai | Hard & Soft Landscaping | Al Furjan | Package 13 | NAKHEEL | Desert Landscape | Tender | 2022 | Fixed Price Lump Sum | SITE WORK | Landscaping | Making Good; To Achieve The Approve Lay-Out Levels; Including Surface Preparation, Accessories And All Ancillary Works As Necessary; Existing Sand | 7654 | m² | AED | 4
2022-04 | 2 | 2.0371 |  | United Arab Emirates | Dubai | Hard & Soft Landscaping | Al Furjan | Package 13 | NAKHEEL | Desert Landscape | Tender | 2022 | Fixed Price Lump Sum | SITE WORK | Landscaping | Sundries; Geotextile Membrane; Non-Woven; To Ag01, Ag02 And B01 | 1132 | m² | AED | 2
2022-04 | 2 | 2.0371 |  | United Arab Emirates | Dubai | Hard & Soft Landscaping | Al Furjan | Package 13 | NAKHEEL | Desert Landscape | Tender | 2022 | Fixed Price Lump Sum | SITE WORK | Landscaping | Sundries; Allow Tie-In Connections For Minor And/Or Ancillary Structures | 1 | Item | AED | 13980
2022-04 | 2 | 2.0371 |  | United Arab Emirates | Dubai | Hard & Soft Landscaping | Al Furjan | Package 13 | NAKHEEL | Desert Landscape | Tender | 2022 | Fixed Price Lump Sum | SITE WORK | Landscaping | Planting Medium Soil; Laid On Compacted Subgrade; Including All Ancillary Works As Necessary; 300Mm Depth; To Lawn And Grass | 3986 | m³ | AED | 29
2022-04 | 2 | 2.0371 |  | United Arab Emirates | Dubai | Hard & Soft Landscaping | Al Furjan | Package 13 | NAKHEEL | Desert Landscape | Tender | 2022 | Fixed Price Lump Sum | SITE WORK | Landscaping | Planting Medium Soil; Laid On Compacted Subgrade; Including All Ancillary Works As Necessary; 500Mm Depth; To Shrubs And Ground Cover | 5751 | m³ | AED | 29
2022-04 | 2 | 2.0371 |  | United Arab Emirates | Dubai | Hard & Soft Landscaping | Al Furjan | Package 13 | NAKHEEL | Desert Landscape | Tender | 2022 | Fixed Price Lump Sum | SITE WORK | Landscaping | Planting Medium Soil; Laid On Compacted Subgrade; Including All Ancillary Works As Necessary; 1200Mm Depth (Minimum); To Tree Pits | 1434 | m³ | AED | 29
2022-04 | 2 | 2.0371 |  | United Arab Emirates | Dubai | Hard & Soft Landscaping | Al Furjan | Package 13 | NAKHEEL | Desert Landscape | Tender | 2022 | Fixed Price Lump Sum | SITE WORK | Landscaping | Organic Bark Mulch; Including All Ancillary Works As Necessary; Mulching; 75Mm Thick; To Shrub And Ground Cover | 11502 | m² | AED | 34
2022-04 | 2 | 2.0371 |  | United Arab Emirates | Dubai | Hard & Soft Landscaping | Al Furjan | Package 13 | NAKHEEL | Desert Landscape | Tender | 2022 | Fixed Price Lump Sum | SITE WORK | Landscaping | Organic Bark Mulch; Including All Ancillary Works As Necessary; Mulching; 75Mm Thick; To Trees And Palm Trees | 1195 | m² | AED | 34
2022-04 | 2 | 2.0371 |  | United Arab Emirates | Dubai | Hard & Soft Landscaping | Al Furjan | Package 13 | NAKHEEL | Desert Landscape | Tender | 2022 | Fixed Price Lump Sum | SITE WORK | Landscaping | Drainage Aggregate Layer Coarse 10-15Mm Dia.; Including All Ancillary Works As Necessary; Drainage Layer; 300Mm Thick; To Trees And Palm Trees | 1195 | m² | AED | 26
2022-04 | 2 | 2.0371 |  | United Arab Emirates | Dubai | Hard & Soft Landscaping | Al Furjan | Package 13 | NAKHEEL | Desert Landscape | Tender | 2022 | Fixed Price Lump Sum | SITE WORK | Landscaping | Trees; Including Support System, Groundkeeper And All Ancillary Works As Necessary; Aca Far; Sweet Acacia (Acacia Farnesiana); Overall Height 1.5-2.0M; Clear Trunk 1.5M; Min. Caliper 120-140Mm; Local | 23 | Nr | AED | 7409
2022-04 | 2 | 2.0371 |  | United Arab Emirates | Dubai | Hard & Soft Landscaping | Al Furjan | Package 13 | NAKHEEL | Desert Landscape | Tender | 2022 | Fixed Price Lump Sum | SITE WORK | Landscaping | Trees; Including Support System, Groundkeeper And All Ancillary Works As Necessary; Aza Ind; Neem Tree (Azadirachta Indica); Overall Height 4.0-4.5M; Clear Trunk 1.8M; Min. Caliper; 80-100Mm; Adaptive | 141 | Nr | AED | 1302
2022-04 | 2 | 2.0372 |  | United Arab Emirates | Dubai | Hard & Soft Landscaping | Al Furjan | Package 13 | NAKHEEL | Desert Landscape | Tender | 2022 | Fixed Price Lump Sum | SITE WORK | Landscaping | Trees; Including Support System, Groundkeeper And All Ancillary Works As Necessary; Del Reg; Royal Poinciana (Delonix Regia); Overall Height 4.0-4.5M; Clear Trunk 1.8M; Min. Caliper 80-100Mm; Adaptive | 83 | Nr | AED | 1424
2022-04 | 2 | 2.0372 |  | United Arab Emirates | Dubai | Hard & Soft Landscaping | Al Furjan | Package 13 | NAKHEEL | Desert Landscape | Tender | 2022 | Fixed Price Lump Sum | SITE WORK | Landscaping | Trees; Including Support System, Groundkeeper And All Ancillary Works As Necessary; Mil Hor; Jasmin Tree (Millingtonia Hortensis); Overall Height 4.0-4.5M; Clear Trunk 1.8M; Min. Caliper 80-100Mm; Adaptive | 177 | Nr | AED | 1429
2022-04 | 2 | 2.0372 |  | United Arab Emirates | Dubai | Hard & Soft Landscaping | Al Furjan | Package 13 | NAKHEEL | Desert Landscape | Tender | 2022 | Fixed Price Lump Sum | SITE WORK | Landscaping | Trees; Including Support System, Groundkeeper And All Ancillary Works As Necessary; Par Acu; Mexican Palo Verde (Parkinsonia Aculeata); Overall Height 3.5-4.0M; Clear Trunk 1.5M; Min. Caliper 60-80Mm; Adaptive | 115 | Nr | AED | 1241
2022-04 | 2 | 2.0372 |  | United Arab Emirates | Dubai | Hard & Soft Landscaping | Al Furjan | Package 13 | NAKHEEL | Desert Landscape | Tender | 2022 | Fixed Price Lump Sum | SITE WORK | Landscaping | Trees; Including Support System, Groundkeeper And All Ancillary Works As Necessary; Plu Obt; Singapore White Plumeria (Plumeria Obtusa); Overall Height 2.0-2.5M; Clear Trunk 1.8M; Min. Caliper 80-100Mm; Adaptive | 3 | Nr | AED | 1473
2022-04 | 2 | 2.0372 |  | United Arab Emirates | Dubai | Hard & Soft Landscaping | Al Furjan | Package 13 | NAKHEEL | Desert Landscape | Tender | 2022 | Fixed Price Lump Sum | SITE WORK | Landscaping | Trees; Including Support System, Groundkeeper And All Ancillary Works As Necessary; Tec Und; Honey Tree (Tecomella Undulata); Overall Height 3.5-4.0M; Clear Trunk 1.5-2.0M; Min. Caliper 60-80Mm; Adaptive | 155 | Nr | AED | 1057
2022-04 | 2 | 2.0372 |  | United Arab Emirates | Dubai | Hard & Soft Landscaping | Al Furjan | Package 13 | NAKHEEL | Desert Landscape | Tender | 2022 | Fixed Price Lump Sum | SITE WORK | Landscaping | Fruit Trees; Including Support System, Groundkeeper And All Ancillary Works As Necessary; Tam Ind; Tamarind, Tamir Hindi (Tamarindus Indica); Overall Height 4.0-4.5M; Clear Trunk 1.5M; Min. Caliper 80-100Mm; Adaptive | 13 | Nr | AED | 1547
2022-04 | 2 | 2.0372 |  | United Arab Emirates | Dubai | Hard & Soft Landscaping | Al Furjan | Package 13 | NAKHEEL | Desert Landscape | Tender | 2022 | Fixed Price Lump Sum | SITE WORK | Landscaping | Park Trees; Including Support System, Groundkeeper And All Ancillary Works As Necessary; Pro Jul; Mesquite, Safsaf (Prospolis Juliflora); Overall Height 4.0-4.5M; Clear Trunk 1.8M; Min. Caliper 80-100Mm; Local | 119 | Nr | AED | 1473
2022-04 | 2 | 2.0372 |  | United Arab Emirates | Dubai | Hard & Soft Landscaping | Al Furjan | Package 13 | NAKHEEL | Desert Landscape | Tender | 2022 | Fixed Price Lump Sum | SITE WORK | Landscaping | Shrubs; Including Additional Earthworks, Fertilizer And All Ancillary Works As Necessary; Atr Sem; Salt Bush (Atriplex Semibaccata); Height 300-500Mm; Min. Spread 300-400Mm; Local | 556 | m² | AED | 30
2022-04 | 2 | 2.0372 |  | United Arab Emirates | Dubai | Hard & Soft Landscaping | Al Furjan | Package 13 | NAKHEEL | Desert Landscape | Tender | 2022 | Fixed Price Lump Sum | SITE WORK | Landscaping | Shrubs; Including Additional Earthworks, Fertilizer And All Ancillary Works As Necessary; Bou Gla; Paper Flower (Boungainvillea Glabra-Orange); Height 400-600Mm; Min. Spread 400-600Mm; Adaptive | 229 | m² | AED | 39
2022-04 | 2 | 2.0372 |  | United Arab Emirates | Dubai | Hard & Soft Landscaping | Al Furjan | Package 13 | NAKHEEL | Desert Landscape | Tender | 2022 | Fixed Price Lump Sum | SITE WORK | Landscaping | Shrubs; Including Additional Earthworks, Fertilizer And All Ancillary Works As Necessary; Cae Pul; Red Bird Of Paradise (Caesalpinia Pulcherrima); Height 400-600Mm; Min. Spread 400-600Mm; Adaptive | 138 | m² | AED | 31
2022-04 | 2 | 2.0373 |  | United Arab Emirates | Dubai | Hard & Soft Landscaping | Al Furjan | Package 13 | NAKHEEL | Desert Landscape | Tender | 2022 | Fixed Price Lump Sum | SITE WORK | Landscaping | Shrubs; Including Additional Earthworks, Fertilizer And All Ancillary Works As Necessary; Cle Ine; Wild Jasmine (Clerodendrum Inerme); Height 300-500Mm; Min. Spread 300-500Mm; Adaptive | 292 | m² | AED | 19
2022-04 | 2 | 2.0373 |  | United Arab Emirates | Dubai | Hard & Soft Landscaping | Al Furjan | Package 13 | NAKHEEL | Desert Landscape | Tender | 2022 | Fixed Price Lump Sum | SITE WORK | Landscaping | Shrubs; Including Additional Earthworks, Fertilizer And All Ancillary Works As Necessary; Jun Rig; Rush (Juncus Rigidus); Height 400-600Mm; Min. Spread 400-500Mm; Adaptive | 3119 | m² | AED | 87
2022-04 | 2 | 2.0373 |  | United Arab Emirates | Dubai | Hard & Soft Landscaping | Al Furjan | Package 13 | NAKHEEL | Desert Landscape | Tender | 2022 | Fixed Price Lump Sum | SITE WORK | Landscaping | Shrubs; Including Additional Earthworks, Fertilizer And All Ancillary Works As Necessary; Law Ine; Henna (Lawsonia Inermis); Height 400-600Mm; Min. Spread 400-600Mm; Adaptive | 76 | m² | AED | 157
2022-04 | 2 | 2.0373 |  | United Arab Emirates | Dubai | Hard & Soft Landscaping | Al Furjan | Package 13 | NAKHEEL | Desert Landscape | Tender | 2022 | Fixed Price Lump Sum | SITE WORK | Landscaping | Shrubs; Including Additional Earthworks, Fertilizer And All Ancillary Works As Necessary; Leu Fru; Texas Sage (Leucophyllum Frutescens); Height 400-600Mm; Min. Spread 400-600Mm; Adaptive | 2601 | m² | AED | 38
2022-04 | 2 | 2.0373 |  | United Arab Emirates | Dubai | Hard & Soft Landscaping | Al Furjan | Package 13 | NAKHEEL | Desert Landscape | Tender | 2022 | Fixed Price Lump Sum | SITE WORK | Landscaping | Shrubs; Including Additional Earthworks, Fertilizer And All Ancillary Works As Necessary; Pul Cri; (Pulicaria Crispa); Height 400-600Mm; Min. Spread 400-600Mm; Adaptive | 1538 | m² | AED | 29
2022-04 | 2 | 2.0373 |  | United Arab Emirates | Dubai | Hard & Soft Landscaping | Al Furjan | Package 13 | NAKHEEL | Desert Landscape | Tender | 2022 | Fixed Price Lump Sum | SITE WORK | Landscaping | Shrubs; Including Additional Earthworks, Fertilizer And All Ancillary Works As Necessary; Sal Pe2; Miswak, Arak, Toothbrush Tree (Salvadora Persica); Height 400-600Mm; Min. Spread 400-600Mm; Local | 14 | m² | AED | 157
2022-04 | 2 | 2.0373 |  | United Arab Emirates | Dubai | Hard & Soft Landscaping | Al Furjan | Package 13 | NAKHEEL | Desert Landscape | Tender | 2022 | Fixed Price Lump Sum | SITE WORK | Landscaping | Shrubs; Including Additional Earthworks, Fertilizer And All Ancillary Works As Necessary; Tec Sta; Yellow Bells (Tecoma Stans); Height 400-600Mm; Min. Spread 400-600Mm; Adaptive | 945 | m² | AED | 31
2022-04 | 2 | 2.0373 |  | United Arab Emirates | Dubai | Hard & Soft Landscaping | Al Furjan | Package 13 | NAKHEEL | Desert Landscape | Tender | 2022 | Fixed Price Lump Sum | SITE WORK | Landscaping | Grasses; Including Additional Earthworks, Fertilizer And All Ancillary Works As Necessary; Cen Cil; Dhaman Grass (Cenchrus Ciliaris); Height 300-500Mm; Min. Spread 300-400Mm; Adaptive | 1293 | m² | AED | 25
2022-04 | 2 | 2.0373 |  | United Arab Emirates | Dubai | Hard & Soft Landscaping | Al Furjan | Package 13 | NAKHEEL | Desert Landscape | Tender | 2022 | Fixed Price Lump Sum | SITE WORK | Landscaping | Grasses; Including Additional Earthworks, Fertilizer And All Ancillary Works As Necessary; Pen Rub; Purple Fountain Grass (Pennisetum Rubrum); Height 300-500; Min. Spread 300-500Mm; Adaptive | 2367 | m² | AED | 20
2022-04 | 2 | 2.0373 |  | United Arab Emirates | Dubai | Hard & Soft Landscaping | Al Furjan | Package 13 | NAKHEEL | Desert Landscape | Tender | 2022 | Fixed Price Lump Sum | SITE WORK | Landscaping | Grasses; Including Additional Earthworks, Fertilizer And All Ancillary Works As Necessary; Pen Set; Fountain Grass (Pennisetum Setaceum); Height 300-500Mm; Min. Spread 300-500Mm; Local | 5686 | m² | AED | 18
2022-04 | 2 | 2.0374 |  | United Arab Emirates | Dubai | Hard & Soft Landscaping | Al Furjan | Package 13 | NAKHEEL | Desert Landscape | Tender | 2022 | Fixed Price Lump Sum | SITE WORK | Landscaping | Groundcovers; Including Additional Earthworks, Fertilizer And All Ancillary Works As Necessary; Aer Jav; Kapok Bush (Aerva Javanica); Height 300-500Mm; Min. Spread 300Mm; Adaptive | 167 | m² | AED | 97
2022-04 | 2 | 2.0374 |  | United Arab Emirates | Dubai | Hard & Soft Landscaping | Al Furjan | Package 13 | NAKHEEL | Desert Landscape | Tender | 2022 | Fixed Price Lump Sum | SITE WORK | Landscaping | Groundcovers; Including Additional Earthworks, Fertilizer And All Ancillary Works As Necessary; Rue Cil; Wild Petunia (Ruellia Ciliosa); Height 300-500Mm; Min. Spread 300Mm; Adaptive | 1828 | m² | AED | 18
2022-04 | 2 | 2.0374 |  | United Arab Emirates | Dubai | Hard & Soft Landscaping | Al Furjan | Package 13 | NAKHEEL | Desert Landscape | Tender | 2022 | Fixed Price Lump Sum | SITE WORK | Landscaping | Lawn; Including Additional Earthworks, Fertilizer And All Ancillary Works As Necessary; Pas Vag; Seashore Paspalum (Paspalum Vaginatum); Flat; Adaptive | 3944 | m² | AED | 19
2022-04 | 2 | 2.0374 |  | United Arab Emirates | Dubai | Hard & Soft Landscaping | Al Furjan | Package 13 | NAKHEEL | Desert Landscape | Tender | 2022 | Fixed Price Lump Sum | SITE WORK | Landscaping | Planting Management; Including Protection, Consumables, Accessories And All Ancillary Works As Necessary; Maintenance And Management During Contract Period And Up To Date Of Taking Over | 1 | Item | AED | 103141
2022-04 | 2 | 2.0374 |  | United Arab Emirates | Dubai | Hard & Soft Landscaping | Al Furjan | Package 13 | NAKHEEL | Desert Landscape | Tender | 2022 | Fixed Price Lump Sum | SITE WORK | Landscaping | Planting Management; Including Protection, Consumables, Accessories And All Ancillary Works As Necessary; Maintenance And Management During Defects Liabilities Period | 1 | Item | AED | 476034
2022-04 | 2 | 2.0374 |  | United Arab Emirates | Dubai | Hard & Soft Landscaping | Al Furjan | Package 13 | NAKHEEL | Desert Landscape | Tender | 2022 | Fixed Price Lump Sum | SITE WORK | Landscaping | Sundries; Root Barrier Membrane; 600Mm Depth | 1195 | m² | AED | 21
2022-04 | 2 | 2.0374 |  | United Arab Emirates | Dubai | Hard & Soft Landscaping | Al Furjan | Package 13 | NAKHEEL | Desert Landscape | Tender | 2022 | Fixed Price Lump Sum | SITE WORK | Landscaping | Sundries; Tree Stake; Painted Forest Green Colour, 50Mm Dia X 2500Mm Long, (3Nr) | 829 | Nr | AED | 66
2022-04 | 2 | 2.0374 |  | United Arab Emirates | Dubai | Hard & Soft Landscaping | Al Furjan | Package 13 | NAKHEEL | Desert Landscape | Tender | 2022 | Fixed Price Lump Sum | SITE WORK | Landscaping | Sundries; Rubber Cinch Tree Ties (3Nr.) | 829 | Nr | AED | 17
2022-04 | 2 | 2.0374 |  | United Arab Emirates | Dubai | Hard & Soft Landscaping | Al Furjan | Package 13 | NAKHEEL | Desert Landscape | Tender | 2022 | Fixed Price Lump Sum | SITE WORK | Landscaping | Sundries; Geotextile Membrane; Non-Woven; To Tree Pits; Including All Ancillary Works As Necessary | 7543 | m² | AED | 2
2022-04 | 2 | 2.0374 |  | United Arab Emirates | Dubai | Hard & Soft Landscaping | Al Furjan | Package 13 | NAKHEEL | Desert Landscape | Tender | 2022 | Fixed Price Lump Sum | SITE WORK | Excavation | Pit Excavation; Over 1000Mm But Not Exceeding 1500Mm Depth; To Receive Tree Pits | 1400 | m³ | AED | 24
2022-04 | 2 | 2.0375 |  | United Arab Emirates | Dubai | Hard & Soft Landscaping | Al Furjan | Package 13 | NAKHEEL | Desert Landscape | Tender | 2022 | Fixed Price Lump Sum | SITE WORK | Disposal | Removed On Site Including A Suitable Tip | 1400 | m³ | AED | 18
2022-04 | 2 | 2.0375 |  | United Arab Emirates | Dubai | Hard & Soft Landscaping | Al Furjan | Package 13 | NAKHEEL | Desert Landscape | Tender | 2022 | Fixed Price Lump Sum | SITE WORK | Landscaping | Planting Medium Soil; 1200Mm Depth (Minimum); To Tree Pits | 1400 | m³ | AED | 29
2022-04 | 2 | 2.0375 |  | United Arab Emirates | Dubai | Hard & Soft Landscaping | Al Furjan | Package 13 | NAKHEEL | Desert Landscape | Tender | 2022 | Fixed Price Lump Sum | SITE WORK | Landscaping | Plastic Edging, Thickness: 1.905Mm, Height: 5" Between Gravel And Planting (As Per Tender Addendum 3 Item No. 6) | 1927 | m | AED | 13
2022-04 | 2 | 2.0375 |  | United Arab Emirates | Dubai | Hard & Soft Landscaping | Al Furjan | Package 13 | NAKHEEL | Desert Landscape | Tender | 2022 | Fixed Price Lump Sum | METALWORK | Non structural metalwork | Shade Structure; Comprising Of 1.6Mm Thick Uv Stabilized Hdpe Shade Cloth, 250 X 250Mm Ms Sch. 40 Column In Epoxy Paint System Ral 9007; Including 14Mm Ss316 Shackle, Gi Cable, Rc Foundation, Earthworks, Waterproofing, Metal Supports, Fixings, Accessories And All Ancillary Works As Necessary (Measured On Plan); Type Fu06-Ss24 (1 Nr.) | 42 | m² | AED | 470
2022-04 | 2 | 2.0375 |  | United Arab Emirates | Dubai | Hard & Soft Landscaping | Al Furjan | Package 13 | NAKHEEL | Desert Landscape | Tender | 2022 | Fixed Price Lump Sum | METALWORK | Non structural metalwork | Shade Structure; Comprising Of 1.6Mm Thick Uv Stabilized Hdpe Shade Cloth, 250 X 250Mm Ms Sch. 40 Column In Epoxy Paint System Ral 9007; Including 14Mm Ss316 Shackle, Gi Cable, Rc Foundation, Earthworks, Waterproofing, Metal Supports, Fixings, Accessories And All Ancillary Works As Necessary (Measured On Plan); Type Fu06-Ss25 (1 Nr.) | 238 | m² | AED | 270
2022-04 | 2 | 2.0375 |  | United Arab Emirates | Dubai | Hard & Soft Landscaping | Al Furjan | Package 13 | NAKHEEL | Desert Landscape | Tender | 2022 | Fixed Price Lump Sum | METALWORK | Non structural metalwork | Shade Structure; Comprising Of 1.6Mm Thick Uv Stabilized Hdpe Shade Cloth, 250 X 250Mm Ms Sch. 40 Column In Epoxy Paint System Ral 9007; Including 14Mm Ss316 Shackle, Gi Cable, Rc Foundation, Earthworks, Waterproofing, Metal Supports, Fixings, Accessories And All Ancillary Works As Necessary (Measured On Plan); Type Fu06-Ss26 (1 Nr.) | 208 | m² | AED | 282
2022-04 | 2 | 2.0375 |  | United Arab Emirates | Dubai | Hard & Soft Landscaping | Al Furjan | Package 13 | NAKHEEL | Desert Landscape | Tender | 2022 | Fixed Price Lump Sum | METALWORK | Non structural metalwork | Shade Structure; Comprising Of 1.6Mm Thick Uv Stabilized Hdpe Shade Cloth, 250 X 250Mm Ms Sch. 40 Column In Epoxy Paint System Ral 9007; Including 14Mm Ss316 Shackle, Gi Cable, Rc Foundation, Earthworks, Waterproofing, Metal Supports, Fixings, Accessories And All Ancillary Works As Necessary (Measured On Plan); Type Fu06-Ss27 (1 Nr.) | 233 | m² | AED | 283
2022-04 | 2 | 2.0375 |  | United Arab Emirates | Dubai | Hard & Soft Landscaping | Al Furjan | Package 13 | NAKHEEL | Desert Landscape | Tender | 2022 | Fixed Price Lump Sum | METALWORK | Non structural metalwork | Shade Structure; Comprising Of 1.6Mm Thick Uv Stabilized Hdpe Shade Cloth, 250 X 250Mm Ms Sch. 40 Column In Epoxy Paint System Ral 9007; Including 14Mm Ss316 Shackle, Gi Cable, Rc Foundation, Earthworks, Waterproofing, Metal Supports, Fixings, Accessories And All Ancillary Works As Necessary (Measured On Plan); Type Fu06-Ss28 (1 Nr.) | 185 | m² | AED | 271
2022-04 | 2 | 2.0375 |  | United Arab Emirates | Dubai | Hard & Soft Landscaping | Al Furjan | Package 13 | NAKHEEL | Desert Landscape | Tender | 2022 | Fixed Price Lump Sum | METALWORK | Non structural metalwork | Basketball Court Back Fence; Comprising Weld Mesh Fence, Mid Rail, Fence Post And Post Foundation; Including Bases, Reinforcement, Excavation, Disposal, Backfilling, Waterproofing, Metal Supports, Fixings, Accessories And All Ancillary Works As Necessary; Metal Fence; 4000Mm High | 23 | m | AED | 639
2022-04 | 2 | 2.0375 |  | United Arab Emirates | Dubai | Hard & Soft Landscaping | Al Furjan | Package 13 | NAKHEEL | Desert Landscape | Tender | 2022 | Fixed Price Lump Sum | METALWORK | Non structural metalwork | Dog Park Fence And Gate; Comprising Of Rectangular Rhs Post 40X80Mm, Weld Mesh Panel 200Mm Vertical X 50Mm Horizontal X 6Mm Vertical And Twin 8Mm Horizontal Wires; In Galvanized And Polyster Powder Coated Finish; Including Rc Concrete Foundation, Formworks, Reinforcement, Excavation, Disposal, Backfilling, Waterproofing, Metal Supports, Ironmongery, Fixings, Accessories And All Ancillary Works As Necessary; Type F02; 1550Mm High | 15 | m | AED | 338
2022-04 | 2 | 2.0376 |  | United Arab Emirates | Dubai | Hard & Soft Landscaping | Al Furjan | Package 13 | NAKHEEL | Desert Landscape | Tender | 2022 | Fixed Price Lump Sum | METALWORK | Non structural metalwork | Dog Park Fence And Gate; Comprising Of Rectangular Rhs Post 40X80Mm, Weld Mesh Panel 200Mm Vertical X 50Mm Horizontal X 6Mm Vertical And Twin 8Mm Horizontal Wires; In Galvanized And Polyster Powder Coated Finish; Including Rc Concrete Foundation, Formworks, Reinforcement, Excavation, Disposal, Backfilling, Waterproofing, Metal Supports, Ironmongery, Fixings, Accessories And All Ancillary Works As Necessary; Extra Over For Type F12 Single Leaf Gate; Size 1050 X 1550Mm | 1 | Nr | AED | 4194
2022-04 | 2 | 2.0376 |  | United Arab Emirates | Dubai | Hard & Soft Landscaping | Al Furjan | Package 13 | NAKHEEL | Desert Landscape | Tender | 2022 | Fixed Price Lump Sum | METALWORK | Non structural metalwork | Site Hoarding, Eco-Pvc Type 2.4 M High With Banners And The Graphic | 1 | m | AED | 332
2022-04 | 2 | 2.0376 |  | United Arab Emirates | Dubai | Hard & Soft Landscaping | Al Furjan | Package 13 | NAKHEEL | Desert Landscape | Tender | 2022 | Fixed Price Lump Sum | FURNISHINGS | Generally | Site Furniture; Including Finishes, Foundations, Earthworks, Waterproofing, Frames, Fixings, Fittings, Accessories And All Ancillary Works As Necessary; Type Fu01; Picnic Table; Galvanized Steel Structure; Tropical Hardwood Board With Protective Layer Of Zinc And Powder Coating; In Grey Ral 7024 Color; Size 1800 X 795 X 725Mm High | 2 | Nr | AED | 3888
2022-04 | 2 | 2.0376 |  | United Arab Emirates | Dubai | Hard & Soft Landscaping | Al Furjan | Package 13 | NAKHEEL | Desert Landscape | Tender | 2022 | Fixed Price Lump Sum | FURNISHINGS | Generally | Site Furniture; Including Finishes, Foundations, Earthworks, Waterproofing, Frames, Fixings, Fittings, Accessories And All Ancillary Works As Necessary; Type Fu02; Park Bench; Galvanized Steel Structure; Robinia Wood With Protective Layer Of Zinc And Powder Coating; In Grey Ral 7024 Color; Size 2000 X 420 X 445Mm High | 8 | Nr | AED | 2945
2022-04 | 2 | 2.0376 |  | United Arab Emirates | Dubai | Hard & Soft Landscaping | Al Furjan | Package 13 | NAKHEEL | Desert Landscape | Tender | 2022 | Fixed Price Lump Sum | FURNISHINGS | Generally | Site Furniture; Including Finishes, Foundations, Earthworks, Waterproofing, Frames, Fixings, Fittings, Accessories And All Ancillary Works As Necessary; Type Fu03; Bench With Back Rest; Steel Structure; Tropical Hardwood Board With Protective Layer Of Zinc And Powder Coating; In Grey Ral 7024 Color; Size 2000 X 600 X 785Mm High | 16 | Nr | AED | 4442
2022-04 | 2 | 2.0376 |  | United Arab Emirates | Dubai | Hard & Soft Landscaping | Al Furjan | Package 13 | NAKHEEL | Desert Landscape | Tender | 2022 | Fixed Price Lump Sum | FURNISHINGS | Generally | Site Furniture; Including Finishes, Foundations, Earthworks, Waterproofing, Frames, Fixings, Fittings, Accessories And All Ancillary Works As Necessary; Type Fu04; Litter Bin; Comprising Galvanized Steel Frame And Stainless Steel Doors; In Grey Ral 9007 Color; Powder Coated Finish; Size 580 X 370 X 1055Mm High | 14 | Nr | AED | 2742
2022-04 | 2 | 2.0376 |  | United Arab Emirates | Dubai | Hard & Soft Landscaping | Al Furjan | Package 13 | NAKHEEL | Desert Landscape | Tender | 2022 | Fixed Price Lump Sum | FURNISHINGS | Generally | Site Furniture; Including Finishes, Foundations, Earthworks, Waterproofing, Frames, Fixings, Fittings, Accessories And All Ancillary Works As Necessary; Type Fu05; Bay City Bike Rack; Solid Cast Aluminium; Corrosion Resistant With Powder Coat Finish; In Grey Ral 7024 Color; Size 673 X 123 X 622Mm | 8 | Nr | AED | 1766
2022-04 | 2 | 2.0376 |  | United Arab Emirates | Dubai | Hard & Soft Landscaping | Al Furjan | Package 13 | NAKHEEL | Desert Landscape | Tender | 2022 | Fixed Price Lump Sum | FURNISHINGS | Generally | Site Furniture; Including Finishes, Foundations, Earthworks, Waterproofing, Frames, Fixings, Fittings, Accessories And All Ancillary Works As Necessary; Type Fu-07; Pet Waste Bin; Cast Aluminium; Fixed To 50Mm Diameter Powder Coated Steel Pole; In Gray Ral 9007 Color; Size 310 X 310 X 580Mm High | 6 | Nr | AED | 1716
2022-04 | 2 | 2.0376 |  | United Arab Emirates | Dubai | Hard & Soft Landscaping | Al Furjan | Package 13 | NAKHEEL | Desert Landscape | Tender | 2022 | Fixed Price Lump Sum | FURNISHINGS | Generally | Site Furniture; Including Finishes, Foundations, Earthworks, Waterproofing, Frames, Fixings, Fittings, Accessories And All Ancillary Works As Necessary; Type Fu08; Bollard; Forged Aluminium; In Gray Ral 9007 Color; Size 236Mm Diameter X 1016Mm High | 17 | Nr | AED | 1426
2022-04 | 2 | 2.0376 |  | United Arab Emirates | Dubai | Hard & Soft Landscaping | Al Furjan | Package 13 | NAKHEEL | Desert Landscape | Tender | 2022 | Fixed Price Lump Sum | CONCRETE WORK | Precast concrete | Precast Concrete Seat; Fixed To Concrete Base (Measured Elsewhere); Including Expansion Sealant, Accessories And All Ancillary Works As Necessary; As Drawing Nr. 21-6007-Alf-P1-Ins-Dwg-Td-70303 Detail 03; Type Fu10; 600Mm Wide X 450Mm High; Curved | 15 | m | AED | 1521
2022-04 | 2 | 2.0377 |  | United Arab Emirates | Dubai | Hard & Soft Landscaping | Al Furjan | Package 13 | NAKHEEL | Desert Landscape | Tender | 2022 | Fixed Price Lump Sum | FURNISHINGS | Generally | Play Equipment; Including Finishes, Foundations, Earthworks, Waterproofing, Frames, Fixings, Fittings, Accessories And All Ancillary Works As Necessary; Type Pe12; Roundabout; Rotating Eqpt J2406 | 2 | Nr | AED | 23529
2022-04 | 2 | 2.0377 |  | United Arab Emirates | Dubai | Hard & Soft Landscaping | Al Furjan | Package 13 | NAKHEEL | Desert Landscape | Tender | 2022 | Fixed Price Lump Sum | FURNISHINGS | Generally | Play Equipment; Including Finishes, Foundations, Earthworks, Waterproofing, Frames, Fixings, Fittings, Accessories And All Ancillary Works As Necessary; Type Pe32; Slide; Triple Cube | 1 | Nr | AED | 2113902
2022-04 | 2 | 2.0377 |  | United Arab Emirates | Dubai | Hard & Soft Landscaping | Al Furjan | Package 13 | NAKHEEL | Desert Landscape | Tender | 2022 | Fixed Price Lump Sum | FURNISHINGS | Generally | Play Equipment; Including Finishes, Foundations, Earthworks, Waterproofing, Frames, Fixings, Fittings, Accessories And All Ancillary Works As Necessary; Type Pe35; Net Climber; Climbing Equipment J48103 | 1 | Nr | AED | 72157
2022-04 | 2 | 2.0377 |  | United Arab Emirates | Dubai | Hard & Soft Landscaping | Al Furjan | Package 13 | NAKHEEL | Desert Landscape | Tender | 2022 | Fixed Price Lump Sum | FURNISHINGS | Generally | Play Equipment; Including Finishes, Foundations, Earthworks, Waterproofing, Frames, Fixings, Fittings, Accessories And All Ancillary Works As Necessary; Type Pe45; Trim Trail; Hand Over Hand | 1 | Nr | AED | 16906
2022-04 | 2 | 2.0377 |  | United Arab Emirates | Dubai | Hard & Soft Landscaping | Al Furjan | Package 13 | NAKHEEL | Desert Landscape | Tender | 2022 | Fixed Price Lump Sum | FURNISHINGS | Generally | Play Equipment; Including Finishes, Foundations, Earthworks, Waterproofing, Frames, Fixings, Fittings, Accessories And All Ancillary Works As Necessary; Type Pe49; Springer; Buggie Springie Ssb250 | 2 | Nr | AED | 8901
2022-04 | 2 | 2.0377 |  | United Arab Emirates | Dubai | Hard & Soft Landscaping | Al Furjan | Package 13 | NAKHEEL | Desert Landscape | Tender | 2022 | Fixed Price Lump Sum | FURNISHINGS | Generally | Play Equipment; Including Finishes, Foundations, Earthworks, Waterproofing, Frames, Fixings, Fittings, Accessories And All Ancillary Works As Necessary; Type Pe50; Springer; Springie Nest Rocker Ssd020 | 1 | Nr | AED | 15537
2022-04 | 2 | 2.0377 |  | United Arab Emirates | Dubai | Hard & Soft Landscaping | Al Furjan | Package 13 | NAKHEEL | Desert Landscape | Tender | 2022 | Fixed Price Lump Sum | FURNISHINGS | Generally | Play Equipment; Including Finishes, Foundations, Earthworks, Waterproofing, Frames, Fixings, Fittings, Accessories And All Ancillary Works As Necessary; Type Pe52; Multi-Play; Playhouses J224 | 1 | Nr | AED | 36919
2022-04 | 2 | 2.0377 |  | United Arab Emirates | Dubai | Hard & Soft Landscaping | Al Furjan | Package 13 | NAKHEEL | Desert Landscape | Tender | 2022 | Fixed Price Lump Sum | FURNISHINGS | Generally | Play Equipment; Including Finishes, Foundations, Earthworks, Waterproofing, Frames, Fixings, Fittings, Accessories And All Ancillary Works As Necessary; Type Pe56; Multi-Play; Double Toddlers Castle | 1 | Nr | AED | 91444
2022-04 | 2 | 2.0377 |  | United Arab Emirates | Dubai | Hard & Soft Landscaping | Al Furjan | Package 13 | NAKHEEL | Desert Landscape | Tender | 2022 | Fixed Price Lump Sum | FURNISHINGS | Generally | Play Equipment; Including Finishes, Foundations, Earthworks, Waterproofing, Frames, Fixings, Fittings, Accessories And All Ancillary Works As Necessary; Type Pe58; Multi-Play; Cloud Climber | 1 | Nr | AED | 11743
2022-04 | 2 | 2.0377 |  | United Arab Emirates | Dubai | Hard & Soft Landscaping | Al Furjan | Package 13 | NAKHEEL | Desert Landscape | Tender | 2022 | Fixed Price Lump Sum | FURNISHINGS | Generally | Play Equipment; Including Finishes, Foundations, Earthworks, Waterproofing, Frames, Fixings, Fittings, Accessories And All Ancillary Works As Necessary; Type Pe59; Springer; Flower Springer Ssb150 | 1 | Nr | AED | 11044
2022-04 | 2 | 2.0378 |  | United Arab Emirates | Dubai | Hard & Soft Landscaping | Al Furjan | Package 13 | NAKHEEL | Desert Landscape | Tender | 2022 | Fixed Price Lump Sum | FURNISHINGS | Generally | Sports Equipment; Including Finishes, Foundations, Earthworks, Waterproofing, Frames, Fixings, Fittings, Accessories And All Ancillary Works As Necessary; Type Sp02; Basket Ball Stand 1 - 080921M | 1 | Nr | AED | 8490
2022-04 | 2 | 2.0378 |  | United Arab Emirates | Dubai | Hard & Soft Landscaping | Al Furjan | Package 13 | NAKHEEL | Desert Landscape | Tender | 2022 | Fixed Price Lump Sum | FURNISHINGS | Generally | Sports Equipment; Including Finishes, Foundations, Earthworks, Waterproofing, Frames, Fixings, Fittings, Accessories And All Ancillary Works As Necessary; Type Sp03; Outdoor Tennis Table - Pingout Table -Pingmal | 3 | Nr | AED | 16793
2022-04 | 2 | 2.0378 |  | United Arab Emirates | Dubai | Hard & Soft Landscaping | Al Furjan | Package 13 | NAKHEEL | Desert Landscape | Tender | 2022 | Fixed Price Lump Sum | FURNISHINGS | Generally | Fitness Equipment; Including Finishes, Foundations, Earthworks, Waterproofing, Frames, Fixings, Fittings, Accessories And All Ancillary Works As Necessary; Type Fe01; Street Workout M - 081655M | 2 | Nr | AED | 26688
2022-04 | 2 | 2.0378 |  | United Arab Emirates | Dubai | Hard & Soft Landscaping | Al Furjan | Package 13 | NAKHEEL | Desert Landscape | Tender | 2022 | Fixed Price Lump Sum | FURNISHINGS | Generally | Fitness Equipment; Including Finishes, Foundations, Earthworks, Waterproofing, Frames, Fixings, Fittings, Accessories And All Ancillary Works As Necessary; Type Fe02; Monkey Bars - 081230M | 2 | Nr | AED | 27903
2022-04 | 2 | 2.0378 |  | United Arab Emirates | Dubai | Hard & Soft Landscaping | Al Furjan | Package 13 | NAKHEEL | Desert Landscape | Tender | 2022 | Fixed Price Lump Sum | FURNISHINGS | Generally | Fitness Equipment; Including Finishes, Foundations, Earthworks, Waterproofing, Frames, Fixings, Fittings, Accessories And All Ancillary Works As Necessary; Type Fe03; Push Up - Inclusive - 081225M | 2 | Nr | AED | 7506
2022-04 | 2 | 2.0378 |  | United Arab Emirates | Dubai | Hard & Soft Landscaping | Al Furjan | Package 13 | NAKHEEL | Desert Landscape | Tender | 2022 | Fixed Price Lump Sum | FURNISHINGS | Generally | Fitness Equipment; Including Finishes, Foundations, Earthworks, Waterproofing, Frames, Fixings, Fittings, Accessories And All Ancillary Works As Necessary; Type Fe04; Back N'Abs - 081210M | 1 | Nr | AED | 17761
2022-04 | 2 | 2.0378 |  | United Arab Emirates | Dubai | Hard & Soft Landscaping | Al Furjan | Package 13 | NAKHEEL | Desert Landscape | Tender | 2022 | Fixed Price Lump Sum | FURNISHINGS | Generally | Fitness Equipment; Including Finishes, Foundations, Earthworks, Waterproofing, Frames, Fixings, Fittings, Accessories And All Ancillary Works As Necessary; Type Fe05; Box M - 081471M | 2 | Nr | AED | 13319
2022-04 | 2 | 2.0378 |  | United Arab Emirates | Dubai | Hard & Soft Landscaping | Al Furjan | Package 13 | NAKHEEL | Desert Landscape | Tender | 2022 | Fixed Price Lump Sum | SITE WORK | Excavation | Excavation Of Trenches For Irrigation Pipe Line Runs Below Ground Complete Including Earthwork, Backfilling With Selected Material, Compaction, Warning Tape, Disposal Of Surplus Material And All Ancillary Works As Necessary; Average Depth Of Trench Not Less Than 500Mm But Not Exceeding 1000Mm | 21547 | m | AED | 5
2022-04 | 2 | 2.0378 |  | United Arab Emirates | Dubai | Hard & Soft Landscaping | Al Furjan | Package 13 | NAKHEEL | Desert Landscape | Tender | 2022 | Fixed Price Lump Sum | SITE WORK | Excavation | Excavation Of Trenches For Irrigation Pipe Line Runs Below Ground Complete Including Earthwork, Backfilling With Selected Material, Compaction, Warning Tape, Disposal Of Surplus Material And All Ancillary Works As Necessary; Average Depth Of Trench Not Less Than 1000Mm To Irrigation Main Line | 1508 | m | AED | 21
2022-04 | 2 | 2.0378 |  | United Arab Emirates | Dubai | Hard & Soft Landscaping | Al Furjan | Package 13 | NAKHEEL | Desert Landscape | Tender | 2022 | Fixed Price Lump Sum | SITE WORK | Underground drainage | Beds And Surrounds With Compacted Sand And Selected Backfill Materials Including Warning Tape To Following Upvc Underground Irrigation And Sub Main Line Water Pipes And Fittings; Size 1" Diameter Pipes | 17137 | m | AED | 1
2022-04 | 2 | 2.0379 |  | United Arab Emirates | Dubai | Hard & Soft Landscaping | Al Furjan | Package 13 | NAKHEEL | Desert Landscape | Tender | 2022 | Fixed Price Lump Sum | SITE WORK | Underground drainage | Beds And Surrounds With Compacted Sand And Selected Backfill Materials Including Warning Tape To Following Upvc Underground Irrigation And Sub Main Line Water Pipes And Fittings; Size 1 1/2" Diameter Pipes | 2223 | m | AED | 1
2022-04 | 2 | 2.0379 |  | United Arab Emirates | Dubai | Hard & Soft Landscaping | Al Furjan | Package 13 | NAKHEEL | Desert Landscape | Tender | 2022 | Fixed Price Lump Sum | SITE WORK | Underground drainage | Beds And Surrounds With Compacted Sand And Selected Backfill Materials Including Warning Tape To Following Upvc Underground Irrigation And Sub Main Line Water Pipes And Fittings; Size 2" Diameter Pipes | 1154 | m | AED | 1
2022-04 | 2 | 2.0379 |  | United Arab Emirates | Dubai | Hard & Soft Landscaping | Al Furjan | Package 13 | NAKHEEL | Desert Landscape | Tender | 2022 | Fixed Price Lump Sum | SITE WORK | Underground drainage | Beds And Surrounds With Compacted Sand And Selected Backfill Materials Including Warning Tape To Following Upvc Underground Irrigation And Sub Main Line Water Pipes And Fittings; Size 3" Diameter Pipes | 1031 | m | AED | 1
2022-04 | 2 | 2.0379 |  | United Arab Emirates | Dubai | Hard & Soft Landscaping | Al Furjan | Package 13 | NAKHEEL | Desert Landscape | Tender | 2022 | Fixed Price Lump Sum | SITE WORK | Underground drainage | Beds And Surrounds With Compacted Sand And Selected Backfill Materials Free From Lumps & Stones Minimum Of 150Mm, Including Selected Sand Bedding To Following Pvc-U Underground Irrigation And Sub Main Line Water Pipes And Fittings; Size 1" Diameter Pipes | 2 | m | AED | 3
2022-04 | 2 | 2.0379 |  | United Arab Emirates | Dubai | Hard & Soft Landscaping | Al Furjan | Package 13 | NAKHEEL | Desert Landscape | Tender | 2022 | Fixed Price Lump Sum | SITE WORK | Underground drainage | Beds And Surrounds With Compacted Sand And Selected Backfill Materials Free From Lumps & Stones Minimum Of 150Mm, Including Selected Sand Bedding To Following Pvc-U Underground Irrigation And Sub Main Line Water Pipes And Fittings; Size 2" Diameter Pipes | 7 | m | AED | 3
2022-04 | 2 | 2.0379 |  | United Arab Emirates | Dubai | Hard & Soft Landscaping | Al Furjan | Package 13 | NAKHEEL | Desert Landscape | Tender | 2022 | Fixed Price Lump Sum | SITE WORK | Underground drainage | Beds And Surrounds With Compacted Sand And Selected Backfill Materials Free From Lumps & Stones Minimum Of 150Mm, Including Selected Sand Bedding To Following Pvc-U Underground Irrigation And Sub Main Line Water Pipes And Fittings; Size 3" Diameter Pipes | 22 | m | AED | 3
2022-04 | 2 | 2.0379 |  | United Arab Emirates | Dubai | Hard & Soft Landscaping | Al Furjan | Package 13 | NAKHEEL | Desert Landscape | Tender | 2022 | Fixed Price Lump Sum | SITE WORK | Underground drainage | Beds And Surrounds With Compacted Sand And Selected Backfill Materials Free From Lumps & Stones Minimum Of 150Mm, Including Selected Sand Bedding To Following Pvc-U Underground Irrigation And Sub Main Line Water Pipes And Fittings; Size 4" Diameter Pipes | 174 | m | AED | 3
2022-04 | 2 | 2.0379 |  | United Arab Emirates | Dubai | Hard & Soft Landscaping | Al Furjan | Package 13 | NAKHEEL | Desert Landscape | Tender | 2022 | Fixed Price Lump Sum | SITE WORK | Underground drainage | Beds And Surrounds With Compacted Sand And Selected Backfill Materials Free From Lumps & Stones Minimum Of 150Mm, Including Selected Sand Bedding To Following Pvc-U Underground Irrigation And Sub Main Line Water Pipes And Fittings; Size 6" Diameter Pipes | 1303 | m | AED | 3
2022-04 | 2 | 2.0379 |  | United Arab Emirates | Dubai | Hard & Soft Landscaping | Al Furjan | Package 13 | NAKHEEL | Desert Landscape | Tender | 2022 | Fixed Price Lump Sum | SITE WORK | Landscaping | Main Line Pvc-U Class E, Pn15 Pipes And Fittings Including All Ancillary Works As Necessary; Laid In Trenches (Measured Elsewhere); Size 1" Diameter Pipes | 2 | m | AED | 5
2022-04 | 2 | 2.0379 |  | United Arab Emirates | Dubai | Hard & Soft Landscaping | Al Furjan | Package 13 | NAKHEEL | Desert Landscape | Tender | 2022 | Fixed Price Lump Sum | SITE WORK | Landscaping | Main Line Pvc-U Class E, Pn15 Pipes And Fittings Including All Ancillary Works As Necessary; Laid In Trenches (Measured Elsewhere); Size 2" Diameter Pipes | 7 | m | AED | 26
2022-04 | 2 | 2.038 |  | United Arab Emirates | Dubai | Hard & Soft Landscaping | Al Furjan | Package 13 | NAKHEEL | Desert Landscape | Tender | 2022 | Fixed Price Lump Sum | SITE WORK | Landscaping | Main Line Pvc-U Class E, Pn15 Pipes And Fittings Including All Ancillary Works As Necessary; Laid In Trenches (Measured Elsewhere); Size 3" Diameter Pipes | 22 | m | AED | 21
2022-04 | 2 | 2.038 |  | United Arab Emirates | Dubai | Hard & Soft Landscaping | Al Furjan | Package 13 | NAKHEEL | Desert Landscape | Tender | 2022 | Fixed Price Lump Sum | SITE WORK | Landscaping | Main Line Pvc-U Class E, Pn15 Pipes And Fittings Including All Ancillary Works As Necessary; Laid In Trenches (Measured Elsewhere); Size 4" Diameter Pipes | 174 | m | AED | 32
2022-04 | 2 | 2.038 |  | United Arab Emirates | Dubai | Hard & Soft Landscaping | Al Furjan | Package 13 | NAKHEEL | Desert Landscape | Tender | 2022 | Fixed Price Lump Sum | SITE WORK | Landscaping | Main Line Pvc-U Class E, Pn15 Pipes And Fittings Including All Ancillary Works As Necessary; Laid In Trenches (Measured Elsewhere); Size 6" Diameter Pipes | 1303 | m | AED | 62
2022-04 | 2 | 2.038 |  | United Arab Emirates | Dubai | Hard & Soft Landscaping | Al Furjan | Package 13 | NAKHEEL | Desert Landscape | Tender | 2022 | Fixed Price Lump Sum | SITE WORK | Landscaping | Irrigation Drip And Sprinkler Line Pvc-U Class E Pn 15 Pipes And Fittings; Including All Ancillary Works As Necessary; Laid In Trenches (Measured Elsewhere); Size 1" Diameter Pipes | 15337 | m | AED | 5
2022-04 | 2 | 2.038 |  | United Arab Emirates | Dubai | Hard & Soft Landscaping | Al Furjan | Package 13 | NAKHEEL | Desert Landscape | Tender | 2022 | Fixed Price Lump Sum | SITE WORK | Landscaping | Irrigation Drip Line And Sprinkler Line Pvc-U Class D Pn12 Pipes And Fittings; Including Thrust Block And All Ancillary Works As Necessary; Laid In Trenches (Measured Elsewhere); Size 1 1/2" Diameter Pipes | 2223 | m | AED | 7
2022-04 | 2 | 2.038 |  | United Arab Emirates | Dubai | Hard & Soft Landscaping | Al Furjan | Package 13 | NAKHEEL | Desert Landscape | Tender | 2022 | Fixed Price Lump Sum | SITE WORK | Landscaping | Irrigation Drip Line And Sprinkler Line Pvc-U Class D Pn12 Pipes And Fittings; Including Thrust Block And All Ancillary Works As Necessary; Laid In Trenches (Measured Elsewhere); Size 2" Diameter Pipes | 1154 | m | AED | 9
2022-04 | 2 | 2.038 |  | United Arab Emirates | Dubai | Hard & Soft Landscaping | Al Furjan | Package 13 | NAKHEEL | Desert Landscape | Tender | 2022 | Fixed Price Lump Sum | SITE WORK | Landscaping | Irrigation Drip Line And Sprinkler Line Pvc-U Class D Pn12 Pipes And Fittings; Including Thrust Block And All Ancillary Works As Necessary; Laid In Trenches (Measured Elsewhere); Size 3" Diameter Pipes | 1031 | m | AED | 17
2022-04 | 2 | 2.038 |  | United Arab Emirates | Dubai | Hard & Soft Landscaping | Al Furjan | Package 13 | NAKHEEL | Desert Landscape | Tender | 2022 | Fixed Price Lump Sum | SITE WORK | Landscaping | Irrigation Drip System; Including Ldpe Inline Pressure Compensating Emitter Tubing, Drip Lines, Drip Risers Connections, Supports, Fittings, Accessories And All Ancillary Works As Necessary; To Trees; As Detail 01 | 829 | Nr | AED | 54
2022-04 | 2 | 2.038 |  | United Arab Emirates | Dubai | Hard & Soft Landscaping | Al Furjan | Package 13 | NAKHEEL | Desert Landscape | Tender | 2022 | Fixed Price Lump Sum | SITE WORK | Landscaping | Irrigation Drip System; Including Ldpe Inline Pressure Compensating Emitter Tubing, Drip Lines, Drip Risers Connections, Supports, Fittings, Accessories And All Ancillary Works As Necessary; To Shrubs, Ground Cover, Herbs And Grass (Approx. Area = 24740.5M²); As Detail 03 | 554 | Nr | AED | 225
2022-04 | 2 | 2.038 |  | United Arab Emirates | Dubai | Hard & Soft Landscaping | Al Furjan | Package 13 | NAKHEEL | Desert Landscape | Tender | 2022 | Fixed Price Lump Sum | SITE WORK | Landscaping | Drip Valve; Including Valve Box, Excavation, Backfilling, Fittings, Accessories And All Ancillary Works As Necessary; Size 25Mm Diameter Pipes For Palms/Trees; Ref. Dt | 4 | Nr | AED | 1661
2022-04 | 2 | 2.0381 |  | United Arab Emirates | Dubai | Hard & Soft Landscaping | Al Furjan | Package 13 | NAKHEEL | Desert Landscape | Tender | 2022 | Fixed Price Lump Sum | SITE WORK | Landscaping | Drip Valve; Including Valve Box, Excavation, Backfilling, Fittings, Accessories And All Ancillary Works As Necessary; Size 40Mm Diameter Pipes For Palms/Trees; Ref. Dt | 3 | Nr | AED | 1962
2022-04 | 2 | 2.0381 |  | United Arab Emirates | Dubai | Hard & Soft Landscaping | Al Furjan | Package 13 | NAKHEEL | Desert Landscape | Tender | 2022 | Fixed Price Lump Sum | SITE WORK | Landscaping | Drip Valve; Including Valve Box, Excavation, Backfilling, Fittings, Accessories And All Ancillary Works As Necessary; Size 40Mm Diameter Pipes For Shrubs/Ground Cover; Ref. Dv | 2 | Nr | AED | 1962
2022-04 | 2 | 2.0381 |  | United Arab Emirates | Dubai | Hard & Soft Landscaping | Al Furjan | Package 13 | NAKHEEL | Desert Landscape | Tender | 2022 | Fixed Price Lump Sum | SITE WORK | Landscaping | Drip Valve; Including Valve Box, Excavation, Backfilling, Fittings, Accessories And All Ancillary Works As Necessary; Size 50Mm Diameter Pipes For Shrubs/Ground Cover; Ref. Dv | 15 | Nr | AED | 2358
2022-04 | 2 | 2.0381 |  | United Arab Emirates | Dubai | Hard & Soft Landscaping | Al Furjan | Package 13 | NAKHEEL | Desert Landscape | Tender | 2022 | Fixed Price Lump Sum | SITE WORK | Underground drainage | Rotary Valve; Including Valve Box, Excavation, Backfilling, Fittings, Accessories And All Ancillary Works As Necessary; Size 40Mm Diameter Pipes; Ref. Rt | 2 | Nr | AED | 1304
2022-04 | 2 | 2.0381 |  | United Arab Emirates | Dubai | Hard & Soft Landscaping | Al Furjan | Package 13 | NAKHEEL | Desert Landscape | Tender | 2022 | Fixed Price Lump Sum | SITE WORK | Underground drainage | Rotary Valve; Including Valve Box, Excavation, Backfilling, Fittings, Accessories And All Ancillary Works As Necessary; Size 50Mm Diameter Pipes; Ref. Rt | 2 | Nr | AED | 1557
2022-04 | 2 | 2.0381 |  | United Arab Emirates | Dubai | Hard & Soft Landscaping | Al Furjan | Package 13 | NAKHEEL | Desert Landscape | Tender | 2022 | Fixed Price Lump Sum | SITE WORK | Landscaping | Sprinkler; Including Fittings, Accessories And All Ancillary Works As Necessary; R-Van 14; Rotary 2500Mm To 4500Mm | 37 | Nr | AED | 97
2022-04 | 2 | 2.0381 |  | United Arab Emirates | Dubai | Hard & Soft Landscaping | Al Furjan | Package 13 | NAKHEEL | Desert Landscape | Tender | 2022 | Fixed Price Lump Sum | SITE WORK | Landscaping | Sprinkler; Including Fittings, Accessories And All Ancillary Works As Necessary; R-Van 14-360; Rotary 2500Mm To 4500Mm | 35 | Nr | AED | 97
2022-04 | 2 | 2.0381 |  | United Arab Emirates | Dubai | Hard & Soft Landscaping | Al Furjan | Package 13 | NAKHEEL | Desert Landscape | Tender | 2022 | Fixed Price Lump Sum | SITE WORK | Landscaping | Sprinkler; Including Fittings, Accessories And All Ancillary Works As Necessary; R-Van 18; Rotary 3300Mm To 5500Mm | 27 | Nr | AED | 97
2022-04 | 2 | 2.0381 |  | United Arab Emirates | Dubai | Hard & Soft Landscaping | Al Furjan | Package 13 | NAKHEEL | Desert Landscape | Tender | 2022 | Fixed Price Lump Sum | SITE WORK | Landscaping | Sprinkler; Including Fittings, Accessories And All Ancillary Works As Necessary; R-Van 18-360; Rotary 3300Mm To 5500Mm | 29 | Nr | AED | 97
2022-04 | 2 | 2.0381 |  | United Arab Emirates | Dubai | Hard & Soft Landscaping | Al Furjan | Package 13 | NAKHEEL | Desert Landscape | Tender | 2022 | Fixed Price Lump Sum | SITE WORK | Landscaping | Sprinkler; Including Fittings, Accessories And All Ancillary Works As Necessary; R-Van 24; Rotary 5200Mm To 7300Mm | 146 | Nr | AED | 97
2022-04 | 2 | 2.0382 |  | United Arab Emirates | Dubai | Hard & Soft Landscaping | Al Furjan | Package 13 | NAKHEEL | Desert Landscape | Tender | 2022 | Fixed Price Lump Sum | SITE WORK | Landscaping | Sprinkler; Including Fittings, Accessories And All Ancillary Works As Necessary; R-Van 24-360; Rotary 5200Mm To 7300Mm | 19 | Nr | AED | 97
2022-04 | 2 | 2.0382 |  | United Arab Emirates | Dubai | Hard & Soft Landscaping | Al Furjan | Package 13 | NAKHEEL | Desert Landscape | Tender | 2022 | Fixed Price Lump Sum | SITE WORK | Landscaping | Pull Box; Including Excavation, Backfilling, Fittings, Accessories And All Ancillary Works As Necessary; Fixed To Irrigation Conduit | 17 | Nr | AED | 233
2022-04 | 2 | 2.0382 |  | United Arab Emirates | Dubai | Hard & Soft Landscaping | Al Furjan | Package 13 | NAKHEEL | Desert Landscape | Tender | 2022 | Fixed Price Lump Sum | SITE WORK | Landscaping | Control Cables Conduit Pipes Including Termination, Fixings, Supports And All Ancillary Works As Necessary; Upvc Class D Pn9, 1" Diameter | 1800 | m | AED | 15
2022-04 | 2 | 2.0382 |  | United Arab Emirates | Dubai | Hard & Soft Landscaping | Al Furjan | Package 13 | NAKHEEL | Desert Landscape | Tender | 2022 | Fixed Price Lump Sum | SITE WORK | Landscaping | Flow Sensing Decoder Controller; Complete With Junction Box, Gprs, Power Supply Cable, Connections, Conduits, Termination, Grounding, Accessories And All Ancillary Works As Necessary; Flow Sensing Decoder; D | 1 | Nr | AED | 24911
2022-04 | 2 | 2.0382 |  | United Arab Emirates | Dubai | Hard & Soft Landscaping | Al Furjan | Package 13 | NAKHEEL | Desert Landscape | Tender | 2022 | Fixed Price Lump Sum | SITE WORK | Landscaping | Control Point; Complete With Junction Box, Master Valve, Flow Sensor, Power Supply Cable, Connections, Conduits, Termination, Grounding, Accessories And All Ancillary Works As Necessary; Control Point; Cp | 1 | Nr | AED | 15104
2022-04 | 2 | 2.0382 |  | United Arab Emirates | Dubai | Hard & Soft Landscaping | Al Furjan | Package 13 | NAKHEEL | Desert Landscape | Tender | 2022 | Fixed Price Lump Sum | MECHANICAL ENGINEERING INSTALLATIONS | Equipment | Cell Modem - Sim Card Integrated; Complete With Junction Box, Power Supply Cable, Connections, Conduits, Termination, Grounding, Accessories And All Ancillary Works As Necessary; Cell Modem; Ref. Cm | 1 | Nr | AED | 7185
2022-04 | 2 | 2.0382 |  | United Arab Emirates | Dubai | Hard & Soft Landscaping | Al Furjan | Package 13 | NAKHEEL | Desert Landscape | Tender | 2022 | Fixed Price Lump Sum | SITE WORK | Landscaping | Cloud Central Control System; Complete With Junction Box, Power Supply Cable, Connections, Conduits, Termination, Grounding, Accessories And All Ancillary Works As Necessary; Cloud Central Control System; Ref. Cc | 1 | Nr | AED | 23606
2022-04 | 2 | 2.0382 |  | United Arab Emirates | Dubai | Hard & Soft Landscaping | Al Furjan | Package 13 | NAKHEEL | Desert Landscape | Tender | 2022 | Fixed Price Lump Sum | SITE WORK | Landscaping | Solar Powered Irrigation Controller; Complete With Junction Box, Power Supply Cable, Connections, Conduits, Termination, Grounding, Accessories And All Ancillary Works As Necessary; Solar Powered Irrigation Controller; Ref. Sp | 1 | Nr | AED | 6327
2022-04 | 2 | 2.0382 |  | United Arab Emirates | Dubai | Hard & Soft Landscaping | Al Furjan | Package 13 | NAKHEEL | Desert Landscape | Tender | 2022 | Fixed Price Lump Sum | MECHANICAL ENGINEERING INSTALLATIONS | Automatic controls | Power Supply Cable To Irrigation Controller Including Accessories And All Ancillary Works As Necessary; Power Supply To Irrigation Controller From The Existing Electric Panel Including Cables And Termination | 1 | Item | AED | 16464
2022-04 | 2 | 2.0382 |  | United Arab Emirates | Dubai | Hard & Soft Landscaping | Al Furjan | Package 13 | NAKHEEL | Desert Landscape | Tender | 2022 | Fixed Price Lump Sum | SITE WORK | Landscaping | Point Of Connection To Infra Irrigation Water Source; Including Connections, Accessories And All Ancillary Works As Necessary; Size 6" Diameter Pipe | 1 | Nr | AED | 4754
2022-04 | 2 | 2.0383 |  | United Arab Emirates | Dubai | Hard & Soft Landscaping | Al Furjan | Package 13 | NAKHEEL | Desert Landscape | Tender | 2022 | Fixed Price Lump Sum | ELECTRICAL ENGINEERING INSTALLATIONS | Equipment | Equipment; Including Fixings, Supports, Accessories And All Ancillary Works As Necessary; Distribution Boards; Ls-Db-01 (P13) | 1 | Nr | AED | 11310
2022-04 | 2 | 2.0383 |  | United Arab Emirates | Dubai | Hard & Soft Landscaping | Al Furjan | Package 13 | NAKHEEL | Desert Landscape | Tender | 2022 | Fixed Price Lump Sum | ELECTRICAL ENGINEERING INSTALLATIONS | Equipment | Equipment; Including Fixings, Supports, Accessories And All Ancillary Works As Necessary; Distribution Boards; Ls-Db-02 (P13) | 1 | Nr | AED | 11310
2022-04 | 2 | 2.0383 |  | United Arab Emirates | Dubai | Hard & Soft Landscaping | Al Furjan | Package 13 | NAKHEEL | Desert Landscape | Tender | 2022 | Fixed Price Lump Sum | ELECTRICAL ENGINEERING INSTALLATIONS | Equipment | Equipment; Including Fixings, Supports, Accessories And All Ancillary Works As Necessary; Distribution Boards; Ls-Db-03 (P13) | 1 | Nr | AED | 13640
2022-04 | 2 | 2.0383 |  | United Arab Emirates | Dubai | Hard & Soft Landscaping | Al Furjan | Package 13 | NAKHEEL | Desert Landscape | Tender | 2022 | Fixed Price Lump Sum | ELECTRICAL ENGINEERING INSTALLATIONS | Equipment | Equipment; Including Fixings, Supports, Accessories And All Ancillary Works As Necessary; Distribution Boards; Ls-Db-04 (P13) | 1 | Nr | AED | 8543
2022-04 | 2 | 2.0383 |  | United Arab Emirates | Dubai | Hard & Soft Landscaping | Al Furjan | Package 13 | NAKHEEL | Desert Landscape | Tender | 2022 | Fixed Price Lump Sum | ELECTRICAL ENGINEERING INSTALLATIONS | Final sub-circuits and auxiliary installations | Containment; Including Fixings, Supports, Accessories And All Ancillary Works As Necessary; 2 Way 4" Ø Duct For Landscape Lighting Lv Cables Encased In Concrete | 134 | m | AED | 158
2022-04 | 2 | 2.0383 |  | United Arab Emirates | Dubai | Hard & Soft Landscaping | Al Furjan | Package 13 | NAKHEEL | Desert Landscape | Tender | 2022 | Fixed Price Lump Sum | ELECTRICAL ENGINEERING INSTALLATIONS | Final sub-circuits and auxiliary installations | Earthing System Installation; Earthing System; Including Earthworks, Fixings, Cables, Bondings, Earth Pits, Accessories And All Ancillary Works As Necessary; Earth System; To Landscape Lighting; Complete | 1 | Item | AED | 15686
2022-04 | 2 | 2.0383 |  | United Arab Emirates | Dubai | Hard & Soft Landscaping | Al Furjan | Package 13 | NAKHEEL | Desert Landscape | Tender | 2022 | Fixed Price Lump Sum | ELECTRICAL ENGINEERING INSTALLATIONS | Final sub-circuits and auxiliary installations | Cables And Conduits To Termination Points; Including Terminations, Fixings, Supports, Hangers, Accessories And All Ancillary Works As Necessary; From Db To Type La(1) | 226 | Nr | AED | 1170
2022-04 | 2 | 2.0383 |  | United Arab Emirates | Dubai | Hard & Soft Landscaping | Al Furjan | Package 13 | NAKHEEL | Desert Landscape | Tender | 2022 | Fixed Price Lump Sum | ELECTRICAL ENGINEERING INSTALLATIONS | Final sub-circuits and auxiliary installations | Cables And Conduits To Termination Points; Including Terminations, Fixings, Supports, Hangers, Accessories And All Ancillary Works As Necessary; From Db To Type La(2) | 58 | Nr | AED | 1170
2022-04 | 2 | 2.0383 |  | United Arab Emirates | Dubai | Hard & Soft Landscaping | Al Furjan | Package 13 | NAKHEEL | Desert Landscape | Tender | 2022 | Fixed Price Lump Sum | ELECTRICAL ENGINEERING INSTALLATIONS | Final sub-circuits and auxiliary installations | Cables And Conduits To Termination Points; Including Terminations, Fixings, Supports, Hangers, Accessories And All Ancillary Works As Necessary; From Db To Type Lb(1) | 95 | Nr | AED | 1170
2022-04 | 2 | 2.0383 |  | United Arab Emirates | Dubai | Hard & Soft Landscaping | Al Furjan | Package 13 | NAKHEEL | Desert Landscape | Tender | 2022 | Fixed Price Lump Sum | ELECTRICAL ENGINEERING INSTALLATIONS | Final sub-circuits and auxiliary installations | Cables And Conduits To Termination Points; Including Terminations, Fixings, Supports, Hangers, Accessories And All Ancillary Works As Necessary; From Db To Type Lc(1) | 66 | Nr | AED | 1170
2022-04 | 2 | 2.0384 |  | United Arab Emirates | Dubai | Hard & Soft Landscaping | Al Furjan | Package 13 | NAKHEEL | Desert Landscape | Tender | 2022 | Fixed Price Lump Sum | ELECTRICAL ENGINEERING INSTALLATIONS | Final sub-circuits and auxiliary installations | Cables And Conduits To Termination Points; Including Terminations, Fixings, Supports, Hangers, Accessories And All Ancillary Works As Necessary; From Db To Type Ld(1) | 3 | Nr | AED | 1170
2022-04 | 2 | 2.0384 |  | United Arab Emirates | Dubai | Hard & Soft Landscaping | Al Furjan | Package 13 | NAKHEEL | Desert Landscape | Tender | 2022 | Fixed Price Lump Sum | ELECTRICAL ENGINEERING INSTALLATIONS | Final sub-circuits and auxiliary installations | Landscape Lighting; Including Fixings, Supports, Hangers, Accessories And All Ancillary Works As Necessary; Type Lb(1); 13W Led Uplight, Wide Beam, 3000K, Ip67, Ik07 | 95 | Nr | AED | 674
2022-04 | 2 | 2.0384 |  | United Arab Emirates | Dubai | Hard & Soft Landscaping | Al Furjan | Package 13 | NAKHEEL | Desert Landscape | Tender | 2022 | Fixed Price Lump Sum | ELECTRICAL ENGINEERING INSTALLATIONS | Final sub-circuits and auxiliary installations | Landscape Lighting; Including Fixings, Supports, Hangers, Accessories And All Ancillary Works As Necessary; Type Lc(1); 6.7W Led Periskop, 3000K, Ip66, Ik09 | 66 | Nr | AED | 534
2022-04 | 2 | 2.0384 |  | United Arab Emirates | Dubai | Hard & Soft Landscaping | Al Furjan | Package 13 | NAKHEEL | Desert Landscape | Tender | 2022 | Fixed Price Lump Sum | ELECTRICAL ENGINEERING INSTALLATIONS | Accessories | Bollard Lighting; Including Fixings, Fittings, Supports, Bases, Accessories And All Ancillary Works As Necessary; Type La(1); 9.5W Led Bollard, 3000K, Ip66, Ik07 | 226 | Nr | AED | 882
2022-04 | 2 | 2.0384 |  | United Arab Emirates | Dubai | Hard & Soft Landscaping | Al Furjan | Package 13 | NAKHEEL | Desert Landscape | Tender | 2022 | Fixed Price Lump Sum | ELECTRICAL ENGINEERING INSTALLATIONS | Accessories | Bollard Lighting; Including Fixings, Fittings, Supports, Bases, Accessories And All Ancillary Works As Necessary; Type La(2); 4 Meter High Post Top Light | 58 | Nr | AED | 5939
2022-04 | 2 | 2.0384 |  | United Arab Emirates | Dubai | Hard & Soft Landscaping | Al Furjan | Package 13 | NAKHEEL | Desert Landscape | Tender | 2022 | Fixed Price Lump Sum | ELECTRICAL ENGINEERING INSTALLATIONS | Accessories | Amenities Lighting; Including Fixings, Fittings, Supports, Hangers, Poles, Accessories And All Ancillary Works As Necessary; Type Ld(1); 280W Led, Flood Light, Frontal, 3000K, Ip66, Ik08 | 3 | Nr | AED | 5489
2022-04 | 2 | 2.0384 |  | United Arab Emirates | Dubai | Hard & Soft Landscaping | Al Furjan | Package 13 | NAKHEEL | Desert Landscape | Tender | 2022 | Fixed Price Lump Sum | ELECTRICAL ENGINEERING INSTALLATIONS | Main circuits | Connection To Supply Mains Including Cables, Containments, Fixings, Supports, Accessories And All Ancillary Works As Necessary; From Lighting Distribution Board To Existing Power Supply | 1 | Item | AED | 189343
2022-04 | 2 | 2.0384 |  | United Arab Emirates | Dubai | Hard & Soft Landscaping | Al Furjan | Package 13 | NAKHEEL | Desert Landscape | Tender | 2022 | Fixed Price Lump Sum | ELECTRICAL ENGINEERING INSTALLATIONS | Final sub-circuits and auxiliary installations | Power Bollard Lg(1) As Per Add 3 | 2 | Nr | AED | 6348
2022-05 | 2 | 2.0384 |  | United Arab Emirates | Dubai | Hard & Soft Landscaping | Al Furjan | Package 15A | NAKHEEL | Desert Landscape | Tender | 2022 | Fixed Price Lump Sum | SITE WORK | Site preparation | Site Clearance; To Approved Area; Removal Of Debris, Rubbish, Vegetation, Any Existing Foundation And Services And The Like Prior To The Commencement Of Excavation Works; Including Disposal To Approved Location | 26880 | m² | AED | 2
2022-05 | 2 | 2.0384 |  | United Arab Emirates | Dubai | Hard & Soft Landscaping | Al Furjan | Package 15A | NAKHEEL | Desert Landscape | Tender | 2022 | Fixed Price Lump Sum | SITE WORK | Excavation | Excavation Works; Including All Ancillary Works As Necessary; From Site Existing Levels Up To The Proposed Grading Levels; Excavation From Existing Grade Levels Up To Proposed Levels | 1 | Item | AED | 83660
2022-05 | 2 | 2.0385 |  | United Arab Emirates | Dubai | Hard & Soft Landscaping | Al Furjan | Package 15A | NAKHEEL | Desert Landscape | Tender | 2022 | Fixed Price Lump Sum | SITE WORK | Excavation | Excavation Works; Including All Ancillary Works As Necessary; From Site Existing Levels Up To The Proposed Grading Levels; Excavation From Existing Grade Levels Up To Proposed Level (Rate Only) | 1 | m³ | AED | 12.5
2022-05 | 2 | 2.0385 |  | United Arab Emirates | Dubai | Hard & Soft Landscaping | Al Furjan | Package 15A | NAKHEEL | Desert Landscape | Tender | 2022 | Fixed Price Lump Sum | SITE WORK | Excavation | Excavation Works; Including All Ancillary Works As Necessary; From Site Level +0.00 Up To The Required Levels; Excavation To Reduce Levels; Not Exceeding 250Mm Depth; To Paving And Surface Finish Area | 191 | m³ | AED | 7
2022-05 | 2 | 2.0385 |  | United Arab Emirates | Dubai | Hard & Soft Landscaping | Al Furjan | Package 15A | NAKHEEL | Desert Landscape | Tender | 2022 | Fixed Price Lump Sum | SITE WORK | Excavation | Excavation Works; Including All Ancillary Works As Necessary; From Site Level +0.00 Up To The Required Levels; Excavation To Reduce Levels; Over 250Mm But Not Exceeding 500Mm Depth; To Paving And Surface Finish Area | 4028 | m³ | AED | 7
2022-05 | 2 | 2.0385 |  | United Arab Emirates | Dubai | Hard & Soft Landscaping | Al Furjan | Package 15A | NAKHEEL | Desert Landscape | Tender | 2022 | Fixed Price Lump Sum | SITE WORK | Excavation | Excavation Works; Including All Ancillary Works As Necessary; From Site Level +0.00 Up To The Required Levels; Excavation To Reduce Levels; Over 750Mm But Not Exceeding 1000Mm Depth; To Paving And Surface Finish Area | 917 | m³ | AED | 7
2022-05 | 2 | 2.0385 |  | United Arab Emirates | Dubai | Hard & Soft Landscaping | Al Furjan | Package 15A | NAKHEEL | Desert Landscape | Tender | 2022 | Fixed Price Lump Sum | SITE WORK | Excavation | Excavation Works; Including All Ancillary Works As Necessary; From Site Level +0.00 Up To The Required Levels; Excavation To Reduce Level; Over 250Mm But Not Exceeding 500Mm; To Planting Area | 1445 | m³ | AED | 7
2022-05 | 2 | 2.0385 |  | United Arab Emirates | Dubai | Hard & Soft Landscaping | Al Furjan | Package 15A | NAKHEEL | Desert Landscape | Tender | 2022 | Fixed Price Lump Sum | SITE WORK | Excavation | Excavation Works; Including All Ancillary Works As Necessary; From Site Level +0.00 Up To The Required Levels; Excavation To Reduce Level; Over 500Mm But Not Exceeding 750Mm; To Planting Area | 2613 | m³ | AED | 7
2022-05 | 2 | 2.0385 |  | United Arab Emirates | Dubai | Hard & Soft Landscaping | Al Furjan | Package 15A | NAKHEEL | Desert Landscape | Tender | 2022 | Fixed Price Lump Sum | SITE WORK | Excavation | Excavation Works; Including All Ancillary Works As Necessary; From Site Level +0.00 Up To The Required Levels; Excavation To Reduce Level; Over 250Mm But Not Exceeding 500Mm; To Steps | 20 | m³ | AED | 7
2022-05 | 2 | 2.0385 |  | United Arab Emirates | Dubai | Hard & Soft Landscaping | Al Furjan | Package 15A | NAKHEEL | Desert Landscape | Tender | 2022 | Fixed Price Lump Sum | SITE WORK | Excavation | Excavation Works; Including All Ancillary Works As Necessary; From Site Level +0.00 Up To The Required Levels; Trench Excavation; To Receive Foundations | 381 | m³ | AED | 7
2022-05 | 2 | 2.0385 |  | United Arab Emirates | Dubai | Hard & Soft Landscaping | Al Furjan | Package 15A | NAKHEEL | Desert Landscape | Tender | 2022 | Fixed Price Lump Sum | SITE WORK | Excavation | Excavation Works; Including All Ancillary Works As Necessary; From Site Level +0.00 Up To The Required Levels; Pit Excavation; Over 1000Mm But Not Exceeding 1500Mm Depth; To Receive Tree Pits | 722 | m³ | AED | 24
2022-05 | 2 | 2.0385 |  | United Arab Emirates | Dubai | Hard & Soft Landscaping | Al Furjan | Package 15A | NAKHEEL | Desert Landscape | Tender | 2022 | Fixed Price Lump Sum | SITE WORK | Disposal | Disposal Of Unsuitable And Surplus Materials Arising From Excavation; Removed On Site Including A Suitable Tip | 10310 | m³ | AED | 18
2022-05 | 2 | 2.0386 |  | United Arab Emirates | Dubai | Hard & Soft Landscaping | Al Furjan | Package 15A | NAKHEEL | Desert Landscape | Tender | 2022 | Fixed Price Lump Sum | SITE WORK | Disposal | Disposal Of Unsuitable And Surplus Materials Arising From Excavation; Removed Off-Site Material (Rate Only) | 1 | m³ | AED | 18
2022-05 | 2 | 2.0386 |  | United Arab Emirates | Dubai | Hard & Soft Landscaping | Al Furjan | Package 15A | NAKHEEL | Desert Landscape | Tender | 2022 | Fixed Price Lump Sum | SITE WORK | Filling | Filling To Make Up Levels; Including Compaction And All Ancillary Works As Necessary; 150Mm Thick Aggregate Sub-Base Course Compacted To 95% Mdd; To Type Pv01, Pv02, Pp03 And Ep01 | 1575 | m³ | AED | 123
2022-05 | 2 | 2.0386 |  | United Arab Emirates | Dubai | Hard & Soft Landscaping | Al Furjan | Package 15A | NAKHEEL | Desert Landscape | Tender | 2022 | Fixed Price Lump Sum | SITE WORK | Filling | Filling To Make Up Levels; Including Compaction And All Ancillary Works As Necessary; Compacted Sub-Base; To Type At01 And B01 | 618 | m² | AED | 18
2022-05 | 2 | 2.0386 |  | United Arab Emirates | Dubai | Hard & Soft Landscaping | Al Furjan | Package 15A | NAKHEEL | Desert Landscape | Tender | 2022 | Fixed Price Lump Sum | SITE WORK | Filling | Filling To Make Up Levels; Including Compaction And All Ancillary Works As Necessary; 150Mm Thick Compacted Sub-Base; To Type Pb01, Pb02, Pb04 And S01 | 463 | m³ | AED | 123
2022-05 | 2 | 2.0386 |  | United Arab Emirates | Dubai | Hard & Soft Landscaping | Al Furjan | Package 15A | NAKHEEL | Desert Landscape | Tender | 2022 | Fixed Price Lump Sum | SITE WORK | Filling | Filling To Make Up Levels; Including Compaction And All Ancillary Works As Necessary; 150Mm Thick Compacted Sub-Grade; To Type S01 | 153 | m³ | AED | 123
2022-05 | 2 | 2.0386 |  | United Arab Emirates | Dubai | Hard & Soft Landscaping | Al Furjan | Package 15A | NAKHEEL | Desert Landscape | Tender | 2022 | Fixed Price Lump Sum | SITE WORK | Paving and surfacing | Precast Concrete Paving; In Shot Blast Finish; Laid On 50Mm Thick Sharp Sand Bed With 2/3Mm Joint Filled With Sand, 150Mm Thick Aggregate Sub-Base (Measured Separately) And Compacted Existing Sub Grade; Including Grout Mortar, Joint And Edge Treatment And Including All Ancillary Works As Necessary; Type Pv01; Pcc Paver 'Tegula'; Varying Size And Colors A - (15%) 160 X 160 X 80Mm - Light Grey, B - (5%) 120 X 160 X 80Mm - Medium Grey, E - (80%) 160 X 160 X 80Mm - Dark Grey | 4438 | m² | AED | 80
2022-05 | 2 | 2.0386 |  | United Arab Emirates | Dubai | Hard & Soft Landscaping | Al Furjan | Package 15A | NAKHEEL | Desert Landscape | Tender | 2022 | Fixed Price Lump Sum | SITE WORK | Paving and surfacing | Precast Concrete Paving; In Shot Blast Finish; Laid On 50Mm Thick Sharp Sand Bed With 2/3Mm Joint Filled With Sand, 150Mm Thick Aggregate Sub-Base (Measured Separately) And Compacted Existing Sub Grade; Including Grout Mortar, Joint And Edge Treatment And Including All Ancillary Works As Necessary; Type Pv02; Pcc Paver 'Tegula'; Varying Size And Colors A - (15%) 120 X 160 X 60Mm - Light Grey, B - (5%) 120 X 160 X 60Mm - Medium Grey, C - (25%) 160 X 160 X 60Mm - Light Grey, D - (20%) 160 X 160 X 60Mm - Medium Grey, E - (10%) 160 X 160 X 60Mm - Dark Grey, F - (25%) 160 X 240 X 60Mm - Light Grey | 2670 | m² | AED | 77
2022-05 | 2 | 2.0386 |  | United Arab Emirates | Dubai | Hard & Soft Landscaping | Al Furjan | Package 15A | NAKHEEL | Desert Landscape | Tender | 2022 | Fixed Price Lump Sum | SITE WORK | Paving and surfacing | Precast Concrete Paving; In Shot Blast Finish; Laid On 50Mm Thick Sharp Sand Bed With 2/3Mm Joint Filled With Sand, 150Mm Thick Aggregate Sub-Base (Measured Separately) And Compacted Existing Sub Grade; Including Grout Mortar, Joint And Edge Treatment And Including All Ancillary Works As Necessary; Type Pp03; Pcc Paver 'Sienna'; Varying Size In Running Bond Pattern; 80% Light Grey & 20% Medium Grey Color In Different Sizes; A - 240 X 600 X 60Mm; B - 160X200X60Mm; C - 120X200X60Mm; D - 150X120X60Mm; E - 120X120X60Mm Thick | 2541 | m² | AED | 77
2022-05 | 2 | 2.0386 |  | United Arab Emirates | Dubai | Hard & Soft Landscaping | Al Furjan | Package 15A | NAKHEEL | Desert Landscape | Tender | 2022 | Fixed Price Lump Sum | SITE WORK | Paving and surfacing | Precast Concrete Paving Band; In Shot Blast Finish; Laid On 30Mm Thick Mortar Bed With 3-5Mm Color Matched Grout, 150Mm Thick Concrete Base And 150Mm Thick Compacted Sub-Base; Including Grout Mortar, Joint And Edge Treatment And Including All Ancillary Works As Necessary; Type Pb01; In Dark Grey Color; Size 200 X 300 X 80Mm Thick | 10132 | m | AED | 60
2022-05 | 2 | 2.0386 |  | United Arab Emirates | Dubai | Hard & Soft Landscaping | Al Furjan | Package 15A | NAKHEEL | Desert Landscape | Tender | 2022 | Fixed Price Lump Sum | SITE WORK | Paving and surfacing | Precast Concrete Paving Band; In Shot Blast Finish; Laid On 30Mm Thick Mortar Bed With 3-5Mm Color Matched Grout, 150Mm Thick Concrete Base And 150Mm Thick Compacted Sub-Base; Including Grout Mortar, Joint And Edge Treatment And Including All Ancillary Works As Necessary; Type Pb03; In Medium Grey Color; Size 300 X 600 X 80Mm Thick | 75 | m | AED | 77
2022-05 | 2 | 2.0387 |  | United Arab Emirates | Dubai | Hard & Soft Landscaping | Al Furjan | Package 15A | NAKHEEL | Desert Landscape | Tender | 2022 | Fixed Price Lump Sum | SITE WORK | Paving and surfacing | Precast Concrete Paving Band; In Shot Blast Finish; Laid On 30Mm Thick Mortar Bed With 3-5Mm Color Matched Grout, 150Mm Thick Concrete Base And 150Mm Thick Compacted Sub-Base; Including Grout Mortar, Joint And Edge Treatment And Including All Ancillary Works As Necessary; Type Pb04; In Medium Grey Color; Size 200 X 200 X 80Mm Thick | 79 | m | AED | 60
2022-05 | 2 | 2.0387 |  | United Arab Emirates | Dubai | Hard & Soft Landscaping | Al Furjan | Package 15A | NAKHEEL | Desert Landscape | Tender | 2022 | Fixed Price Lump Sum | SITE WORK | Landscaping | Gravel; Non Self Binding-Loose Laid; Natural River Rounded From Wadi Source; Laid On Compacted Existing Grade Layer; Including Accessories And All Ancillary Works As Necessary; Type Ag01; 75-300Mm Diameter Rounded Decorative Gravel Bed; 100Mm Depth | 287 | m² | AED | 155
2022-05 | 2 | 2.0387 |  | United Arab Emirates | Dubai | Hard & Soft Landscaping | Al Furjan | Package 15A | NAKHEEL | Desert Landscape | Tender | 2022 | Fixed Price Lump Sum | SITE WORK | Landscaping | Gravel; Non Self Binding-Loose Laid; Natural River Rounded From Wadi Source; Laid On Compacted Existing Grade Layer; Including Accessories And All Ancillary Works As Necessary; Type Ag02; 14Mm Sieve Size; 100Mm Depth | 1592 | m² | AED | 20
2022-05 | 2 | 2.0387 |  | United Arab Emirates | Dubai | Hard & Soft Landscaping | Al Furjan | Package 15A | NAKHEEL | Desert Landscape | Tender | 2022 | Fixed Price Lump Sum | SITE WORK | Paving and surfacing | Artificial Turf; Comprising Of 2M Wide - 25M Long Club Standard Cricket Mat; Laid On 15Mm Rubber Base, 150Mm Concrete Base With Mesh, Compacted Sub-Base (Measured Separately); Including Surface Preparation, Accessories And All Ancillary Works As Necessary; Type At01; 12Mm Thick | 599 | m² | AED | 208
2022-05 | 2 | 2.0387 |  | United Arab Emirates | Dubai | Hard & Soft Landscaping | Al Furjan | Package 15A | NAKHEEL | Desert Landscape | Tender | 2022 | Fixed Price Lump Sum | SITE WORK | Paving and surfacing | Epdm Surface; 16Mm Thick Top Coat; Over 60-150Mm Thick Black Base Rubber; Laid On 150Mm Thick Aggregate Sub-Base (Measured Separately) And Compacted Existing Grade; Including Accessories And All Ancillary Works As Necessary; Type Ep01; 166Mm Thick Overall | 852 | m² | AED | 542
2022-05 | 2 | 2.0387 |  | United Arab Emirates | Dubai | Hard & Soft Landscaping | Al Furjan | Package 15A | NAKHEEL | Desert Landscape | Tender | 2022 | Fixed Price Lump Sum | SITE WORK | Paving and surfacing | Epdm Surface; 16Mm Thick Top Coat; Over 60-150Mm Thick Black Base Rubber; Laid On 150Mm Thick Aggregate Sub-Base (Measured Separately) And Compacted Existing Grade; Including Accessories And All Ancillary Works As Necessary; Extra Over For Sports Court Line Markings | 113 | m | AED | 35
2022-05 | 2 | 2.0387 |  | United Arab Emirates | Dubai | Hard & Soft Landscaping | Al Furjan | Package 15A | NAKHEEL | Desert Landscape | Tender | 2022 | Fixed Price Lump Sum | SITE WORK | Filling | Silica Sand; In Natural Finish; Laid On150Mm Thick Compacted Sub-Base(Measured Separately) And Compacted Existing Grade; Including Surface Preparation, Accessories And All Ancillary Works As Necessary; Type S01; Light Grey Color; Size 1-3Mm Sieve; 600Mm Thick | 1056 | m² | AED | 81
2022-05 | 2 | 2.0387 |  | United Arab Emirates | Dubai | Hard & Soft Landscaping | Al Furjan | Package 15A | NAKHEEL | Desert Landscape | Tender | 2022 | Fixed Price Lump Sum | SITE WORK | Filling | Silica Sand; In Natural Finish; Laid On150Mm Thick Compacted Sub-Base(Measured Separately) And Compacted Existing Grade; Including Surface Preparation, Accessories And All Ancillary Works As Necessary; Extra Over For Sports Court Line Markings | 172 | m | AED | 35
2022-05 | 2 | 2.0387 |  | United Arab Emirates | Dubai | Hard & Soft Landscaping | Al Furjan | Package 15A | NAKHEEL | Desert Landscape | Tender | 2022 | Fixed Price Lump Sum | SITE WORK | Landscaping | Natural Boulders; Local Quarry Rock; In Natural Finish; Laid On Compacted Sub-Base (Measured Separately); Including Accessories And All Ancillary Works As Necessary; Type B01; In Grey Colour; Varying Size ; A - 400-600Mm Dia, B - 600-800Mm Dia, C - 800-1000Mm Dia, D - 1200-1600Mm Dia | 19 | m² | AED | 195
2022-05 | 2 | 2.0387 |  | United Arab Emirates | Dubai | Hard & Soft Landscaping | Al Furjan | Package 15A | NAKHEEL | Desert Landscape | Tender | 2022 | Fixed Price Lump Sum | SITE WORK | Landscaping | Making Good; To Achieve The Approve Lay-Out Levels; Including Surface Preparation, Accessories And All Ancillary Works As Necessary; Existing Sand | 711 | m² | AED | 4
2022-05 | 2 | 2.0388 |  | United Arab Emirates | Dubai | Hard & Soft Landscaping | Al Furjan | Package 15A | NAKHEEL | Desert Landscape | Tender | 2022 | Fixed Price Lump Sum | SITE WORK | Landscaping | Sundries; Textile Membrane; Non-Woven; To Ag01, Ag02 And B01 | 2955 | m² | AED | 2
2022-05 | 2 | 2.0388 |  | United Arab Emirates | Dubai | Hard & Soft Landscaping | Al Furjan | Package 15A | NAKHEEL | Desert Landscape | Tender | 2022 | Fixed Price Lump Sum | SITE WORK | Landscaping | Sundries; Allow Tie-In Connections For Minor And/Or Ancillary Structures | 1 | Item | AED | 13980
2022-05 | 2 | 2.0388 |  | United Arab Emirates | Dubai | Hard & Soft Landscaping | Al Furjan | Package 15A | NAKHEEL | Desert Landscape | Tender | 2022 | Fixed Price Lump Sum | SITE WORK | Landscaping | Planting Medium Soil; Laid On Compacted Sub Grade; Including All Ancillary Works As Necessary;300Mm Depth; To Lawn And Grass | 1445 | m³ | AED | 29
2022-05 | 2 | 2.0388 |  | United Arab Emirates | Dubai | Hard & Soft Landscaping | Al Furjan | Package 15A | NAKHEEL | Desert Landscape | Tender | 2022 | Fixed Price Lump Sum | SITE WORK | Landscaping | Planting Medium Soil; Laid On Compacted Sub Grade; Including All Ancillary Works As Necessary;500Mm Depth; To Shrubs And Ground Cover | 2606 | m³ | AED | 29
2022-05 | 2 | 2.0388 |  | United Arab Emirates | Dubai | Hard & Soft Landscaping | Al Furjan | Package 15A | NAKHEEL | Desert Landscape | Tender | 2022 | Fixed Price Lump Sum | SITE WORK | Landscaping | Planting Medium Soil; Laid On Compacted Sub Grade; Including All Ancillary Works As Necessary;1200Mm Depth (Minimum); To Tree Pits | 722 | m³ | AED | 29
2022-05 | 2 | 2.0388 |  | United Arab Emirates | Dubai | Hard & Soft Landscaping | Al Furjan | Package 15A | NAKHEEL | Desert Landscape | Tender | 2022 | Fixed Price Lump Sum | SITE WORK | Landscaping | Organic Bark Mulch; Including All Ancillary Works As Necessary; Mulching; 75Mm Thick; To Shrub And Ground Cover | 5213 | m² | AED | 34
2022-05 | 2 | 2.0388 |  | United Arab Emirates | Dubai | Hard & Soft Landscaping | Al Furjan | Package 15A | NAKHEEL | Desert Landscape | Tender | 2022 | Fixed Price Lump Sum | SITE WORK | Landscaping | Organic Bark Mulch; Including All Ancillary Works As Necessary; Mulching; 75Mm Thick; To Trees And Palm Trees | 602 | m² | AED | 34
2022-05 | 2 | 2.0388 |  | United Arab Emirates | Dubai | Hard & Soft Landscaping | Al Furjan | Package 15A | NAKHEEL | Desert Landscape | Tender | 2022 | Fixed Price Lump Sum | SITE WORK | Landscaping | Drainage Aggregate Layer Coarse 10-15Mm Aid.; Including All Ancillary Works As Necessary; Drainage Layer; 300Mm Thick; To Trees And Palm Trees | 602 | m² | AED | 26
2022-05 | 2 | 2.0388 |  | United Arab Emirates | Dubai | Hard & Soft Landscaping | Al Furjan | Package 15A | NAKHEEL | Desert Landscape | Tender | 2022 | Fixed Price Lump Sum | SITE WORK | Landscaping | Trees; Including Support System, Groundkeeper And All Ancillary Works As Necessary; Aca Ara; Gum Arabic Tree (Acacia Arabica); Overall Height 4.0-4.5M; Clear Trunk 1.8M; Min. Caliper 80-100Mm; Local | 19 | Nr | AED | 2170
2022-05 | 2 | 2.0388 |  | United Arab Emirates | Dubai | Hard & Soft Landscaping | Al Furjan | Package 15A | NAKHEEL | Desert Landscape | Tender | 2022 | Fixed Price Lump Sum | SITE WORK | Landscaping | Trees; Including Support System, Groundkeeper And All Ancillary Works As Necessary; Aca Far; Sweet Acacia (Acacia Farnesiana); Overall Height 1.5-2.0M; Clear Trunk 1.5M; Min. Caliper 120-140Mm; Local | 18 | Nr | AED | 7409
2022-05 | 2 | 2.0389 |  | United Arab Emirates | Dubai | Hard & Soft Landscaping | Al Furjan | Package 15A | NAKHEEL | Desert Landscape | Tender | 2022 | Fixed Price Lump Sum | SITE WORK | Landscaping | Trees; Including Support System, Groundkeeper And All Ancillary Works As Necessary; Aza Ind; Neem Tree (Azadirachta Indica); Overall Height 4.0-4.5M; Clear Trunk 1.8M; Min. Caliper; 80-100Mm; Adaptive | 53 | Nr | AED | 1302
2022-05 | 2 | 2.0389 |  | United Arab Emirates | Dubai | Hard & Soft Landscaping | Al Furjan | Package 15A | NAKHEEL | Desert Landscape | Tender | 2022 | Fixed Price Lump Sum | SITE WORK | Landscaping | Trees; Including Support System, Groundkeeper And All Ancillary Works As Necessary; Del Reg; Royal Poinciana (Delonix Regia); Overall Height 4.0-4.5M; Clear Trunk 1.8M; Min. Caliper 80-100Mm; Adaptive | 52 | Nr | AED | 1424
2022-05 | 2 | 2.0389 |  | United Arab Emirates | Dubai | Hard & Soft Landscaping | Al Furjan | Package 15A | NAKHEEL | Desert Landscape | Tender | 2022 | Fixed Price Lump Sum | SITE WORK | Landscaping | Trees; Including Support System, Groundkeeper And All Ancillary Works As Necessary; Mil Hor; Jasmin Tree (Millingtonia Hortensis); Overall Height 4.0-4.5M; Clear Trunk 1.8M; Min. Caliper 80-100Mm; Adaptive | 84 | Nr | AED | 1429
2022-05 | 2 | 2.0389 |  | United Arab Emirates | Dubai | Hard & Soft Landscaping | Al Furjan | Package 15A | NAKHEEL | Desert Landscape | Tender | 2022 | Fixed Price Lump Sum | SITE WORK | Landscaping | Trees; Including Support System, Groundkeeper And All Ancillary Works As Necessary; Par Acu; Mexican Palo Verde (Parkinsonia Aculeata); Overall Height 3.5-4.0M; Clear Trunk 1.5M; Min. Caliper 60-80Mm; Adaptive | 70 | Nr | AED | 1241
2022-05 | 2 | 2.0389 |  | United Arab Emirates | Dubai | Hard & Soft Landscaping | Al Furjan | Package 15A | NAKHEEL | Desert Landscape | Tender | 2022 | Fixed Price Lump Sum | SITE WORK | Landscaping | Trees; Including Support System, Groundkeeper And All Ancillary Works As Necessary; Tec Und; Honey Tree (Tecomella Undulata); Overall Height 3.5-4.0M; Clear Trunk 1.5-2.0M; Min. Caliper 60-80Mm; Adaptive | 65 | Nr | AED | 1057
2022-05 | 2 | 2.0389 |  | United Arab Emirates | Dubai | Hard & Soft Landscaping | Al Furjan | Package 15A | NAKHEEL | Desert Landscape | Tender | 2022 | Fixed Price Lump Sum | SITE WORK | Landscaping | Fruit Trees; Including Support System, Groundkeeper And All Ancillary Works As Necessary; Tam Ind; Tamarind, Tamir Hindi (Tamarindus Indica); Overall Height 4.0-4.5M; Clear Trunk 1.5M; Min. Caliper 80-100Mm; Adaptive | 28 | Nr | AED | 1547
2022-05 | 2 | 2.0389 |  | United Arab Emirates | Dubai | Hard & Soft Landscaping | Al Furjan | Package 15A | NAKHEEL | Desert Landscape | Tender | 2022 | Fixed Price Lump Sum | SITE WORK | Landscaping | Park Trees; Including Support System, Groundkeeper And All Ancillary Works As Necessary; Pro Jul; Mesquite, Safsaf (Prospolis Juliflora); Overall Height 4.0-4.5M; Clear Trunk 1.8M; Min. Caliper 80-100Mm; Local | 29 | Nr | AED | 1473
2022-05 | 2 | 2.0389 |  | United Arab Emirates | Dubai | Hard & Soft Landscaping | Al Furjan | Package 15A | NAKHEEL | Desert Landscape | Tender | 2022 | Fixed Price Lump Sum | SITE WORK | Landscaping | Succulents; Including Additional Earthworks, Fertilizer And All Ancillary Works As Necessary; Aga Ame; Century Plant (Agave Americana); Overall Height 300-400Mm; Min Spread 300-400Mm; Adaptive | 6 | Nr | AED | 46
2022-05 | 2 | 2.0389 |  | United Arab Emirates | Dubai | Hard & Soft Landscaping | Al Furjan | Package 15A | NAKHEEL | Desert Landscape | Tender | 2022 | Fixed Price Lump Sum | SITE WORK | Landscaping | Succulents; Including Additional Earthworks, Fertilizer And All Ancillary Works As Necessary; Aga Att; Foxtail Agave (Agave Attenuata); Overall Height 300-400Mm; Min. Spread 300-400Mm; Adaptive | 2 | Nr | AED | 46
2022-05 | 2 | 2.0389 |  | United Arab Emirates | Dubai | Hard & Soft Landscaping | Al Furjan | Package 15A | NAKHEEL | Desert Landscape | Tender | 2022 | Fixed Price Lump Sum | SITE WORK | Landscaping | Succulents; Including Additional Earthworks, Fertilizer And All Ancillary Works As Necessary; Yuc Fil; Yucca (Yucca Filifera); Overall Height 300-400Mm; Min. Spread 300-400Mm; Adaptive | 11 | Nr | AED | 144
2022-05 | 2 | 2.039 |  | United Arab Emirates | Dubai | Hard & Soft Landscaping | Al Furjan | Package 15A | NAKHEEL | Desert Landscape | Tender | 2022 | Fixed Price Lump Sum | SITE WORK | Landscaping | Shrubs; Including Additional Earthworks, Fertilizer And All Ancillary Works As Necessary; Ade Obe; Desert Rose (Adenium Obesum); Overall Height 400-600Mm; Min. Spread 400-500Mm; Adaptive | 209 | m² | AED | 194
2022-05 | 2 | 2.039 |  | United Arab Emirates | Dubai | Hard & Soft Landscaping | Al Furjan | Package 15A | NAKHEEL | Desert Landscape | Tender | 2022 | Fixed Price Lump Sum | SITE WORK | Landscaping | Shrubs; Including Additional Earthworks, Fertilizer And All Ancillary Works As Necessary; Atr Sem; Salt Bush (Atriplex Semibaccata); Overall Height 300-500Mm; Min. Spread 300-400Mm; Local | 516 | m² | AED | 30
2022-05 | 2 | 2.039 |  | United Arab Emirates | Dubai | Hard & Soft Landscaping | Al Furjan | Package 15A | NAKHEEL | Desert Landscape | Tender | 2022 | Fixed Price Lump Sum | SITE WORK | Landscaping | Shrubs; Including Additional Earthworks, Fertilizer And All Ancillary Works As Necessary; Bou Gla; Paper Flower (Boungainvillea Glabra-Orange); Overall Height 400-600Mm; Min. Spread 400-600Mm; Adaptive | 254 | m² | AED | 39
2022-05 | 2 | 2.039 |  | United Arab Emirates | Dubai | Hard & Soft Landscaping | Al Furjan | Package 15A | NAKHEEL | Desert Landscape | Tender | 2022 | Fixed Price Lump Sum | SITE WORK | Landscaping | Shrubs; Including Additional Earthworks, Fertilizer And All Ancillary Works As Necessary; Cae Pul; Red Bird Of Paradise (Caesalpinia Pulcherrima); Overall Height 400-600Mm; Min. Spread 400-600Mm; Adaptive | 176 | m² | AED | 31
2022-05 | 2 | 2.039 |  | United Arab Emirates | Dubai | Hard & Soft Landscaping | Al Furjan | Package 15A | NAKHEEL | Desert Landscape | Tender | 2022 | Fixed Price Lump Sum | SITE WORK | Landscaping | Shrubs; Including Additional Earthworks, Fertilizer And All Ancillary Works As Necessary; Cle Ine; Wild Jasmine (Clerodendrum Inerme); Overall Height 300-500Mm; Min. Spread 300-500Mm; Adaptive | 216 | m² | AED | 19
2022-05 | 2 | 2.039 |  | United Arab Emirates | Dubai | Hard & Soft Landscaping | Al Furjan | Package 15A | NAKHEEL | Desert Landscape | Tender | 2022 | Fixed Price Lump Sum | SITE WORK | Landscaping | Shrubs; Including Additional Earthworks, Fertilizer And All Ancillary Works As Necessary; Jun Rig; Rush (Juncus Rigidus); Overall Height 400-600Mm; Min. Spread 400-500Mm; Adaptive | 264 | m² | AED | 87
2022-05 | 2 | 2.039 |  | United Arab Emirates | Dubai | Hard & Soft Landscaping | Al Furjan | Package 15A | NAKHEEL | Desert Landscape | Tender | 2022 | Fixed Price Lump Sum | SITE WORK | Landscaping | Shrubs; Including Additional Earthworks, Fertilizer And All Ancillary Works As Necessary; Leu Fru; Texas Sage (Leucophyllum Frutescens); Overall Height 400-600Mm; Min. Spread 400-600Mm; Adaptive | 847 | m² | AED | 38
2022-05 | 2 | 2.039 |  | United Arab Emirates | Dubai | Hard & Soft Landscaping | Al Furjan | Package 15A | NAKHEEL | Desert Landscape | Tender | 2022 | Fixed Price Lump Sum | SITE WORK | Landscaping | Shrubs; Including Additional Earthworks, Fertilizer And All Ancillary Works As Necessary; Pan Ant; Blue Panicum (Panicum Antidotale); Overall Height 400-600Mm; Min. Spread 400-500Mm; Adaptive | 80 | m² | AED | 81
2022-05 | 2 | 2.039 |  | United Arab Emirates | Dubai | Hard & Soft Landscaping | Al Furjan | Package 15A | NAKHEEL | Desert Landscape | Tender | 2022 | Fixed Price Lump Sum | SITE WORK | Landscaping | Shrubs; Including Additional Earthworks, Fertilizer And All Ancillary Works As Necessary; Pul Cri; (Pulicaria Crispa); Overall Height 400-600Mm; Min. Spread 400-600Mm; Adaptive | 407 | m² | AED | 29
2022-05 | 2 | 2.039 |  | United Arab Emirates | Dubai | Hard & Soft Landscaping | Al Furjan | Package 15A | NAKHEEL | Desert Landscape | Tender | 2022 | Fixed Price Lump Sum | SITE WORK | Landscaping | Shrubs; Including Additional Earthworks, Fertilizer And All Ancillary Works As Necessary; Tec Sta; Yellow Bells (Tecoma Stans); Overall Height 400-600Mm; Min. Spread 400-600Mm; Adaptive | 80 | m² | AED | 31
2022-05 | 2 | 2.0391 |  | United Arab Emirates | Dubai | Hard & Soft Landscaping | Al Furjan | Package 15A | NAKHEEL | Desert Landscape | Tender | 2022 | Fixed Price Lump Sum | SITE WORK | Landscaping | Grasses; Including Additional Earthworks, Fertilizer And All Ancillary Works As Necessary; Cen Cil; Dhaman Grass (Cenchrus Ciliaris); Overall Height 300-500Mm; Min. Spread 300-400Mm; Adaptive | 648 | m² | AED | 25
2022-05 | 2 | 2.0391 |  | United Arab Emirates | Dubai | Hard & Soft Landscaping | Al Furjan | Package 15A | NAKHEEL | Desert Landscape | Tender | 2022 | Fixed Price Lump Sum | SITE WORK | Landscaping | Grasses; Including Additional Earthworks, Fertilizer And All Ancillary Works As Necessary; Lom Lon; Mat Rush (Lomandra Longifolia); Overall Height 400-600Mm; Min. Spread 400-500Mm; Adaptive | 72 | m² | AED | 141
2022-05 | 2 | 2.0391 |  | United Arab Emirates | Dubai | Hard & Soft Landscaping | Al Furjan | Package 15A | NAKHEEL | Desert Landscape | Tender | 2022 | Fixed Price Lump Sum | SITE WORK | Landscaping | Grasses; Including Additional Earthworks, Fertilizer And All Ancillary Works As Necessary; Pen Rub; Purple Fountain Grass (Pennisetum Rubrum); Overall Height 300-500; Min. Spread 300-500Mm; Adaptive | 276 | m² | AED | 20
2022-05 | 2 | 2.0391 |  | United Arab Emirates | Dubai | Hard & Soft Landscaping | Al Furjan | Package 15A | NAKHEEL | Desert Landscape | Tender | 2022 | Fixed Price Lump Sum | SITE WORK | Landscaping | Grasses; Including Additional Earthworks, Fertilizer And All Ancillary Works As Necessary; Pen Set; Fountain Grass (Pennisetum Setaceum); Overall Height 300-500Mm; Min. Spread 300-500Mm; Local | 2507 | m² | AED | 18
2022-05 | 2 | 2.0391 |  | United Arab Emirates | Dubai | Hard & Soft Landscaping | Al Furjan | Package 15A | NAKHEEL | Desert Landscape | Tender | 2022 | Fixed Price Lump Sum | SITE WORK | Landscaping | Groundcovers; Including Additional Earthworks, Fertilizer And All Ancillary Works As Necessary; Aer Jav; Kapok Bush (Aerva Javanica); Overall Height 300-500Mm; Spread 300Mm; Adaptive | 364 | m² | AED | 97
2022-05 | 2 | 2.0391 |  | United Arab Emirates | Dubai | Hard & Soft Landscaping | Al Furjan | Package 15A | NAKHEEL | Desert Landscape | Tender | 2022 | Fixed Price Lump Sum | SITE WORK | Landscaping | Groundcovers; Including Additional Earthworks, Fertilizer And All Ancillary Works As Necessary; Rue Cil; Wild Petunia (Ruellia Ciliosa); Overall Height 300-500Mm; Spread 300Mm; Adaptive | 1707 | m² | AED | 18
2022-05 | 2 | 2.0391 |  | United Arab Emirates | Dubai | Hard & Soft Landscaping | Al Furjan | Package 15A | NAKHEEL | Desert Landscape | Tender | 2022 | Fixed Price Lump Sum | SITE WORK | Landscaping | Groundcovers; Including Additional Earthworks, Fertilizer And All Ancillary Works As Necessary; Ses Por; Shoreline Seapurslane (Sesuvium Portulacastrum); Overall Height 100-150Mm; Spread 150Mm; Local | 94 | m² | AED | 16
2022-05 | 2 | 2.0391 |  | United Arab Emirates | Dubai | Hard & Soft Landscaping | Al Furjan | Package 15A | NAKHEEL | Desert Landscape | Tender | 2022 | Fixed Price Lump Sum | SITE WORK | Landscaping | Lawn; Including Additional Earthworks, Fertilizer And All Ancillary Works As Necessary; Pas Vag; Seashore Paspalum (Paspalum Vaginatum); Flat; Adaptive | 1312 | m² | AED | 19
2022-05 | 2 | 2.0391 |  | United Arab Emirates | Dubai | Hard & Soft Landscaping | Al Furjan | Package 15A | NAKHEEL | Desert Landscape | Tender | 2022 | Fixed Price Lump Sum | SITE WORK | Landscaping | Planting Management; Including Protection, Consumables, Accessories And All Ancillary Works As Necessary; Maintenance And Management During Contract Period And Up To Date Of Taking Over | 1 | Item | AED | 40353
2022-05 | 2 | 2.0391 |  | United Arab Emirates | Dubai | Hard & Soft Landscaping | Al Furjan | Package 15A | NAKHEEL | Desert Landscape | Tender | 2022 | Fixed Price Lump Sum | SITE WORK | Landscaping | Planting Management; Including Protection, Consumables, Accessories And All Ancillary Works As Necessary; Maintenance And Management During Defects Liabilities Period | 1 | Item | AED | 186243
2022-05 | 2 | 2.0392 |  | United Arab Emirates | Dubai | Hard & Soft Landscaping | Al Furjan | Package 15A | NAKHEEL | Desert Landscape | Tender | 2022 | Fixed Price Lump Sum | SITE WORK | Landscaping | Sundries; Root Barrier Membrane; 600Mm Depth | 602 | m² | AED | 21
2022-05 | 2 | 2.0392 |  | United Arab Emirates | Dubai | Hard & Soft Landscaping | Al Furjan | Package 15A | NAKHEEL | Desert Landscape | Tender | 2022 | Fixed Price Lump Sum | SITE WORK | Landscaping | Sundries; Tree Stake; Painted Forest Green Colour, 50Mm Dia X 2500Mm Long, (3Nr) | 418 | Nr | AED | 66
2022-05 | 2 | 2.0392 |  | United Arab Emirates | Dubai | Hard & Soft Landscaping | Al Furjan | Package 15A | NAKHEEL | Desert Landscape | Tender | 2022 | Fixed Price Lump Sum | SITE WORK | Landscaping | Sundries; Rubber Cinch Tree Ties (3Nr.) | 418 | Nr | AED | 17
2022-05 | 2 | 2.0392 |  | United Arab Emirates | Dubai | Hard & Soft Landscaping | Al Furjan | Package 15A | NAKHEEL | Desert Landscape | Tender | 2022 | Fixed Price Lump Sum | SITE WORK | Landscaping | Sundries; Geotextile Membrane; Non-Woven; To Tree Pits; Including All Ancillary Works As Necessary | 3812 | m² | AED | 2
2022-05 | 2 | 2.0392 |  | United Arab Emirates | Dubai | Hard & Soft Landscaping | Al Furjan | Package 15A | NAKHEEL | Desert Landscape | Tender | 2022 | Fixed Price Lump Sum | SITE WORK | Landscaping | Plastic Edging, Thickness: 1.905Mm, Height: 5" Between Gravel And Planting (As Per Tender Addendum 3 Item No. 6) | 2483 | m | AED | 13
2022-05 | 2 | 2.0392 |  | United Arab Emirates | Dubai | Hard & Soft Landscaping | Al Furjan | Package 15A | NAKHEEL | Desert Landscape | Tender | 2022 | Fixed Price Lump Sum | METALWORK | Non structural metalwork | Shade Structure; Comprising Of 1.6Mm Thick Uv Stabilized Hdpe Shade Cloth, 250 X 250Mm Ms Sch. 40 Column In Epoxy Paint System Ral 9007; Including 14Mm Ss316 Shackle, Gi Cable, Rc Foundation, Earthworks, Waterproofing, Metal Supports, Fixings, Accessories And All Ancillary Works As Necessary (Measured On Plan); Type Fu06-Ss29 (1 Nr.) | 128 | m² | AED | 268
2022-05 | 2 | 2.0392 |  | United Arab Emirates | Dubai | Hard & Soft Landscaping | Al Furjan | Package 15A | NAKHEEL | Desert Landscape | Tender | 2022 | Fixed Price Lump Sum | METALWORK | Non structural metalwork | Shade Structure; Comprising Of 1.6Mm Thick Uv Stabilized Hdpe Shade Cloth, 250 X 250Mm Ms Sch. 40 Column In Epoxy Paint System Ral 9007; Including 14Mm Ss316 Shackle, Gi Cable, Rc Foundation, Earthworks, Waterproofing, Metal Supports, Fixings, Accessories And All Ancillary Works As Necessary (Measured On Plan); Type Fu06-Ss30 (1 Nr.) | 93 | m² | AED | 291
2022-05 | 2 | 2.0392 |  | United Arab Emirates | Dubai | Hard & Soft Landscaping | Al Furjan | Package 15A | NAKHEEL | Desert Landscape | Tender | 2022 | Fixed Price Lump Sum | METALWORK | Non structural metalwork | Shade Structure; Comprising Of 1.6Mm Thick Uv Stabilized Hdpe Shade Cloth, 250 X 250Mm Ms Sch. 40 Column In Epoxy Paint System Ral 9007; Including 14Mm Ss316 Shackle, Gi Cable, Rc Foundation, Earthworks, Waterproofing, Metal Supports, Fixings, Accessories And All Ancillary Works As Necessary (Measured On Plan); Type Fu06-Ss31 (1 Nr.) | 240 | m² | AED | 272
2022-05 | 2 | 2.0392 |  | United Arab Emirates | Dubai | Hard & Soft Landscaping | Al Furjan | Package 15A | NAKHEEL | Desert Landscape | Tender | 2022 | Fixed Price Lump Sum | METALWORK | Non structural metalwork | Shade Structure; Comprising Of 1.6Mm Thick Uv Stabilized Hdpe Shade Cloth, 250 X 250Mm Ms Sch. 40 Column In Epoxy Paint System Ral 9007; Including 14Mm Ss316 Shackle, Gi Cable, Rc Foundation, Earthworks, Waterproofing, Metal Supports, Fixings, Accessories And All Ancillary Works As Necessary (Measured On Plan); Type Fu06-Ss32 (1 Nr.) | 173 | m² | AED | 298
2022-05 | 2 | 2.0392 |  | United Arab Emirates | Dubai | Hard & Soft Landscaping | Al Furjan | Package 15A | NAKHEEL | Desert Landscape | Tender | 2022 | Fixed Price Lump Sum | METALWORK | Non structural metalwork | Shade Structure; Comprising Of 1.6Mm Thick Uv Stabilized Hdpe Shade Cloth, 250 X 250Mm Ms Sch. 40 Column In Epoxy Paint System Ral 9007; Including 14Mm Ss316 Shackle, Gi Cable, Rc Foundation, Earthworks, Waterproofing, Metal Supports, Fixings, Accessories And All Ancillary Works As Necessary (Measured On Plan); Type Fu06-Ss33 (1 Nr.) | 113 | m² | AED | 311
2022-05 | 2 | 2.0393 |  | United Arab Emirates | Dubai | Hard & Soft Landscaping | Al Furjan | Package 15A | NAKHEEL | Desert Landscape | Tender | 2022 | Fixed Price Lump Sum | METALWORK | Non structural metalwork | Basketball Court Back Fence; Comprising Weld Mesh Fence, Mid Rail, Fence Post And Post Foundation; Including Bases, Reinforcement, Excavation, Disposal, Backfilling, Waterproofing, Metal Supports, Fixings, Accessories And All Ancillary Works As Necessary; Metal Fence; 4000Mm High | 15 | m | AED | 639
2022-05 | 2 | 2.0393 |  | United Arab Emirates | Dubai | Hard & Soft Landscaping | Al Furjan | Package 15A | NAKHEEL | Desert Landscape | Tender | 2022 | Fixed Price Lump Sum | METALWORK | Non structural metalwork | Multi-Use Games Court Fence; Comprising 2 Basketball Hoop, Weld Mesh Fence, Mid Rail, Fence Post And Post Foundation; Including Bases, Reinforcement, Excavation, Disposal, Backfilling, Waterproofing, Metal Supports, Fixings, Accessories And All Ancillary Works As Necessary; Metal Fence; 4000Mm High | 74 | m | AED | 639
2022-05 | 2 | 2.0393 |  | United Arab Emirates | Dubai | Hard & Soft Landscaping | Al Furjan | Package 15A | NAKHEEL | Desert Landscape | Tender | 2022 | Fixed Price Lump Sum | METALWORK | Non structural metalwork | Dog Park Fence And Gate; Comprising Of Rectangular Rhs Post 40X80Mm, Weld Mesh Panel 200Mm Vertical X 50Mm Horizontal X 6Mm Vertical And Twin 8Mm Horizontal Wires; In Galvanized And Polyster Powder Coated Finish; Including Rc Concrete Foundation, Formworks, Reinforcement, Excavation, Disposal, Backfilling, Waterproofing, Metal Supports, Ironmongery, Fixings, Accessories And All Ancillary Works As Necessary; Type F02; 1550Mm High | 359 | m | AED | 338
2022-05 | 2 | 2.0393 |  | United Arab Emirates | Dubai | Hard & Soft Landscaping | Al Furjan | Package 15A | NAKHEEL | Desert Landscape | Tender | 2022 | Fixed Price Lump Sum | METALWORK | Non structural metalwork | Dog Park Fence And Gate; Comprising Of Rectangular Rhs Post 40X80Mm, Weld Mesh Panel 200Mm Vertical X 50Mm Horizontal X 6Mm Vertical And Twin 8Mm Horizontal Wires; In Galvanized And Polyster Powder Coated Finish; Including Rc Concrete Foundation, Formworks, Reinforcement, Excavation, Disposal, Backfilling, Waterproofing, Metal Supports, Ironmongery, Fixings, Accessories And All Ancillary Works As Necessary; Extra Over For Type F12 Single Leaf Gate; Size 1050 X 1550Mm | 2 | Nr | AED | 4194
2022-05 | 2 | 2.0393 |  | United Arab Emirates | Dubai | Hard & Soft Landscaping | Al Furjan | Package 15A | NAKHEEL | Desert Landscape | Tender | 2022 | Fixed Price Lump Sum | METALWORK | Non structural metalwork | Handrails And Balustrades; Floor Mounted; Comprising Of Aluminum Polyester Powder Coated Finish; In Grey Color; Including Finishes; Grout, Metal Supports, Fixings, Accessories And All Ancillary Works As Necessary; Type R02; 750Mm High; Sloping; To Ramps | 8 | m | AED | 580
2022-05 | 2 | 2.0393 |  | United Arab Emirates | Dubai | Hard & Soft Landscaping | Al Furjan | Package 15A | NAKHEEL | Desert Landscape | Tender | 2022 | Fixed Price Lump Sum | METALWORK | Non structural metalwork | Handrails And Balustrades; Floor Mounted; Comprising Of Aluminum Polyester Powder Coated Finish; In Grey Color; Including Finishes; Grout, Metal Supports, Fixings, Accessories And All Ancillary Works As Necessary; Type R02; 750Mm High; Sloping; To Steps | 144 | m | AED | 580
2022-05 | 2 | 2.0393 |  | United Arab Emirates | Dubai | Hard & Soft Landscaping | Al Furjan | Package 15A | NAKHEEL | Desert Landscape | Tender | 2022 | Fixed Price Lump Sum | METALWORK | Non structural metalwork | Handrails And Balustrades; Floor Mounted; Comprising Of Aluminum Polyester Powder Coated Finish; In Grey Color; Including Finishes; Grout, Metal Supports, Fixings, Accessories And All Ancillary Works As Necessary; Type R02; 750Mm High; Sloping; Curved | 121 | m | AED | 580
2022-05 | 2 | 2.0393 |  | United Arab Emirates | Dubai | Hard & Soft Landscaping | Al Furjan | Package 15A | NAKHEEL | Desert Landscape | Tender | 2022 | Fixed Price Lump Sum | METALWORK | Non structural metalwork | Site Hoarding, Eco-Pvc Type 2.4 M High With Banners And The Graphic | 1 | m | AED | 332
2022-05 | 2 | 2.0393 |  | United Arab Emirates | Dubai | Hard & Soft Landscaping | Al Furjan | Package 15A | NAKHEEL | Desert Landscape | Tender | 2022 | Fixed Price Lump Sum | FINISHES | Finishings | External Backgrounds; Cement And Sand Mortar Render; Including All Ancillary Works As Necessary; To Receive Paint | 445 | m² | AED | 70
2022-05 | 2 | 2.0393 |  | United Arab Emirates | Dubai | Hard & Soft Landscaping | Al Furjan | Package 15A | NAKHEEL | Desert Landscape | Tender | 2022 | Fixed Price Lump Sum | FINISHES | Finishings | External Finishings; Pre-Cast Concrete Tread Coping Chamfered; In Shotblast Finish Laid On Smooth Concrete; Including Grouting, Joints, Mortar, Accessories And All Ancillary Works As Necessary; Type St02; In Medium Grey Colour; To Walkway Steps; Size 600 X 300 X 50Mm Thick | 153 | m² | AED | 593
2022-05 | 2 | 2.0394 |  | United Arab Emirates | Dubai | Hard & Soft Landscaping | Al Furjan | Package 15A | NAKHEEL | Desert Landscape | Tender | 2022 | Fixed Price Lump Sum | FINISHES | Finishings | External Finishings; Pre-Cast Concrete Tread Coping Chamfered; In Shotblast Finish Laid On Smooth Concrete; Including Grouting, Joints, Mortar, Accessories And All Ancillary Works As Necessary; Type St02; In Medium Grey Colour; To Walkway Steps; Size 200 X 300 X 50Mm Thick | 54 | m² | AED | 593
2022-05 | 2 | 2.0394 |  | United Arab Emirates | Dubai | Hard & Soft Landscaping | Al Furjan | Package 15A | NAKHEEL | Desert Landscape | Tender | 2022 | Fixed Price Lump Sum | FINISHES | Finishings | External Finishings; Pre-Cast Concrete Tread Coping Chamfered; In Shotblast Finish Laid On Smooth Concrete; Including Grouting, Joints, Mortar, Accessories And All Ancillary Works As Necessary; Type St02; In Medium Grey Colour; To Walkway Steps; Riser; Size 150 X 300 X 50Mm Thick | 510 | m | AED | 101
2022-05 | 2 | 2.0394 |  | United Arab Emirates | Dubai | Hard & Soft Landscaping | Al Furjan | Package 15A | NAKHEEL | Desert Landscape | Tender | 2022 | Fixed Price Lump Sum | FURNISHINGS | Generally | Site Furniture; Including Finishes, Foundations, Earthworks, Waterproofing, Frames, Fixings, Fittings, Accessories And All Ancillary Works As Necessary; Type Fu02; Park Bench; Galvanized Steel Structure; Robinia Wood With Protective Layer Of Zinc And Powder Coating; In Grey Ral 7024 Color; Size 2000 X 420 X 445Mm High | 5 | Nr | AED | 2945
2022-05 | 2 | 2.0394 |  | United Arab Emirates | Dubai | Hard & Soft Landscaping | Al Furjan | Package 15A | NAKHEEL | Desert Landscape | Tender | 2022 | Fixed Price Lump Sum | FURNISHINGS | Generally | Site Furniture; Including Finishes, Foundations, Earthworks, Waterproofing, Frames, Fixings, Fittings, Accessories And All Ancillary Works As Necessary; Type Fu03; Bench With Back Rest; Steel Structure; Tropical Hardwood Board With Protective Layer Of Zinc And Powder Coating; In Grey Ral 7024 Color; Size 2000 X 600 X 785Mm High | 12 | Nr | AED | 4442
2022-05 | 2 | 2.0394 |  | United Arab Emirates | Dubai | Hard & Soft Landscaping | Al Furjan | Package 15A | NAKHEEL | Desert Landscape | Tender | 2022 | Fixed Price Lump Sum | FURNISHINGS | Generally | Site Furniture; Including Finishes, Foundations, Earthworks, Waterproofing, Frames, Fixings, Fittings, Accessories And All Ancillary Works As Necessary; Type Fu04; Litter Bin; Comprising Galvanized Steel Frame And Stainless Steel Doors; In Grey Ral 9007 Color; Powder Coated Finish; Size 580 X 370 X 1055Mm High | 3 | Nr | AED | 2742
2022-05 | 2 | 2.0394 |  | United Arab Emirates | Dubai | Hard & Soft Landscaping | Al Furjan | Package 15A | NAKHEEL | Desert Landscape | Tender | 2022 | Fixed Price Lump Sum | FURNISHINGS | Generally | Site Furniture; Including Finishes, Foundations, Earthworks, Waterproofing, Frames, Fixings, Fittings, Accessories And All Ancillary Works As Necessary; Type Fu-07; Pet Waste Bin; Cast Aluminium; Fixed To 50Mm Diameter Powder Coated Steel Pole; In Gray Ral 9007 Color; Size 310 X 310 X 580Mm High | 1 | Nr | AED | 1716
2022-05 | 2 | 2.0394 |  | United Arab Emirates | Dubai | Hard & Soft Landscaping | Al Furjan | Package 15A | NAKHEEL | Desert Landscape | Tender | 2022 | Fixed Price Lump Sum | CONCRETE WORK | Precast concrete | Precast Concrete Seat; Fixed To Concrete Base (Measured Elsewhere); Including Expansion Sealant, Accessories And All Ancillary Works As Necessary; As Drawing Nr. 21-6007-Alf-P1-Ins-Dwg-Td-70303 Detail 03; Type Fu10; 600Mm Wide X 450Mm High; Curved | 19 | m | AED | 1521
2022-05 | 2 | 2.0394 |  | United Arab Emirates | Dubai | Hard & Soft Landscaping | Al Furjan | Package 15A | NAKHEEL | Desert Landscape | Tender | 2022 | Fixed Price Lump Sum | FURNISHINGS | Generally | Play Equipment; Including Finishes, Foundations, Earthworks, Waterproofing, Frames, Fixings, Fittings, Accessories And All Ancillary Works As Necessary; Type Pe12; Roundabout; Rotating Eqpt J2406 | 1 | Nr | AED | 23529
2022-05 | 2 | 2.0394 |  | United Arab Emirates | Dubai | Hard & Soft Landscaping | Al Furjan | Package 15A | NAKHEEL | Desert Landscape | Tender | 2022 | Fixed Price Lump Sum | FURNISHINGS | Generally | Play Equipment; Including Finishes, Foundations, Earthworks, Waterproofing, Frames, Fixings, Fittings, Accessories And All Ancillary Works As Necessary; Type Pe54; Multi-Play; Little Mermaid & Tinderbox With Castle | 1 | Nr | AED | 289905
2022-05 | 2 | 2.0394 |  | United Arab Emirates | Dubai | Hard & Soft Landscaping | Al Furjan | Package 15A | NAKHEEL | Desert Landscape | Tender | 2022 | Fixed Price Lump Sum | FURNISHINGS | Generally | Play Equipment; Including Finishes, Foundations, Earthworks, Waterproofing, Frames, Fixings, Fittings, Accessories And All Ancillary Works As Necessary; Type Pe68; Mini Tower; The Mini Tree Tower J2683 | 1 | Nr | AED | 186887
2022-05 | 2 | 2.0395 |  | United Arab Emirates | Dubai | Hard & Soft Landscaping | Al Furjan | Package 15A | NAKHEEL | Desert Landscape | Tender | 2022 | Fixed Price Lump Sum | FURNISHINGS | Generally | Play Equipment; Including Finishes, Foundations, Earthworks, Waterproofing, Frames, Fixings, Fittings, Accessories And All Ancillary Works As Necessary; Type Pe70; Springers; Springlers- J950 | 1 | Nr | AED | 45338
2022-05 | 2 | 2.0395 |  | United Arab Emirates | Dubai | Hard & Soft Landscaping | Al Furjan | Package 15A | NAKHEEL | Desert Landscape | Tender | 2022 | Fixed Price Lump Sum | FURNISHINGS | Generally | Play Equipment; Including Finishes, Foundations, Earthworks, Waterproofing, Frames, Fixings, Fittings, Accessories And All Ancillary Works As Necessary; Type Pe72; Springers; Springles- J985 | 2 | Nr | AED | 11521
2022-05 | 2 | 2.0395 |  | United Arab Emirates | Dubai | Hard & Soft Landscaping | Al Furjan | Package 15A | NAKHEEL | Desert Landscape | Tender | 2022 | Fixed Price Lump Sum | FURNISHINGS | Generally | Play Equipment; Including Finishes, Foundations, Earthworks, Waterproofing, Frames, Fixings, Fittings, Accessories And All Ancillary Works As Necessary; Type Pe74; Springers; Springles- J 3961 | 1 | Nr | AED | 7946
2022-05 | 2 | 2.0395 |  | United Arab Emirates | Dubai | Hard & Soft Landscaping | Al Furjan | Package 15A | NAKHEEL | Desert Landscape | Tender | 2022 | Fixed Price Lump Sum | FURNISHINGS | Generally | Play Equipment; Including Finishes, Foundations, Earthworks, Waterproofing, Frames, Fixings, Fittings, Accessories And All Ancillary Works As Necessary; Type Pe75; Springers; Springles- J 836 | 1 | Nr | AED | 8271
2022-05 | 2 | 2.0395 |  | United Arab Emirates | Dubai | Hard & Soft Landscaping | Al Furjan | Package 15A | NAKHEEL | Desert Landscape | Tender | 2022 | Fixed Price Lump Sum | FURNISHINGS | Generally | Play Equipment; Including Finishes, Foundations, Earthworks, Waterproofing, Frames, Fixings, Fittings, Accessories And All Ancillary Works As Necessary; Type Pe77; Springers; Springles- J 846 | 1 | Nr | AED | 5237
2022-05 | 2 | 2.0395 |  | United Arab Emirates | Dubai | Hard & Soft Landscaping | Al Furjan | Package 15A | NAKHEEL | Desert Landscape | Tender | 2022 | Fixed Price Lump Sum | FURNISHINGS | Generally | Play Equipment; Including Finishes, Foundations, Earthworks, Waterproofing, Frames, Fixings, Fittings, Accessories And All Ancillary Works As Necessary; Type Pe79; Trampoline; Inground Trampoline | 3 | Nr | AED | 25429
2022-05 | 2 | 2.0395 |  | United Arab Emirates | Dubai | Hard & Soft Landscaping | Al Furjan | Package 15A | NAKHEEL | Desert Landscape | Tender | 2022 | Fixed Price Lump Sum | FURNISHINGS | Generally | Play Equipment; Including Finishes, Foundations, Earthworks, Waterproofing, Frames, Fixings, Fittings, Accessories And All Ancillary Works As Necessary; Type Pe80; Rotating Equipment; Rotating Eqpt J2409 | 1 | Nr | AED | 53839
2022-05 | 2 | 2.0395 |  | United Arab Emirates | Dubai | Hard & Soft Landscaping | Al Furjan | Package 15A | NAKHEEL | Desert Landscape | Tender | 2022 | Fixed Price Lump Sum | FURNISHINGS | Generally | Sports Equipment; Including Finishes, Foundations, Earthworks, Waterproofing, Frames, Fixings, Fittings, Accessories And All Ancillary Works As Necessary; Type Sp02; Basket Ball Stand 1 - 080921M | 1 | Nr | AED | 8490
2022-05 | 2 | 2.0395 |  | United Arab Emirates | Dubai | Hard & Soft Landscaping | Al Furjan | Package 15A | NAKHEEL | Desert Landscape | Tender | 2022 | Fixed Price Lump Sum | FURNISHINGS | Generally | Sports Equipment; Including Finishes, Foundations, Earthworks, Waterproofing, Frames, Fixings, Fittings, Accessories And All Ancillary Works As Necessary; Type Sp03; Outdoor Tennis Table - Pingout Table - Pingmal | 1 | Nr | AED | 16793
2022-05 | 2 | 2.0395 |  | United Arab Emirates | Dubai | Hard & Soft Landscaping | Al Furjan | Package 15A | NAKHEEL | Desert Landscape | Tender | 2022 | Fixed Price Lump Sum | FURNISHINGS | Generally | Fitness Equipment; Including Finishes, Foundations, Earthworks, Waterproofing, Frames, Fixings, Fittings, Accessories And All Ancillary Works As Necessary; Type Fe01; Street Workout M - 081655M | 1 | Nr | AED | 26688
2022-05 | 2 | 2.0396 |  | United Arab Emirates | Dubai | Hard & Soft Landscaping | Al Furjan | Package 15A | NAKHEEL | Desert Landscape | Tender | 2022 | Fixed Price Lump Sum | FURNISHINGS | Generally | Fitness Equipment; Including Finishes, Foundations, Earthworks, Waterproofing, Frames, Fixings, Fittings, Accessories And All Ancillary Works As Necessary; Type Fe03; Push Up - Inclusive - 081225M | 1 | Nr | AED | 7506
2022-05 | 2 | 2.0396 |  | United Arab Emirates | Dubai | Hard & Soft Landscaping | Al Furjan | Package 15A | NAKHEEL | Desert Landscape | Tender | 2022 | Fixed Price Lump Sum | SITE WORK | Excavation | Excavation Of Trenches For Irrigation Pipe Line Runs Below Ground Complete Including Earthwork, Backfilling With Selected Material, Compaction, Warning Tape, Disposal Of Surplus Material And All Ancillary Works As Necessary; Average Depth Of Trench Not Less Than 500Mm But Not Exceeding 1000Mm | 10656 | m | AED | 5
2022-05 | 2 | 2.0396 |  | United Arab Emirates | Dubai | Hard & Soft Landscaping | Al Furjan | Package 15A | NAKHEEL | Desert Landscape | Tender | 2022 | Fixed Price Lump Sum | SITE WORK | Excavation | Excavation Of Trenches For Irrigation Pipe Line Runs Below Ground Complete Including Earthwork, Backfilling With Selected Material, Compaction, Warning Tape, Disposal Of Surplus Material And All Ancillary Works As Necessary; Average Depth Of Trench Not Less Than 1000Mm To Irrigation Main Line | 550 | m | AED | 21
2022-05 | 2 | 2.0396 |  | United Arab Emirates | Dubai | Hard & Soft Landscaping | Al Furjan | Package 15A | NAKHEEL | Desert Landscape | Tender | 2022 | Fixed Price Lump Sum | SITE WORK | Underground drainage | Beds And Surrounds With Compacted Sand And Selected Backfill Materials Including Warning Tape To Following Upvc Underground Irrigation And Sub Main Line Water Pipes And Fittings; Size 1" Diameter Pipes | 8941 | m | AED | 1
2022-05 | 2 | 2.0396 |  | United Arab Emirates | Dubai | Hard & Soft Landscaping | Al Furjan | Package 15A | NAKHEEL | Desert Landscape | Tender | 2022 | Fixed Price Lump Sum | SITE WORK | Underground drainage | Beds And Surrounds With Compacted Sand And Selected Backfill Materials Including Warning Tape To Following Upvc Underground Irrigation And Sub Main Line Water Pipes And Fittings; Size 1 1/2" Diameter Pipes | 1008 | m | AED | 1
2022-05 | 2 | 2.0396 |  | United Arab Emirates | Dubai | Hard & Soft Landscaping | Al Furjan | Package 15A | NAKHEEL | Desert Landscape | Tender | 2022 | Fixed Price Lump Sum | SITE WORK | Underground drainage | Beds And Surrounds With Compacted Sand And Selected Backfill Materials Including Warning Tape To Following Upvc Underground Irrigation And Sub Main Line Water Pipes And Fittings; Size 2" Diameter Pipes | 243 | m | AED | 1
2022-05 | 2 | 2.0396 |  | United Arab Emirates | Dubai | Hard & Soft Landscaping | Al Furjan | Package 15A | NAKHEEL | Desert Landscape | Tender | 2022 | Fixed Price Lump Sum | SITE WORK | Underground drainage | Beds And Surrounds With Compacted Sand And Selected Backfill Materials Including Warning Tape To Following Upvc Underground Irrigation And Sub Main Line Water Pipes And Fittings; Size 3" Diameter Pipes | 428 | m | AED | 1
2022-05 | 2 | 2.0396 |  | United Arab Emirates | Dubai | Hard & Soft Landscaping | Al Furjan | Package 15A | NAKHEEL | Desert Landscape | Tender | 2022 | Fixed Price Lump Sum | SITE WORK | Underground drainage | Beds And Surrounds With Compacted Sand And Selected Backfill Materials Including Warning Tape To Following Upvc Underground Irrigation And Sub Main Line Water Pipes And Fittings; Size 4" Diameter Pipes | 36 | m | AED | 1
2022-05 | 2 | 2.0396 |  | United Arab Emirates | Dubai | Hard & Soft Landscaping | Al Furjan | Package 15A | NAKHEEL | Desert Landscape | Tender | 2022 | Fixed Price Lump Sum | SITE WORK | Underground drainage | Beds And Surrounds With Compacted Sand And Selected Backfill Materials Free From Lumps & Stones Minimum Of 150Mm, Including Selected Sand Bedding To Following Pvc-U Underground Irrigation And Sub Main Line Water Pipes And Fittings; Size 6" Diameter Pipes | 550 | m | AED | 3
2022-05 | 2 | 2.0396 |  | United Arab Emirates | Dubai | Hard & Soft Landscaping | Al Furjan | Package 15A | NAKHEEL | Desert Landscape | Tender | 2022 | Fixed Price Lump Sum | SITE WORK | Landscaping | Main Line Pvc-U Class E, Pn15 Pipes And Fittings Including All Ancillary Works As Necessary; Laid In Trenches (Measured Elsewhere);Size 6" Diameter Pipes | 550 | m | AED | 62
2022-05 | 2 | 2.0397 |  | United Arab Emirates | Dubai | Hard & Soft Landscaping | Al Furjan | Package 15A | NAKHEEL | Desert Landscape | Tender | 2022 | Fixed Price Lump Sum | SITE WORK | Landscaping | Irrigation Drip And Sprinkler Line Pvc-U Class E Pn 15 Pipes And Fittings; Including All Ancillary Works As Necessary; Laid In Trenches (Measured Elsewhere); Size 1" Diameter Pipes | 8394 | m | AED | 5
2022-05 | 2 | 2.0397 |  | United Arab Emirates | Dubai | Hard & Soft Landscaping | Al Furjan | Package 15A | NAKHEEL | Desert Landscape | Tender | 2022 | Fixed Price Lump Sum | SITE WORK | Landscaping | Irrigation Drip Line And Sprinkler Line Pvc-U Class D Pn12 Pipes And Fittings; Including Thrust Block And All Ancillary Works As Necessary; Laid In Trenches (Measured Elsewhere); Size 1 1/2" Diameter Pipes | 1008 | m | AED | 7
2022-05 | 2 | 2.0397 |  | United Arab Emirates | Dubai | Hard & Soft Landscaping | Al Furjan | Package 15A | NAKHEEL | Desert Landscape | Tender | 2022 | Fixed Price Lump Sum | SITE WORK | Landscaping | Irrigation Drip Line And Sprinkler Line Pvc-U Class D Pn12 Pipes And Fittings; Including Thrust Block And All Ancillary Works As Necessary; Laid In Trenches (Measured Elsewhere); Size 2" Diameter Pipes | 243 | m | AED | 9
2022-05 | 2 | 2.0397 |  | United Arab Emirates | Dubai | Hard & Soft Landscaping | Al Furjan | Package 15A | NAKHEEL | Desert Landscape | Tender | 2022 | Fixed Price Lump Sum | SITE WORK | Landscaping | Irrigation Drip Line And Sprinkler Line Pvc-U Class D Pn12 Pipes And Fittings; Including Thrust Block And All Ancillary Works As Necessary; Laid In Trenches (Measured Elsewhere); Size 3" Diameter Pipes | 428 | m | AED | 17
2022-05 | 2 | 2.0397 |  | United Arab Emirates | Dubai | Hard & Soft Landscaping | Al Furjan | Package 15A | NAKHEEL | Desert Landscape | Tender | 2022 | Fixed Price Lump Sum | SITE WORK | Landscaping | Irrigation Drip Line And Sprinkler Line Pvc-U Class D Pn12 Pipes And Fittings; Including Thrust Block And All Ancillary Works As Necessary; Laid In Trenches (Measured Elsewhere); Size 4" Diameter Pipes | 36 | m | AED | 28
2022-05 | 2 | 2.0397 |  | United Arab Emirates | Dubai | Hard & Soft Landscaping | Al Furjan | Package 15A | NAKHEEL | Desert Landscape | Tender | 2022 | Fixed Price Lump Sum | SITE WORK | Landscaping | Irrigation Drip System; Including Ldpe Inline Pressure Compensating Emitter Tubing, Drip Lines, Drip Risers Connections, Supports, Fittings, Accessories And All Ancillary Works As Necessary;To Trees; As Detail 01 | 418 | Nr | AED | 54
2022-05 | 2 | 2.0397 |  | United Arab Emirates | Dubai | Hard & Soft Landscaping | Al Furjan | Package 15A | NAKHEEL | Desert Landscape | Tender | 2022 | Fixed Price Lump Sum | SITE WORK | Landscaping | Irrigation Drip System; Including Ldpe Inline Pressure Compensating Emitter Tubing, Drip Lines, Drip Risers Connections, Supports, Fittings, Accessories And All Ancillary Works As Necessary;To Shrubs, Ground Cover, Herbs And Grass (Approx. Area = 10023.9M²); As Detail 03 | 328 | Nr | AED | 170
2022-05 | 2 | 2.0397 |  | United Arab Emirates | Dubai | Hard & Soft Landscaping | Al Furjan | Package 15A | NAKHEEL | Desert Landscape | Tender | 2022 | Fixed Price Lump Sum | SITE WORK | Landscaping | Drip Valve; Including Valve Box, Excavation, Backfilling, Fittings, Accessories And All Ancillary Works As Necessary; Size 25Mm Diameter Pipes For Palms/Trees; Ref. Dt | 3 | Nr | AED | 1661
2022-05 | 2 | 2.0397 |  | United Arab Emirates | Dubai | Hard & Soft Landscaping | Al Furjan | Package 15A | NAKHEEL | Desert Landscape | Tender | 2022 | Fixed Price Lump Sum | SITE WORK | Landscaping | Drip Valve; Including Valve Box, Excavation, Backfilling, Fittings, Accessories And All Ancillary Works As Necessary; Size 40Mm Diameter Pipes For Palms/Trees; Ref. Dt | 1 | Nr | AED | 1962
2022-05 | 2 | 2.0397 |  | United Arab Emirates | Dubai | Hard & Soft Landscaping | Al Furjan | Package 15A | NAKHEEL | Desert Landscape | Tender | 2022 | Fixed Price Lump Sum | SITE WORK | Landscaping | Drip Valve; Including Valve Box, Excavation, Backfilling, Fittings, Accessories And All Ancillary Works As Necessary; Size 40Mm Diameter Pipes For Shrubs/Ground Cover; Ref. Dv | 2 | Nr | AED | 1962
2022-05 | 2 | 2.0398 |  | United Arab Emirates | Dubai | Hard & Soft Landscaping | Al Furjan | Package 15A | NAKHEEL | Desert Landscape | Tender | 2022 | Fixed Price Lump Sum | SITE WORK | Landscaping | Drip Valve; Including Valve Box, Excavation, Backfilling, Fittings, Accessories And All Ancillary Works As Necessary; Size 50Mm Diameter Pipes For Shrubs/Ground Cover; Ref. Dv | 3 | Nr | AED | 2358
2022-05 | 2 | 2.0398 |  | United Arab Emirates | Dubai | Hard & Soft Landscaping | Al Furjan | Package 15A | NAKHEEL | Desert Landscape | Tender | 2022 | Fixed Price Lump Sum | SITE WORK | Landscaping | Drip Valve; Including Valve Box, Excavation, Backfilling, Fittings, Accessories And All Ancillary Works As Necessary; Size 50Mm Diameter Pipes For Subsurface Drip Valve For Turf; Ref. Ss | 1 | Nr | AED | 2358
2022-05 | 2 | 2.0398 |  | United Arab Emirates | Dubai | Hard & Soft Landscaping | Al Furjan | Package 15A | NAKHEEL | Desert Landscape | Tender | 2022 | Fixed Price Lump Sum | SITE WORK | Underground drainage | Rotary Valve; Including Valve Box, Excavation, Backfilling, Fittings, Accessories And All Ancillary Works As Necessary; Size 50Mm Diameter Pipes; Ref. Rt | 1 | Nr | AED | 1557
2022-05 | 2 | 2.0398 |  | United Arab Emirates | Dubai | Hard & Soft Landscaping | Al Furjan | Package 15A | NAKHEEL | Desert Landscape | Tender | 2022 | Fixed Price Lump Sum | SITE WORK | Landscaping | Sprinkler; Including Fittings, Accessories And All Ancillary Works As Necessary; R-Van 14-360; 2500Mm To 4500Mm | 2 | Nr | AED | 97
2022-05 | 2 | 2.0398 |  | United Arab Emirates | Dubai | Hard & Soft Landscaping | Al Furjan | Package 15A | NAKHEEL | Desert Landscape | Tender | 2022 | Fixed Price Lump Sum | SITE WORK | Landscaping | Sprinkler; Including Fittings, Accessories And All Ancillary Works As Necessary; R-Van 18; 3300Mm To 5500Mm | 2 | Nr | AED | 97
2022-05 | 2 | 2.0398 |  | United Arab Emirates | Dubai | Hard & Soft Landscaping | Al Furjan | Package 15A | NAKHEEL | Desert Landscape | Tender | 2022 | Fixed Price Lump Sum | SITE WORK | Landscaping | Sprinkler; Including Fittings, Accessories And All Ancillary Works As Necessary; R-Van 18-360; 3300Mm To 5500Mm | 5 | Nr | AED | 97
2022-05 | 2 | 2.0398 |  | United Arab Emirates | Dubai | Hard & Soft Landscaping | Al Furjan | Package 15A | NAKHEEL | Desert Landscape | Tender | 2022 | Fixed Price Lump Sum | SITE WORK | Landscaping | Sprinkler; Including Fittings, Accessories And All Ancillary Works As Necessary; R-Van 24; 5200Mm To 7300Mm | 30 | Nr | AED | 97
2022-05 | 2 | 2.0398 |  | United Arab Emirates | Dubai | Hard & Soft Landscaping | Al Furjan | Package 15A | NAKHEEL | Desert Landscape | Tender | 2022 | Fixed Price Lump Sum | SITE WORK | Landscaping | Sprinkler; Including Fittings, Accessories And All Ancillary Works As Necessary; R-Van 24-360; 5200Mm To 7300Mm | 5 | Nr | AED | 97
2022-05 | 2 | 2.0398 |  | United Arab Emirates | Dubai | Hard & Soft Landscaping | Al Furjan | Package 15A | NAKHEEL | Desert Landscape | Tender | 2022 | Fixed Price Lump Sum | SITE WORK | Landscaping | Pull Box; Including Excavation, Backfilling, Fittings, Accessories And All Ancillary Works As Necessary; Fixed To Irrigation Conduit | 15 | Nr | AED | 233
2022-05 | 2 | 2.0398 |  | United Arab Emirates | Dubai | Hard & Soft Landscaping | Al Furjan | Package 15A | NAKHEEL | Desert Landscape | Tender | 2022 | Fixed Price Lump Sum | SITE WORK | Landscaping | Control Cables Conduit Pipes Including Termination, Fixings, Supports And All Ancillary Works As Necessary; Upvc Class D | 547 | m | AED | 15
2022-05 | 2 | 2.0399 |  | United Arab Emirates | Dubai | Hard & Soft Landscaping | Al Furjan | Package 15A | NAKHEEL | Desert Landscape | Tender | 2022 | Fixed Price Lump Sum | SITE WORK | Landscaping | Flow Sensing Decoder Controller; Complete With Junction Box, Gprs, Power Supply Cable, Connections, Conduits, Termination, Grounding, Accessories And All Ancillary Works As Necessary;Flow Sensing Decoder; E | 1 | Nr | AED | 24911
2022-05 | 2 | 2.0399 |  | United Arab Emirates | Dubai | Hard & Soft Landscaping | Al Furjan | Package 15A | NAKHEEL | Desert Landscape | Tender | 2022 | Fixed Price Lump Sum | SITE WORK | Landscaping | Control Point; Complete With Junction Box, Master Valve, Flow Sensor, Power Supply Cable, Connections, Conduits, Termination, Grounding, Accessories And All Ancillary Works As Necessary;Control Point; Cp | 1 | Nr | AED | 15104
2022-05 | 2 | 2.0399 |  | United Arab Emirates | Dubai | Hard & Soft Landscaping | Al Furjan | Package 15A | NAKHEEL | Desert Landscape | Tender | 2022 | Fixed Price Lump Sum | MECHANICAL ENGINEERING INSTALLATIONS | Equipment | Cell Modem - Sim Card Integrated; Complete With Junction Box, Power Supply Cable, Connections, Conduits, Termination, Grounding, Accessories And All Ancillary Works As Necessary; Cell Modem; Ref. Cm | 1 | Nr | AED | 7185
2022-05 | 2 | 2.0399 |  | United Arab Emirates | Dubai | Hard & Soft Landscaping | Al Furjan | Package 15A | NAKHEEL | Desert Landscape | Tender | 2022 | Fixed Price Lump Sum | SITE WORK | Landscaping | Cloud Central Control System; Complete With Junction Box, Power Supply Cable, Connections, Conduits, Termination, Grounding, Accessories And All Ancillary Works As Necessary; Cloud Central Control System; Ref. Cc | 1 | Nr | AED | 23606
2022-05 | 2 | 2.0399 |  | United Arab Emirates | Dubai | Hard & Soft Landscaping | Al Furjan | Package 15A | NAKHEEL | Desert Landscape | Tender | 2022 | Fixed Price Lump Sum | SITE WORK | Landscaping | Solar Powered Irrigation Controller; Complete With Junction Box, Power Supply Cable, Connections, Conduits, Termination, Grounding, Accessories And All Ancillary Works As Necessary; Solar Powered Irrigation Controller; Ref. Sp | 1 | Nr | AED | 6327
2022-05 | 2 | 2.0399 |  | United Arab Emirates | Dubai | Hard & Soft Landscaping | Al Furjan | Package 15A | NAKHEEL | Desert Landscape | Tender | 2022 | Fixed Price Lump Sum | MECHANICAL ENGINEERING INSTALLATIONS | Automatic controls | Power Supply Cable To Irrigation Controller Including Accessories And All Ancillary Works As Necessary; Power Supply To Irrigation Controller From The Existing Electric Panel Including Cables And Termination | 1 | Item | AED | 16464
2022-05 | 2 | 2.0399 |  | United Arab Emirates | Dubai | Hard & Soft Landscaping | Al Furjan | Package 15A | NAKHEEL | Desert Landscape | Tender | 2022 | Fixed Price Lump Sum | SITE WORK | Landscaping | Point Of Connection To Infra Irrigation Water Source; Including Connections, Accessories And All Ancillary Works As Necessary; Size 6" Diameter Pipe | 1 | Nr | AED | 4774
2022-05 | 2 | 2.0399 |  | United Arab Emirates | Dubai | Hard & Soft Landscaping | Al Furjan | Package 15A | NAKHEEL | Desert Landscape | Tender | 2022 | Fixed Price Lump Sum | ELECTRICAL ENGINEERING INSTALLATIONS | Equipment | Equipment; Including Fixings, Supports, Accessories And All Ancillary Works As Necessary; Distribution Boards; Ls-Db-01 (P15A) | 1 | Nr | AED | 8543
2022-05 | 2 | 2.0399 |  | United Arab Emirates | Dubai | Hard & Soft Landscaping | Al Furjan | Package 15A | NAKHEEL | Desert Landscape | Tender | 2022 | Fixed Price Lump Sum | ELECTRICAL ENGINEERING INSTALLATIONS | Equipment | Equipment; Including Fixings, Supports, Accessories And All Ancillary Works As Necessary; Distribution Boards; Ls-Db-02 (P15A) | 1 | Nr | AED | 8543
2022-05 | 2 | 2.0399 |  | United Arab Emirates | Dubai | Hard & Soft Landscaping | Al Furjan | Package 15A | NAKHEEL | Desert Landscape | Tender | 2022 | Fixed Price Lump Sum | ELECTRICAL ENGINEERING INSTALLATIONS | Equipment | Equipment; Including Fixings, Supports, Accessories And All Ancillary Works As Necessary; Distribution Boards; Ls-Db-03 (P15A) | 1 | Nr | AED | 8543
2022-05 | 2 | 2.04 |  | United Arab Emirates | Dubai | Hard & Soft Landscaping | Al Furjan | Package 15A | NAKHEEL | Desert Landscape | Tender | 2022 | Fixed Price Lump Sum | ELECTRICAL ENGINEERING INSTALLATIONS | Equipment | Equipment; Including Fixings, Supports, Accessories And All Ancillary Works As Necessary; Distribution Boards; Ls-Db-04 (P15A) | 1 | Nr | AED | 8543
2022-05 | 2 | 2.04 |  | United Arab Emirates | Dubai | Hard & Soft Landscaping | Al Furjan | Package 15A | NAKHEEL | Desert Landscape | Tender | 2022 | Fixed Price Lump Sum | ELECTRICAL ENGINEERING INSTALLATIONS | Equipment | Equipment; Including Fixings, Supports, Accessories And All Ancillary Works As Necessary; Distribution Boards; Ls-Db-05 (P15A) | 1 | Nr | AED | 8543
2022-05 | 2 | 2.04 |  | United Arab Emirates | Dubai | Hard & Soft Landscaping | Al Furjan | Package 15A | NAKHEEL | Desert Landscape | Tender | 2022 | Fixed Price Lump Sum | ELECTRICAL ENGINEERING INSTALLATIONS | Equipment | Equipment; Including Fixings, Supports, Accessories And All Ancillary Works As Necessary; Distribution Boards; Ls-Db-06 (P15A) | 1 | Nr | AED | 8543
2022-05 | 2 | 2.04 |  | United Arab Emirates | Dubai | Hard & Soft Landscaping | Al Furjan | Package 15A | NAKHEEL | Desert Landscape | Tender | 2022 | Fixed Price Lump Sum | ELECTRICAL ENGINEERING INSTALLATIONS | Final sub-circuits and auxiliary installations | Containment; Including Fixings, Supports, Accessories And All Ancillary Works As Necessary; 2 Way 4" Ø Duct For Landscape Lighting Lv Cables Encased In Concrete | 13 | m | AED | 158
2022-05 | 2 | 2.04 |  | United Arab Emirates | Dubai | Hard & Soft Landscaping | Al Furjan | Package 15A | NAKHEEL | Desert Landscape | Tender | 2022 | Fixed Price Lump Sum | ELECTRICAL ENGINEERING INSTALLATIONS | Final sub-circuits and auxiliary installations | Earthing System Installation; Earthing System; Including Earthworks, Fixings, Cables, Bondings, Earth Pits, Accessories And All Ancillary Works As Necessary; Earth System; To Landscape Lighting; Complete | 1 | Item | AED | 23529
2022-05 | 2 | 2.04 |  | United Arab Emirates | Dubai | Hard & Soft Landscaping | Al Furjan | Package 15A | NAKHEEL | Desert Landscape | Tender | 2022 | Fixed Price Lump Sum | ELECTRICAL ENGINEERING INSTALLATIONS | Final sub-circuits and auxiliary installations | Cables And Conduits To Termination Points; Including Terminations, Fixings, Supports, Hangers, Accessories And All Ancillary Works As Necessary; From Db To Type La(1) | 148 | Nr | AED | 704
2022-05 | 2 | 2.04 |  | United Arab Emirates | Dubai | Hard & Soft Landscaping | Al Furjan | Package 15A | NAKHEEL | Desert Landscape | Tender | 2022 | Fixed Price Lump Sum | ELECTRICAL ENGINEERING INSTALLATIONS | Final sub-circuits and auxiliary installations | Cables And Conduits To Termination Points; Including Terminations, Fixings, Supports, Hangers, Accessories And All Ancillary Works As Necessary; From Db To Type La(2) | 5 | Nr | AED | 704
2022-05 | 2 | 2.04 |  | United Arab Emirates | Dubai | Hard & Soft Landscaping | Al Furjan | Package 15A | NAKHEEL | Desert Landscape | Tender | 2022 | Fixed Price Lump Sum | ELECTRICAL ENGINEERING INSTALLATIONS | Final sub-circuits and auxiliary installations | Cables And Conduits To Termination Points; Including Terminations, Fixings, Supports, Hangers, Accessories And All Ancillary Works As Necessary; From Db To Type Lb(1) | 18 | Nr | AED | 704
2022-05 | 2 | 2.04 |  | United Arab Emirates | Dubai | Hard & Soft Landscaping | Al Furjan | Package 15A | NAKHEEL | Desert Landscape | Tender | 2022 | Fixed Price Lump Sum | ELECTRICAL ENGINEERING INSTALLATIONS | Final sub-circuits and auxiliary installations | Cables And Conduits To Termination Points; Including Terminations, Fixings, Supports, Hangers, Accessories And All Ancillary Works As Necessary; From Db To Type Lc(1) | 58 | Nr | AED | 704
2022-05 | 2 | 2.04 |  | United Arab Emirates | Dubai | Hard & Soft Landscaping | Al Furjan | Package 15A | NAKHEEL | Desert Landscape | Tender | 2022 | Fixed Price Lump Sum | ELECTRICAL ENGINEERING INSTALLATIONS | Final sub-circuits and auxiliary installations | Cables And Conduits To Termination Points; Including Terminations, Fixings, Supports, Hangers, Accessories And All Ancillary Works As Necessary; From Db To Type Ld(1) | 8 | Nr | AED | 704
2022-05 | 2 | 2.0401 |  | United Arab Emirates | Dubai | Hard & Soft Landscaping | Al Furjan | Package 15A | NAKHEEL | Desert Landscape | Tender | 2022 | Fixed Price Lump Sum | ELECTRICAL ENGINEERING INSTALLATIONS | Final sub-circuits and auxiliary installations | Landscape Lighting; Including Fixings, Supports, Hangers, Accessories And All Ancillary Works As Necessary; Type Lb(1); 13W Led Uplight, Wide Beam, 3000K, Ip67, Ik07 | 18 | Nr | AED | 674
2022-05 | 2 | 2.0401 |  | United Arab Emirates | Dubai | Hard & Soft Landscaping | Al Furjan | Package 15A | NAKHEEL | Desert Landscape | Tender | 2022 | Fixed Price Lump Sum | ELECTRICAL ENGINEERING INSTALLATIONS | Final sub-circuits and auxiliary installations | Landscape Lighting; Including Fixings, Supports, Hangers, Accessories And All Ancillary Works As Necessary; Type Lc(1); 6.7W Led Periskop, 3000K, Ip66, Ik09 | 58 | Nr | AED | 534
2022-05 | 2 | 2.0401 |  | United Arab Emirates | Dubai | Hard & Soft Landscaping | Al Furjan | Package 15A | NAKHEEL | Desert Landscape | Tender | 2022 | Fixed Price Lump Sum | ELECTRICAL ENGINEERING INSTALLATIONS | Accessories | Bollard Lighting; Including Fixings, Fittings, Supports, Bases, Accessories And All Ancillary Works As Necessary; Type La(1); 9.5W Led Bollard, 3000K, Ip66, Ik07 | 148 | Nr | AED | 882
2022-05 | 2 | 2.0401 |  | United Arab Emirates | Dubai | Hard & Soft Landscaping | Al Furjan | Package 15A | NAKHEEL | Desert Landscape | Tender | 2022 | Fixed Price Lump Sum | ELECTRICAL ENGINEERING INSTALLATIONS | Accessories | Bollard Lighting; Including Fixings, Fittings, Supports, Bases, Accessories And All Ancillary Works As Necessary; Type La(2); 4 Meter High Post Top Light | 5 | Nr | AED | 5939
2022-05 | 2 | 2.0401 |  | United Arab Emirates | Dubai | Hard & Soft Landscaping | Al Furjan | Package 15A | NAKHEEL | Desert Landscape | Tender | 2022 | Fixed Price Lump Sum | ELECTRICAL ENGINEERING INSTALLATIONS | Accessories | Amenities Lighting; Including Fixings, Fittings, Supports, Hangers, Poles, Accessories And All Ancillary Works As Necessary; Type Ld(1); 280W Led, Flood Light, Frontal, 3000K, Ip66, Ik08 | 8 | Nr | AED | 5489
2022-05 | 2 | 2.0401 |  | United Arab Emirates | Dubai | Hard & Soft Landscaping | Al Furjan | Package 15A | NAKHEEL | Desert Landscape | Tender | 2022 | Fixed Price Lump Sum | ELECTRICAL ENGINEERING INSTALLATIONS | Final sub-circuits and auxiliary installations | Power Bollard Lg(1) As Per Add 3 | 2 | Nr | AED | 6348
2022-06 | 2 | 2.0401 |  | United Arab Emirates | Dubai | Hard & Soft Landscaping | Al Furjan | Package 14 | NAKHEEL | Green & More | Tender | 2022 | Fixed Price Lump Sum | SITE WORK | Site preparation | Site Clearance; Removal Of Debris, Rubbish, Vegetation, Any Existing Foundation And Services And The Like Prior To The Commencement Of Excavation Works; Including Disposal To Approved Location | 83469 | m² | AED | 3.1
2022-06 | 2 | 2.0401 |  | United Arab Emirates | Dubai | Hard & Soft Landscaping | Al Furjan | Package 14 | NAKHEEL | Green & More | Tender | 2022 | Fixed Price Lump Sum | SITE WORK | Site preparation | Site Clearance; "Removal Of Existing Asphalt Road Including Kerbs, Making Good And Disposal (Rate Only)" | 1 | m² | AED | 64.2
2022-06 | 2 | 2.0401 |  | United Arab Emirates | Dubai | Hard & Soft Landscaping | Al Furjan | Package 14 | NAKHEEL | Green & More | Tender | 2022 | Fixed Price Lump Sum | SITE WORK | Excavation | Excavation Works; Including All Ancillary Works As Necessary; From Site Existing Levels Up To The Proposed Grading Levels; Excavation From Existing Grade Levels Up To Proposed Levels | 1 | Item | AED | 217677.3
2022-06 | 2 | 2.0401 |  | United Arab Emirates | Dubai | Hard & Soft Landscaping | Al Furjan | Package 14 | NAKHEEL | Green & More | Tender | 2022 | Fixed Price Lump Sum | SITE WORK | Excavation | Excavation Works; Including All Ancillary Works As Necessary; From Site Existing Levels Up To The Proposed Grading Levels; Excavation From Existing Grade Levels Up To Proposed Level (Rate Only) | 1 | m³ | AED | 11.8
2022-06 | 2 | 2.0402 |  | United Arab Emirates | Dubai | Hard & Soft Landscaping | Al Furjan | Package 14 | NAKHEEL | Green & More | Tender | 2022 | Fixed Price Lump Sum | SITE WORK | Excavation | Excavation Works; Including All Ancillary Works As Necessary; From Site Level +0.00 Up To The Required Levels; Excavation To Reduce Levels; Not Exceeding 250Mm Depth; To Paving And Surface Finish Area | 12717 | m³ | AED | 11.8
2022-06 | 2 | 2.0402 |  | United Arab Emirates | Dubai | Hard & Soft Landscaping | Al Furjan | Package 14 | NAKHEEL | Green & More | Tender | 2022 | Fixed Price Lump Sum | SITE WORK | Excavation | Excavation Works; Including All Ancillary Works As Necessary; From Site Level +0.00 Up To The Required Levels; Excavation To Reduce Level; Over 300Mm But Not Exceeding 500Mm; To Planting Area | 4428 | m³ | AED | 11.8
2022-06 | 2 | 2.0402 |  | United Arab Emirates | Dubai | Hard & Soft Landscaping | Al Furjan | Package 14 | NAKHEEL | Green & More | Tender | 2022 | Fixed Price Lump Sum | SITE WORK | Excavation | Excavation Works; Including All Ancillary Works As Necessary; From Site Level +0.00 Up To The Required Levels; Excavation To Reduce Level; Over 500Mm But Not Exceeding 750Mm; To Planting Area | 8325 | m³ | AED | 11.8
2022-06 | 2 | 2.0402 |  | United Arab Emirates | Dubai | Hard & Soft Landscaping | Al Furjan | Package 14 | NAKHEEL | Green & More | Tender | 2022 | Fixed Price Lump Sum | SITE WORK | Excavation | Excavation Works; Including All Ancillary Works As Necessary; From Site Level +0.00 Up To The Required Levels; Excavation To Reduce Level; Over 250Mm But Not Exceeding 500Mm; To Steps | 16 | m³ | AED | 11.8
2022-06 | 2 | 2.0402 |  | United Arab Emirates | Dubai | Hard & Soft Landscaping | Al Furjan | Package 14 | NAKHEEL | Green & More | Tender | 2022 | Fixed Price Lump Sum | SITE WORK | Excavation | Excavation Works; Including All Ancillary Works As Necessary; From Site Level +0.00 Up To The Required Levels; Trench Excavation; To Receive Foundations | 272 | m³ | AED | 11.8
2022-06 | 2 | 2.0402 |  | United Arab Emirates | Dubai | Hard & Soft Landscaping | Al Furjan | Package 14 | NAKHEEL | Green & More | Tender | 2022 | Fixed Price Lump Sum | SITE WORK | Excavation | Excavation Works; Including All Ancillary Works As Necessary; From Site Level +0.00 Up To The Required Levels; Pit Excavation; Over 1000Mm But Not Exceeding 1500Mm Depth; To Receive Tree Pits | 4288 | m³ | AED | 11.8
2022-06 | 2 | 2.0402 |  | United Arab Emirates | Dubai | Hard & Soft Landscaping | Al Furjan | Package 14 | NAKHEEL | Green & More | Tender | 2022 | Fixed Price Lump Sum | SITE WORK | Excavation | Excavation Works; Including All Ancillary Works As Necessary; From Site Level +0.00 Up To The Required Levels; Pit Excavation; Over 1500Mm But Not Exceeding 2000Mm Depth; To Receive Tree Pits | 1048 | m³ | AED | 11.8
2022-06 | 2 | 2.0402 |  | United Arab Emirates | Dubai | Hard & Soft Landscaping | Al Furjan | Package 14 | NAKHEEL | Green & More | Tender | 2022 | Fixed Price Lump Sum | SITE WORK | Disposal | Disposal Of Unsuitable And Surplus Materials Arising From Excavation; Removed On Site Including A Suitable Tip | 31065 | m³ | AED | 17.5
2022-06 | 2 | 2.0402 |  | United Arab Emirates | Dubai | Hard & Soft Landscaping | Al Furjan | Package 14 | NAKHEEL | Green & More | Tender | 2022 | Fixed Price Lump Sum | SITE WORK | Disposal | Disposal Of Unsuitable And Surplus Materials Arising From Excavation; Removed Off-Site Material (Rate Only) | 1 | m³ | AED | 39.7
2022-06 | 2 | 2.0402 |  | United Arab Emirates | Dubai | Hard & Soft Landscaping | Al Furjan | Package 14 | NAKHEEL | Green & More | Tender | 2022 | Fixed Price Lump Sum | SITE WORK | Disposal | Disposal Of Unsuitable And Surplus Materials Arising From Excavation; Backfill Into Excavation | 29 | m³ | AED | 14.8
2022-06 | 2 | 2.0403 |  | United Arab Emirates | Dubai | Hard & Soft Landscaping | Al Furjan | Package 14 | NAKHEEL | Green & More | Tender | 2022 | Fixed Price Lump Sum | SITE WORK | Filling | Filling To Make Up Levels; Including Compaction And All Ancillary Works As Necessary; 100Mm Thick Aggregate Sub-Base Course | 38 | m³ | AED | 123.4
2022-06 | 2 | 2.0403 |  | United Arab Emirates | Dubai | Hard & Soft Landscaping | Al Furjan | Package 14 | NAKHEEL | Green & More | Tender | 2022 | Fixed Price Lump Sum | SITE WORK | Filling | Filling To Make Up Levels; Including Compaction And All Ancillary Works As Necessary; 100Mm Thick Compacted Aggregate Sub-Base Course For Precast Seatwall, Walls, Steps And Ramps | 50 | m³ | AED | 123.4
2022-06 | 2 | 2.0403 |  | United Arab Emirates | Dubai | Hard & Soft Landscaping | Al Furjan | Package 14 | NAKHEEL | Green & More | Tender | 2022 | Fixed Price Lump Sum | SITE WORK | Filling | Filling To Make Up Levels; Including Compaction And All Ancillary Works As Necessary; 150Mm Thick Compacted Aggregate Sub-Base Course For Hard Scape Area | 5996 | m³ | AED | 123.4
2022-06 | 2 | 2.0403 |  | United Arab Emirates | Dubai | Hard & Soft Landscaping | Al Furjan | Package 14 | NAKHEEL | Green & More | Tender | 2022 | Fixed Price Lump Sum | SITE WORK | Filling | Filling To Make Up Levels; Including Compaction And All Ancillary Works As Necessary; 150Mm Thick Compacted Gravel Base Course; As Drawing Nr. 21-6007-Alf-P14A-14B-Ins-Dwg-Td-70109 | 13 | m³ | AED | 123.4
2022-06 | 2 | 2.0403 |  | United Arab Emirates | Dubai | Hard & Soft Landscaping | Al Furjan | Package 14 | NAKHEEL | Green & More | Tender | 2022 | Fixed Price Lump Sum | SITE WORK | Paving and surfacing | Precast Paver Block; In Shotblast Finish; Laid On 50Mm Thick Sharp Sand Bed And Compacted Existing Grade; Including Grout Mortar, Joint And Edge Treatment And Including All Ancillary Works As Necessary; Paving Type Pv01; Pcc Paver 'Tegula'; Varying Size And Colors A- (15%) 160 X 160 X 80Mm In Light Brown, B- (5%) 120 X 160 X 80Mm In Medium Brown, C-(80%) 160 X 160 X 80Mm In Dark Brown | 9054 | m² | AED | 90.9
2022-06 | 2 | 2.0403 |  | United Arab Emirates | Dubai | Hard & Soft Landscaping | Al Furjan | Package 14 | NAKHEEL | Green & More | Tender | 2022 | Fixed Price Lump Sum | SITE WORK | Paving and surfacing | Precast Paver Block; In Shotblast Finish; Laid On 50Mm Thick Sharp Sand Bed And Compacted Existing Grade; Including Grout Mortar, Joint And Edge Treatment And Including All Ancillary Works As Necessary; Paving Type Pv02; Pcc Paver 'Tegula'; Varying Size And Colors A-120 X 160 X 60Mm In Light Brown, B-120 X 160 X 60Mm In Medium Brown, C-160 X 160 X 60Mm In Light Brown, D-160 X 160 X 60Mm In Medium Brown, E-160 X 160 X 60Mm In Dark Brown, F-160 X 240 X 60Mm In Light Brown | 8535 | m² | AED | 88.6
2022-06 | 2 | 2.0403 |  | United Arab Emirates | Dubai | Hard & Soft Landscaping | Al Furjan | Package 14 | NAKHEEL | Green & More | Tender | 2022 | Fixed Price Lump Sum | SITE WORK | Paving and surfacing | Precast Paver Block; In Shotblast Finish; Laid On 50Mm Thick Sharp Sand Bed And Compacted Existing Grade; Including Grout Mortar, Joint And Edge Treatment And Including All Ancillary Works As Necessary; Paving Type Pp01; 'Flora'; In Running Bond Pattern; Size 300 X 600 X 60Mm Thick; In 70% Light Brown; 30% Med. Brown Colors; In Shotblast Finish | 1850 | m² | AED | 94.3
2022-06 | 2 | 2.0403 |  | United Arab Emirates | Dubai | Hard & Soft Landscaping | Al Furjan | Package 14 | NAKHEEL | Green & More | Tender | 2022 | Fixed Price Lump Sum | SITE WORK | Paving and surfacing | Precast Paver Block; In Shotblast Finish; Laid On 50Mm Thick Sharp Sand Bed And Compacted Existing Grade; Including Grout Mortar, Joint And Edge Treatment And Including All Ancillary Works As Necessary; Paving Type Pp02; 'Flora'; Rectangle Running Bond; Varying Size 300 X 600 X 60Mm Thick And 150 X 600 X 60Mm Thick; In Light Beige Colors | 1100 | m² | AED | 94.3
2022-06 | 2 | 2.0403 |  | United Arab Emirates | Dubai | Hard & Soft Landscaping | Al Furjan | Package 14 | NAKHEEL | Green & More | Tender | 2022 | Fixed Price Lump Sum | SITE WORK | Paving and surfacing | Paving Type Pp03; 'Sienna'; Running Bond Pattern; Varying Size A- 240 X 200 X 60, B- 160 X 200 X 60, C-120 X 200 X 60, D-150 X 200 X 60, E - 120 X 120 X 60; In 80% Light Brown; 20% Medium Brown Colors; In Shotblast Finish | 8762 | m² | AED | 94.3
2022-06 | 2 | 2.0403 |  | United Arab Emirates | Dubai | Hard & Soft Landscaping | Al Furjan | Package 14 | NAKHEEL | Green & More | Tender | 2022 | Fixed Price Lump Sum | SITE WORK | Paving and surfacing | Paving Type Pp05; Circular; Varying Size 300-600Mm Diameter X 60Mm Thick; Light Beige; Shotblast Finish | 205 | m² | AED | 402
2022-06 | 2 | 2.0404 |  | United Arab Emirates | Dubai | Hard & Soft Landscaping | Al Furjan | Package 14 | NAKHEEL | Green & More | Tender | 2022 | Fixed Price Lump Sum | SITE WORK | Paving and surfacing | Concrete Pavers; Laid On 30Mm Thick Mortar Bed And Compacted Sub-Base; Including Grout Mortar, Joint And Edge Treatment And Including All Ancillary Works As Necessary; Paving To Fu03; Size 200 X 200 X 60Mm Thick | 48 | m² | AED | 88.6
2022-06 | 2 | 2.0404 |  | United Arab Emirates | Dubai | Hard & Soft Landscaping | Al Furjan | Package 14 | NAKHEEL | Green & More | Tender | 2022 | Fixed Price Lump Sum | SITE WORK | Paving and surfacing | Concrete Pavers; Laid On 30Mm Thick Mortar Bed And Compacted Sub-Base; Including Grout Mortar, Joint And Edge Treatment And Including All Ancillary Works As Necessary; Paving To Fu04; Size 200 X 200 X 60Mm Thick | 18 | m² | AED | 88.6
2022-06 | 2 | 2.0404 |  | United Arab Emirates | Dubai | Hard & Soft Landscaping | Al Furjan | Package 14 | NAKHEEL | Green & More | Tender | 2022 | Fixed Price Lump Sum | SITE WORK | Paving and surfacing | Concrete Pavers; Pcc Band In Shotblast Finish; Laid On 30Mm Thick Mortar Bed And Compacted Sub-Base; Including Grout Mortar, Joint And Edge Treatment And Including All Ancillary Works As Necessary; Band Type Pb01; Size 200 X 300 X 80Mm Thick; In Dark Brown Colors | 28910 | m | AED | 27.4
2022-06 | 2 | 2.0404 |  | United Arab Emirates | Dubai | Hard & Soft Landscaping | Al Furjan | Package 14 | NAKHEEL | Green & More | Tender | 2022 | Fixed Price Lump Sum | SITE WORK | Paving and surfacing | Concrete Pavers; Pcc Band In Shotblast Finish; Laid On 30Mm Thick Mortar Bed And Compacted Sub-Base; Including Grout Mortar, Joint And Edge Treatment And Including All Ancillary Works As Necessary; Band Type Pb02; Size 300 X 300 X 80Mm Thick; In Med. Brown Colors; In Shotblast Finish | 1228 | m | AED | 34.2
2022-06 | 2 | 2.0404 |  | United Arab Emirates | Dubai | Hard & Soft Landscaping | Al Furjan | Package 14 | NAKHEEL | Green & More | Tender | 2022 | Fixed Price Lump Sum | SITE WORK | Paving and surfacing | Concrete Pavers; Pcc Band In Shotblast Finish; Laid On 30Mm Thick Mortar Bed And Compacted Sub-Base; Including Grout Mortar, Joint And Edge Treatment And Including All Ancillary Works As Necessary; Band Type Pb03; Size 300 X 600 X 80Mm Thick; In Med. Brown Colors; In Shotblast Finish | 625 | m | AED | 35.5
2022-06 | 2 | 2.0404 |  | United Arab Emirates | Dubai | Hard & Soft Landscaping | Al Furjan | Package 14 | NAKHEEL | Green & More | Tender | 2022 | Fixed Price Lump Sum | SITE WORK | Paving and surfacing | Concrete Pavers; Pcc Band In Shotblast Finish; Laid On 30Mm Thick Mortar Bed And Compacted Sub-Base; Including Grout Mortar, Joint And Edge Treatment And Including All Ancillary Works As Necessary; Band Type Pb04; Size 200 X 200 X 80Mm Thick; In Med. Brown Colors; In Shotblast Finish | 510 | m | AED | 27.4
2022-06 | 2 | 2.0404 |  | United Arab Emirates | Dubai | Hard & Soft Landscaping | Al Furjan | Package 14 | NAKHEEL | Green & More | Tender | 2022 | Fixed Price Lump Sum | SITE WORK | Landscaping | Gravel; Non Self Binding-Loose Laid; Natural River Rounded From Wadi Source; Laid On Compacted Existing Grade Layer; Including Accessories And All Ancillary Works As Necessary; Type Ag01; 75-100Mm Diameter Rounded Decorative Gravel Bed; 100Mm Depth | 336 | m² | AED | 29.8
2022-06 | 2 | 2.0404 |  | United Arab Emirates | Dubai | Hard & Soft Landscaping | Al Furjan | Package 14 | NAKHEEL | Green & More | Tender | 2022 | Fixed Price Lump Sum | SITE WORK | Landscaping | Gravel; Non Self Binding-Loose Laid; Natural River Rounded From Wadi Source; Laid On Compacted Existing Grade Layer; Including Accessories And All Ancillary Works As Necessary; Type Ag02; 14Mm Sieve Size; 100Mm Depth | 1783 | m² | AED | 29.8
2022-06 | 2 | 2.0404 |  | United Arab Emirates | Dubai | Hard & Soft Landscaping | Al Furjan | Package 14 | NAKHEEL | Green & More | Tender | 2022 | Fixed Price Lump Sum | SITE WORK | Paving and surfacing | Asphalt Paving; 40Mm Thick Asphalt Wearing Course With Epoxy Acrylic Coating; Laid On And Including 40Mm Thick Asphalt Base Course, Surface Preparation, Accessories And All Ancillary Works As Necessary; Type As01; 80Mm Thick | 563 | m² | AED | 265.7
2022-06 | 2 | 2.0404 |  | United Arab Emirates | Dubai | Hard & Soft Landscaping | Al Furjan | Package 14 | NAKHEEL | Green & More | Tender | 2022 | Fixed Price Lump Sum | SITE WORK | Paving and surfacing | Epdm Surface; 16Mm Thick Top Coat; Over 60-150Mm Thick Black Base Rubber; Laid On Compacted Sub-Base (Measured Separately); Including Accessories And All Ancillary Works As Necessary; Type Ep01 | 1746 | m² | AED | 455.1
2022-06 | 2 | 2.0405 |  | United Arab Emirates | Dubai | Hard & Soft Landscaping | Al Furjan | Package 14 | NAKHEEL | Green & More | Tender | 2022 | Fixed Price Lump Sum | SITE WORK | Landscaping | Boulders; Local Quarry Rock; In Natural Finish; Laid On Compacted Sub-Base (Measured Separately); Including Accessories And All Ancillary Works As Necessary; Type B01; Varying Size 400-1600Mm Diameter; In Grey Or Beige Color | 189 | m² | AED | 1018
2022-06 | 2 | 2.0405 |  | United Arab Emirates | Dubai | Hard & Soft Landscaping | Al Furjan | Package 14 | NAKHEEL | Green & More | Tender | 2022 | Fixed Price Lump Sum | SITE WORK | Landscaping | Hoggin Stone; 5-25Mm Diameter Aggregate; Non-Self Binding Stone; In Natural Desert Tan; In Rolled Finish; Laid On 100Mm Thick Aggregate Sub-Base (Measured Separately); Including Accessories And All Ancillary Works As Necessary; Type H01; 80-100Mm Thick | 378 | m² | AED | 52.5
2022-06 | 2 | 2.0405 |  | United Arab Emirates | Dubai | Hard & Soft Landscaping | Al Furjan | Package 14 | NAKHEEL | Green & More | Tender | 2022 | Fixed Price Lump Sum | SITE WORK | Paving and surfacing | Tactile Paving (Warning); Including Accessories And All Ancillary Works As Necessary; To Ramp; 100Mm Thick | 2 | m² | AED | 255.6
2022-06 | 2 | 2.0405 |  | United Arab Emirates | Dubai | Hard & Soft Landscaping | Al Furjan | Package 14 | NAKHEEL | Green & More | Tender | 2022 | Fixed Price Lump Sum | SITE WORK | Landscaping | Existing Sand; Achieve Approved Lay-Out Including Surface Preparation, Making Good, Accessories And All Ancillary Works As Necessary; Existing Sand Treatment | 6778 | m² | AED | 6.4
2022-06 | 2 | 2.0405 |  | United Arab Emirates | Dubai | Hard & Soft Landscaping | Al Furjan | Package 14 | NAKHEEL | Green & More | Tender | 2022 | Fixed Price Lump Sum | SITE WORK | Landscaping | Sundries; Geotextile Membrane; As Drawing Nr. 21-6007-Alf-P14A-14B-St-Dwg-Td-01 Detail 1 | 4420 | m² | AED | 3.2
2022-06 | 2 | 2.0405 |  | United Arab Emirates | Dubai | Hard & Soft Landscaping | Al Furjan | Package 14 | NAKHEEL | Green & More | Tender | 2022 | Fixed Price Lump Sum | SITE WORK | Landscaping | Sundries; Allow Tie-In Connections For Minor And/Or Ancillary Structures (Swimming Pool And Water Features) | 1 | Item | AED | 44400
2022-06 | 2 | 2.0405 |  | United Arab Emirates | Dubai | Hard & Soft Landscaping | Al Furjan | Package 14 | NAKHEEL | Green & More | Tender | 2022 | Fixed Price Lump Sum | SITE WORK | Landscaping | Planting Medium Soil; Laid On Compacted Subgrade; Including All Ancillary Works As Necessary; 300Mm Depth; To Lawn And Grass | 4088 | m³ | AED | 47.5
2022-06 | 2 | 2.0405 |  | United Arab Emirates | Dubai | Hard & Soft Landscaping | Al Furjan | Package 14 | NAKHEEL | Green & More | Tender | 2022 | Fixed Price Lump Sum | SITE WORK | Landscaping | Planting Medium Soil; Laid On Compacted Subgrade; Including All Ancillary Works As Necessary; 500Mm Depth; To Shrubs And Ground Cover | 7568 | m³ | AED | 47.5
2022-06 | 2 | 2.0405 |  | United Arab Emirates | Dubai | Hard & Soft Landscaping | Al Furjan | Package 14 | NAKHEEL | Green & More | Tender | 2022 | Fixed Price Lump Sum | SITE WORK | Landscaping | Planting Medium Soil; Laid On Compacted Subgrade; Including All Ancillary Works As Necessary; 1500Mm Depth; To Large Tree Pits | 4020 | m³ | AED | 47.5
2022-06 | 2 | 2.0405 |  | United Arab Emirates | Dubai | Hard & Soft Landscaping | Al Furjan | Package 14 | NAKHEEL | Green & More | Tender | 2022 | Fixed Price Lump Sum | SITE WORK | Landscaping | Planting Medium Soil; With Zander Mychorriza Organic; Laid On Compacted Subgrade; Including All Ancillary Works As Necessary; 2000Mm Depth; To Palm Tree Pits | 1048 | m³ | AED | 245.6
2022-06 | 2 | 2.0406 |  | United Arab Emirates | Dubai | Hard & Soft Landscaping | Al Furjan | Package 14 | NAKHEEL | Green & More | Tender | 2022 | Fixed Price Lump Sum | SITE WORK | Landscaping | Organic Bark Mulch; Including All Ancillary Works As Necessary; Mulching; 75Mm Thick; To Shrub | 15848 | m² | AED | 38.8
2022-06 | 2 | 2.0406 |  | United Arab Emirates | Dubai | Hard & Soft Landscaping | Al Furjan | Package 14 | NAKHEEL | Green & More | Tender | 2022 | Fixed Price Lump Sum | SITE WORK | Landscaping | Organic Bark Mulch; Including All Ancillary Works As Necessary; Mulching; 75Mm Thick; To Trees And Palm Trees | 3235 | m² | AED | 38.8
2022-06 | 2 | 2.0406 |  | United Arab Emirates | Dubai | Hard & Soft Landscaping | Al Furjan | Package 14 | NAKHEEL | Green & More | Tender | 2022 | Fixed Price Lump Sum | SITE WORK | Landscaping | Drainage Aggregate Layer Coarse 10-15Mm Diameter; Including All Ancillary Works As Necessary; Drainage Layer; 100Mm Thick; To Trees And Palm Trees | 3235 | m² | AED | 14.5
2022-06 | 2 | 2.0406 |  | United Arab Emirates | Dubai | Hard & Soft Landscaping | Al Furjan | Package 14 | NAKHEEL | Green & More | Tender | 2022 | Fixed Price Lump Sum | SITE WORK | Landscaping | Trees; Including Support System, Groundkeeper And All Ancillary Works As Necessary; Aca Ara; Gum Arabic Tree (Acacia Arabica); With Overall Height 4.0-4.5M; Clear Trunk 1.8M; Min. Caliper 80-100Mm; Local | 5 | Nr | AED | 2006
2022-06 | 2 | 2.0406 |  | United Arab Emirates | Dubai | Hard & Soft Landscaping | Al Furjan | Package 14 | NAKHEEL | Green & More | Tender | 2022 | Fixed Price Lump Sum | SITE WORK | Landscaping | Trees; Including Support System, Groundkeeper And All Ancillary Works As Necessary; Aca Far; Sweet Acacia (Acacia Farnesiana); With Overall Height 1.5-2.0M; Clear Trunk 1.5M; Min. Caliper 60-80Mm; Local | 205 | Nr | AED | 1226.8
2022-06 | 2 | 2.0406 |  | United Arab Emirates | Dubai | Hard & Soft Landscaping | Al Furjan | Package 14 | NAKHEEL | Green & More | Tender | 2022 | Fixed Price Lump Sum | SITE WORK | Landscaping | Aza Ind; Neem Tree (Azadirachta Indica); With Overall Height 4.0-4.5M; Clear Trunk 1.8M; Min. Caliper 80-100Mm; Adaptivetrees; Including Support System, Groundkeeper And All Ancillary Works As Necessary; | 276 | Nr | AED | 1526.5
2022-06 | 2 | 2.0406 |  | United Arab Emirates | Dubai | Hard & Soft Landscaping | Al Furjan | Package 14 | NAKHEEL | Green & More | Tender | 2022 | Fixed Price Lump Sum | SITE WORK | Landscaping | Trees; Including Support System, Groundkeeper And All Ancillary Works As Necessary; Del Reg; Royal Poinciana (Delonix Regia); With Overall Height 4.0-4.5M; Clear Trunk 1.8M; Min. Caliper 80-100Mm; Adaptive | 167 | Nr | AED | 1528.6
2022-06 | 2 | 2.0406 |  | United Arab Emirates | Dubai | Hard & Soft Landscaping | Al Furjan | Package 14 | NAKHEEL | Green & More | Tender | 2022 | Fixed Price Lump Sum | SITE WORK | Landscaping | Trees; Including Support System, Groundkeeper And All Ancillary Works As Necessary; Hib Til; Sea Hibiscus, Mahoe (Hibiscus Tiliaceus); With Overall Height 3.5-4.0M; Clear Trunk 1.5M; Min. Caliper 80-100Mm; Adaptive | 11 | Nr | AED | 1528.6
2022-06 | 2 | 2.0406 |  | United Arab Emirates | Dubai | Hard & Soft Landscaping | Al Furjan | Package 14 | NAKHEEL | Green & More | Tender | 2022 | Fixed Price Lump Sum | SITE WORK | Landscaping | Trees; Including Support System, Groundkeeper And All Ancillary Works As Necessary; Par Acu; Mexican Palo Verde (Parkinsonia Aculeata); With Overall Height 3.5-4.0M; Clear Trunk 1.5M; Min. Caliper 60-80Mm; Adaptive | 114 | Nr | AED | 1288.5
2022-06 | 2 | 2.0406 |  | United Arab Emirates | Dubai | Hard & Soft Landscaping | Al Furjan | Package 14 | NAKHEEL | Green & More | Tender | 2022 | Fixed Price Lump Sum | SITE WORK | Landscaping | Trees; Including Support System, Groundkeeper And All Ancillary Works As Necessary; Plu Obt; Singapore White Plumeria (Plumeria Obtusa); With Overall Height 2.0-2.5M; Clear Trunk 1.8M; Min. Caliper 80-100Mm; Adaptive | 14 | Nr | AED | 2309
2022-06 | 2 | 2.0407 |  | United Arab Emirates | Dubai | Hard & Soft Landscaping | Al Furjan | Package 14 | NAKHEEL | Green & More | Tender | 2022 | Fixed Price Lump Sum | SITE WORK | Landscaping | Trees; Including Support System, Groundkeeper And All Ancillary Works As Necessary; Tam Ind; Tamarind, Tamir Hindi (Tamarindus Indica); With Overall Height 4.0-4.5M; Clear Trunk 1.5M; Min. Caliper 80-100Mm; Adaptive | 68 | Nr | AED | 1768.8
2022-06 | 2 | 2.0407 |  | United Arab Emirates | Dubai | Hard & Soft Landscaping | Al Furjan | Package 14 | NAKHEEL | Green & More | Tender | 2022 | Fixed Price Lump Sum | SITE WORK | Landscaping | Trees; Including Support System, Groundkeeper And All Ancillary Works As Necessary; Ziz Spi; Sidr (Ziziphus Spina-Christi); With Overall Height 4.0-4.5M; Clear Trunk 1.8M; Min. Caliper 80-100Mm; Local | 89 | Nr | AED | 2068.9
2022-06 | 2 | 2.0407 |  | United Arab Emirates | Dubai | Hard & Soft Landscaping | Al Furjan | Package 14 | NAKHEEL | Green & More | Tender | 2022 | Fixed Price Lump Sum | SITE WORK | Landscaping | Pro Jul; Mequite, Safsaf (Prospolis Juliflora); With Overall Height 4.0-4.5M; Clear Trunk 1.8M; Min. Caliper 80-100Mm; Local | 140 | Nr | AED | 1528.6
2022-06 | 2 | 2.0407 |  | United Arab Emirates | Dubai | Hard & Soft Landscaping | Al Furjan | Package 14 | NAKHEEL | Green & More | Tender | 2022 | Fixed Price Lump Sum | SITE WORK | Landscaping | Palm Trees; Including Support System, Groundkeeper And All Ancillary Works As Necessary; Bis Nob; Bismark Palm (Bismarckia Nobilis); With Overall Height 3.0-3.5M; Clear Trunk 1.0-1.5M; Min. Caliper 400-500Mm; Adaptive | 6 | Nr | AED | 8003.1
2022-06 | 2 | 2.0407 |  | United Arab Emirates | Dubai | Hard & Soft Landscaping | Al Furjan | Package 14 | NAKHEEL | Green & More | Tender | 2022 | Fixed Price Lump Sum | SITE WORK | Landscaping | Palm Trees; Including Support System, Groundkeeper And All Ancillary Works As Necessary; Cha Hum; Mediterranean Fan Palm (Chamaeropis Humilis); With Overall Height 2.0-2.5M; Clear Trunk 1.0-1.5M | 4 | Nr | AED | 6202.3
2022-06 | 2 | 2.0407 |  | United Arab Emirates | Dubai | Hard & Soft Landscaping | Al Furjan | Package 14 | NAKHEEL | Green & More | Tender | 2022 | Fixed Price Lump Sum | SITE WORK | Landscaping | Palm Trees; Including Support System, Groundkeeper And All Ancillary Works As Necessary; Pho Dac; Date Palm (Phoenix Dactylifera); With Overall Height 6.0M; Clear Trunk 2.5-5.0M; Min. Caliper 400-500Mm; Local | 63 | Nr | AED | 1640.1
2022-06 | 2 | 2.0407 |  | United Arab Emirates | Dubai | Hard & Soft Landscaping | Al Furjan | Package 14 | NAKHEEL | Green & More | Tender | 2022 | Fixed Price Lump Sum | SITE WORK | Landscaping | Palm Trees; Including Support System, Groundkeeper And All Ancillary Works As Necessary; Was Rob; Mexican Fan Palm (Washington Robusta); With Overall Height 4.5-5.0M; Clear Trunk 2.5-5.0M; Min. Caliper 300-400Mm; Local | 58 | Nr | AED | 3801.1
2022-06 | 2 | 2.0407 |  | United Arab Emirates | Dubai | Hard & Soft Landscaping | Al Furjan | Package 14 | NAKHEEL | Green & More | Tender | 2022 | Fixed Price Lump Sum | SITE WORK | Landscaping | Succulents; Including Additional Earthworks, Fertilizer And All Ancillary Works As Necessary; Aga Ame; Century Plant (Agave Americana); Height 300-400Mm; Min. Spread 300-400Mm; Adaptive | 98 | Nr | AED | 25.9
2022-06 | 2 | 2.0407 |  | United Arab Emirates | Dubai | Hard & Soft Landscaping | Al Furjan | Package 14 | NAKHEEL | Green & More | Tender | 2022 | Fixed Price Lump Sum | SITE WORK | Landscaping | Succulents; Including Additional Earthworks, Fertilizer And All Ancillary Works As Necessary; Aga Att; Foxtail Agave (Agave Attenuata); Height 300-400Mm; Min. Spread 300-400Mm; Adaptive | 8 | Nr | AED | 19.9
2022-06 | 2 | 2.0407 |  | United Arab Emirates | Dubai | Hard & Soft Landscaping | Al Furjan | Package 14 | NAKHEEL | Green & More | Tender | 2022 | Fixed Price Lump Sum | SITE WORK | Landscaping | Succulents; Including Additional Earthworks, Fertilizer And All Ancillary Works As Necessary; Yuc Fil; Yucca (Yucca Filipera); Height 300-400Mm; Min. Spread 300-400Mm; Adaptive | 10 | Nr | AED | 19.9
2022-06 | 2 | 2.0408 |  | United Arab Emirates | Dubai | Hard & Soft Landscaping | Al Furjan | Package 14 | NAKHEEL | Green & More | Tender | 2022 | Fixed Price Lump Sum | SITE WORK | Landscaping | Succulents; Including Additional Earthworks, Fertilizer And All Ancillary Works As Necessary; Eup Tir; Pencil Tree (Euphoriba Tirucalli) | 634 | Nr | AED | 49.9
2022-06 | 2 | 2.0408 |  | United Arab Emirates | Dubai | Hard & Soft Landscaping | Al Furjan | Package 14 | NAKHEEL | Green & More | Tender | 2022 | Fixed Price Lump Sum | SITE WORK | Landscaping | Succulents; Including Additional Earthworks, Fertilizer And All Ancillary Works As Necessary; Aga Ang; Variegated Caribeean Agave (Agave Attenuata) | 1 | Nr | AED | 19.9
2022-06 | 2 | 2.0408 |  | United Arab Emirates | Dubai | Hard & Soft Landscaping | Al Furjan | Package 14 | NAKHEEL | Green & More | Tender | 2022 | Fixed Price Lump Sum | SITE WORK | Landscaping | Shrubs; Including Additional Earthworks, Fertilizer And All Ancillary Works As Necessary; Ade Obe; Desert Rose (Adenium Obesum); Height 400-600Mm; Min. Spread 400-500Mm; Adaptive | 269 | m² | AED | 95.5
2022-06 | 2 | 2.0408 |  | United Arab Emirates | Dubai | Hard & Soft Landscaping | Al Furjan | Package 14 | NAKHEEL | Green & More | Tender | 2022 | Fixed Price Lump Sum | SITE WORK | Landscaping | Shrubs; Including Additional Earthworks, Fertilizer And All Ancillary Works As Necessary; Atr Sem; Salt Bush (Atriplex Semibaccata); Height 300-500Mm; Min. Spread 300-400Mm; Local | 1188 | m² | AED | 27
2022-06 | 2 | 2.0408 |  | United Arab Emirates | Dubai | Hard & Soft Landscaping | Al Furjan | Package 14 | NAKHEEL | Green & More | Tender | 2022 | Fixed Price Lump Sum | SITE WORK | Landscaping | Shrubs; Including Additional Earthworks, Fertilizer And All Ancillary Works As Necessary; Bou Gla; Paper Flower (Bougainvillea Glabra-Orange); Height 400-600Mm; Min. Spread 400-600Mm; Adaptive | 1002 | m² | AED | 45.7
2022-06 | 2 | 2.0408 |  | United Arab Emirates | Dubai | Hard & Soft Landscaping | Al Furjan | Package 14 | NAKHEEL | Green & More | Tender | 2022 | Fixed Price Lump Sum | SITE WORK | Landscaping | Shrubs; Including Additional Earthworks, Fertilizer And All Ancillary Works As Necessary; Cae Pul; Red Bird Of Paradise (Caesalpinia Pulcherrima); Height 400-600Mm; Min. Spread 400-600Mm; Adaptive | 243 | m² | AED | 27.1
2022-06 | 2 | 2.0408 |  | United Arab Emirates | Dubai | Hard & Soft Landscaping | Al Furjan | Package 14 | NAKHEEL | Green & More | Tender | 2022 | Fixed Price Lump Sum | SITE WORK | Landscaping | Shrubs; Including Additional Earthworks, Fertilizer And All Ancillary Works As Necessary; Cle Ine; Wild Jasmine (Clerodendrum Inerme); Height 300-500Mm; Min. Spread 300-500Mm; Adaptive | 736 | m² | AED | 54.1
2022-06 | 2 | 2.0408 |  | United Arab Emirates | Dubai | Hard & Soft Landscaping | Al Furjan | Package 14 | NAKHEEL | Green & More | Tender | 2022 | Fixed Price Lump Sum | SITE WORK | Landscaping | Shrubs; Including Additional Earthworks, Fertilizer And All Ancillary Works As Necessary; Jun Rig; Rush (Juncus Rigidus); Height 400-600Mm; Min. Spread 400-500Mm; Adaptive | 1852 | m² | AED | 45.1
2022-06 | 2 | 2.0408 |  | United Arab Emirates | Dubai | Hard & Soft Landscaping | Al Furjan | Package 14 | NAKHEEL | Green & More | Tender | 2022 | Fixed Price Lump Sum | SITE WORK | Landscaping | Shrubs; Including Additional Earthworks, Fertilizer And All Ancillary Works As Necessary; Leu Fru; Texas Sage (Leucophyllum Frutescens); Height 400-600Mm; Min. Spread 400-600Mm; Adaptive | 1979 | m² | AED | 34.3
2022-06 | 2 | 2.0408 |  | United Arab Emirates | Dubai | Hard & Soft Landscaping | Al Furjan | Package 14 | NAKHEEL | Green & More | Tender | 2022 | Fixed Price Lump Sum | SITE WORK | Landscaping | Shrubs; Including Additional Earthworks, Fertilizer And All Ancillary Works As Necessary; Pan Ant; Blue Panicum (Panicum Antidotale); Height 400-600Mm; Min. Spread 400-500Mm; Adaptive | 68 | m² | AED | 69.1
2022-06 | 2 | 2.0409 |  | United Arab Emirates | Dubai | Hard & Soft Landscaping | Al Furjan | Package 14 | NAKHEEL | Green & More | Tender | 2022 | Fixed Price Lump Sum | SITE WORK | Landscaping | Shrubs; Including Additional Earthworks, Fertilizer And All Ancillary Works As Necessary; Pul Cri; (Pulicaria Crispa); Height 400-600Mm; Min. Spread 400-600Mm; Adaptive | 1590 | m² | AED | 232.3
2022-06 | 2 | 2.0409 |  | United Arab Emirates | Dubai | Hard & Soft Landscaping | Al Furjan | Package 14 | NAKHEEL | Green & More | Tender | 2022 | Fixed Price Lump Sum | SITE WORK | Landscaping | Shrubs; Including Additional Earthworks, Fertilizer And All Ancillary Works As Necessary; Tec Sta; Yellow Bells (Tecoma Stans); Height 400-600Mm; Min. Spread 400-600Mm; Adaptive | 1439 | m² | AED | 27.1
2022-06 | 2 | 2.0409 |  | United Arab Emirates | Dubai | Hard & Soft Landscaping | Al Furjan | Package 14 | NAKHEEL | Green & More | Tender | 2022 | Fixed Price Lump Sum | SITE WORK | Landscaping | Bou Alb; White Bougainvillea (Bougainvillea Alba) | 125 | m² | AED | 36.1
2022-06 | 2 | 2.0409 |  | United Arab Emirates | Dubai | Hard & Soft Landscaping | Al Furjan | Package 14 | NAKHEEL | Green & More | Tender | 2022 | Fixed Price Lump Sum | SITE WORK | Landscaping | Grasses; Including Additional Earthworks, Fertilizer And All Ancillary Works As Necessary; Cen Cil; Dhaman Grass (Cenchrus Ciliaris); Height 300-500Mm; Min. Spread 300-400Mm; Adaptive | 857 | m² | AED | 43.7
2022-06 | 2 | 2.0409 |  | United Arab Emirates | Dubai | Hard & Soft Landscaping | Al Furjan | Package 14 | NAKHEEL | Green & More | Tender | 2022 | Fixed Price Lump Sum | SITE WORK | Landscaping | Grasses; Including Additional Earthworks, Fertilizer And All Ancillary Works As Necessary; Lom Lon; Mat Rush (Lomandra Longifolia); Height 400-600Mm; Min. Spread 400-500Mm; Adaptive | 521 | m² | AED | 68
2022-06 | 2 | 2.0409 |  | United Arab Emirates | Dubai | Hard & Soft Landscaping | Al Furjan | Package 14 | NAKHEEL | Green & More | Tender | 2022 | Fixed Price Lump Sum | SITE WORK | Landscaping | Grasses; Including Additional Earthworks, Fertilizer And All Ancillary Works As Necessary; Pen Rub; Purple Fountain Grass (Pennisetum Rubrum); Height 300-500Mm; Min. Spread 300-500Mm; Adaptive | 1512 | m² | AED | 29.5
2022-06 | 2 | 2.0409 |  | United Arab Emirates | Dubai | Hard & Soft Landscaping | Al Furjan | Package 14 | NAKHEEL | Green & More | Tender | 2022 | Fixed Price Lump Sum | SITE WORK | Landscaping | Grasses; Including Additional Earthworks, Fertilizer And All Ancillary Works As Necessary; Pen Set; Fountain Grass (Pennisetum Setaceum); Height 300-500Mm; Min. Spread 300-500Mm; Local | 5142 | m² | AED | 29.5
2022-06 | 2 | 2.0409 |  | United Arab Emirates | Dubai | Hard & Soft Landscaping | Al Furjan | Package 14 | NAKHEEL | Green & More | Tender | 2022 | Fixed Price Lump Sum | SITE WORK | Landscaping | Groundcovers; Including Additional Earthworks, Fertilizer And All Ancillary Works As Necessary; Aer Jav; Kapok Bush (Aerva Javanica); Height 300-500Mm; Min. Spread 300Mm; Adaptive | 939 | m² | AED | 97.6
2022-06 | 2 | 2.0409 |  | United Arab Emirates | Dubai | Hard & Soft Landscaping | Al Furjan | Package 14 | NAKHEEL | Green & More | Tender | 2022 | Fixed Price Lump Sum | SITE WORK | Landscaping | Groundcovers; Including Additional Earthworks, Fertilizer And All Ancillary Works As Necessary; Pet Thc; Double Cascade Pink Double Petunia (Petunia X Hybrida 'Double Cascade Pink') | 291 | m² | AED | 36.5
2022-06 | 2 | 2.0409 |  | United Arab Emirates | Dubai | Hard & Soft Landscaping | Al Furjan | Package 14 | NAKHEEL | Green & More | Tender | 2022 | Fixed Price Lump Sum | SITE WORK | Landscaping | Groundcovers; Including Additional Earthworks, Fertilizer And All Ancillary Works As Necessary; Rue Cil; Wild Petunia (Ruellia Ciliosa); Height 300-500Mm; Min. Spread 300Mm; Adaptive | 5141 | m² | AED | 25.9
2022-06 | 2 | 2.041 |  | United Arab Emirates | Dubai | Hard & Soft Landscaping | Al Furjan | Package 14 | NAKHEEL | Green & More | Tender | 2022 | Fixed Price Lump Sum | SITE WORK | Landscaping | Groundcovers; Including Additional Earthworks, Fertilizer And All Ancillary Works As Necessary; Ses Por; Shoreline Seapurslane (Sesuvium Portulacastrum); Height 100-150Mm; Min. Spread 150Mm; Local | 1478 | m² | AED | 15.1
2022-06 | 2 | 2.041 |  | United Arab Emirates | Dubai | Hard & Soft Landscaping | Al Furjan | Package 14 | NAKHEEL | Green & More | Tender | 2022 | Fixed Price Lump Sum | SITE WORK | Landscaping | Lawn; Including Additional Earthworks, Fertilizer And All Ancillary Works As Necessary; Pas Vag; Seashore Paspalum (Paspalum Vaginatum); Adaptive | 5593 | m² | AED | 22.8
2022-06 | 2 | 2.041 |  | United Arab Emirates | Dubai | Hard & Soft Landscaping | Al Furjan | Package 14 | NAKHEEL | Green & More | Tender | 2022 | Fixed Price Lump Sum | SITE WORK | Landscaping | Planting Management; Including Protection, Consumables, Accessories And All Ancillary Works As Necessary; Maintenance And Management During Contract Period And Up To Date Of Taking Over | 1 | Item | AED | 27371
2022-06 | 2 | 2.041 |  | United Arab Emirates | Dubai | Hard & Soft Landscaping | Al Furjan | Package 14 | NAKHEEL | Green & More | Tender | 2022 | Fixed Price Lump Sum | SITE WORK | Landscaping | Planting Management; Including Protection, Consumables, Accessories And All Ancillary Works As Necessary; Maintenance And Management During Defects Liabilities Period | 1 | Item | AED | 328449
2022-06 | 2 | 2.041 |  | United Arab Emirates | Dubai | Hard & Soft Landscaping | Al Furjan | Package 14 | NAKHEEL | Green & More | Tender | 2022 | Fixed Price Lump Sum | SITE WORK | Landscaping | Planting Management; Including Protection, Consumables, Accessories And All Ancillary Works As Necessary; Maintenance Of Hessian Wrapping To Palm Trees; Min. 10Weeks From Date Of Planting | 1 | Item | AED | 4362.3
2022-06 | 2 | 2.041 |  | United Arab Emirates | Dubai | Hard & Soft Landscaping | Al Furjan | Package 14 | NAKHEEL | Green & More | Tender | 2022 | Fixed Price Lump Sum | SITE WORK | Landscaping | Planting Management; Including Protection, Consumables, Accessories And All Ancillary Works As Necessary; Maintenance Of Twine Frond Tie To Palm Trees; Min. 5-6Weeks From Date Of Planting | 1 | Item | AED | 2908.2
2022-06 | 2 | 2.041 |  | United Arab Emirates | Dubai | Hard & Soft Landscaping | Al Furjan | Package 14 | NAKHEEL | Green & More | Tender | 2022 | Fixed Price Lump Sum | SITE WORK | Landscaping | Sundries; Polypropylene Root Barrier; 2Mm Thick X 600Mm Depth | 1 | Item | AED | 150861
2022-06 | 2 | 2.041 |  | United Arab Emirates | Dubai | Hard & Soft Landscaping | Al Furjan | Package 14 | NAKHEEL | Green & More | Tender | 2022 | Fixed Price Lump Sum | SITE WORK | Landscaping | Sundries; Polypropylene Root Barrier; 2Mm Thick X 600Mm Depth (Rate Only) | 1 | m² | AED | 43.2
2022-06 | 2 | 2.041 |  | United Arab Emirates | Dubai | Hard & Soft Landscaping | Al Furjan | Package 14 | NAKHEEL | Green & More | Tender | 2022 | Fixed Price Lump Sum | SITE WORK | Landscaping | Sundries; Tree Stake; Painted Forest Green Colour, 50Mm Dia X 2500Mm Long, (3Nr) | 1322 | Nr | AED | 62.3
2022-06 | 2 | 2.041 |  | United Arab Emirates | Dubai | Hard & Soft Landscaping | Al Furjan | Package 14 | NAKHEEL | Green & More | Tender | 2022 | Fixed Price Lump Sum | SITE WORK | Landscaping | Sundries; Adjustable Rubber Cinch Tree Ties (3Nr.) | 1322 | Nr | AED | 19.3
2022-06 | 2 | 2.0411 |  | United Arab Emirates | Dubai | Hard & Soft Landscaping | Al Furjan | Package 14 | NAKHEEL | Green & More | Tender | 2022 | Fixed Price Lump Sum | SITE WORK | Landscaping | Sundries; Geotextile Membrane; Non-Woven; To Palm And Tree Pits; Including All Ancillary Works As Necessary; As Drawing Nr. 21-6007-Alf-P14A-14B-Ins-Dwg-Td-70802 | 16176 | m² | AED | 3
2022-06 | 2 | 2.0411 |  | United Arab Emirates | Dubai | Hard & Soft Landscaping | Al Furjan | Package 14 | NAKHEEL | Green & More | Tender | 2022 | Fixed Price Lump Sum | SITE WORK | Paving and surfacing | Band Type Pb01; Size 200 X 300 X 80Mm Thick; In Dark Brown Colors | 1463 | m | AED | 27.4
2022-06 | 2 | 2.0411 |  | United Arab Emirates | Dubai | Hard & Soft Landscaping | Al Furjan | Package 14 | NAKHEEL | Green & More | Tender | 2022 | Fixed Price Lump Sum | SITE WORK | Paving and surfacing | Band Type Pb03; Size 300 X 600 X 80Mm Thick; In Med. Brown Colors; In Shotblast Finish | 750 | m | AED | 35.5
2022-06 | 2 | 2.0411 |  | United Arab Emirates | Dubai | Hard & Soft Landscaping | Al Furjan | Package 14 | NAKHEEL | Green & More | Tender | 2022 | Fixed Price Lump Sum | SITE WORK | Paving and surfacing | Type As01; 80Mm Thick | 163 | m² | AED | 265.7
2022-06 | 2 | 2.0411 |  | United Arab Emirates | Dubai | Hard & Soft Landscaping | Al Furjan | Package 14 | NAKHEEL | Green & More | Tender | 2022 | Fixed Price Lump Sum | SITE WORK | Landscaping | Planting Medium, 500Mm Depth; To Shrubs And Ground Cover | 2655 | m³ | AED | 47.5
2022-06 | 2 | 2.0411 |  | United Arab Emirates | Dubai | Hard & Soft Landscaping | Al Furjan | Package 14 | NAKHEEL | Green & More | Tender | 2022 | Fixed Price Lump Sum | SITE WORK | Landscaping | Planting Medium, 500Mm Depth; To Succulents | 137.75 | m³ | AED | 47.5
2022-06 | 2 | 2.0411 |  | United Arab Emirates | Dubai | Hard & Soft Landscaping | Al Furjan | Package 14 | NAKHEEL | Green & More | Tender | 2022 | Fixed Price Lump Sum | SITE WORK | Landscaping | Pho Dac; Date Palm (Phoenix Dactylifera); With Overall Height 6.0M; Clear Trunk 2.5-5.0M; Min. Caliper 400-500Mm; Local | 28 | Nr | AED | 1640.1
2022-06 | 2 | 2.0411 |  | United Arab Emirates | Dubai | Hard & Soft Landscaping | Al Furjan | Package 14 | NAKHEEL | Green & More | Tender | 2022 | Fixed Price Lump Sum | SITE WORK | Landscaping | Pul Cri; (Pulicaria Crispa); Height 400-600Mm; Min. Spread 400-600Mm; Adaptive | 266 | m² | AED | 232.3
2022-06 | 2 | 2.0411 |  | United Arab Emirates | Dubai | Hard & Soft Landscaping | Al Furjan | Package 14 | NAKHEEL | Green & More | Tender | 2022 | Fixed Price Lump Sum | SITE WORK | Landscaping | Cle Ine; Wild Jasmine (Clerodendrum Inerme); Height 300-500Mm; Min. Spread 300-500Mm; Adaptive | 121 | m² | AED | 54.1
2022-06 | 2 | 2.0411 |  | United Arab Emirates | Dubai | Hard & Soft Landscaping | Al Furjan | Package 14 | NAKHEEL | Green & More | Tender | 2022 | Fixed Price Lump Sum | SITE WORK | Landscaping | Jun Rig; Rush (Juncus Rigidus); Height 400-600Mm; Min. Spread 400-500Mm; Adaptive | 266 | m² | AED | 45.1
2022-06 | 2 | 2.0412 |  | United Arab Emirates | Dubai | Hard & Soft Landscaping | Al Furjan | Package 14 | NAKHEEL | Green & More | Tender | 2022 | Fixed Price Lump Sum | SITE WORK | Landscaping | Rue Cil; Wild Petunia (Ruellia Ciliosa); Height 300-500Mm; Min. Spread 300Mm; Adaptive | 876 | m² | AED | 25.9
2022-06 | 2 | 2.0412 |  | United Arab Emirates | Dubai | Hard & Soft Landscaping | Al Furjan | Package 14 | NAKHEEL | Green & More | Tender | 2022 | Fixed Price Lump Sum | SITE WORK | Paving and surfacing | Tec Und; Honey Tree (Tecomella Undulata); With Overall Height 3.5-4.0M; Clear Trunk 1.5-2.0M; Min. Caliper 60-80Mm; Adaptive | 114 | Nr | AED | 1108.4
2022-06 | 2 | 2.0412 |  | United Arab Emirates | Dubai | Hard & Soft Landscaping | Al Furjan | Package 14 | NAKHEEL | Green & More | Tender | 2022 | Fixed Price Lump Sum | METALWORK | Non structural metalwork | Shade Structure; Comprising Uv Stabilized Hdpe Shade Fabric, Hot-Dipped Galvanized Epoxy Painted Steel Post; Including Gi Cable, Rc Foundation, Earthworks, Waterproofing, Metal Supports, Fixings, Accessories And All Ancillary Works As Necessary; Measured On Plan; Type Fu06-46 (1 Nr) | 69 | m² | AED | 599.4
2022-06 | 2 | 2.0412 |  | United Arab Emirates | Dubai | Hard & Soft Landscaping | Al Furjan | Package 14 | NAKHEEL | Green & More | Tender | 2022 | Fixed Price Lump Sum | METALWORK | Non structural metalwork | Shade Structure; Comprising Uv Stabilized Hdpe Shade Fabric, Hot-Dipped Galvanized Epoxy Painted Steel Post; Including Gi Cable, Rc Foundation, Earthworks, Waterproofing, Metal Supports, Fixings, Accessories And All Ancillary Works As Necessary; Measured On Plan; Type Fu06-47 (1 Nr) | 191 | m² | AED | 499.5
2022-06 | 2 | 2.0412 |  | United Arab Emirates | Dubai | Hard & Soft Landscaping | Al Furjan | Package 14 | NAKHEEL | Green & More | Tender | 2022 | Fixed Price Lump Sum | METALWORK | Non structural metalwork | Shade Structure; Comprising Uv Stabilized Hdpe Shade Fabric, Hot-Dipped Galvanized Epoxy Painted Steel Post; Including Gi Cable, Rc Foundation, Earthworks, Waterproofing, Metal Supports, Fixings, Accessories And All Ancillary Works As Necessary; Measured On Plan; Type Fu06-48 (1 Nr) | 228 | m² | AED | 499.5
2022-06 | 2 | 2.0412 |  | United Arab Emirates | Dubai | Hard & Soft Landscaping | Al Furjan | Package 14 | NAKHEEL | Green & More | Tender | 2022 | Fixed Price Lump Sum | METALWORK | Non structural metalwork | Shade Structure; Comprising Uv Stabilized Hdpe Shade Fabric, Hot-Dipped Galvanized Epoxy Painted Steel Post; Including Gi Cable, Rc Foundation, Earthworks, Waterproofing, Metal Supports, Fixings, Accessories And All Ancillary Works As Necessary; Measured On Plan; Type Fu06-49 (1 Nr) | 438 | m² | AED | 432.9
2022-06 | 2 | 2.0412 |  | United Arab Emirates | Dubai | Hard & Soft Landscaping | Al Furjan | Package 14 | NAKHEEL | Green & More | Tender | 2022 | Fixed Price Lump Sum | METALWORK | Non structural metalwork | Type Fu06-50 (1 Nr) | 571 | m² | AED | 432.9
2022-06 | 2 | 2.0412 |  | United Arab Emirates | Dubai | Hard & Soft Landscaping | Al Furjan | Package 14 | NAKHEEL | Green & More | Tender | 2022 | Fixed Price Lump Sum | METALWORK | Non structural metalwork | Type Fu06-51 (1 Nr) | 297 | m² | AED | 499.5
2022-06 | 2 | 2.0412 |  | United Arab Emirates | Dubai | Hard & Soft Landscaping | Al Furjan | Package 14 | NAKHEEL | Green & More | Tender | 2022 | Fixed Price Lump Sum | METALWORK | Non structural metalwork | Type Fu06-52 (1 Nr) | 191 | m² | AED | 499.5
2022-06 | 2 | 2.0412 |  | United Arab Emirates | Dubai | Hard & Soft Landscaping | Al Furjan | Package 14 | NAKHEEL | Green & More | Tender | 2022 | Fixed Price Lump Sum | METALWORK | Non structural metalwork | Type Fu06-53 (1 Nr) | 197 | m² | AED | 499.5
2022-06 | 2 | 2.0413 |  | United Arab Emirates | Dubai | Hard & Soft Landscaping | Al Furjan | Package 14 | NAKHEEL | Green & More | Tender | 2022 | Fixed Price Lump Sum | METALWORK | Non structural metalwork | Basketball Court Fence; Fixed To Concrete Base; Comprising Weld Mesh Fence, Mid Rail And Fence Post; Including Concrete, Formwork, Reinforcement, Excavation, Disposal, Backfilling, Anchor Bolts, Metal Supports, Fixings, Accessories And All Ancillary Works As Necessary; Metal Fence; 4000Mm High | 17 | m | AED | 599.4
2022-06 | 2 | 2.0413 |  | United Arab Emirates | Dubai | Hard & Soft Landscaping | Al Furjan | Package 14 | NAKHEEL | Green & More | Tender | 2022 | Fixed Price Lump Sum | METALWORK | Non structural metalwork | Tennis Court Fence And Gate; Fixed To Concrete Base; Comprising 50X50Mm Chain Link And 3.0/4.0Mm Dia. Line (Tension) Wire Mesh In Pvc Coated Green Color, Corner Straining Post, Bracing; Including Gate, Finishes, Reinforced Concrete Foundation, Earthworks, Waterproofing, Anchor Bolts, Metal Supports, Fixings, Accessories And All Ancillary Works As Necessary; Metal Fence; 4000Mm High | 63 | m | AED | 1831.5
2022-06 | 2 | 2.0413 |  | United Arab Emirates | Dubai | Hard & Soft Landscaping | Al Furjan | Package 14 | NAKHEEL | Green & More | Tender | 2022 | Fixed Price Lump Sum | METALWORK | Non structural metalwork | Tennis Court Fence And Gate; Fixed To Concrete Base; Comprising 50X50Mm Chain Link And 3.0/4.0Mm Dia. Line (Tension) Wire Mesh In Pvc Coated Green Color, Corner Straining Post, Bracing; Including Gate, Finishes, Reinforced Concrete Foundation, Earthworks, Waterproofing, Anchor Bolts, Metal Supports, Fixings, Accessories And All Ancillary Works As Necessary; Extra Over Single Leaf Gate 1000 X 1500Mm High | 1 | Nr | AED | 4995
2022-06 | 2 | 2.0413 |  | United Arab Emirates | Dubai | Hard & Soft Landscaping | Al Furjan | Package 14 | NAKHEEL | Green & More | Tender | 2022 | Fixed Price Lump Sum | METALWORK | Non structural metalwork | Tennis Net Post; Fixed To Concrete Base; Including Polycarbonate Brackets, Concrete, Formwork, Reinforcement, Excavation, Disposal, Backfilling, Anchor Bolts, Net Tension Assembly, Fixings, Accessories And All Ancillary Works As Necessary; As Drawing Nr. 21-6007-Alf-P14A-14B-Ins-Dwg-Td-70654 Detail 03; Net Post; 1067Mm High | 2 | Nr | AED | 4995
2022-06 | 2 | 2.0413 |  | United Arab Emirates | Dubai | Hard & Soft Landscaping | Al Furjan | Package 14 | NAKHEEL | Green & More | Tender | 2022 | Fixed Price Lump Sum | METALWORK | Non structural metalwork | Pool Fence And Gate; Fixed To Concrete Base; Comprising Powder Coated Aluminium Railing And Post; Including Gate, Finishes, Reinforced Concrete Foundation, Earthworks, Waterproofing, Anchor Bolts, Metal Supports, Ironmongery, Magna Latch Safety Gate, Fixings, Accessories And All Ancillary Works As Necessary; Type F-01; 1200Mm High | 345 | m | AED | 726.5
2022-06 | 2 | 2.0413 |  | United Arab Emirates | Dubai | Hard & Soft Landscaping | Al Furjan | Package 14 | NAKHEEL | Green & More | Tender | 2022 | Fixed Price Lump Sum | METALWORK | Non structural metalwork | Pool Fence And Gate; Fixed To Concrete Base; Comprising Powder Coated Aluminium Railing And Post; Including Gate, Finishes, Reinforced Concrete Foundation, Earthworks, Waterproofing, Anchor Bolts, Metal Supports, Ironmongery, Magna Latch Safety Gate, Fixings, Accessories And All Ancillary Works As Necessary; Extra Over Single Swing Gate; 1040 X 1120Mm High | 4 | Nr | AED | 2525.6
2022-06 | 2 | 2.0413 |  | United Arab Emirates | Dubai | Hard & Soft Landscaping | Al Furjan | Package 14 | NAKHEEL | Green & More | Tender | 2022 | Fixed Price Lump Sum | METALWORK | Non structural metalwork | Handrail; To Steps And Ramp; Comprising Galvanised Steel Rail Member And Post; Floor Mounted; Including Finishes, Grout, Anchor Bolts, Metal Supports, Fixings, Accessories And All Ancillary Works As Necessary; As Drawing Nr. 21-6007-Alf-P14A-14B-Ins-Dwg-Td-70205 Detail 3; Type R02; 750Mm High; To Steps And Ramp; Sloping; Curved | 71 | m | AED | 693.8
2022-06 | 2 | 2.0413 |  | United Arab Emirates | Dubai | Hard & Soft Landscaping | Al Furjan | Package 14 | NAKHEEL | Green & More | Tender | 2022 | Fixed Price Lump Sum | METALWORK | Non structural metalwork | Handrail; To Steps And Ramp; Comprising Galvanised Steel Rail Member And Post; Floor Mounted; Including Finishes, Grout, Anchor Bolts, Metal Supports, Fixings, Accessories And All Ancillary Works As Necessary; As Drawing Nr. 21-6007-Alf-P14A-14B-Ins-Dwg-Td-70205 Detail 3; Type R02; 750Mm High; To Walkway Steps; Sloping | 8 | m | AED | 593.9
2022-06 | 2 | 2.0413 |  | United Arab Emirates | Dubai | Hard & Soft Landscaping | Al Furjan | Package 14 | NAKHEEL | Green & More | Tender | 2022 | Fixed Price Lump Sum | METALWORK | Non structural metalwork | Handrail; To Steps And Ramp; Comprising Galvanised Steel Rail Member And Post; Wall Mounted; Including Finishes, Grout, Anchor Bolts, Metal Supports, Fixings, Accessories And All Ancillary Works As Necessary; Type R02; 900Mm High; To Steps And Ramp; Sloping; Curved | 96 | m | AED | 693.8
2022-06 | 2 | 2.0413 |  | United Arab Emirates | Dubai | Hard & Soft Landscaping | Al Furjan | Package 14 | NAKHEEL | Green & More | Tender | 2022 | Fixed Price Lump Sum | METALWORK | Non structural metalwork | Handrail; To Steps And Ramp; Comprising Galvanised Steel Rail Member And Post; Wall Mounted; Including Finishes, Grout, Anchor Bolts, Metal Supports, Fixings, Accessories And All Ancillary Works As Necessary; Type R02; 900Mm High; To Walkway Steps; Sloping | 12 | m | AED | 593.9
2022-06 | 2 | 2.0414 |  | United Arab Emirates | Dubai | Hard & Soft Landscaping | Al Furjan | Package 14 | NAKHEEL | Green & More | Tender | 2022 | Fixed Price Lump Sum | METALWORK | Non structural metalwork | Double Swing Gate; 1700Mm Wide For Pool Fence | 1 | Nr | AED | 6577.1
2022-06 | 2 | 2.0414 |  | United Arab Emirates | Dubai | Hard & Soft Landscaping | Al Furjan | Package 14 | NAKHEEL | Green & More | Tender | 2022 | Fixed Price Lump Sum | FINISHES | Backgrounds | Screed; Including Surface Preparation And All Ancillary Works As Necessary; To Receive Limestone | 4 | m² | AED | 65.5
2022-06 | 2 | 2.0414 |  | United Arab Emirates | Dubai | Hard & Soft Landscaping | Al Furjan | Package 14 | NAKHEEL | Green & More | Tender | 2022 | Fixed Price Lump Sum | FINISHES | Backgrounds | Screed; Including Surface Preparation And All Ancillary Works As Necessary; To Receive Porcelain Tiles | 1 | m² | AED | 65.5
2022-06 | 2 | 2.0414 |  | United Arab Emirates | Dubai | Hard & Soft Landscaping | Al Furjan | Package 14 | NAKHEEL | Green & More | Tender | 2022 | Fixed Price Lump Sum | FINISHES | Backgrounds | Screed; Including Surface Preparation And All Ancillary Works As Necessary; To Receive Ceramic Tiles | 11 | m² | AED | 65.5
2022-06 | 2 | 2.0414 |  | United Arab Emirates | Dubai | Hard & Soft Landscaping | Al Furjan | Package 14 | NAKHEEL | Green & More | Tender | 2022 | Fixed Price Lump Sum | FINISHES | Finishings | External Works; Pool Shower Paving; Laid On Screed (Measured Separately); Including Grouting, Joints, Mortar, Accessories And All Ancillary Works As Necessary; Limestone; 200 X 200 X 50Mm Thick; In Off-White Cream; In Flamed Finish | 8 | m² | AED | 607.7
2022-06 | 2 | 2.0414 |  | United Arab Emirates | Dubai | Hard & Soft Landscaping | Al Furjan | Package 14 | NAKHEEL | Green & More | Tender | 2022 | Fixed Price Lump Sum | CONCRETE WORK | Precast concrete | Pool Shower Tiling; Laid On Screed (Measured Separately); Including Grouting, Joints, Mortar, Accessories And All Ancillary Works As Necessary; Porcelain Tile; 25 X 25 X 10Mm Thick; In Light Grey Color; In Matte Finish | 2 | m² | AED | 333.4
2022-06 | 2 | 2.0414 |  | United Arab Emirates | Dubai | Hard & Soft Landscaping | Al Furjan | Package 14 | NAKHEEL | Green & More | Tender | 2022 | Fixed Price Lump Sum | FINISHES | Finishings | Pool Shower Cladding; Laid On Smooth Concrete; Including Grouting, Joints, Mortar, Accessories And All Ancillary Works As Necessary; Tile Type Ct03 | 19 | m² | AED | 282.5
2022-06 | 2 | 2.0414 |  | United Arab Emirates | Dubai | Hard & Soft Landscaping | Al Furjan | Package 14 | NAKHEEL | Green & More | Tender | 2022 | Fixed Price Lump Sum | FINISHES | Finishings | Tile Type Ct04 | 3 | m² | AED | 282.5
2022-06 | 2 | 2.0414 |  | United Arab Emirates | Dubai | Hard & Soft Landscaping | Al Furjan | Package 14 | NAKHEEL | Green & More | Tender | 2022 | Fixed Price Lump Sum | FINISHES | Finishings | Wall Render; To Planter Wall; Laid On Smooth Concrete; Including Tile Adhesive, Joints, Mortar, Accessories And All Ancillary Works As Necessary; Type W02; Wall Cladding; 25Mm Thick; In Light Grey; In Smooth Finish | 1146 | m² | AED | 138.8
2022-06 | 2 | 2.0414 |  | United Arab Emirates | Dubai | Hard & Soft Landscaping | Al Furjan | Package 14 | NAKHEEL | Green & More | Tender | 2022 | Fixed Price Lump Sum | CONCRETE WORK | Precast concrete | Pre-Cast Concrete Wall Coping; To Planter Wall; Laid On Smooth Concrete; Including Tile Adhesive, Joints, Mortar, Accessories And All Ancillary Works As Necessary; Type W02; Coping; 300Mm Wide X 50Mm Thick; In Medium Grey; In Shotblast Finish | 346 | m | AED | 104.5
2022-06 | 2 | 2.0415 |  | United Arab Emirates | Dubai | Hard & Soft Landscaping | Al Furjan | Package 14 | NAKHEEL | Green & More | Tender | 2022 | Fixed Price Lump Sum | CONCRETE WORK | Precast concrete | Pre-Cast Concrete Tread Coping Chamfered: Laid On Smooth Concrete; Including Grouting, Joints, Mortar, Accessories And All Ancillary Works As Necessary; Type St02; 200 X 300 X 50Mm Thick; In Medium Gray; In Shotblast Finish; To Walkway Steps | 115 | m | AED | 169.2
2022-06 | 2 | 2.0415 |  | United Arab Emirates | Dubai | Hard & Soft Landscaping | Al Furjan | Package 14 | NAKHEEL | Green & More | Tender | 2022 | Fixed Price Lump Sum | CONCRETE WORK | Precast concrete | Pre-Cast Concrete Riser: Laid On Smooth Concrete; Including Grouting, Joints, Mortar, Accessories And All Ancillary Works As Necessary; 150 X 200 X 50Mm Thick; In Light Gray; In Shotblast Finish; To Walkway Steps | 115 | m | AED | 141.8
2022-06 | 2 | 2.0415 |  | United Arab Emirates | Dubai | Hard & Soft Landscaping | Al Furjan | Package 14 | NAKHEEL | Green & More | Tender | 2022 | Fixed Price Lump Sum | FINISHES | Finishings | Plaster Finish; Color Light Grey; Including Surface Preparation, Prime, Finish Coat And All Ancillary Works As Necessary; To Upstand Walls; Steps And Ramps | 24 | m² | AED | 88.8
2022-06 | 2 | 2.0415 |  | United Arab Emirates | Dubai | Hard & Soft Landscaping | Al Furjan | Package 14 | NAKHEEL | Green & More | Tender | 2022 | Fixed Price Lump Sum | FINISHES | Finishings | Plaster Finish; Color Light Grey; Including Surface Preparation, Prime, Finish Coat And All Ancillary Works As Necessary; To Top Of Wall; 200Mm Wide; Steps And Ramps | 79 | m | AED | 17.8
2022-06 | 2 | 2.0415 |  | United Arab Emirates | Dubai | Hard & Soft Landscaping | Al Furjan | Package 14 | NAKHEEL | Green & More | Tender | 2022 | Fixed Price Lump Sum | FINISHES | Signwriting | Line Markings; Acrylic Paint; Including Accessories And All Ancillary Works As Necessary; Tennis Court Line Marking | 90 | m | AED | 33.3
2022-06 | 2 | 2.0415 |  | United Arab Emirates | Dubai | Hard & Soft Landscaping | Al Furjan | Package 14 | NAKHEEL | Green & More | Tender | 2022 | Fixed Price Lump Sum | FINISHES | Signwriting | Line Markings; Acrylic Paint; Including Accessories And All Ancillary Works As Necessary; Basketball Court Line Marking | 68 | m | AED | 33.3
2022-06 | 2 | 2.0415 |  | United Arab Emirates | Dubai | Hard & Soft Landscaping | Al Furjan | Package 14 | NAKHEEL | Green & More | Tender | 2022 | Fixed Price Lump Sum | FINISHES | Signwriting | Line Markings; Acrylic Paint; Including Accessories And All Ancillary Works As Necessary; Informal Football Court Marking | 53 | m | AED | 33.3
2022-06 | 2 | 2.0415 |  | United Arab Emirates | Dubai | Hard & Soft Landscaping | Al Furjan | Package 14 | NAKHEEL | Green & More | Tender | 2022 | Fixed Price Lump Sum | FURNISHINGS | Generally | Site Furniture; Including Finishes, Foundations, Earthworks, Waterproofing, Frames, Fixings, Fittings, Accessories And All Ancillary Works As Necessary; Type Fu01; Picnic Table; Tropical Hardwood Board With Protective Layer Of Zinc And Powder Coating; In Ral 7024 Colour; Size 1800 X 795 X 725Mm High | 4 | Nr | AED | 5791.8
2022-06 | 2 | 2.0415 |  | United Arab Emirates | Dubai | Hard & Soft Landscaping | Al Furjan | Package 14 | NAKHEEL | Green & More | Tender | 2022 | Fixed Price Lump Sum | FURNISHINGS | Generally | Site Furniture; Including Finishes, Foundations, Earthworks, Waterproofing, Frames, Fixings, Fittings, Accessories And All Ancillary Works As Necessary; Type Fu03; Bench With Back Rest; Tropical Hardwood Board With Protective Layer Of Zinc And Powder Coating; In Ral 7024 Colour; Size 2000 X 600 X 785Mm High | 25 | Nr | AED | 8396.5
2022-06 | 2 | 2.0415 |  | United Arab Emirates | Dubai | Hard & Soft Landscaping | Al Furjan | Package 14 | NAKHEEL | Green & More | Tender | 2022 | Fixed Price Lump Sum | FURNISHINGS | Generally | Site Furniture; Including Finishes, Foundations, Earthworks, Waterproofing, Frames, Fixings, Fittings, Accessories And All Ancillary Works As Necessary; Type Fu04; Prax Litter Bin; Comprising Galvanized Steel Frame And Stainless Steel Doors; Ral 9007 Colour; Powder Coated Finish; Size 580 X 370 X 1055Mm High | 20 | Nr | AED | 8310.8
2022-06 | 2 | 2.0416 |  | United Arab Emirates | Dubai | Hard & Soft Landscaping | Al Furjan | Package 14 | NAKHEEL | Green & More | Tender | 2022 | Fixed Price Lump Sum | FURNISHINGS | Generally | Site Furniture; Including Finishes, Foundations, Earthworks, Waterproofing, Frames, Fixings, Fittings, Accessories And All Ancillary Works As Necessary; Type Fu05; Bay City Bike Rack; Solid Cast Aluminium; Grey Colour; Powder Coated Finish; | 6 | Nr | AED | 3203
2022-06 | 2 | 2.0416 |  | United Arab Emirates | Dubai | Hard & Soft Landscaping | Al Furjan | Package 14 | NAKHEEL | Green & More | Tender | 2022 | Fixed Price Lump Sum | FURNISHINGS | Generally | Site Furniture; Including Finishes, Foundations, Earthworks, Waterproofing, Frames, Fixings, Fittings, Accessories And All Ancillary Works As Necessary; Type Fu-07; Pet Waste Bin; Cast Aluminium; In Gray Ral 3007 Color; Fixed To 50Mm Diameter Powder Coated Steel Pole; Size 310 X 310 X 580Mm High | 6 | Nr | AED | 1959.5
2022-06 | 2 | 2.0416 |  | United Arab Emirates | Dubai | Hard & Soft Landscaping | Al Furjan | Package 14 | NAKHEEL | Green & More | Tender | 2022 | Fixed Price Lump Sum | FURNISHINGS | Generally | Type Fu12; Hammock With Posts; Hammock In Hard Rope; Fixed To 160Mm Diameter X 1200Mm High Hot Dip Galvanized Steel | 7 | Nr | AED | 9990
2022-06 | 2 | 2.0416 |  | United Arab Emirates | Dubai | Hard & Soft Landscaping | Al Furjan | Package 14 | NAKHEEL | Green & More | Tender | 2022 | Fixed Price Lump Sum | CONCRETE WORK | Precast concrete | Precast Concrete Seat; Fixed To Concrete Base (Measured Elsewhere); Including Expansion Sealant, Accessories And All Ancillary Works As Necessary; As Drawing Nr. 21-6007-Alf-P14A-14B-Ins-Dwg-Td-70303 Detail 04; Type Fu10; 600Mm Wide X 450Mm High | 6 | m | AED | 1329.1
2022-06 | 2 | 2.0416 |  | United Arab Emirates | Dubai | Hard & Soft Landscaping | Al Furjan | Package 14 | NAKHEEL | Green & More | Tender | 2022 | Fixed Price Lump Sum | CONCRETE WORK | Precast concrete | Precast Concrete Seat; Fixed To Concrete Base (Measured Elsewhere); Including Expansion Sealant, Accessories And All Ancillary Works As Necessary; As Drawing Nr. 21-6007-Alf-P14A-14B-Ins-Dwg-Td-70303 Detail 04; Type Fu10; 600Mm Wide X 450Mm High; Curved | 43 | m | AED | 1329.1
2022-06 | 2 | 2.0416 |  | United Arab Emirates | Dubai | Hard & Soft Landscaping | Al Furjan | Package 14 | NAKHEEL | Green & More | Tender | 2022 | Fixed Price Lump Sum | CONCRETE WORK | Precast concrete | Precast Concrete Seat; Fixed To Concrete Base (Measured Elsewhere); Including Expansion Sealant, Accessories And All Ancillary Works As Necessary; As Drawing Nr. 21-6007-Alf-P14A-14B-Ins-Dwg-Td-70303 Detail 04; 600Mm Wide X 450Mm High; To Ampitheatre; Curved | 128 | m | AED | 1170
2022-06 | 2 | 2.0416 |  | United Arab Emirates | Dubai | Hard & Soft Landscaping | Al Furjan | Package 14 | NAKHEEL | Green & More | Tender | 2022 | Fixed Price Lump Sum | FURNISHINGS | Generally | Bespoke Seating; Including Accessories And All Ancillary Works As Necessary; As Drawing Nr. 21-6007-Alf-P14A-14B-Ins-Dwg-Td-70304; | 4 | Nr | AED | 20137.7
2022-06 | 2 | 2.0416 |  | United Arab Emirates | Dubai | Hard & Soft Landscaping | Al Furjan | Package 14 | NAKHEEL | Green & More | Tender | 2022 | Fixed Price Lump Sum | FURNISHINGS | Generally | Treated Natural Cut-Log Stepping Pads; Including Accessories And All Ancillary Works As Necessary; As Drawing Nr. 21-6007-Alf-P14A-14B-Ins-Dwg-Td-70305; Type Fu14; 450Mm Diameter X 450~700Mm High | 40 | set | AED | 499.5
2022-06 | 2 | 2.0416 |  | United Arab Emirates | Dubai | Hard & Soft Landscaping | Al Furjan | Package 14 | NAKHEEL | Green & More | Tender | 2022 | Fixed Price Lump Sum | FURNISHINGS | Generally | Play Equipment; Including Finishes, Foundations, Earthworks, Waterproofing, Frames, Fixings, Fittings, Accessories And All Ancillary Works As Necessary; Type Pe02; Iconic Slide; Acacia Ttu002 | 1 | Nr | AED | 435289.3
2022-06 | 2 | 2.0416 |  | United Arab Emirates | Dubai | Hard & Soft Landscaping | Al Furjan | Package 14 | NAKHEEL | Green & More | Tender | 2022 | Fixed Price Lump Sum | FURNISHINGS | Generally | Play Equipment; Including Finishes, Foundations, Earthworks, Waterproofing, Frames, Fixings, Fittings, Accessories And All Ancillary Works As Necessary; Type Pe07A; Springer; Crazy Dragon | 3 | Nr | AED | 10489.5
2022-06 | 2 | 2.0417 |  | United Arab Emirates | Dubai | Hard & Soft Landscaping | Al Furjan | Package 14 | NAKHEEL | Green & More | Tender | 2022 | Fixed Price Lump Sum | FURNISHINGS | Generally | Play Equipment; Including Finishes, Foundations, Earthworks, Waterproofing, Frames, Fixings, Fittings, Accessories And All Ancillary Works As Necessary; Type Pe09; Swing; 2.4M 2 Seat Swing Swb082Z | 1 | Nr | AED | 17927.4
2022-06 | 2 | 2.0417 |  | United Arab Emirates | Dubai | Hard & Soft Landscaping | Al Furjan | Package 14 | NAKHEEL | Green & More | Tender | 2022 | Fixed Price Lump Sum | FURNISHINGS | Generally | Play Equipment; Including Finishes, Foundations, Earthworks, Waterproofing, Frames, Fixings, Fittings, Accessories And All Ancillary Works As Necessary; Type Pe10; Swing; Inclusive Swing Sbs081Z | 2 | Nr | AED | 23366.4
2022-06 | 2 | 2.0417 |  | United Arab Emirates | Dubai | Hard & Soft Landscaping | Al Furjan | Package 14 | NAKHEEL | Green & More | Tender | 2022 | Fixed Price Lump Sum | FURNISHINGS | Generally | Play Equipment; Including Finishes, Foundations, Earthworks, Waterproofing, Frames, Fixings, Fittings, Accessories And All Ancillary Works As Necessary; Type Pe16; Spinner; Hula Rotator Swd720 | 2 | Nr | AED | 13181.3
2022-06 | 2 | 2.0417 |  | United Arab Emirates | Dubai | Hard & Soft Landscaping | Al Furjan | Package 14 | NAKHEEL | Green & More | Tender | 2022 | Fixed Price Lump Sum | FURNISHINGS | Generally | Play Equipment; Including Finishes, Foundations, Earthworks, Waterproofing, Frames, Fixings, Fittings, Accessories And All Ancillary Works As Necessary; Type Pe20; Play Equipment | 1 | Nr | AED | 71928
2022-06 | 2 | 2.0417 |  | United Arab Emirates | Dubai | Hard & Soft Landscaping | Al Furjan | Package 14 | NAKHEEL | Green & More | Tender | 2022 | Fixed Price Lump Sum | FURNISHINGS | Generally | Play Equipment; Including Finishes, Foundations, Earthworks, Waterproofing, Frames, Fixings, Fittings, Accessories And All Ancillary Works As Necessary; Type Pe21; Trampoline; Large Trampoline Smb230401 | 1 | Nr | AED | 24953.6
2022-06 | 2 | 2.0417 |  | United Arab Emirates | Dubai | Hard & Soft Landscaping | Al Furjan | Package 14 | NAKHEEL | Green & More | Tender | 2022 | Fixed Price Lump Sum | FURNISHINGS | Generally | Play Equipment; Including Finishes, Foundations, Earthworks, Waterproofing, Frames, Fixings, Fittings, Accessories And All Ancillary Works As Necessary; Type Pe23; Multi-Play; Foxfire Czu212 | 2 | Nr | AED | 236185.8
2022-06 | 2 | 2.0417 |  | United Arab Emirates | Dubai | Hard & Soft Landscaping | Al Furjan | Package 14 | NAKHEEL | Green & More | Tender | 2022 | Fixed Price Lump Sum | FURNISHINGS | Generally | Play Equipment; Including Finishes, Foundations, Earthworks, Waterproofing, Frames, Fixings, Fittings, Accessories And All Ancillary Works As Necessary; Type Pe28; Stepping Pods; Stepping Pod Dza175 | 2 | Nr | AED | 2731.1
2022-06 | 2 | 2.0417 |  | United Arab Emirates | Dubai | Hard & Soft Landscaping | Al Furjan | Package 14 | NAKHEEL | Green & More | Tender | 2022 | Fixed Price Lump Sum | FURNISHINGS | Generally | Play Equipment; Including Finishes, Foundations, Earthworks, Waterproofing, Frames, Fixings, Fittings, Accessories And All Ancillary Works As Necessary; Type Pe30; Butterfly Loops; Butterfly, Physical | 1 | Nr | AED | 339660
2022-06 | 2 | 2.0417 |  | United Arab Emirates | Dubai | Hard & Soft Landscaping | Al Furjan | Package 14 | NAKHEEL | Green & More | Tender | 2022 | Fixed Price Lump Sum | FURNISHINGS | Generally | Type Pe39; Wall; Climbing Wall Pzu788 | 2 | Nr | AED | 31466.8
2022-06 | 2 | 2.0417 |  | United Arab Emirates | Dubai | Hard & Soft Landscaping | Al Furjan | Package 14 | NAKHEEL | Green & More | Tender | 2022 | Fixed Price Lump Sum | FURNISHINGS | Generally | Type Pe48; Springer; Bike Springer Ssb900 | 1 | Nr | AED | 12499.1
2022-06 | 2 | 2.0418 |  | United Arab Emirates | Dubai | Hard & Soft Landscaping | Al Furjan | Package 14 | NAKHEEL | Green & More | Tender | 2022 | Fixed Price Lump Sum | FURNISHINGS | Generally | Type Pe49; Springer; Buggie Springie Ssb250 | 2 | Nr | AED | 10501.1
2022-06 | 2 | 2.0418 |  | United Arab Emirates | Dubai | Hard & Soft Landscaping | Al Furjan | Package 14 | NAKHEEL | Green & More | Tender | 2022 | Fixed Price Lump Sum | FURNISHINGS | Generally | Type Pe50; Springer; Springie Nest Rocker Ssd020 | 1 | Nr | AED | 17859.9
2022-06 | 2 | 2.0418 |  | United Arab Emirates | Dubai | Hard & Soft Landscaping | Al Furjan | Package 14 | NAKHEEL | Green & More | Tender | 2022 | Fixed Price Lump Sum | FURNISHINGS | Generally | Type Pe52; Multi-Play; Playhouses J224 | 1 | Nr | AED | 46751.9512
2022-06 | 2 | 2.0418 |  | United Arab Emirates | Dubai | Hard & Soft Landscaping | Al Furjan | Package 14 | NAKHEEL | Green & More | Tender | 2022 | Fixed Price Lump Sum | FURNISHINGS | Generally | Type Pe54; Multi-Play; Little Mermaid & Tinderbox With Castle | 2 | Nr | AED | 254745
2022-06 | 2 | 2.0418 |  | United Arab Emirates | Dubai | Hard & Soft Landscaping | Al Furjan | Package 14 | NAKHEEL | Green & More | Tender | 2022 | Fixed Price Lump Sum | FURNISHINGS | Generally | Type Pe55; Swing; Toddler Castle | 1 | Nr | AED | 50949
2022-06 | 2 | 2.0418 |  | United Arab Emirates | Dubai | Hard & Soft Landscaping | Al Furjan | Package 14 | NAKHEEL | Green & More | Tender | 2022 | Fixed Price Lump Sum | FURNISHINGS | Generally | Type Pe59A; Springer; Flower Springer Ssb150 | 1 | Nr | AED | 12665.544
2022-06 | 2 | 2.0418 |  | United Arab Emirates | Dubai | Hard & Soft Landscaping | Al Furjan | Package 14 | NAKHEEL | Green & More | Tender | 2022 | Fixed Price Lump Sum | FURNISHINGS | Generally | Type Pe59B; Springer; Crocodile Springer Ssb400 | 1 | Nr | AED | 9391.044
2022-06 | 2 | 2.0418 |  | United Arab Emirates | Dubai | Hard & Soft Landscaping | Al Furjan | Package 14 | NAKHEEL | Green & More | Tender | 2022 | Fixed Price Lump Sum | FURNISHINGS | Generally | Type Pe61; Inground Trampoline | 3 | Nr | AED | 20979
2022-06 | 2 | 2.0418 |  | United Arab Emirates | Dubai | Hard & Soft Landscaping | Al Furjan | Package 14 | NAKHEEL | Green & More | Tender | 2022 | Fixed Price Lump Sum | FURNISHINGS | Generally | Type Pe62; Climbing Net | 1 | Nr | AED | 32967
2022-06 | 2 | 2.0418 |  | United Arab Emirates | Dubai | Hard & Soft Landscaping | Al Furjan | Package 14 | NAKHEEL | Green & More | Tender | 2022 | Fixed Price Lump Sum | FURNISHINGS | Generally | Type Pe86; Embankment Slide, Long | 1 | Nr | AED | 32967
2022-06 | 2 | 2.0419 |  | United Arab Emirates | Dubai | Hard & Soft Landscaping | Al Furjan | Package 14 | NAKHEEL | Green & More | Tender | 2022 | Fixed Price Lump Sum | FURNISHINGS | Generally | Type Pe87; Slide | 1 | Nr | AED | 41958
2022-06 | 2 | 2.0419 |  | United Arab Emirates | Dubai | Hard & Soft Landscaping | Al Furjan | Package 14 | NAKHEEL | Green & More | Tender | 2022 | Fixed Price Lump Sum | FURNISHINGS | Generally | Sports Equipment; Including Finishes, Foundations, Earthworks, Waterproofing, Frames, Fixings, Fittings, Accessories And All Ancillary Works As Necessary; Type Sp-01; Football Goal L | 2 | Nr | AED | 13928.724
2022-06 | 2 | 2.0419 |  | United Arab Emirates | Dubai | Hard & Soft Landscaping | Al Furjan | Package 14 | NAKHEEL | Green & More | Tender | 2022 | Fixed Price Lump Sum | FURNISHINGS | Generally | Sports Equipment; Including Finishes, Foundations, Earthworks, Waterproofing, Frames, Fixings, Fittings, Accessories And All Ancillary Works As Necessary; Type Sp-02; Basket Ball Stand 1-080921M | 1 | Nr | AED | 9058.044
2022-06 | 2 | 2.0419 |  | United Arab Emirates | Dubai | Hard & Soft Landscaping | Al Furjan | Package 14 | NAKHEEL | Green & More | Tender | 2022 | Fixed Price Lump Sum | FURNISHINGS | Generally | Sports Equipment; Including Finishes, Foundations, Earthworks, Waterproofing, Frames, Fixings, Fittings, Accessories And All Ancillary Works As Necessary; Tennis Court Net | 1 | Nr | AED | 9990
2022-06 | 2 | 2.0419 |  | United Arab Emirates | Dubai | Hard & Soft Landscaping | Al Furjan | Package 14 | NAKHEEL | Green & More | Tender | 2022 | Fixed Price Lump Sum | FURNISHINGS | Generally | Fitness Equipment; Including Finishes, Foundations, Earthworks, Waterproofing, Frames, Fixings, Fittings, Accessories And All Ancillary Works As Necessary; Type Fe01; Street Workout M - 081655M | 2 | Nr | AED | 28604.7
2022-06 | 2 | 2.0419 |  | United Arab Emirates | Dubai | Hard & Soft Landscaping | Al Furjan | Package 14 | NAKHEEL | Green & More | Tender | 2022 | Fixed Price Lump Sum | FURNISHINGS | Generally | Fitness Equipment; Including Finishes, Foundations, Earthworks, Waterproofing, Frames, Fixings, Fittings, Accessories And All Ancillary Works As Necessary; Type Fe02; Battling Rope - 081255M | 2 | Nr | AED | 18847.8
2022-06 | 2 | 2.0419 |  | United Arab Emirates | Dubai | Hard & Soft Landscaping | Al Furjan | Package 14 | NAKHEEL | Green & More | Tender | 2022 | Fixed Price Lump Sum | FURNISHINGS | Generally | Fitness Equipment; Including Finishes, Foundations, Earthworks, Waterproofing, Frames, Fixings, Fittings, Accessories And All Ancillary Works As Necessary; Type Fe03; Push Up - Inclusive - 081225M | 2 | Nr | AED | 8490.168
2022-06 | 2 | 2.0419 |  | United Arab Emirates | Dubai | Hard & Soft Landscaping | Al Furjan | Package 14 | NAKHEEL | Green & More | Tender | 2022 | Fixed Price Lump Sum | FURNISHINGS | Generally | Fitness Equipment; Including Finishes, Foundations, Earthworks, Waterproofing, Frames, Fixings, Fittings, Accessories And All Ancillary Works As Necessary; Type Fe04; Back N'Abs - 081210M | 2 | Nr | AED | 19150.164
2022-06 | 2 | 2.0419 |  | United Arab Emirates | Dubai | Hard & Soft Landscaping | Al Furjan | Package 14 | NAKHEEL | Green & More | Tender | 2022 | Fixed Price Lump Sum | FURNISHINGS | Generally | Fitness Equipment; Including Finishes, Foundations, Earthworks, Waterproofing, Frames, Fixings, Fittings, Accessories And All Ancillary Works As Necessary; Type Fe05; Box M - 081201M | 3 | Nr | AED | 14765.664
2022-06 | 2 | 2.0419 |  | United Arab Emirates | Dubai | Hard & Soft Landscaping | Al Furjan | Package 14 | NAKHEEL | Green & More | Tender | 2022 | Fixed Price Lump Sum | FURNISHINGS | Generally | Type Fu01; Picnic Table; Tropical Hardwood Board With Protective Layer Of Zinc And Powder Coating; In Ral 7024 Colour; Size 1800 X 795 X 725Mm High | 2 | Nr | AED | 5791.8
2022-06 | 2 | 2.042 |  | United Arab Emirates | Dubai | Hard & Soft Landscaping | Al Furjan | Package 14 | NAKHEEL | Green & More | Tender | 2022 | Fixed Price Lump Sum | FURNISHINGS | Generally | Type Fu04; Prax Litter Bin; Comprising Galvanized Steel Frame And Stainless Steel Doors; Ral 9007 Colour; Powder Coated Finish; Size 580 X 370 X 1055Mm High | 4 | Nr | AED | 8310.8
2022-06 | 2 | 2.042 |  | United Arab Emirates | Dubai | Hard & Soft Landscaping | Al Furjan | Package 14 | NAKHEEL | Green & More | Tender | 2022 | Fixed Price Lump Sum | FURNISHINGS | Generally | Type Fu05; Bay City Bike Rack; Solid Cast Aluminium; Grey Colour; Powder Coated Finish; | 14 | Nr | AED | 3203
2022-06 | 2 | 2.042 |  | United Arab Emirates | Dubai | Hard & Soft Landscaping | Al Furjan | Package 14 | NAKHEEL | Green & More | Tender | 2022 | Fixed Price Lump Sum | FURNISHINGS | Generally | Type Fu-07; Pet Waste Bin; Cast Aluminium; In Gray Ral 3007 Color; Fixed To 50Mm Diameter Powder Coated Steel Pole; Size 310 X 310 X 580Mm High | 6 | Nr | AED | 1959.5
2022-06 | 2 | 2.042 |  | United Arab Emirates | Dubai | Hard & Soft Landscaping | Al Furjan | Package 14 | NAKHEEL | Green & More | Tender | 2022 | Fixed Price Lump Sum | FURNISHINGS | Generally | Type Pe43; Rotary; Carousel With Bars | 2 | Nr | AED | 23976
2022-06 | 2 | 2.042 |  | United Arab Emirates | Dubai | Hard & Soft Landscaping | Al Furjan | Package 14 | NAKHEEL | Green & More | Tender | 2022 | Fixed Price Lump Sum | FURNISHINGS | Generally | Type Fu05; Bay City Bike Rack; Solid Cast Aluminium; Grey Colour; Powder Coated Finish; | 14 | Nr | AED | 3203
2022-06 | 2 | 2.042 |  | United Arab Emirates | Dubai | Hard & Soft Landscaping | Al Furjan | Package 14 | NAKHEEL | Green & More | Tender | 2022 | Fixed Price Lump Sum | FURNISHINGS | Generally | Type Pe50; Springer; Springie Nest Rocker Ssd020 | 1 | Nr | AED | 17859.9
2022-06 | 2 | 2.042 |  | United Arab Emirates | Dubai | Hard & Soft Landscaping | Al Furjan | Package 14 | NAKHEEL | Green & More | Tender | 2022 | Fixed Price Lump Sum | SITE WORK | Landscaping | Earthworks; "Excavation Works; Including Backfill, Disposal, Accessories And All Ancillary Works As Necessary"; "Excavation From Existing Grade Levels Up To Proposed Level (+0.00) - Rate Only" | 1 | m³ | AED | 11.8
2022-06 | 2 | 2.042 |  | United Arab Emirates | Dubai | Hard & Soft Landscaping | Al Furjan | Package 14 | NAKHEEL | Green & More | Tender | 2022 | Fixed Price Lump Sum | SITE WORK | Landscaping | Earthworks; "Excavation Works; Including Backfill, Disposal, Accessories And All Ancillary Works As Necessary"; "Excavation From Level +0.00 Up To Required Level" | 1002 | m³ | AED | 11.8
2022-06 | 2 | 2.042 |  | United Arab Emirates | Dubai | Hard & Soft Landscaping | Al Furjan | Package 14 | NAKHEEL | Green & More | Tender | 2022 | Fixed Price Lump Sum | SITE WORK | Filling | Filling Material; Including Accessories And All Ancillary Works As Necessary; Up To The Required Level"; 200Mm Subbase; To Foundation | 108 | m³ | AED | 123.4
2022-06 | 2 | 2.042 |  | United Arab Emirates | Dubai | Hard & Soft Landscaping | Al Furjan | Package 14 | NAKHEEL | Green & More | Tender | 2022 | Fixed Price Lump Sum | CONCRETE WORK | Poured concrete | Structural Works; "Swimming Pool Structure Including Waterstop, Concrete, Reinforcement, Shuttering, Waterproofing, Accessories And All Ancillary Works As Necessary"; Gunite Wall; 200Mm Thick | 47 | m³ | AED | 1284.8
2022-06 | 2 | 2.0421 |  | United Arab Emirates | Dubai | Hard & Soft Landscaping | Al Furjan | Package 14 | NAKHEEL | Green & More | Tender | 2022 | Fixed Price Lump Sum | CONCRETE WORK | Poured concrete | Structural Works; "Swimming Pool Structure Including Waterstop, Concrete, Reinforcement, Shuttering, Waterproofing, Accessories And All Ancillary Works As Necessary"; Gunite Slab; 200Mm Thick | 108 | m³ | AED | 1284.8
2022-06 | 2 | 2.0421 |  | United Arab Emirates | Dubai | Hard & Soft Landscaping | Al Furjan | Package 14 | NAKHEEL | Green & More | Tender | 2022 | Fixed Price Lump Sum | MECHANICAL ENGINEERING INSTALLATIONS | Pipework and gutterwork | Gunite Skimmer Base; 570Mm High | 5 | m³ | AED | 1284.8
2022-06 | 2 | 2.0421 |  | United Arab Emirates | Dubai | Hard & Soft Landscaping | Al Furjan | Package 14 | NAKHEEL | Green & More | Tender | 2022 | Fixed Price Lump Sum | MECHANICAL ENGINEERING INSTALLATIONS | Pipework and gutterwork | Gunite Steps; 175Mm High | 6 | m³ | AED | 1284.8
2022-06 | 2 | 2.0421 |  | United Arab Emirates | Dubai | Hard & Soft Landscaping | Al Furjan | Package 14 | NAKHEEL | Green & More | Tender | 2022 | Fixed Price Lump Sum | CONCRETE WORK | Poured concrete | Blinding Concrete; 50Mm Thick | 29 | m³ | AED | 532.2
2022-06 | 2 | 2.0421 |  | United Arab Emirates | Dubai | Hard & Soft Landscaping | Al Furjan | Package 14 | NAKHEEL | Green & More | Tender | 2022 | Fixed Price Lump Sum | MASONRY | Walls and piers | Solid Block Work; 150Mm Thick | 215 | m³ | AED | 325.6
2022-06 | 2 | 2.0421 |  | United Arab Emirates | Dubai | Hard & Soft Landscaping | Al Furjan | Package 14 | NAKHEEL | Green & More | Tender | 2022 | Fixed Price Lump Sum | CONCRETE WORK | Poured concrete | Underground Pump Room Structure Including Waterstop, Concrete, Reinforcement, Shuttering, Waterproofing, Accessories And All Ancillary Works As Necessary; Rc Wall; 200Mm Thick | 18 | m³ | AED | 1547
2022-06 | 2 | 2.0421 |  | United Arab Emirates | Dubai | Hard & Soft Landscaping | Al Furjan | Package 14 | NAKHEEL | Green & More | Tender | 2022 | Fixed Price Lump Sum | CONCRETE WORK | Poured concrete | Underground Pump Room Structure Including Waterstop, Concrete, Reinforcement, Shuttering, Waterproofing, Accessories And All Ancillary Works As Necessary; Rc Slab On Grade; 250Mm Thick | 14 | m³ | AED | 1548
2022-06 | 2 | 2.0421 |  | United Arab Emirates | Dubai | Hard & Soft Landscaping | Al Furjan | Package 14 | NAKHEEL | Green & More | Tender | 2022 | Fixed Price Lump Sum | CONCRETE WORK | Poured concrete | Underground Pump Room Structure Including Waterstop, Concrete, Reinforcement, Shuttering, Waterproofing, Accessories And All Ancillary Works As Necessary; Rc Suspended Slab; 200Mm Thick | 10 | m³ | AED | 1548
2022-06 | 2 | 2.0421 |  | United Arab Emirates | Dubai | Hard & Soft Landscaping | Al Furjan | Package 14 | NAKHEEL | Green & More | Tender | 2022 | Fixed Price Lump Sum | CONCRETE WORK | Poured concrete | Underground Pump Room Structure Including Waterstop, Concrete, Reinforcement, Shuttering, Waterproofing, Accessories And All Ancillary Works As Necessary; Precast Removable Slab; 125Mm Thick | 1 | m³ | AED | 1041.2
2022-06 | 2 | 2.0421 |  | United Arab Emirates | Dubai | Hard & Soft Landscaping | Al Furjan | Package 14 | NAKHEEL | Green & More | Tender | 2022 | Fixed Price Lump Sum | CONCRETE WORK | Poured concrete | Underground Pump Room Structure Including Waterstop, Concrete, Reinforcement, Shuttering, Waterproofing, Accessories And All Ancillary Works As Necessary; Plain Cement Concrete; 50Mm Thick | 3 | m³ | AED | 515.5
2022-06 | 2 | 2.0422 |  | United Arab Emirates | Dubai | Hard & Soft Landscaping | Al Furjan | Package 14 | NAKHEEL | Green & More | Tender | 2022 | Fixed Price Lump Sum | CONCRETE WORK | Poured concrete | Underground Pump Room Structure Including Waterstop, Concrete, Reinforcement, Shuttering, Waterproofing, Accessories And All Ancillary Works As Necessary; Protection Screed; 50Mm Thick | 5 | m³ | AED | 506.2
2022-06 | 2 | 2.0422 |  | United Arab Emirates | Dubai | Hard & Soft Landscaping | Al Furjan | Package 14 | NAKHEEL | Green & More | Tender | 2022 | Fixed Price Lump Sum | METALWORK | Non structural metalwork | Non-Structural Metalwork; "Pool Ladder; Stainless Steel, Floor Mounted; Including Finishes, Fixings, Accessories And All Ancillary Works As Necessary"; Overall Size 500 X 620 X 1700Mm High | 4 | Nr | AED | 2847.2
2022-06 | 2 | 2.0422 |  | United Arab Emirates | Dubai | Hard & Soft Landscaping | Al Furjan | Package 14 | NAKHEEL | Green & More | Tender | 2022 | Fixed Price Lump Sum | METALWORK | Non structural metalwork | Underground Pumproom Ladder; Wall Mounted; Including Finishes, Fixings, Accessories And All Ancillary Works As Necessary; Ladder; 2000Mm High | 2 | Nr | AED | 2736.2
2022-06 | 2 | 2.0422 |  | United Arab Emirates | Dubai | Hard & Soft Landscaping | Al Furjan | Package 14 | NAKHEEL | Green & More | Tender | 2022 | Fixed Price Lump Sum | THERMAL AND MOISTURE PROTECTION | Coverings and linings | Thermal And Moisture Protection; 2 Coats Of Cementitious Waterproofing; Including Surface Preparation, Accessories And All Ancillary Works As Necessary; Horizontal Surface | 642 | m² | AED | 155.4
2022-06 | 2 | 2.0422 |  | United Arab Emirates | Dubai | Hard & Soft Landscaping | Al Furjan | Package 14 | NAKHEEL | Green & More | Tender | 2022 | Fixed Price Lump Sum | THERMAL AND MOISTURE PROTECTION | Coverings and linings | Thermal And Moisture Protection; 2 Coats Of Cementitious Waterproofing; Including Surface Preparation, Accessories And All Ancillary Works As Necessary; Vertical Surface | 294 | m² | AED | 155.4
2022-06 | 2 | 2.0422 |  | United Arab Emirates | Dubai | Hard & Soft Landscaping | Al Furjan | Package 14 | NAKHEEL | Green & More | Tender | 2022 | Fixed Price Lump Sum | THERMAL AND MOISTURE PROTECTION | Coverings and linings | Polythene Sheet; Including Surface Preparation, Accessories And All Ancillary Works As Necessary; Horizontal Surface | 682 | m² | AED | 3.2
2022-06 | 2 | 2.0422 |  | United Arab Emirates | Dubai | Hard & Soft Landscaping | Al Furjan | Package 14 | NAKHEEL | Green & More | Tender | 2022 | Fixed Price Lump Sum | THERMAL AND MOISTURE PROTECTION | Coverings and linings | Waterproofing Membrane 1 Layer S.B.S. Torch Applied, 4Mm Thick; Including Surface Preparation, Accessories And All Ancillary Works As Necessary; Horizontal Surface | 576 | m² | AED | 60
2022-06 | 2 | 2.0422 |  | United Arab Emirates | Dubai | Hard & Soft Landscaping | Al Furjan | Package 14 | NAKHEEL | Green & More | Tender | 2022 | Fixed Price Lump Sum | THERMAL AND MOISTURE PROTECTION | Coverings and linings | Waterproofing Membrane 1 Layer S.B.S. Torch Applied, 4Mm Thick; Including Surface Preparation, Accessories And All Ancillary Works As Necessary; Vertical Surface | 234 | m² | AED | 60
2022-06 | 2 | 2.0422 |  | United Arab Emirates | Dubai | Hard & Soft Landscaping | Al Furjan | Package 14 | NAKHEEL | Green & More | Tender | 2022 | Fixed Price Lump Sum | FINISHES | Finishings | Protection Board, 3.2Mm Thick; Including Surface Preparation, Accessories And All Ancillary Works As Necessary; Horizontal Surface | 682 | m² | AED | 33.3
2022-06 | 2 | 2.0422 |  | United Arab Emirates | Dubai | Hard & Soft Landscaping | Al Furjan | Package 14 | NAKHEEL | Green & More | Tender | 2022 | Fixed Price Lump Sum | FINISHES | Finishings | Protection Board, 3.2Mm Thick; Including Surface Preparation, Accessories And All Ancillary Works As Necessary; Vertical Surface | 322 | m² | AED | 33.3
2022-06 | 2 | 2.0423 |  | United Arab Emirates | Dubai | Hard & Soft Landscaping | Al Furjan | Package 14 | NAKHEEL | Green & More | Tender | 2022 | Fixed Price Lump Sum | THERMAL AND MOISTURE PROTECTION | Coverings and linings | Bitumen; Including Surface Preparation, Accessories And All Ancillary Works As Necessary; To Masonry External Faces | 215 | m² | AED | 16.7
2022-06 | 2 | 2.0423 |  | United Arab Emirates | Dubai | Hard & Soft Landscaping | Al Furjan | Package 14 | NAKHEEL | Green & More | Tender | 2022 | Fixed Price Lump Sum | FINISHES | Finishings | Finishes; Cement And Sand Screed; Laid To Slope Including Surface Preparation, Accessories And All Ancillary Works As Necessary; 25Mm Thick; To Receive Tiles | 482 | m² | AED | 88.8
2022-06 | 2 | 2.0423 |  | United Arab Emirates | Dubai | Hard & Soft Landscaping | Al Furjan | Package 14 | NAKHEEL | Green & More | Tender | 2022 | Fixed Price Lump Sum | FINISHES | Finishings | Finishes; Cement And Sand Screed; Laid To Slope Including Surface Preparation, Accessories And All Ancillary Works As Necessary; 25Mm Thick; To Receive Paint | 48 | m² | AED | 88.8
2022-06 | 2 | 2.0423 |  | United Arab Emirates | Dubai | Hard & Soft Landscaping | Al Furjan | Package 14 | NAKHEEL | Green & More | Tender | 2022 | Fixed Price Lump Sum | FINISHES | Backgrounds | Proprietary Cement Sand Plaster; Smooth; Including Surface Preparation And All Ancillary Works As Necessary; 25Mm Thick; To Receive Tiles | 180 | m² | AED | 88.8
2022-06 | 2 | 2.0423 |  | United Arab Emirates | Dubai | Hard & Soft Landscaping | Al Furjan | Package 14 | NAKHEEL | Green & More | Tender | 2022 | Fixed Price Lump Sum | FINISHES | Backgrounds | Proprietary Cement Sand Plaster; Smooth; Including Surface Preparation And All Ancillary Works As Necessary; 25Mm Thick; To Receive Paint | 82 | m² | AED | 88.8
2022-06 | 2 | 2.0423 |  | United Arab Emirates | Dubai | Hard & Soft Landscaping | Al Furjan | Package 14 | NAKHEEL | Green & More | Tender | 2022 | Fixed Price Lump Sum | FINISHES | Finishings | Ceramic Tiles; Laid On Cement Sand Screed (Measured Elsewhere); Including Grouting, Joints, Dry Set Mortar Or Adhesive And All Necessary Ancillary Works; Size 25 X 25Mm; To Floors | 482 | m² | AED | 237.9
2022-06 | 2 | 2.0423 |  | United Arab Emirates | Dubai | Hard & Soft Landscaping | Al Furjan | Package 14 | NAKHEEL | Green & More | Tender | 2022 | Fixed Price Lump Sum | FINISHES | Finishings | Ceramic Tiles; Laid On Cement Sand Screed (Measured Elsewhere); Including Grouting, Joints, Dry Set Mortar Or Adhesive And All Necessary Ancillary Works; Size 25 X 25Mm; To Walls | 180 | m² | AED | 237.9
2022-06 | 2 | 2.0423 |  | United Arab Emirates | Dubai | Hard & Soft Landscaping | Al Furjan | Package 14 | NAKHEEL | Green & More | Tender | 2022 | Fixed Price Lump Sum | FINISHES | Finishings | Sand Stone Coping; Laid On Cement Sand Screed (Measured Elsewhere); Including Grouting, Joints, Dry Set Mortar Or Adhesive And All Necessary Ancillary Works; Size 300 X 30Mm Thick; To Pool Perimeter | 186 | m | AED | 90.1
2022-06 | 2 | 2.0423 |  | United Arab Emirates | Dubai | Hard & Soft Landscaping | Al Furjan | Package 14 | NAKHEEL | Green & More | Tender | 2022 | Fixed Price Lump Sum | FINISHES | Decorations | Decorations; Epoxy Paint Finish; Including Surface Preparation, Prime, Finish Coat, Accessories And All Ancillary Works As Necessary; To Underground Pump Room Floors | 48 | m² | AED | 94.4
2022-06 | 2 | 2.0423 |  | United Arab Emirates | Dubai | Hard & Soft Landscaping | Al Furjan | Package 14 | NAKHEEL | Green & More | Tender | 2022 | Fixed Price Lump Sum | MECHANICAL ENGINEERING INSTALLATIONS | Pipework and gutterwork | Plumbing Installation; Swimming Pool Water Pipe Installation; Including Supports, Markings, Pipe Sleeves, Accessories And All Ancillary Works As Necessary; Upvc Pipe And Fittings To Bs3505 Class E; 1 1/2" Diameter | 52 | m | AED | 34.2
2022-06 | 2 | 2.0424 |  | United Arab Emirates | Dubai | Hard & Soft Landscaping | Al Furjan | Package 14 | NAKHEEL | Green & More | Tender | 2022 | Fixed Price Lump Sum | MECHANICAL ENGINEERING INSTALLATIONS | Pipework and gutterwork | Plumbing Installation; Swimming Pool Water Pipe Installation; Including Supports, Markings, Pipe Sleeves, Accessories And All Ancillary Works As Necessary; Upvc Pipe And Fittings To Bs3505 Class E; 2" Diameter | 275 | m | AED | 41.1
2022-06 | 2 | 2.0424 |  | United Arab Emirates | Dubai | Hard & Soft Landscaping | Al Furjan | Package 14 | NAKHEEL | Green & More | Tender | 2022 | Fixed Price Lump Sum | MECHANICAL ENGINEERING INSTALLATIONS | Pipework and gutterwork | Plumbing Installation; Swimming Pool Water Pipe Installation; Including Supports, Markings, Pipe Sleeves, Accessories And All Ancillary Works As Necessary; Upvc Pipe And Fittings To Bs3505 Class E; 3" Diameter | 170 | m | AED | 72.2
2022-06 | 2 | 2.0424 |  | United Arab Emirates | Dubai | Hard & Soft Landscaping | Al Furjan | Package 14 | NAKHEEL | Green & More | Tender | 2022 | Fixed Price Lump Sum | MECHANICAL ENGINEERING INSTALLATIONS | Pipework and gutterwork | Plumbing Installation; Swimming Pool Water Pipe Installation; Including Supports, Markings, Pipe Sleeves, Accessories And All Ancillary Works As Necessary; Upvc Pipe And Fittings To Bs3505 Class E; 4" Diameter | 576 | m | AED | 136.6
2022-06 | 2 | 2.0424 |  | United Arab Emirates | Dubai | Hard & Soft Landscaping | Al Furjan | Package 14 | NAKHEEL | Green & More | Tender | 2022 | Fixed Price Lump Sum | MECHANICAL ENGINEERING INSTALLATIONS | Pipework and gutterwork | Plumbing Installation; Swimming Pool Water Pipe Installation; Including Supports, Markings, Pipe Sleeves, Accessories And All Ancillary Works As Necessary; Upvc Pipe And Fittings To Bs3505 Class E; 6" Diameter | 135 | m | AED | 210.9
2022-06 | 2 | 2.0424 |  | United Arab Emirates | Dubai | Hard & Soft Landscaping | Al Furjan | Package 14 | NAKHEEL | Green & More | Tender | 2022 | Fixed Price Lump Sum | MECHANICAL ENGINEERING INSTALLATIONS | Pipework and gutterwork | Plumbing Installation; Swimming Pool Water Pipe Installation; Including Supports, Markings, Pipe Sleeves, Accessories And All Ancillary Works As Necessary; Upvc Pipe And Fittings To Bs3505 Class E; 8" Diameter | 3 | m | AED | 344.1
2022-06 | 2 | 2.0424 |  | United Arab Emirates | Dubai | Hard & Soft Landscaping | Al Furjan | Package 14 | NAKHEEL | Green & More | Tender | 2022 | Fixed Price Lump Sum | MECHANICAL ENGINEERING INSTALLATIONS | Pipework and gutterwork | Accessories; Including Hangers, Supports And All Ancillary Work As Necessary; Ball Valve; 1/2" Diameter | 4 | Nr | AED | 24.5
2022-06 | 2 | 2.0424 |  | United Arab Emirates | Dubai | Hard & Soft Landscaping | Al Furjan | Package 14 | NAKHEEL | Green & More | Tender | 2022 | Fixed Price Lump Sum | MECHANICAL ENGINEERING INSTALLATIONS | Pipework and gutterwork | Accessories; Including Hangers, Supports And All Ancillary Work As Necessary; Ball Valve; 1" Diameter | 6 | Nr | AED | 33.3
2022-06 | 2 | 2.0424 |  | United Arab Emirates | Dubai | Hard & Soft Landscaping | Al Furjan | Package 14 | NAKHEEL | Green & More | Tender | 2022 | Fixed Price Lump Sum | MECHANICAL ENGINEERING INSTALLATIONS | Pipework and gutterwork | Accessories; Including Hangers, Supports And All Ancillary Work As Necessary; Ball Valve; 1 1/2" Diameter | 2 | Nr | AED | 62.2
2022-06 | 2 | 2.0424 |  | United Arab Emirates | Dubai | Hard & Soft Landscaping | Al Furjan | Package 14 | NAKHEEL | Green & More | Tender | 2022 | Fixed Price Lump Sum | MECHANICAL ENGINEERING INSTALLATIONS | Pipework and gutterwork | Accessories; Including Hangers, Supports And All Ancillary Work As Necessary; Ball Valve; 2" Diameter | 4 | Nr | AED | 73.3
2022-06 | 2 | 2.0424 |  | United Arab Emirates | Dubai | Hard & Soft Landscaping | Al Furjan | Package 14 | NAKHEEL | Green & More | Tender | 2022 | Fixed Price Lump Sum | MECHANICAL ENGINEERING INSTALLATIONS | Pipework and gutterwork | Accessories; Including Hangers, Supports And All Ancillary Work As Necessary; Ball Valve; 3" Diameter | 2 | Nr | AED | 410.7
2022-06 | 2 | 2.0425 |  | United Arab Emirates | Dubai | Hard & Soft Landscaping | Al Furjan | Package 14 | NAKHEEL | Green & More | Tender | 2022 | Fixed Price Lump Sum | MECHANICAL ENGINEERING INSTALLATIONS | Pipework and gutterwork | Butterfly Valve; 2" Diameter | 4 | Nr | AED | 73.3
2022-06 | 2 | 2.0425 |  | United Arab Emirates | Dubai | Hard & Soft Landscaping | Al Furjan | Package 14 | NAKHEEL | Green & More | Tender | 2022 | Fixed Price Lump Sum | MECHANICAL ENGINEERING INSTALLATIONS | Pipework and gutterwork | Butterfly Valve; 4" Diameter | 34 | Nr | AED | 476.2
2022-06 | 2 | 2.0425 |  | United Arab Emirates | Dubai | Hard & Soft Landscaping | Al Furjan | Package 14 | NAKHEEL | Green & More | Tender | 2022 | Fixed Price Lump Sum | MECHANICAL ENGINEERING INSTALLATIONS | Pipework and gutterwork | 6" Diameter | 38 | Nr | AED | 1043.4
2022-06 | 2 | 2.0425 |  | United Arab Emirates | Dubai | Hard & Soft Landscaping | Al Furjan | Package 14 | NAKHEEL | Green & More | Tender | 2022 | Fixed Price Lump Sum | ELECTRICAL ENGINEERING INSTALLATIONS | Final sub-circuits and auxiliary installations | Non-Return Valve; 1/2" Diameter | 2 | Nr | AED | 77.7
2022-06 | 2 | 2.0425 |  | United Arab Emirates | Dubai | Hard & Soft Landscaping | Al Furjan | Package 14 | NAKHEEL | Green & More | Tender | 2022 | Fixed Price Lump Sum | ELECTRICAL ENGINEERING INSTALLATIONS | Final sub-circuits and auxiliary installations | Non-Return Valve; 4" Diameter | 6 | Nr | AED | 256.5
2022-06 | 2 | 2.0425 |  | United Arab Emirates | Dubai | Hard & Soft Landscaping | Al Furjan | Package 14 | NAKHEEL | Green & More | Tender | 2022 | Fixed Price Lump Sum | ELECTRICAL ENGINEERING INSTALLATIONS | Final sub-circuits and auxiliary installations | Non-Return Valve; 6" Diameter | 8 | Nr | AED | 500.7
2022-06 | 2 | 2.0425 |  | United Arab Emirates | Dubai | Hard & Soft Landscaping | Al Furjan | Package 14 | NAKHEEL | Green & More | Tender | 2022 | Fixed Price Lump Sum | MECHANICAL ENGINEERING INSTALLATIONS | Pipework and gutterwork | Solenoid Valve; 1" Diameter | 2 | Nr | AED | 777
2022-06 | 2 | 2.0425 |  | United Arab Emirates | Dubai | Hard & Soft Landscaping | Al Furjan | Package 14 | NAKHEEL | Green & More | Tender | 2022 | Fixed Price Lump Sum | MECHANICAL ENGINEERING INSTALLATIONS | Pipework and gutterwork | Fittings; 1 1/2" Diameter Vacuum Point In Ss | 10 | Nr | AED | 290
2022-06 | 2 | 2.0425 |  | United Arab Emirates | Dubai | Hard & Soft Landscaping | Al Furjan | Package 14 | NAKHEEL | Green & More | Tender | 2022 | Fixed Price Lump Sum | MECHANICAL ENGINEERING INSTALLATIONS | Pipework and gutterwork | Fittings; 1 1/2" Diameter Wall Inlet Fitting In Ss | 20 | Nr | AED | 803.7
2022-06 | 2 | 2.0425 |  | United Arab Emirates | Dubai | Hard & Soft Landscaping | Al Furjan | Package 14 | NAKHEEL | Green & More | Tender | 2022 | Fixed Price Lump Sum | MECHANICAL ENGINEERING INSTALLATIONS | Pipework and gutterwork | Fittings; 2" Diameter Floor Inlet Fitting In Ss | 12 | Nr | AED | 677.1
2022-06 | 2 | 2.0426 |  | United Arab Emirates | Dubai | Hard & Soft Landscaping | Al Furjan | Package 14 | NAKHEEL | Green & More | Tender | 2022 | Fixed Price Lump Sum | MECHANICAL ENGINEERING INSTALLATIONS | Pipework and gutterwork | Fittings; 300Mm Diameter Anti-Vortex Drain | 4 | Nr | AED | 551.7
2022-06 | 2 | 2.0426 |  | United Arab Emirates | Dubai | Hard & Soft Landscaping | Al Furjan | Package 14 | NAKHEEL | Green & More | Tender | 2022 | Fixed Price Lump Sum | MECHANICAL ENGINEERING INSTALLATIONS | Pipework and gutterwork | Fittings; 300 X 300Mm Diameter Anti-Vortex Drain In Ss | 8 | Nr | AED | 940.2
2022-06 | 2 | 2.0426 |  | United Arab Emirates | Dubai | Hard & Soft Landscaping | Al Furjan | Package 14 | NAKHEEL | Green & More | Tender | 2022 | Fixed Price Lump Sum | MECHANICAL ENGINEERING INSTALLATIONS | Pipework and gutterwork | Fittings; Skimmer In Abs With Face Plate In Ss | 20 | Nr | AED | 979.1
2022-06 | 2 | 2.0426 |  | United Arab Emirates | Dubai | Hard & Soft Landscaping | Al Furjan | Package 14 | NAKHEEL | Green & More | Tender | 2022 | Fixed Price Lump Sum | MECHANICAL ENGINEERING INSTALLATIONS | Pipework and gutterwork | Fittings; Puddle Flange 150 X 150 X 7Mm | 62 | Nr | AED | 88.8
2022-06 | 2 | 2.0426 |  | United Arab Emirates | Dubai | Hard & Soft Landscaping | Al Furjan | Package 14 | NAKHEEL | Green & More | Tender | 2022 | Fixed Price Lump Sum | MECHANICAL ENGINEERING INSTALLATIONS | Pipework and gutterwork | Fittings; Removable Coping For Skimmer | 20 | Nr | AED | 610.5
2022-06 | 2 | 2.0426 |  | United Arab Emirates | Dubai | Hard & Soft Landscaping | Al Furjan | Package 14 | NAKHEEL | Green & More | Tender | 2022 | Fixed Price Lump Sum | MECHANICAL ENGINEERING INSTALLATIONS | Equipment | Equipment; Including Supports, Thermostat, Gauges, Controls, Flexible Connectors, Wiring, Electrical Power Connections, Accessories And All Ancillary Works As Necessary; 4.5 Hp/3Ph Filter Pump (2 Duty + 1 Stand-By) | 2 | Nr | AED | 34532.1
2022-06 | 2 | 2.0426 |  | United Arab Emirates | Dubai | Hard & Soft Landscaping | Al Furjan | Package 14 | NAKHEEL | Green & More | Tender | 2022 | Fixed Price Lump Sum | MECHANICAL ENGINEERING INSTALLATIONS | Equipment | Equipment; Including Supports, Thermostat, Gauges, Controls, Flexible Connectors, Wiring, Electrical Power Connections, Accessories And All Ancillary Works As Necessary; "Circulation Pump 5.5 Hp/3Ph (1 Duty + 1 Stand-By)" | 2 | Nr | AED | 14145.9
2022-06 | 2 | 2.0426 |  | United Arab Emirates | Dubai | Hard & Soft Landscaping | Al Furjan | Package 14 | NAKHEEL | Green & More | Tender | 2022 | Fixed Price Lump Sum | MECHANICAL ENGINEERING INSTALLATIONS | Equipment | Equipment; Including Supports, Thermostat, Gauges, Controls, Flexible Connectors, Wiring, Electrical Power Connections, Accessories And All Ancillary Works As Necessary; 10.0 L/H Dosing Pumps For Chlorine And Acid | 4 | Nr | AED | 1282.1
2022-06 | 2 | 2.0426 |  | United Arab Emirates | Dubai | Hard & Soft Landscaping | Al Furjan | Package 14 | NAKHEEL | Green & More | Tender | 2022 | Fixed Price Lump Sum | MECHANICAL ENGINEERING INSTALLATIONS | Pipework and gutterwork | 1050 Mm Diameter Sand Filter | 4 | Nr | AED | 8497.1
2022-06 | 2 | 2.0426 |  | United Arab Emirates | Dubai | Hard & Soft Landscaping | Al Furjan | Package 14 | NAKHEEL | Green & More | Tender | 2022 | Fixed Price Lump Sum | MECHANICAL ENGINEERING INSTALLATIONS | Pipework and gutterwork | 250 Ltr. Mixing Tanks With Manual Stirrer | 4 | Nr | AED | 219.8
2022-06 | 2 | 2.0427 |  | United Arab Emirates | Dubai | Hard & Soft Landscaping | Al Furjan | Package 14 | NAKHEEL | Green & More | Tender | 2022 | Fixed Price Lump Sum | MECHANICAL ENGINEERING INSTALLATIONS | Equipment | Auto Ph And Chlorine Controller | 2 | Nr | AED | 9707
2022-06 | 2 | 2.0427 |  | United Arab Emirates | Dubai | Hard & Soft Landscaping | Al Furjan | Package 14 | NAKHEEL | Green & More | Tender | 2022 | Fixed Price Lump Sum | MECHANICAL ENGINEERING INSTALLATIONS | Pipework and gutterwork | Heat And Cool Pump 210Kw/158Kw | 2 | Nr | AED | 77200.5
2022-06 | 2 | 2.0427 |  | United Arab Emirates | Dubai | Hard & Soft Landscaping | Al Furjan | Package 14 | NAKHEEL | Green & More | Tender | 2022 | Fixed Price Lump Sum | ELECTRICAL ENGINEERING INSTALLATIONS | Final sub-circuits and auxiliary installations | Power Installation; Cables; Including Fixings, Supports, Contaiments, Terminations, Accessories And All Ancillary Works As Necessary; From Electrical Control Panel To Pumps | 1 | Item | AED | 83472
2022-06 | 2 | 2.0427 |  | United Arab Emirates | Dubai | Hard & Soft Landscaping | Al Furjan | Package 14 | NAKHEEL | Green & More | Tender | 2022 | Fixed Price Lump Sum | ELECTRICAL ENGINEERING INSTALLATIONS | Final sub-circuits and auxiliary installations | Power Installation; Cables; Including Fixings, Supports, Contaiments, Terminations, Accessories And All Ancillary Works As Necessary; "From Electrical Control Panel To Lighting Transformer" | 1 | Item | AED | 50882.4
2022-06 | 2 | 2.0427 |  | United Arab Emirates | Dubai | Hard & Soft Landscaping | Al Furjan | Package 14 | NAKHEEL | Green & More | Tender | 2022 | Fixed Price Lump Sum | MECHANICAL ENGINEERING INSTALLATIONS | Equipment | Equipment; Including Fixings, Supports, Accessories And All Ancillary Works As Necessary; Electrical Control Panel; Tcl = 95.0Kw | 2 | Nr | AED | 20701.5
2022-06 | 2 | 2.0427 |  | United Arab Emirates | Dubai | Hard & Soft Landscaping | Al Furjan | Package 14 | NAKHEEL | Green & More | Tender | 2022 | Fixed Price Lump Sum | MECHANICAL ENGINEERING INSTALLATIONS | Equipment | Equipment; Including Fixings, Supports, Accessories And All Ancillary Works As Necessary; 133Va/12V Transformer | 4 | Nr | AED | 344.1
2022-06 | 2 | 2.0427 |  | United Arab Emirates | Dubai | Hard & Soft Landscaping | Al Furjan | Package 14 | NAKHEEL | Green & More | Tender | 2022 | Fixed Price Lump Sum | ELECTRICAL ENGINEERING INSTALLATIONS | Final sub-circuits and auxiliary installations | Lighting Installation; Cables And Conduits To Termination Points; Including Terminations, Fixings, Supports, Hangers, Accessories And All Ancillary Works As Necessary; "From Transformer To Type Uwl; Underwater Light" | 28 | Nr | AED | 1332
2022-06 | 2 | 2.0427 |  | United Arab Emirates | Dubai | Hard & Soft Landscaping | Al Furjan | Package 14 | NAKHEEL | Green & More | Tender | 2022 | Fixed Price Lump Sum | ELECTRICAL ENGINEERING INSTALLATIONS | Final sub-circuits and auxiliary installations | Swimming Pool Lighting; Including Fixings, Fittings, Supports, Hangers, Accessories And All Ancillary Works As Necessary; "Type Uwl: 7W/12V Warm White Led Underwater Lighting Fixture" | 8 | Nr | AED | 838.1
2022-06 | 2 | 2.0427 |  | United Arab Emirates | Dubai | Hard & Soft Landscaping | Al Furjan | Package 14 | NAKHEEL | Green & More | Tender | 2022 | Fixed Price Lump Sum | ELECTRICAL ENGINEERING INSTALLATIONS | Final sub-circuits and auxiliary installations | Swimming Pool Lighting; Including Fixings, Fittings, Supports, Hangers, Accessories And All Ancillary Works As Necessary; "Type Uwl: 32W/12V Warm White Led Underwater Lighting Fixture" | 20 | Nr | AED | 1317.6
2022-06 | 2 | 2.0427 |  | United Arab Emirates | Dubai | Hard & Soft Landscaping | Al Furjan | Package 14 | NAKHEEL | Green & More | Tender | 2022 | Fixed Price Lump Sum | MECHANICAL ENGINEERING INSTALLATIONS | Equipment | Sanitary Fittings; Fixed To Tiled Or Plastered Concrete Or Blockwork Floors And Walls; Including All Waste And Overflow Outlets, All Connections And Supports And Sealing Around With Silicone-Based Sealant; As Drawing Nr. 21-6007-Alf-P14A-14B-Ins-Dwg-Td-70103; Floor Drain; Stainless Steel; 150 X 150Mm | 4 | Nr | AED | 292
2022-06 | 2 | 2.0428 |  | United Arab Emirates | Dubai | Hard & Soft Landscaping | Al Furjan | Package 14 | NAKHEEL | Green & More | Tender | 2022 | Fixed Price Lump Sum | MECHANICAL ENGINEERING INSTALLATIONS | Equipment | Sanitary Fittings; Fixed To Tiled Or Plastered Concrete Or Blockwork Floors And Walls; Including All Waste And Overflow Outlets, All Connections And Supports And Sealing Around With Silicone-Based Sealant; As Drawing Nr. 21-6007-Alf-P14A-14B-Ins-Dwg-Td-70103; Type Sw01; Rain Shower Head; 250Mm Diameter | 4 | Nr | AED | 4689.8
2022-06 | 2 | 2.0428 |  | United Arab Emirates | Dubai | Hard & Soft Landscaping | Al Furjan | Package 14 | NAKHEEL | Green & More | Tender | 2022 | Fixed Price Lump Sum | MECHANICAL ENGINEERING INSTALLATIONS | Equipment | Sanitary Fittings; Fixed To Tiled Or Plastered Concrete Or Blockwork Floors And Walls; Including All Waste And Overflow Outlets, All Connections And Supports And Sealing Around With Silicone-Based Sealant; As Drawing Nr. 21-6007-Alf-P14A-14B-Ins-Dwg-Td-70103; Type Sw02; Footwash Outlet; 316L Stainless Steel | 4 | Nr | AED | 2025.8
2022-06 | 2 | 2.0428 |  | United Arab Emirates | Dubai | Hard & Soft Landscaping | Al Furjan | Package 14 | NAKHEEL | Green & More | Tender | 2022 | Fixed Price Lump Sum | MECHANICAL ENGINEERING INSTALLATIONS | Equipment | Sanitary Fittings; Fixed To Tiled Or Plastered Concrete Or Blockwork Floors And Walls; Including All Waste And Overflow Outlets, All Connections And Supports And Sealing Around With Silicone-Based Sealant; As Drawing Nr. 21-6007-Alf-P14A-14B-Ins-Dwg-Td-70103; Type Sw03; Footwash Control; 316L Stainless Steel | 4 | Nr | AED | 1137.8
2022-06 | 2 | 2.0428 |  | United Arab Emirates | Dubai | Hard & Soft Landscaping | Al Furjan | Package 14 | NAKHEEL | Green & More | Tender | 2022 | Fixed Price Lump Sum | MECHANICAL ENGINEERING INSTALLATIONS | Equipment | Sanitary Fittings; Fixed To Tiled Or Plastered Concrete Or Blockwork Floors And Walls; Including All Waste And Overflow Outlets, All Connections And Supports And Sealing Around With Silicone-Based Sealant; As Drawing Nr. 21-6007-Alf-P14A-14B-Ins-Dwg-Td-70103; Type Sw03; Shower Control; 316L Stainless Steel | 4 | Nr | AED | 1137.8
2022-06 | 2 | 2.0428 |  | United Arab Emirates | Dubai | Hard & Soft Landscaping | Al Furjan | Package 14 | NAKHEEL | Green & More | Tender | 2022 | Fixed Price Lump Sum | SITE WORK | Excavation | Excavation Of Trenches For Irrigation Pipe Line Runs Below Ground Complete Including Earthwork, Backfilling With Selected Material, Compaction, Warning Tape, Disposal Of Surplus Material And All Ancillary Works As Necessary; Average Depth Of Trench Not Less Than 500Mm But Not Exceeding 1000Mm | 29566 | m | AED | 15.1
2022-06 | 2 | 2.0428 |  | United Arab Emirates | Dubai | Hard & Soft Landscaping | Al Furjan | Package 14 | NAKHEEL | Green & More | Tender | 2022 | Fixed Price Lump Sum | SITE WORK | Excavation | Excavation Of Trenches For Irrigation Pipe Line Runs Below Ground Complete Including Earthwork, Backfilling With Selected Material, Compaction, Warning Tape, Disposal Of Surplus Material And All Ancillary Works As Necessary; Average Depth Of Trench Not Less Than 1000Mm To Irrigation Main Line | 140 | m | AED | 17.7
2022-06 | 2 | 2.0428 |  | United Arab Emirates | Dubai | Hard & Soft Landscaping | Al Furjan | Package 14 | NAKHEEL | Green & More | Tender | 2022 | Fixed Price Lump Sum | SITE WORK | Underground drainage | Beds And Surrounds With Compacted Sand And Selected Backfill Materials Layer By Layer To Following Pvc-U Underground Irrigation And Submain Line Water Pipes And Fittings; 1" Diameter Pipe | 22996 | m | AED | 6.3
2022-06 | 2 | 2.0428 |  | United Arab Emirates | Dubai | Hard & Soft Landscaping | Al Furjan | Package 14 | NAKHEEL | Green & More | Tender | 2022 | Fixed Price Lump Sum | SITE WORK | Underground drainage | Beds And Surrounds With Compacted Sand And Selected Backfill Materials Layer By Layer To Following Pvc-U Underground Irrigation And Submain Line Water Pipes And Fittings; 1 1/2" Diameter Pipe | 2998 | m | AED | 6.2
2022-06 | 2 | 2.0428 |  | United Arab Emirates | Dubai | Hard & Soft Landscaping | Al Furjan | Package 14 | NAKHEEL | Green & More | Tender | 2022 | Fixed Price Lump Sum | SITE WORK | Underground drainage | Beds And Surrounds With Compacted Sand And Selected Backfill Materials Layer By Layer To Following Pvc-U Underground Irrigation And Submain Line Water Pipes And Fittings; 2" Diameter Pipe | 1619 | m | AED | 6.1
2022-06 | 2 | 2.0428 |  | United Arab Emirates | Dubai | Hard & Soft Landscaping | Al Furjan | Package 14 | NAKHEEL | Green & More | Tender | 2022 | Fixed Price Lump Sum | SITE WORK | Underground drainage | Beds And Surrounds With Compacted Sand And Selected Backfill Materials Layer By Layer To Following Pvc-U Underground Irrigation And Submain Line Water Pipes And Fittings; 3" Diameter Pipe | 1833 | m | AED | 5.9
2022-06 | 2 | 2.0429 |  | United Arab Emirates | Dubai | Hard & Soft Landscaping | Al Furjan | Package 14 | NAKHEEL | Green & More | Tender | 2022 | Fixed Price Lump Sum | SITE WORK | Underground drainage | Beds And Surrounds With Compacted Sand And Selected Backfill Materials Layer By Layer To Following Pvc-U Underground Irrigation And Submain Line Water Pipes And Fittings; 4" Diameter Pipe | 120 | m | AED | 5.7
2022-06 | 2 | 2.0429 |  | United Arab Emirates | Dubai | Hard & Soft Landscaping | Al Furjan | Package 14 | NAKHEEL | Green & More | Tender | 2022 | Fixed Price Lump Sum | SITE WORK | Underground drainage | Beds And Surrounds With Compacted Sand And Selected Backfill Materials Free From Lumps & Stones Min. 150Mm Including Selected Sand Bedding To Following Pvc-U Underground Irrigation And Submain Line Water Pipes And Fittings; 4" Diameter Pipe | 140 | m | AED | 6.8
2022-06 | 2 | 2.0429 |  | United Arab Emirates | Dubai | Hard & Soft Landscaping | Al Furjan | Package 14 | NAKHEEL | Green & More | Tender | 2022 | Fixed Price Lump Sum | SITE WORK | Landscaping | Main Line Pvc-U Class E, Pn15 Pipes And Fittings Including All Ancillary Works As Necessary; Laid In Trenches (Measured Elsewhere); 4" Diameter Pipe | 140 | m | AED | 57.8
2022-06 | 2 | 2.0429 |  | United Arab Emirates | Dubai | Hard & Soft Landscaping | Al Furjan | Package 14 | NAKHEEL | Green & More | Tender | 2022 | Fixed Price Lump Sum | SITE WORK | Landscaping | Irrigation Drip And Sprinkler Line Pvc-U Class E Pn 15 Pipes And Fittings; Including All Ancillary Works As Necessary; Laid In Trenches (Measured Elsewhere); 1" Diameter Pipe | 22139 | m | AED | 7
2022-06 | 2 | 2.0429 |  | United Arab Emirates | Dubai | Hard & Soft Landscaping | Al Furjan | Package 14 | NAKHEEL | Green & More | Tender | 2022 | Fixed Price Lump Sum | SITE WORK | Landscaping | Irrigation Drip And Sprinkler Line Pvc-U Class D Pn12 Pipes And Fittings; Including Thrust Block And All Ancillary Works As Necessary; Laid In Trenches (Measured Elsewhere); 1 1/2" Diameter Pipe | 2998 | m | AED | 9.5
2022-06 | 2 | 2.0429 |  | United Arab Emirates | Dubai | Hard & Soft Landscaping | Al Furjan | Package 14 | NAKHEEL | Green & More | Tender | 2022 | Fixed Price Lump Sum | SITE WORK | Landscaping | Irrigation Drip And Sprinkler Line Pvc-U Class D Pn12 Pipes And Fittings; Including Thrust Block And All Ancillary Works As Necessary; Laid In Trenches (Measured Elsewhere); 2" Diameter Pipe | 1619 | m | AED | 12.9
2022-06 | 2 | 2.0429 |  | United Arab Emirates | Dubai | Hard & Soft Landscaping | Al Furjan | Package 14 | NAKHEEL | Green & More | Tender | 2022 | Fixed Price Lump Sum | SITE WORK | Landscaping | Irrigation Drip And Sprinkler Line Pvc-U Class D Pn12 Pipes And Fittings; Including Thrust Block And All Ancillary Works As Necessary; Laid In Trenches (Measured Elsewhere); 3" Diameter Pipe | 1833 | m | AED | 23.2
2022-06 | 2 | 2.0429 |  | United Arab Emirates | Dubai | Hard & Soft Landscaping | Al Furjan | Package 14 | NAKHEEL | Green & More | Tender | 2022 | Fixed Price Lump Sum | SITE WORK | Landscaping | Irrigation Drip And Sprinkler Line Pvc-U Class D Pn12 Pipes And Fittings; Including Thrust Block And All Ancillary Works As Necessary; Laid In Trenches (Measured Elsewhere); 4" Diameter Pipe | 120 | m | AED | 51.4
2022-06 | 2 | 2.0429 |  | United Arab Emirates | Dubai | Hard & Soft Landscaping | Al Furjan | Package 14 | NAKHEEL | Green & More | Tender | 2022 | Fixed Price Lump Sum | SITE WORK | Landscaping | Irrigation Drip System; Including Ldpe Inline Pressure Compensating Emitter Tubing, Drip Lines, Drip Risers Connections, Supports, Fittings, Accessories And All Ancillary Works As Necessary; To Palm Trees; As Detail 01 | 131 | Nr | AED | 36.8
2022-06 | 2 | 2.0429 |  | United Arab Emirates | Dubai | Hard & Soft Landscaping | Al Furjan | Package 14 | NAKHEEL | Green & More | Tender | 2022 | Fixed Price Lump Sum | SITE WORK | Landscaping | Irrigation Drip System; Including Ldpe Inline Pressure Compensating Emitter Tubing, Drip Lines, Drip Risers Connections, Supports, Fittings, Accessories And All Ancillary Works As Necessary; To Trees; As Detail 02 | 1191 | Nr | AED | 33.4
2022-06 | 2 | 2.043 |  | United Arab Emirates | Dubai | Hard & Soft Landscaping | Al Furjan | Package 14 | NAKHEEL | Green & More | Tender | 2022 | Fixed Price Lump Sum | SITE WORK | Landscaping | Irrigation Drip System; Including Ldpe Inline Pressure Compensating Emitter Tubing, Drip Lines, Drip Risers Connections, Supports, Fittings, Accessories And All Ancillary Works As Necessary; To Shrubs, Groundcover, Herbs And Grass | 847 | Nr | AED | 5
2022-06 | 2 | 2.043 |  | United Arab Emirates | Dubai | Hard & Soft Landscaping | Al Furjan | Package 14 | NAKHEEL | Green & More | Tender | 2022 | Fixed Price Lump Sum | SITE WORK | Underground drainage | Solenoid Valve Assembly; To Irrigation Drip And Sprayer Line Including Valve Box, Excavation, Backfilling, Fittings, Accessories And All Ancillary Works As Necessary; 40Mm Diameter Pipe; Ref. Sv | 3 | Nr | AED | 2176.2
2022-06 | 2 | 2.043 |  | United Arab Emirates | Dubai | Hard & Soft Landscaping | Al Furjan | Package 14 | NAKHEEL | Green & More | Tender | 2022 | Fixed Price Lump Sum | SITE WORK | Landscaping | Drip Valve; Including Valve Box, Excavation, Backfilling, Fittings, Accessories And All Ancillary Works As Necessary; 40Mm Diameter Pipe For Palms/Trees; Ref. Dt | 7 | Nr | AED | 2176.2
2022-06 | 2 | 2.043 |  | United Arab Emirates | Dubai | Hard & Soft Landscaping | Al Furjan | Package 14 | NAKHEEL | Green & More | Tender | 2022 | Fixed Price Lump Sum | SITE WORK | Landscaping | Drip Valve; Including Valve Box, Excavation, Backfilling, Fittings, Accessories And All Ancillary Works As Necessary; 50Mm Diameter Pipe For Palms/Trees; Ref. Dt | 1 | Nr | AED | 2348.3
2022-06 | 2 | 2.043 |  | United Arab Emirates | Dubai | Hard & Soft Landscaping | Al Furjan | Package 14 | NAKHEEL | Green & More | Tender | 2022 | Fixed Price Lump Sum | SITE WORK | Landscaping | Drip Valve; Including Valve Box, Excavation, Backfilling, Fittings, Accessories And All Ancillary Works As Necessary; 50Mm Diameter Pipe For Shrubs/Groundcover; Ref. Dv | 20 | Nr | AED | 2348.3
2022-06 | 2 | 2.043 |  | United Arab Emirates | Dubai | Hard & Soft Landscaping | Al Furjan | Package 14 | NAKHEEL | Green & More | Tender | 2022 | Fixed Price Lump Sum | SITE WORK | Underground drainage | Rotor Valve; Including Valve Box, Excavation, Backfilling, Fittings, Accessories And All Ancillary Works As Necessary; 50Mm Diameter Pipe; Ref. Ro | 3 | Nr | AED | 2348.3
2022-06 | 2 | 2.043 |  | United Arab Emirates | Dubai | Hard & Soft Landscaping | Al Furjan | Package 14 | NAKHEEL | Green & More | Tender | 2022 | Fixed Price Lump Sum | SITE WORK | Underground drainage | Rotor Valve; Including Valve Box, Excavation, Backfilling, Fittings, Accessories And All Ancillary Works As Necessary; 80Mm Diameter Pipe; Ref. Ro | 2 | Nr | AED | 3041.2
2022-06 | 2 | 2.043 |  | United Arab Emirates | Dubai | Hard & Soft Landscaping | Al Furjan | Package 14 | NAKHEEL | Green & More | Tender | 2022 | Fixed Price Lump Sum | SITE WORK | Landscaping | Sprinkler; Including Fittings, Accessories And All Ancillary Works As Necessary; 10H Mpr Spray Nozzle 10 Series Mpr | 1 | Nr | AED | 14.8
2022-06 | 2 | 2.043 |  | United Arab Emirates | Dubai | Hard & Soft Landscaping | Al Furjan | Package 14 | NAKHEEL | Green & More | Tender | 2022 | Fixed Price Lump Sum | SITE WORK | Landscaping | Sprinkler; Including Fittings, Accessories And All Ancillary Works As Necessary; 10F Mpr Spray Nozzle 10 Series Mpr | 4 | Nr | AED | 14.8
2022-06 | 2 | 2.043 |  | United Arab Emirates | Dubai | Hard & Soft Landscaping | Al Furjan | Package 14 | NAKHEEL | Green & More | Tender | 2022 | Fixed Price Lump Sum | SITE WORK | Landscaping | Sprinkler; Including Fittings, Accessories And All Ancillary Works As Necessary; 12Q Mpr Spray Nozzle 12 Series Mpr | 1 | Nr | AED | 14.8
2022-06 | 2 | 2.0431 |  | United Arab Emirates | Dubai | Hard & Soft Landscaping | Al Furjan | Package 14 | NAKHEEL | Green & More | Tender | 2022 | Fixed Price Lump Sum | SITE WORK | Landscaping | Sprinkler; Including Fittings, Accessories And All Ancillary Works As Necessary; 12T Mpr Spray Nozzle 12 Series Mpr | 1 | Nr | AED | 14.8
2022-06 | 2 | 2.0431 |  | United Arab Emirates | Dubai | Hard & Soft Landscaping | Al Furjan | Package 14 | NAKHEEL | Green & More | Tender | 2022 | Fixed Price Lump Sum | SITE WORK | Landscaping | Sprinkler; Including Fittings, Accessories And All Ancillary Works As Necessary; 12H Mpr Spray Nozzle 12 Series Mpr | 3 | Nr | AED | 14.8
2022-06 | 2 | 2.0431 |  | United Arab Emirates | Dubai | Hard & Soft Landscaping | Al Furjan | Package 14 | NAKHEEL | Green & More | Tender | 2022 | Fixed Price Lump Sum | SITE WORK | Landscaping | Sprinkler; Including Fittings, Accessories And All Ancillary Works As Necessary; 12F Mpr Spray Nozzle 12 Series Mpr | 5 | Nr | AED | 14.8
2022-06 | 2 | 2.0431 |  | United Arab Emirates | Dubai | Hard & Soft Landscaping | Al Furjan | Package 14 | NAKHEEL | Green & More | Tender | 2022 | Fixed Price Lump Sum | SITE WORK | Landscaping | Sprinkler; Including Fittings, Accessories And All Ancillary Works As Necessary; 15Q Mpr Spray Nozzle 15 Series Mpr | 3 | Nr | AED | 14.8
2022-06 | 2 | 2.0431 |  | United Arab Emirates | Dubai | Hard & Soft Landscaping | Al Furjan | Package 14 | NAKHEEL | Green & More | Tender | 2022 | Fixed Price Lump Sum | SITE WORK | Landscaping | Sprinkler; Including Fittings, Accessories And All Ancillary Works As Necessary; 15T Mpr Spray Nozzle 15 Series Mpr | 1 | Nr | AED | 14.8
2022-06 | 2 | 2.0431 |  | United Arab Emirates | Dubai | Hard & Soft Landscaping | Al Furjan | Package 14 | NAKHEEL | Green & More | Tender | 2022 | Fixed Price Lump Sum | SITE WORK | Landscaping | Sprinkler; Including Fittings, Accessories And All Ancillary Works As Necessary; 15H Mpr Spray Nozzle 15 Series Mpr | 15 | Nr | AED | 14.8
2022-06 | 2 | 2.0431 |  | United Arab Emirates | Dubai | Hard & Soft Landscaping | Al Furjan | Package 14 | NAKHEEL | Green & More | Tender | 2022 | Fixed Price Lump Sum | SITE WORK | Landscaping | Sprinkler; Including Fittings, Accessories And All Ancillary Works As Necessary; 15F Mpr Spray Nozzle 15 Series Mpr | 3 | Nr | AED | 14.8
2022-06 | 2 | 2.0431 |  | United Arab Emirates | Dubai | Hard & Soft Landscaping | Al Furjan | Package 14 | NAKHEEL | Green & More | Tender | 2022 | Fixed Price Lump Sum | SITE WORK | Landscaping | Sprinkler; Including Fittings, Accessories And All Ancillary Works As Necessary; 10He-Van Mpr Spray Nozzle Adj | 2 | Nr | AED | 39.7
2022-06 | 2 | 2.0431 |  | United Arab Emirates | Dubai | Hard & Soft Landscaping | Al Furjan | Package 14 | NAKHEEL | Green & More | Tender | 2022 | Fixed Price Lump Sum | SITE WORK | Landscaping | 12He-Van Mpr Spray Nozzle Adj | 1 | Nr | AED | 39.7
2022-06 | 2 | 2.0431 |  | United Arab Emirates | Dubai | Hard & Soft Landscaping | Al Furjan | Package 14 | NAKHEEL | Green & More | Tender | 2022 | Fixed Price Lump Sum | SITE WORK | Landscaping | 15He-Van Mpr Spray Nozzle Adj | 14 | Nr | AED | 39.7
2022-06 | 2 | 2.0432 |  | United Arab Emirates | Dubai | Hard & Soft Landscaping | Al Furjan | Package 14 | NAKHEEL | Green & More | Tender | 2022 | Fixed Price Lump Sum | SITE WORK | Landscaping | 18V; Mpr Spray Nozzle Adj | 8 | Nr | AED | 39.7
2022-06 | 2 | 2.0432 |  | United Arab Emirates | Dubai | Hard & Soft Landscaping | Al Furjan | Package 14 | NAKHEEL | Green & More | Tender | 2022 | Fixed Price Lump Sum | SITE WORK | Landscaping | R-Van14, Rotary 2.5 To 4.5 Meter | 4 | Nr | AED | 39.7
2022-06 | 2 | 2.0432 |  | United Arab Emirates | Dubai | Hard & Soft Landscaping | Al Furjan | Package 14 | NAKHEEL | Green & More | Tender | 2022 | Fixed Price Lump Sum | SITE WORK | Landscaping | R-Van18, Rotary 3.3 To 5.5 Meter | 9 | Nr | AED | 39.7
2022-06 | 2 | 2.0432 |  | United Arab Emirates | Dubai | Hard & Soft Landscaping | Al Furjan | Package 14 | NAKHEEL | Green & More | Tender | 2022 | Fixed Price Lump Sum | SITE WORK | Landscaping | R-Van18-360, Rotary 3.3 To 5.5 Meter | 1 | Nr | AED | 39.7
2022-06 | 2 | 2.0432 |  | United Arab Emirates | Dubai | Hard & Soft Landscaping | Al Furjan | Package 14 | NAKHEEL | Green & More | Tender | 2022 | Fixed Price Lump Sum | SITE WORK | Landscaping | R-Van24, Rotary 5.2 To 7.3 Meter | 16 | Nr | AED | 39.7
2022-06 | 2 | 2.0432 |  | United Arab Emirates | Dubai | Hard & Soft Landscaping | Al Furjan | Package 14 | NAKHEEL | Green & More | Tender | 2022 | Fixed Price Lump Sum | SITE WORK | Landscaping | R-Van24-360, Rotary 5.2 To 7.3 Meter | 12 | Nr | AED | 39.7
2022-06 | 2 | 2.0432 |  | United Arab Emirates | Dubai | Hard & Soft Landscaping | Al Furjan | Package 14 | NAKHEEL | Green & More | Tender | 2022 | Fixed Price Lump Sum | SITE WORK | Landscaping | Mpr Turf Rotor (25) | 21 | Nr | AED | 51
2022-06 | 2 | 2.0432 |  | United Arab Emirates | Dubai | Hard & Soft Landscaping | Al Furjan | Package 14 | NAKHEEL | Green & More | Tender | 2022 | Fixed Price Lump Sum | SITE WORK | Landscaping | Mpr Turf Rotor (30) | 30 | Nr | AED | 51
2022-06 | 2 | 2.0432 |  | United Arab Emirates | Dubai | Hard & Soft Landscaping | Al Furjan | Package 14 | NAKHEEL | Green & More | Tender | 2022 | Fixed Price Lump Sum | SITE WORK | Landscaping | Mpr Turf Rotor (35) | 68 | Nr | AED | 51
2022-06 | 2 | 2.0432 |  | United Arab Emirates | Dubai | Hard & Soft Landscaping | Al Furjan | Package 14 | NAKHEEL | Green & More | Tender | 2022 | Fixed Price Lump Sum | SITE WORK | Landscaping | Pull Box; Including Excavation, Backfilling, Fittings, Accessories And All Ancillary Works As Necessary; Fixed To Irrigation Conduit | 17 | Nr | AED | 484.7
2022-06 | 2 | 2.0433 |  | United Arab Emirates | Dubai | Hard & Soft Landscaping | Al Furjan | Package 14 | NAKHEEL | Green & More | Tender | 2022 | Fixed Price Lump Sum | SITE WORK | Landscaping | Control Cables Conduit Pipes Including Termination, Fixings, Supports And All Ancillary Works As Necessary; Upvc Class E, 1" Diameter; 14 Awg | 857 | m | AED | 9.7
2022-06 | 2 | 2.0433 |  | United Arab Emirates | Dubai | Hard & Soft Landscaping | Al Furjan | Package 14 | NAKHEEL | Green & More | Tender | 2022 | Fixed Price Lump Sum | SITE WORK | Landscaping | Flow Sensing Decoder Controller; Complete With Junction Box, Gprs, Power Supply Cable, Connections, Conduits, Termination, Grounding, Accessories And All Ancillary Works As Necessary; Flow Sensing Decoder 4G Irrigation Controller; Ref. D | 1 | Nr | AED | 6553.3
2022-06 | 2 | 2.0433 |  | United Arab Emirates | Dubai | Hard & Soft Landscaping | Al Furjan | Package 14 | NAKHEEL | Green & More | Tender | 2022 | Fixed Price Lump Sum | SITE WORK | Landscaping | Control Point; Complete With Junction Box, Master Valve, Flow Sensor, Power Supply Cable, Connections, Conduits, Termination, Grounding, Accessories And All Ancillary Works As Necessary; Control Point; Ref. Cp | 7 | Nr | AED | 7308.1
2022-06 | 2 | 2.0433 |  | United Arab Emirates | Dubai | Hard & Soft Landscaping | Al Furjan | Package 14 | NAKHEEL | Green & More | Tender | 2022 | Fixed Price Lump Sum | MECHANICAL ENGINEERING INSTALLATIONS | Equipment | Cell Modem - Sim Card Integrated; Complete With Junction Box, Power Supply Cable, Connections, Conduits, Termination, Grounding, Accessories And All Ancillary Works As Necessary; Cell Modem; Ref. Cm | 1 | Nr | AED | 5494.5
2022-06 | 2 | 2.0433 |  | United Arab Emirates | Dubai | Hard & Soft Landscaping | Al Furjan | Package 14 | NAKHEEL | Green & More | Tender | 2022 | Fixed Price Lump Sum | SITE WORK | Landscaping | Cloud Central Control System; Complete With Junction Box, Power Supply Cable, Connections, Conduits, Termination, Grounding, Accessories And All Ancillary Works As Necessary; Cloud Central Control System; Ref. Cc | 1 | Nr | AED | 11211
2022-06 | 2 | 2.0433 |  | United Arab Emirates | Dubai | Hard & Soft Landscaping | Al Furjan | Package 14 | NAKHEEL | Green & More | Tender | 2022 | Fixed Price Lump Sum | SITE WORK | Landscaping | Solar Powered Irrigation Controller; Complete With Junction Box, Power Supply Cable, Connections, Conduits, Termination, Grounding, Accessories And All Ancillary Works As Necessary; Solar Powered Irrigation Controller; Ref. Sp | 1 | Nr | AED | 13641.4
2022-06 | 2 | 2.0433 |  | United Arab Emirates | Dubai | Hard & Soft Landscaping | Al Furjan | Package 14 | NAKHEEL | Green & More | Tender | 2022 | Fixed Price Lump Sum | SITE WORK | Landscaping | Power Supply Cable To Irrigation Controller Including Accessories And All Ancillary Works As Necessary; Power Supply To Irrigation Controller From The Existing Electric Panel Including Cables And Termination | 1 | Item | AED | 2693.9
2022-06 | 2 | 2.0433 |  | United Arab Emirates | Dubai | Hard & Soft Landscaping | Al Furjan | Package 14 | NAKHEEL | Green & More | Tender | 2022 | Fixed Price Lump Sum | SITE WORK | Landscaping | Irrigation Pipe Sleeves Pvc-U Class C, Pn9 Including Ancillary Works As Necessary; To Secondary Irrigation Pipe; 3" Diameter | 111 | m | AED | 41
2022-06 | 2 | 2.0433 |  | United Arab Emirates | Dubai | Hard & Soft Landscaping | Al Furjan | Package 14 | NAKHEEL | Green & More | Tender | 2022 | Fixed Price Lump Sum | SITE WORK | Landscaping | Point Of Connection To Infra Irrigation Water Source; Including Connections, Accessories And All Ancillary Works As Necessary; 4" Diameter Pipe | 7 | Nr | AED | 24854.4
2022-06 | 2 | 2.0433 |  | United Arab Emirates | Dubai | Hard & Soft Landscaping | Al Furjan | Package 14 | NAKHEEL | Green & More | Tender | 2022 | Fixed Price Lump Sum | MECHANICAL ENGINEERING INSTALLATIONS | Pipework and gutterwork | 4" Diameter Pipe | 1630 | m | AED | 51.4
2022-06 | 2 | 2.0434 |  | United Arab Emirates | Dubai | Hard & Soft Landscaping | Al Furjan | Package 14 | NAKHEEL | Green & More | Tender | 2022 | Fixed Price Lump Sum | ELECTRICAL ENGINEERING INSTALLATIONS | Equipment | Equipment; Including Fixings, Supports, Accessories And All Ancillary Works As Necessary; Lighting Distribution Board; Ls-Db-01, Tcl = 1.0Kw | 1 | Nr | AED | 5048.3
2022-06 | 2 | 2.0434 |  | United Arab Emirates | Dubai | Hard & Soft Landscaping | Al Furjan | Package 14 | NAKHEEL | Green & More | Tender | 2022 | Fixed Price Lump Sum | ELECTRICAL ENGINEERING INSTALLATIONS | Equipment | Equipment; Including Fixings, Supports, Accessories And All Ancillary Works As Necessary; Lighting Distribution Board; Ls-Db-03, Tcl = 1.3Kw | 1 | Nr | AED | 5603.3
2022-06 | 2 | 2.0434 |  | United Arab Emirates | Dubai | Hard & Soft Landscaping | Al Furjan | Package 14 | NAKHEEL | Green & More | Tender | 2022 | Fixed Price Lump Sum | ELECTRICAL ENGINEERING INSTALLATIONS | Equipment | Equipment; Including Fixings, Supports, Accessories And All Ancillary Works As Necessary; Lighting Distribution Board; Ls-Db-04, Tcl = 0.5Kw | 1 | Nr | AED | 4493.3
2022-06 | 2 | 2.0434 |  | United Arab Emirates | Dubai | Hard & Soft Landscaping | Al Furjan | Package 14 | NAKHEEL | Green & More | Tender | 2022 | Fixed Price Lump Sum | ELECTRICAL ENGINEERING INSTALLATIONS | Equipment | Equipment; Including Fixings, Supports, Accessories And All Ancillary Works As Necessary; Lighting Distribution Board; Ls-Db-05, Tcl = 0.1Kw | 1 | Nr | AED | 4493.3
2022-06 | 2 | 2.0434 |  | United Arab Emirates | Dubai | Hard & Soft Landscaping | Al Furjan | Package 14 | NAKHEEL | Green & More | Tender | 2022 | Fixed Price Lump Sum | ELECTRICAL ENGINEERING INSTALLATIONS | Equipment | Equipment; Including Fixings, Supports, Accessories And All Ancillary Works As Necessary; Lighting Distribution Board; Ls-Db-06, Tcl = 0.4Kw | 1 | Nr | AED | 4493.3
2022-06 | 2 | 2.0434 |  | United Arab Emirates | Dubai | Hard & Soft Landscaping | Al Furjan | Package 14 | NAKHEEL | Green & More | Tender | 2022 | Fixed Price Lump Sum | ELECTRICAL ENGINEERING INSTALLATIONS | Equipment | Equipment; Including Fixings, Supports, Accessories And All Ancillary Works As Necessary; Lighting Distribution Board; Ls-Db-07, Tcl = 1.9Kw | 1 | Nr | AED | 6713.3
2022-06 | 2 | 2.0434 |  | United Arab Emirates | Dubai | Hard & Soft Landscaping | Al Furjan | Package 14 | NAKHEEL | Green & More | Tender | 2022 | Fixed Price Lump Sum | ELECTRICAL ENGINEERING INSTALLATIONS | Equipment | Equipment; Including Fixings, Supports, Accessories And All Ancillary Works As Necessary; Lighting Distribution Board; Ls-Db-08, Tcl = 2.6Kw | 1 | Nr | AED | 7823.3
2022-06 | 2 | 2.0434 |  | United Arab Emirates | Dubai | Hard & Soft Landscaping | Al Furjan | Package 14 | NAKHEEL | Green & More | Tender | 2022 | Fixed Price Lump Sum | ELECTRICAL ENGINEERING INSTALLATIONS | Equipment | Equipment; Including Fixings, Supports, Accessories And All Ancillary Works As Necessary; Lighting Distribution Board; Ls-Db-09, Tcl = 1.4Kw | 1 | Nr | AED | 5603.3
2022-06 | 2 | 2.0434 |  | United Arab Emirates | Dubai | Hard & Soft Landscaping | Al Furjan | Package 14 | NAKHEEL | Green & More | Tender | 2022 | Fixed Price Lump Sum | ELECTRICAL ENGINEERING INSTALLATIONS | Equipment | Equipment; Including Fixings, Supports, Accessories And All Ancillary Works As Necessary; Lighting Distribution Board; Ls-Db-10, Tcl = 1.4Kw | 1 | Nr | AED | 5603.3
2022-06 | 2 | 2.0434 |  | United Arab Emirates | Dubai | Hard & Soft Landscaping | Al Furjan | Package 14 | NAKHEEL | Green & More | Tender | 2022 | Fixed Price Lump Sum | ELECTRICAL ENGINEERING INSTALLATIONS | Equipment | Equipment; Including Fixings, Supports, Accessories And All Ancillary Works As Necessary; Lighting Distribution Board; Ls-Db-11, Tcl = 2.3Kw | 1 | Nr | AED | 7490.3
2022-06 | 2 | 2.0435 |  | United Arab Emirates | Dubai | Hard & Soft Landscaping | Al Furjan | Package 14 | NAKHEEL | Green & More | Tender | 2022 | Fixed Price Lump Sum | ELECTRICAL ENGINEERING INSTALLATIONS | Equipment | Equipment; Including Fixings, Supports, Accessories And All Ancillary Works As Necessary; Lighting Distribution Board; Ls-Db-13, Tcl = 0.6Kw | 1 | Nr | AED | 4493.3
2022-06 | 2 | 2.0435 |  | United Arab Emirates | Dubai | Hard & Soft Landscaping | Al Furjan | Package 14 | NAKHEEL | Green & More | Tender | 2022 | Fixed Price Lump Sum | ELECTRICAL ENGINEERING INSTALLATIONS | Equipment | Equipment; Including Fixings, Supports, Accessories And All Ancillary Works As Necessary; Lighting Distribution Board; Ls-Db-14, Tcl = 1.3Kw | 1 | Nr | AED | 5603.3
2022-06 | 2 | 2.0435 |  | United Arab Emirates | Dubai | Hard & Soft Landscaping | Al Furjan | Package 14 | NAKHEEL | Green & More | Tender | 2022 | Fixed Price Lump Sum | ELECTRICAL ENGINEERING INSTALLATIONS | Equipment | Equipment; Including Fixings, Supports, Accessories And All Ancillary Works As Necessary; Lighting Distribution Board; Ls-Db-15, Tcl = 1.3Kw | 1 | Nr | AED | 5603.3
2022-06 | 2 | 2.0435 |  | United Arab Emirates | Dubai | Hard & Soft Landscaping | Al Furjan | Package 14 | NAKHEEL | Green & More | Tender | 2022 | Fixed Price Lump Sum | ELECTRICAL ENGINEERING INSTALLATIONS | Final sub-circuits and auxiliary installations | Earthing System; Including Earthworks, Fixings, Cables, Bondings, Accessories And All Ancillary Works As Necessary; Earth Pit | 13 | Nr | AED | 2474.5
2022-06 | 2 | 2.0435 |  | United Arab Emirates | Dubai | Hard & Soft Landscaping | Al Furjan | Package 14 | NAKHEEL | Green & More | Tender | 2022 | Fixed Price Lump Sum | ELECTRICAL ENGINEERING INSTALLATIONS | Final sub-circuits and auxiliary installations | Landscape Lighting Installation; Cables And Conduits To Termination Points; Including Terminations, Fixings, Supports, Hangers, Accessories And All Ancillary Works As Necessary; From Db To Type La(1) | 445 | Nr | AED | 885.2
2022-06 | 2 | 2.0435 |  | United Arab Emirates | Dubai | Hard & Soft Landscaping | Al Furjan | Package 14 | NAKHEEL | Green & More | Tender | 2022 | Fixed Price Lump Sum | ELECTRICAL ENGINEERING INSTALLATIONS | Final sub-circuits and auxiliary installations | Landscape Lighting Installation; Cables And Conduits To Termination Points; Including Terminations, Fixings, Supports, Hangers, Accessories And All Ancillary Works As Necessary; From Db To Type La(1) | 64 | Nr | AED | 1528.2
2022-06 | 2 | 2.0435 |  | United Arab Emirates | Dubai | Hard & Soft Landscaping | Al Furjan | Package 14 | NAKHEEL | Green & More | Tender | 2022 | Fixed Price Lump Sum | ELECTRICAL ENGINEERING INSTALLATIONS | Final sub-circuits and auxiliary installations | Landscape Lighting Installation; Cables And Conduits To Termination Points; Including Terminations, Fixings, Supports, Hangers, Accessories And All Ancillary Works As Necessary; From Db To Type Lb(1) | 53 | Nr | AED | 2065.9
2022-06 | 2 | 2.0435 |  | United Arab Emirates | Dubai | Hard & Soft Landscaping | Al Furjan | Package 14 | NAKHEEL | Green & More | Tender | 2022 | Fixed Price Lump Sum | ELECTRICAL ENGINEERING INSTALLATIONS | Final sub-circuits and auxiliary installations | Landscape Lighting Installation; Cables And Conduits To Termination Points; Including Terminations, Fixings, Supports, Hangers, Accessories And All Ancillary Works As Necessary; From Db To Type Lb(2) | 124 | Nr | AED | 1279.9
2022-06 | 2 | 2.0435 |  | United Arab Emirates | Dubai | Hard & Soft Landscaping | Al Furjan | Package 14 | NAKHEEL | Green & More | Tender | 2022 | Fixed Price Lump Sum | ELECTRICAL ENGINEERING INSTALLATIONS | Final sub-circuits and auxiliary installations | Landscape Lighting Installation; Cables And Conduits To Termination Points; Including Terminations, Fixings, Supports, Hangers, Accessories And All Ancillary Works As Necessary; From Db To Type Lc(1) | 100 | Nr | AED | 524.3
2022-06 | 2 | 2.0435 |  | United Arab Emirates | Dubai | Hard & Soft Landscaping | Al Furjan | Package 14 | NAKHEEL | Green & More | Tender | 2022 | Fixed Price Lump Sum | ELECTRICAL ENGINEERING INSTALLATIONS | Final sub-circuits and auxiliary installations | Landscape Lighting Installation; Cables And Conduits To Termination Points; Including Terminations, Fixings, Supports, Hangers, Accessories And All Ancillary Works As Necessary; From Db To Type Ld(1) | 8 | Nr | AED | 610.5
2022-06 | 2 | 2.0436 |  | United Arab Emirates | Dubai | Hard & Soft Landscaping | Al Furjan | Package 14 | NAKHEEL | Green & More | Tender | 2022 | Fixed Price Lump Sum | ELECTRICAL ENGINEERING INSTALLATIONS | Final sub-circuits and auxiliary installations | Landscape Lighting Installation; Cables And Conduits To Termination Points; Including Terminations, Fixings, Supports, Hangers, Accessories And All Ancillary Works As Necessary; From Db To Type Le(1) | 29 | Nr | AED | 367.1
2022-06 | 2 | 2.0436 |  | United Arab Emirates | Dubai | Hard & Soft Landscaping | Al Furjan | Package 14 | NAKHEEL | Green & More | Tender | 2022 | Fixed Price Lump Sum | ELECTRICAL ENGINEERING INSTALLATIONS | Final sub-circuits and auxiliary installations | Landscape Lighting Installation; Cables And Conduits To Termination Points; Including Terminations, Fixings, Supports, Hangers, Accessories And All Ancillary Works As Necessary; From Db To Type Lf(1) | 27 | Nr | AED | 378.8
2022-06 | 2 | 2.0436 |  | United Arab Emirates | Dubai | Hard & Soft Landscaping | Al Furjan | Package 14 | NAKHEEL | Green & More | Tender | 2022 | Fixed Price Lump Sum | ELECTRICAL ENGINEERING INSTALLATIONS | Final sub-circuits and auxiliary installations | Landscape Lighting Installation; Cables And Conduits To Termination Points; Including Terminations, Fixings, Supports, Hangers, Accessories And All Ancillary Works As Necessary; From Db To Type Lg(1) (Power Bollard Provision) | 3 | Nr | AED | 139.2
2022-06 | 2 | 2.0436 |  | United Arab Emirates | Dubai | Hard & Soft Landscaping | Al Furjan | Package 14 | NAKHEEL | Green & More | Tender | 2022 | Fixed Price Lump Sum | ELECTRICAL ENGINEERING INSTALLATIONS | Final sub-circuits and auxiliary installations | Landscape Lighting; Including Fixings, Fittings, Supports, Hangers, Accessories And All Ancillary Works As Necessary; Type Lb(1): 13W Led Uplight, Wide Beam, 3000K, Ip67, Ik07 | 53 | Nr | AED | 2757.2
2022-06 | 2 | 2.0436 |  | United Arab Emirates | Dubai | Hard & Soft Landscaping | Al Furjan | Package 14 | NAKHEEL | Green & More | Tender | 2022 | Fixed Price Lump Sum | ELECTRICAL ENGINEERING INSTALLATIONS | Final sub-circuits and auxiliary installations | Landscape Lighting; Including Fixings, Fittings, Supports, Hangers, Accessories And All Ancillary Works As Necessary; Type Lb(2): 12W Led Uplight, Narrow Beam, 3000K, Ip67, Ik07 | 124 | Nr | AED | 2757.2
2022-06 | 2 | 2.0436 |  | United Arab Emirates | Dubai | Hard & Soft Landscaping | Al Furjan | Package 14 | NAKHEEL | Green & More | Tender | 2022 | Fixed Price Lump Sum | ELECTRICAL ENGINEERING INSTALLATIONS | Final sub-circuits and auxiliary installations | Landscape Lighting; Including Fixings, Fittings, Supports, Hangers, Accessories And All Ancillary Works As Necessary; Type Lc(1): 6.7W Led Periskop, 3000K, Ip66, Ik09 | 100 | Nr | AED | 1306.9
2022-06 | 2 | 2.0436 |  | United Arab Emirates | Dubai | Hard & Soft Landscaping | Al Furjan | Package 14 | NAKHEEL | Green & More | Tender | 2022 | Fixed Price Lump Sum | ELECTRICAL ENGINEERING INSTALLATIONS | Final sub-circuits and auxiliary installations | Landscape Lighting; Including Fixings, Fittings, Supports, Hangers, Accessories And All Ancillary Works As Necessary; Type Le(1): 2W Wall Step Light, 3000K, Ip65, Ik07 | 29 | Nr | AED | 990.7
2022-06 | 2 | 2.0436 |  | United Arab Emirates | Dubai | Hard & Soft Landscaping | Al Furjan | Package 14 | NAKHEEL | Green & More | Tender | 2022 | Fixed Price Lump Sum | ELECTRICAL ENGINEERING INSTALLATIONS | Final sub-circuits and auxiliary installations | Landscape Lighting; Including Fixings, Fittings, Supports, Hangers, Accessories And All Ancillary Works As Necessary; Type Lf(1): 4W Wall Ramp Light, 3000K, Ip68, Ik07 | 27 | Nr | AED | 1552.7
2022-06 | 2 | 2.0436 |  | United Arab Emirates | Dubai | Hard & Soft Landscaping | Al Furjan | Package 14 | NAKHEEL | Green & More | Tender | 2022 | Fixed Price Lump Sum | ELECTRICAL ENGINEERING INSTALLATIONS | Accessories | Bollard Lighting; Including Fixings, Fittings, Supports, Bases, Accessories And All Ancillary Works As Necessary; Type La(1): 9.5W Led Bollard, 3000K, Ip66, Ik07 | 445 | Nr | AED | 2372.3
2022-06 | 2 | 2.0436 |  | United Arab Emirates | Dubai | Hard & Soft Landscaping | Al Furjan | Package 14 | NAKHEEL | Green & More | Tender | 2022 | Fixed Price Lump Sum | ELECTRICAL ENGINEERING INSTALLATIONS | Accessories | Bollard Lighting; Including Fixings, Fittings, Supports, Bases, Accessories And All Ancillary Works As Necessary; Type La(2): | 64 | Nr | AED | 17744.9
2022-06 | 2 | 2.0437 |  | United Arab Emirates | Dubai | Hard & Soft Landscaping | Al Furjan | Package 14 | NAKHEEL | Green & More | Tender | 2022 | Fixed Price Lump Sum | ELECTRICAL ENGINEERING INSTALLATIONS | Accessories | Amenities Lighting; Including Fixings, Fittings, Supports, Hangers, Poles, Accessories And All Ancillary Works As Necessary; Type Ld(1): 280W Led, Flood Light, 3000K, Ip66, Ik08 | 8 | Nr | AED | 9303.4
2022-06 | 2 | 2.0437 |  | United Arab Emirates | Dubai | Hard & Soft Landscaping | Al Furjan | Package 14 | NAKHEEL | Green & More | Tender | 2022 | Fixed Price Lump Sum | ELECTRICAL ENGINEERING INSTALLATIONS | Main circuits | Connection To Supply Mains Including Cables, Containments, Fixings, Supports, Accessories And All Ancillary Works As Necessary; From Lighting Distribution Board To Existing Power Supply | 1 | Item | AED | 32331.9
2022-06 | 2 | 2.0437 |  | United Arab Emirates | Dubai | Hard & Soft Landscaping | Al Furjan | Package 14 | NAKHEEL | Green & More | Tender | 2022 | Fixed Price Lump Sum | ELECTRICAL ENGINEERING INSTALLATIONS | Final sub-circuits and auxiliary installations | Supply And Installation Of Power Bollard | 3 | Nr | AED | 9990
2022-07 | 2 | 2.0437 |  | United Arab Emirates | Dubai | Hard & Soft Landscaping | Al Furjan | Package 15 | NAKHEEL | Green & More | Tender | 2022 | Fixed Price Lump Sum | SITE WORK | Site preparation | Site Clearance; Removal Of Debris, Rubbish, Vegetation, Any Existing Foundation And Services And The Like Prior To The Commencement Of Excavation Works; Including Disposal To Approved Location | 34795 | m² | AED | 3.1
2022-07 | 2 | 2.0437 |  | United Arab Emirates | Dubai | Hard & Soft Landscaping | Al Furjan | Package 15 | NAKHEEL | Green & More | Tender | 2022 | Fixed Price Lump Sum | SITE WORK | Site preparation | Site Clearance; Removal Of Existing Asphalt Road Including Kerbs, Making Good And Disposal (Rate Only) | 1 | m² | AED | 64.8
2022-07 | 2 | 2.0437 |  | United Arab Emirates | Dubai | Hard & Soft Landscaping | Al Furjan | Package 15 | NAKHEEL | Green & More | Tender | 2022 | Fixed Price Lump Sum | SITE WORK | Site preparation | Site Clearance; Making Good Of Existing Telecom Tower Service Entrance | 1 | Item | AED | 11100
2022-07 | 2 | 2.0437 |  | United Arab Emirates | Dubai | Hard & Soft Landscaping | Al Furjan | Package 15 | NAKHEEL | Green & More | Tender | 2022 | Fixed Price Lump Sum | SITE WORK | Landscaping | Earthworks; Including All Ancillary Works As Necessary; From Site Existing Levels Up To The Proposed Grading Levels; | 1 | Item | AED | 84042.1
2022-07 | 2 | 2.0437 |  | United Arab Emirates | Dubai | Hard & Soft Landscaping | Al Furjan | Package 15 | NAKHEEL | Green & More | Tender | 2022 | Fixed Price Lump Sum | SITE WORK | Landscaping | Earthworks; Including All Ancillary Works As Necessary; From Site Existing Levels Up To The Proposed Grading Levels; | 1 | m³ | AED | 11.8
2022-07 | 2 | 2.0437 |  | United Arab Emirates | Dubai | Hard & Soft Landscaping | Al Furjan | Package 15 | NAKHEEL | Green & More | Tender | 2022 | Fixed Price Lump Sum | SITE WORK | Excavation | Excavation Works; Including All Ancillary Works As Necessary; From Site Level +0.00 Up To The Required Levels; Excavation To Reduce Levels; Not Exceeding 250Mm Depth; To Paving And Surface Finish Area | 5633 | m³ | AED | 11.8
2022-07 | 2 | 2.0437 |  | United Arab Emirates | Dubai | Hard & Soft Landscaping | Al Furjan | Package 15 | NAKHEEL | Green & More | Tender | 2022 | Fixed Price Lump Sum | SITE WORK | Excavation | Excavation Works; Including All Ancillary Works As Necessary; From Site Level +0.00 Up To The Required Levels; Excavation To Reduce Level; Over 250Mm But Not Exceeding 500Mm; To Planting Area | 1735 | m³ | AED | 11.8
2022-07 | 2 | 2.0438 |  | United Arab Emirates | Dubai | Hard & Soft Landscaping | Al Furjan | Package 15 | NAKHEEL | Green & More | Tender | 2022 | Fixed Price Lump Sum | SITE WORK | Excavation | Excavation Works; Including All Ancillary Works As Necessary; From Site Level +0.00 Up To The Required Levels; Excavation To Reduce Level; Over 500Mm But Not Exceeding 750Mm; To Planting Area | 3677 | m³ | AED | 11.8
2022-07 | 2 | 2.0438 |  | United Arab Emirates | Dubai | Hard & Soft Landscaping | Al Furjan | Package 15 | NAKHEEL | Green & More | Tender | 2022 | Fixed Price Lump Sum | SITE WORK | Excavation | Excavation Works; Including All Ancillary Works As Necessary; From Site Level +0.00 Up To The Required Levels; Trench Excavation; To Receive Foundations | 14 | m³ | AED | 11.8
2022-07 | 2 | 2.0438 |  | United Arab Emirates | Dubai | Hard & Soft Landscaping | Al Furjan | Package 15 | NAKHEEL | Green & More | Tender | 2022 | Fixed Price Lump Sum | SITE WORK | Excavation | Excavation Works; Including All Ancillary Works As Necessary; From Site Level +0.00 Up To The Required Levels; Pit Excavation; Over 1000Mm But Not Exceeding 1500Mm Depth; To Receive Tree Pits | 2056 | m³ | AED | 11.8
2022-07 | 2 | 2.0438 |  | United Arab Emirates | Dubai | Hard & Soft Landscaping | Al Furjan | Package 15 | NAKHEEL | Green & More | Tender | 2022 | Fixed Price Lump Sum | SITE WORK | Excavation | Excavation Works; Including All Ancillary Works As Necessary; From Site Level +0.00 Up To The Required Levels; Pit Excavation; Over 1500Mm But Not Exceeding 2000Mm Depth; To Receive Tree Pits | 386 | m³ | AED | 11.8
2022-07 | 2 | 2.0438 |  | United Arab Emirates | Dubai | Hard & Soft Landscaping | Al Furjan | Package 15 | NAKHEEL | Green & More | Tender | 2022 | Fixed Price Lump Sum | SITE WORK | Disposal | Disposal Of Unsuitable And Surplus Materials Arising From Excavation; Removed On Site Including A Suitable Tip | 13497 | m³ | AED | 17.5
2022-07 | 2 | 2.0438 |  | United Arab Emirates | Dubai | Hard & Soft Landscaping | Al Furjan | Package 15 | NAKHEEL | Green & More | Tender | 2022 | Fixed Price Lump Sum | SITE WORK | Disposal | Disposal Of Unsuitable And Surplus Materials Arising From Excavation; Removed Off-Site Material (Rate Only) | 1 | m³ | AED | 39.7
2022-07 | 2 | 2.0438 |  | United Arab Emirates | Dubai | Hard & Soft Landscaping | Al Furjan | Package 15 | NAKHEEL | Green & More | Tender | 2022 | Fixed Price Lump Sum | SITE WORK | Disposal | Disposal Of Unsuitable And Surplus Materials Arising From Excavation; Backfill Into Excavation | 4 | m³ | AED | 14.8
2022-07 | 2 | 2.0438 |  | United Arab Emirates | Dubai | Hard & Soft Landscaping | Al Furjan | Package 15 | NAKHEEL | Green & More | Tender | 2022 | Fixed Price Lump Sum | SITE WORK | Filling | Filling To Make Up Levels; Including Compaction And All Ancillary Works As Necessary; 100Mm Thick Aggregate Sub-Base Course | 5 | m³ | AED | 123.4
2022-07 | 2 | 2.0438 |  | United Arab Emirates | Dubai | Hard & Soft Landscaping | Al Furjan | Package 15 | NAKHEEL | Green & More | Tender | 2022 | Fixed Price Lump Sum | SITE WORK | Filling | Filling To Make Up Levels; Including Compaction And All Ancillary Works As Necessary; 150Mm Thick Compacted Aggregate Sub-Base Course For Hard Scape Area | 2664 | m³ | AED | 123.4
2022-07 | 2 | 2.0438 |  | United Arab Emirates | Dubai | Hard & Soft Landscaping | Al Furjan | Package 15 | NAKHEEL | Green & More | Tender | 2022 | Fixed Price Lump Sum | SITE WORK | Filling | Filling To Make Up Levels; Including Compaction And All Ancillary Works As Necessary; 100Mm Thick Compacted Aggregate Sub-Base Course For Precast Seatwall, Steps And Ramps; As Drawing Nr. 21-6007-Alf-P15-St-Dwg-Td-01 | 2 | m³ | AED | 123.4
2022-07 | 2 | 2.0439 |  | United Arab Emirates | Dubai | Hard & Soft Landscaping | Al Furjan | Package 15 | NAKHEEL | Green & More | Tender | 2022 | Fixed Price Lump Sum | SITE WORK | Paving and surfacing | Precast Paver Block; In Shotblast Finish; Laid On 50Mm Thick Sharp Sand Bed And Compacted Existing Grade; Including Grout Mortar, Joint And Edge Treatment And Including All Ancillary Works As Necessary; Paving Type Pv01; Pcc Paver 'Tegula'; Varying Size And Colors A- (15%) 160 X 160 X 80Mm In Light Brown, B- (5%) 120 X 160 X 80Mm In Medium Brown, C-(80%) 160 X 160 X 80Mm In Dark Brown | 4105 | m² | AED | 90.9
2022-07 | 2 | 2.0439 |  | United Arab Emirates | Dubai | Hard & Soft Landscaping | Al Furjan | Package 15 | NAKHEEL | Green & More | Tender | 2022 | Fixed Price Lump Sum | SITE WORK | Paving and surfacing | Precast Paver Block; In Shotblast Finish; Laid On 50Mm Thick Sharp Sand Bed And Compacted Existing Grade; Including Grout Mortar, Joint And Edge Treatment And Including All Ancillary Works As Necessary; Paving Type Pv02; Pcc Paver 'Tegula'; Varying Size And Colors A-120 X 160 X 60Mm In Light Brown, B-120 X 160 X 60Mm In Medium Brown, C-160 X 160 X 60Mm In Light Brown, D-160 X 160 X 60Mm In Medium Brown, E-160 X 160 X 60Mm In Dark Brown, F-160 X 240 X 60Mm In Light Brown | 4735 | m² | AED | 88.6
2022-07 | 2 | 2.0439 |  | United Arab Emirates | Dubai | Hard & Soft Landscaping | Al Furjan | Package 15 | NAKHEEL | Green & More | Tender | 2022 | Fixed Price Lump Sum | SITE WORK | Paving and surfacing | Precast Paver Block; In Shotblast Finish; Laid On 50Mm Thick Sharp Sand Bed And Compacted Existing Grade; Including Grout Mortar, Joint And Edge Treatment And Including All Ancillary Works As Necessary; Paving Type Pp01; 'Flora'; In Running Bond Pattern; Size 300 X 600 X 60Mm Thick; In 70% Light Brown; 30% Med. Brown Colors; In Shotblast Finish | 857 | m² | AED | 94.3
2022-07 | 2 | 2.0439 |  | United Arab Emirates | Dubai | Hard & Soft Landscaping | Al Furjan | Package 15 | NAKHEEL | Green & More | Tender | 2022 | Fixed Price Lump Sum | SITE WORK | Paving and surfacing | Precast Paver Block; In Shotblast Finish; Laid On 50Mm Thick Sharp Sand Bed And Compacted Existing Grade; Including Grout Mortar, Joint And Edge Treatment And Including All Ancillary Works As Necessary; Paving Type Pp02; 'Flora'; Rectangle Running Bond; Varying Size 300 X 600 X 60Mm Thick And 150 X 600 X 60Mm Thick; In Light Beige Colors | 511 | m² | AED | 94.3
2022-07 | 2 | 2.0439 |  | United Arab Emirates | Dubai | Hard & Soft Landscaping | Al Furjan | Package 15 | NAKHEEL | Green & More | Tender | 2022 | Fixed Price Lump Sum | SITE WORK | Paving and surfacing | Precast Paver Block; In Shotblast Finish; Laid On 50Mm Thick Sharp Sand Bed And Compacted Existing Grade; Including Grout Mortar, Joint And Edge Treatment And Including All Ancillary Works As Necessary; Paving Type Pp03; 'Sienna'; Running Bond Pattern; Varying Size A- 240 X 200 X 60, B- 160 X 200 X 60, C-120 X 200 X 60, D-150 X 200 X 60, E - 120 X 120 X 60; In 80% Light Brown; 20% Medium Brown Colors; In Shotblast Finish | 2885 | m² | AED | 94.3
2022-07 | 2 | 2.0439 |  | United Arab Emirates | Dubai | Hard & Soft Landscaping | Al Furjan | Package 15 | NAKHEEL | Green & More | Tender | 2022 | Fixed Price Lump Sum | SITE WORK | Paving and surfacing | Concrete Pavers; Laid On 30Mm Thick Mortar Bed And Compacted Sub-Base; Including Grout Mortar, Joint And Edge Treatment And Including All Ancillary Works As Necessary; Paving To Fu03; Size 200 X 200 X 60Mm Thick | 17 | m² | AED | 88.6
2022-07 | 2 | 2.0439 |  | United Arab Emirates | Dubai | Hard & Soft Landscaping | Al Furjan | Package 15 | NAKHEEL | Green & More | Tender | 2022 | Fixed Price Lump Sum | SITE WORK | Paving and surfacing | Concrete Pavers; Laid On 30Mm Thick Mortar Bed And Compacted Sub-Base; Including Grout Mortar, Joint And Edge Treatment And Including All Ancillary Works As Necessary; Paving To Fu04; Size 200 X 200 X 60Mm Thick | 7 | m² | AED | 88.6
2022-07 | 2 | 2.0439 |  | United Arab Emirates | Dubai | Hard & Soft Landscaping | Al Furjan | Package 15 | NAKHEEL | Green & More | Tender | 2022 | Fixed Price Lump Sum | SITE WORK | Paving and surfacing | Concrete Pavers; Pcc Band In Shotblast Finish; Laid On 30Mm Thick Mortar Bed And Compacted Sub-Base; Including Grout Mortar, Joint And Edge Treatment And Including All Ancillary Works As Necessary; Band Type Pb01; Size 200 X 300 X 80Mm Thick; In Dark Brown Colors | 13237 | m | AED | 27.4
2022-07 | 2 | 2.0439 |  | United Arab Emirates | Dubai | Hard & Soft Landscaping | Al Furjan | Package 15 | NAKHEEL | Green & More | Tender | 2022 | Fixed Price Lump Sum | SITE WORK | Paving and surfacing | Concrete Pavers; Pcc Band In Shotblast Finish; Laid On 30Mm Thick Mortar Bed And Compacted Sub-Base; Including Grout Mortar, Joint And Edge Treatment And Including All Ancillary Works As Necessary; Band Type Pb02; Size 300 X 300 X 80Mm Thick; In Med. Brown Colors; In Shotblast Finish | 659 | m | AED | 34.2
2022-07 | 2 | 2.0439 |  | United Arab Emirates | Dubai | Hard & Soft Landscaping | Al Furjan | Package 15 | NAKHEEL | Green & More | Tender | 2022 | Fixed Price Lump Sum | SITE WORK | Paving and surfacing | Concrete Pavers; Pcc Band In Shotblast Finish; Laid On 30Mm Thick Mortar Bed And Compacted Sub-Base; Including Grout Mortar, Joint And Edge Treatment And Including All Ancillary Works As Necessary; Band Type Pb03; Size 300 X 600 X 80Mm Thick; In Med. Brown Colors; In Shotblast Finish | 251 | m | AED | 35.5
2022-07 | 2 | 2.044 |  | United Arab Emirates | Dubai | Hard & Soft Landscaping | Al Furjan | Package 15 | NAKHEEL | Green & More | Tender | 2022 | Fixed Price Lump Sum | SITE WORK | Paving and surfacing | Concrete Pavers; Pcc Band In Shotblast Finish; Laid On 30Mm Thick Mortar Bed And Compacted Sub-Base; Including Grout Mortar, Joint And Edge Treatment And Including All Ancillary Works As Necessary; Band Type Pb04; Size 200 X 200 X 80Mm Thick; In Med. Brown Colors; In Shotblast Finish | 218 | m | AED | 27.4
2022-07 | 2 | 2.044 |  | United Arab Emirates | Dubai | Hard & Soft Landscaping | Al Furjan | Package 15 | NAKHEEL | Green & More | Tender | 2022 | Fixed Price Lump Sum | SITE WORK | Landscaping | Gravel; Non Self Binding-Loose Laid; Natural River Rounded From Wadi Source; Laid On Compacted Existing Grade Layer; Including Accessories And All Ancillary Works As Necessary; Type Ag01; 75-100Mm Diameter Rounded Decorative Gravel Bed; 100Mm Depth | 40 | m² | AED | 29.8
2022-07 | 2 | 2.044 |  | United Arab Emirates | Dubai | Hard & Soft Landscaping | Al Furjan | Package 15 | NAKHEEL | Green & More | Tender | 2022 | Fixed Price Lump Sum | SITE WORK | Landscaping | Gravel; Non Self Binding-Loose Laid; Natural River Rounded From Wadi Source; Laid On Compacted Existing Grade Layer; Including Accessories And All Ancillary Works As Necessary; Type Ag02; 14Mm Sieve Size; 100Mm Depth | 837 | m² | AED | 29.8
2022-07 | 2 | 2.044 |  | United Arab Emirates | Dubai | Hard & Soft Landscaping | Al Furjan | Package 15 | NAKHEEL | Green & More | Tender | 2022 | Fixed Price Lump Sum | SITE WORK | Paving and surfacing | Asphalt Paving; 40Mm Thick Asphalt Wearing Course With Epoxy Acrylic Coating; Laid On And Including 40Mm Thick Asphalt Base Course, Surface Preparation, Accessories And All Ancillary Works As Necessary; Type As01; 80Mm Thick | 330 | m² | AED | 265.7
2022-07 | 2 | 2.044 |  | United Arab Emirates | Dubai | Hard & Soft Landscaping | Al Furjan | Package 15 | NAKHEEL | Green & More | Tender | 2022 | Fixed Price Lump Sum | SITE WORK | Paving and surfacing | Epdm Surface; 16Mm Thick Top Coat; Over 60-150Mm Thick Black Base Rubber; Laid On Compacted Sub-Base (Measured Separately); Including Accessories And All Ancillary Works As Necessary; Type Ep01 | 653 | m² | AED | 455.1
2022-07 | 2 | 2.044 |  | United Arab Emirates | Dubai | Hard & Soft Landscaping | Al Furjan | Package 15 | NAKHEEL | Green & More | Tender | 2022 | Fixed Price Lump Sum | SITE WORK | Landscaping | Boulders; Local Quarry Rock; In Natural Finish; Laid On Compacted Sub-Base (Measured Separately); Including Accessories And All Ancillary Works As Necessary; Type B01; Varying Size 400-1600Mm Diameter; In Grey Or Beige Color | 11 | m² | AED | 1018
2022-07 | 2 | 2.044 |  | United Arab Emirates | Dubai | Hard & Soft Landscaping | Al Furjan | Package 15 | NAKHEEL | Green & More | Tender | 2022 | Fixed Price Lump Sum | SITE WORK | Landscaping | Hoggin Stone; 5-25Mm Diameter Aggregate; Non-Self Binding Stone; In Natural Desert Tan; In Rolled Finish; Laid On 100Mm Thick Aggregate Sub-Base (Measured Separately); Including Accessories And All Ancillary Works As Necessary; Type H01; 80-100Mm Thick | 53 | m² | AED | 52.5
2022-07 | 2 | 2.044 |  | United Arab Emirates | Dubai | Hard & Soft Landscaping | Al Furjan | Package 15 | NAKHEEL | Green & More | Tender | 2022 | Fixed Price Lump Sum | SITE WORK | Landscaping | Existing Sand; Achieve Approved Lay-Out Including Surface Preparation, Making Good, Accessories And All Ancillary Works As Necessary; Existing Sand Treatment | 2287 | m² | AED | 6.4
2022-07 | 2 | 2.044 |  | United Arab Emirates | Dubai | Hard & Soft Landscaping | Al Furjan | Package 15 | NAKHEEL | Green & More | Tender | 2022 | Fixed Price Lump Sum | SITE WORK | Landscaping | Sundries; Geotextile Membrane; Non-Woven As Drawing Nr. 21-6007-Alf-P15-St-Dwg-Td-01 Detail 1 | 1860 | m² | AED | 3.2
2022-07 | 2 | 2.044 |  | United Arab Emirates | Dubai | Hard & Soft Landscaping | Al Furjan | Package 15 | NAKHEEL | Green & More | Tender | 2022 | Fixed Price Lump Sum | SITE WORK | Landscaping | Sundries; Allow Tie-In Connections For Minor And/Or Ancillary Structures (Swimming Pool And Water Features) | 1 | Item | AED | 22200
2022-07 | 2 | 2.0441 |  | United Arab Emirates | Dubai | Hard & Soft Landscaping | Al Furjan | Package 15 | NAKHEEL | Green & More | Tender | 2022 | Fixed Price Lump Sum | SITE WORK | Landscaping | Planting Medium Soil; Laid On Compacted Subgrade; Including All Ancillary Works As Necessary; 300Mm Depth; To Lawn And Grass | 1601 | m³ | AED | 47.5
2022-07 | 2 | 2.0441 |  | United Arab Emirates | Dubai | Hard & Soft Landscaping | Al Furjan | Package 15 | NAKHEEL | Green & More | Tender | 2022 | Fixed Price Lump Sum | SITE WORK | Landscaping | Planting Medium Soil; Laid On Compacted Subgrade; Including All Ancillary Works As Necessary; 500Mm Depth; To Shrubs And Ground Cover | 3343 | m³ | AED | 47.5
2022-07 | 2 | 2.0441 |  | United Arab Emirates | Dubai | Hard & Soft Landscaping | Al Furjan | Package 15 | NAKHEEL | Green & More | Tender | 2022 | Fixed Price Lump Sum | SITE WORK | Landscaping | Planting Medium Soil; Laid On Compacted Subgrade; Including All Ancillary Works As Necessary; 1500Mm Depth; To Large Tree Pits | 1927 | m³ | AED | 47.5
2022-07 | 2 | 2.0441 |  | United Arab Emirates | Dubai | Hard & Soft Landscaping | Al Furjan | Package 15 | NAKHEEL | Green & More | Tender | 2022 | Fixed Price Lump Sum | SITE WORK | Landscaping | Planting Medium Soil; With Zander Mychorriza Organic; Laid On Compacted Subgrade; Including All Ancillary Works As Necessary; 2000Mm Depth; To Palm Tree Pits | 368 | m³ | AED | 245.6
2022-07 | 2 | 2.0441 |  | United Arab Emirates | Dubai | Hard & Soft Landscaping | Al Furjan | Package 15 | NAKHEEL | Green & More | Tender | 2022 | Fixed Price Lump Sum | SITE WORK | Landscaping | Organic Bark Mulch; Including All Ancillary Works As Necessary; Mulching; 75Mm Thick; To Shrub | 5141 | m² | AED | 38.8
2022-07 | 2 | 2.0441 |  | United Arab Emirates | Dubai | Hard & Soft Landscaping | Al Furjan | Package 15 | NAKHEEL | Green & More | Tender | 2022 | Fixed Price Lump Sum | SITE WORK | Landscaping | Organic Bark Mulch; Including All Ancillary Works As Necessary; Mulching; 75Mm Thick; To Trees And Palm Trees | 1469 | m² | AED | 38.8
2022-07 | 2 | 2.0441 |  | United Arab Emirates | Dubai | Hard & Soft Landscaping | Al Furjan | Package 15 | NAKHEEL | Green & More | Tender | 2022 | Fixed Price Lump Sum | SITE WORK | Landscaping | Drainage Aggregate Layer Coarse 10-15Mm Diameter; Including All Ancillary Works As Necessary; Drainage Layer; 100Mm Thick; To Trees And Palm Trees | 1469 | m² | AED | 14.5
2022-07 | 2 | 2.0441 |  | United Arab Emirates | Dubai | Hard & Soft Landscaping | Al Furjan | Package 15 | NAKHEEL | Green & More | Tender | 2022 | Fixed Price Lump Sum | SITE WORK | Landscaping | Trees; Including Support System, Groundkeeper And All Ancillary Works As Necessary; Aca Far; Sweet Acacia (Acacia Farnesiana); With Overall Height 1.5-2.0M; Clear Trunk 1.5M; Min. Caliper 120-140Mm; Local | 29 | Nr | AED | 3084.9
2022-07 | 2 | 2.0441 |  | United Arab Emirates | Dubai | Hard & Soft Landscaping | Al Furjan | Package 15 | NAKHEEL | Green & More | Tender | 2022 | Fixed Price Lump Sum | SITE WORK | Landscaping | Trees; Including Support System, Groundkeeper And All Ancillary Works As Necessary; Aza Ind; Neem Tree (Azadirachta Indica); With Overall Height 4.0-4.5M; Clear Trunk 1.8M; Min. Caliper 80-100Mm; Adaptive | 87 | Nr | AED | 1526.5
2022-07 | 2 | 2.0441 |  | United Arab Emirates | Dubai | Hard & Soft Landscaping | Al Furjan | Package 15 | NAKHEEL | Green & More | Tender | 2022 | Fixed Price Lump Sum | SITE WORK | Landscaping | Trees; Including Support System, Groundkeeper And All Ancillary Works As Necessary; Del Reg; Royal Poinciana (Delonix Regia); With Overall Height 4.0-4.5M; Clear Trunk 1.8M; Min. Caliper 80-100Mm; Adaptive | 121 | Nr | AED | 1528.6
2022-07 | 2 | 2.0442 |  | United Arab Emirates | Dubai | Hard & Soft Landscaping | Al Furjan | Package 15 | NAKHEEL | Green & More | Tender | 2022 | Fixed Price Lump Sum | SITE WORK | Landscaping | Trees; Including Support System, Groundkeeper And All Ancillary Works As Necessary; Hib Til; Sea Hibiscus, Mahoe (Hibiscus Tiliaceus); With Overall Height 3.5-4.0M; Clear Trunk 1.5M; Min. Caliper 80-100Mm; Adaptive | 20 | Nr | AED | 1528.6
2022-07 | 2 | 2.0442 |  | United Arab Emirates | Dubai | Hard & Soft Landscaping | Al Furjan | Package 15 | NAKHEEL | Green & More | Tender | 2022 | Fixed Price Lump Sum | SITE WORK | Landscaping | Trees; Including Support System, Groundkeeper And All Ancillary Works As Necessary; Mil Hor; Jasmin Tree (Millingtonia Hortensis); With Overall Height 4.0-4.5M; Clear Trunk 1.8M; Min. Caliper 80-100Mm; Adaptive | 89 | Nr | AED | 1826.2
2022-07 | 2 | 2.0442 |  | United Arab Emirates | Dubai | Hard & Soft Landscaping | Al Furjan | Package 15 | NAKHEEL | Green & More | Tender | 2022 | Fixed Price Lump Sum | SITE WORK | Landscaping | Trees; Including Support System, Groundkeeper And All Ancillary Works As Necessary; Par Acu; Mexican Palo Verde (Parkinsonia Aculeata); With Overall Height 3.5-4.0M; Clear Trunk 1.5M; Min. Caliper 60-80Mm; Adaptive | 94 | Nr | AED | 1288.5
2022-07 | 2 | 2.0442 |  | United Arab Emirates | Dubai | Hard & Soft Landscaping | Al Furjan | Package 15 | NAKHEEL | Green & More | Tender | 2022 | Fixed Price Lump Sum | SITE WORK | Landscaping | Trees; Including Support System, Groundkeeper And All Ancillary Works As Necessary; Plu Obt; Singapore White Plumeria (Plumeria Obtusa); With Overall Height 2.0-2.5M; Clear Trunk 1.8M; Min. Caliper 80-100Mm; Adaptive | 14 | Nr | AED | 2305.7
2022-07 | 2 | 2.0442 |  | United Arab Emirates | Dubai | Hard & Soft Landscaping | Al Furjan | Package 15 | NAKHEEL | Green & More | Tender | 2022 | Fixed Price Lump Sum | SITE WORK | Landscaping | Trees; Including Support System, Groundkeeper And All Ancillary Works As Necessary; Tec Und; Honey Tree (Tecomella Undulata); With Overall Height 3.5-4.0M; Clear Trunk 1.5-2.0M; Min. Caliper 60-80Mm; Adaptive | 45 | Nr | AED | 1108.4
2022-07 | 2 | 2.0442 |  | United Arab Emirates | Dubai | Hard & Soft Landscaping | Al Furjan | Package 15 | NAKHEEL | Green & More | Tender | 2022 | Fixed Price Lump Sum | SITE WORK | Landscaping | Trees; Including Support System, Groundkeeper And All Ancillary Works As Necessary; Tam Ind; Tamarind, Tamir Hindi (Tamarindus Indica); With Overall Height 4.0-4.5M; Clear Trunk 1.5M; Min. Caliper 80-100Mm; Adaptive | 26 | Nr | AED | 1768.8
2022-07 | 2 | 2.0442 |  | United Arab Emirates | Dubai | Hard & Soft Landscaping | Al Furjan | Package 15 | NAKHEEL | Green & More | Tender | 2022 | Fixed Price Lump Sum | SITE WORK | Landscaping | Trees; Including Support System, Groundkeeper And All Ancillary Works As Necessary; Ziz Spi; Sidr (Ziziphus Spina-Christi); With Overall Height 4.0-4.5M; Clear Trunk 1.8M; Min. Caliper 80-100Mm; Local | 1 | Nr | AED | 2068.9
2022-07 | 2 | 2.0442 |  | United Arab Emirates | Dubai | Hard & Soft Landscaping | Al Furjan | Package 15 | NAKHEEL | Green & More | Tender | 2022 | Fixed Price Lump Sum | SITE WORK | Landscaping | Trees; Including Support System, Groundkeeper And All Ancillary Works As Necessary; Pro Jul; Mequite, Safsaf (Prospolis Juliflora); With Overall Height 4.0-4.5M; Clear Trunk 1.8M; Min. Caliper 80-100Mm; Local | 45 | Nr | AED | 1528.6
2022-07 | 2 | 2.0442 |  | United Arab Emirates | Dubai | Hard & Soft Landscaping | Al Furjan | Package 15 | NAKHEEL | Green & More | Tender | 2022 | Fixed Price Lump Sum | SITE WORK | Landscaping | Palm Trees; Including Support System, Groundkeeper And All Ancillary Works As Necessary; Bis Nob; Bismark Palm (Bismarckia Nobilis); With Overall Height 3.0-3.5M; Clear Trunk 1.0-1.5M; Min. Caliper 400-500Mm; Adaptive | 2 | Nr | AED | 1528.6
2022-07 | 2 | 2.0442 |  | United Arab Emirates | Dubai | Hard & Soft Landscaping | Al Furjan | Package 15 | NAKHEEL | Green & More | Tender | 2022 | Fixed Price Lump Sum | SITE WORK | Landscaping | Palm Trees; Including Support System, Groundkeeper And All Ancillary Works As Necessary; Pho Dac; Date Palm (Phoenix Dactylifera); With Overall Height 6.0M; Clear Trunk 2.5-5.0M; Min. Caliper 400-500Mm; Local | 16 | Nr | AED | 1640.1
2022-07 | 2 | 2.0443 |  | United Arab Emirates | Dubai | Hard & Soft Landscaping | Al Furjan | Package 15 | NAKHEEL | Green & More | Tender | 2022 | Fixed Price Lump Sum | SITE WORK | Landscaping | Palm Trees; Including Support System, Groundkeeper And All Ancillary Works As Necessary; Was Rob; Mexican Fan Palm (Washington Robusta); With Overall Height 4.5-5.0M; Clear Trunk 2.5-5.0M; Min. Caliper 300-400Mm; Local | 28 | Nr | AED | 3801.1
2022-07 | 2 | 2.0443 |  | United Arab Emirates | Dubai | Hard & Soft Landscaping | Al Furjan | Package 15 | NAKHEEL | Green & More | Tender | 2022 | Fixed Price Lump Sum | SITE WORK | Landscaping | Succulents; Including Additional Earthworks, Fertilizer And All Ancillary Works As Necessary; Aga Ame; Century Plant (Agave Americana); Height 300-400Mm; Min. Spread 300-400Mm; Adaptive | 7 | Nr | AED | 25.9
2022-07 | 2 | 2.0443 |  | United Arab Emirates | Dubai | Hard & Soft Landscaping | Al Furjan | Package 15 | NAKHEEL | Green & More | Tender | 2022 | Fixed Price Lump Sum | SITE WORK | Landscaping | Shrubs; Including Additional Earthworks, Fertilizer And All Ancillary Works As Necessary; Ade Obe; Desert Rose (Adenium Obesum); Height 400-600Mm; Min. Spread 400-500Mm; Adaptive | 195 | m² | AED | 95.5
2022-07 | 2 | 2.0443 |  | United Arab Emirates | Dubai | Hard & Soft Landscaping | Al Furjan | Package 15 | NAKHEEL | Green & More | Tender | 2022 | Fixed Price Lump Sum | SITE WORK | Landscaping | Shrubs; Including Additional Earthworks, Fertilizer And All Ancillary Works As Necessary; Atr Sem; Salt Bush (Atriplex Semibaccata); Height 300-500Mm; Min. Spread 300-400Mm; Local | 480 | m² | AED | 27
2022-07 | 2 | 2.0443 |  | United Arab Emirates | Dubai | Hard & Soft Landscaping | Al Furjan | Package 15 | NAKHEEL | Green & More | Tender | 2022 | Fixed Price Lump Sum | SITE WORK | Landscaping | Shrubs; Including Additional Earthworks, Fertilizer And All Ancillary Works As Necessary; Bou Gla; Paper Flower (Bougainvillea Glabra-Orange); Height 400-600Mm; Min. Spread 400-600Mm; Adaptive | 530 | m² | AED | 45.7
2022-07 | 2 | 2.0443 |  | United Arab Emirates | Dubai | Hard & Soft Landscaping | Al Furjan | Package 15 | NAKHEEL | Green & More | Tender | 2022 | Fixed Price Lump Sum | SITE WORK | Landscaping | Shrubs; Including Additional Earthworks, Fertilizer And All Ancillary Works As Necessary; Cae Pul; Red Bird Of Paradise (Caesalpinia Pulcherrima); Height 400-600Mm; Min. Spread 400-600Mm; Adaptive | 323 | m² | AED | 27.1
2022-07 | 2 | 2.0443 |  | United Arab Emirates | Dubai | Hard & Soft Landscaping | Al Furjan | Package 15 | NAKHEEL | Green & More | Tender | 2022 | Fixed Price Lump Sum | SITE WORK | Landscaping | Shrubs; Including Additional Earthworks, Fertilizer And All Ancillary Works As Necessary; Cle Ine; Wild Jasmine (Clerodendrum Inerme); Height 300-500Mm; Min. Spread 300-500Mm; Adaptive | 900 | m² | AED | 54.1
2022-07 | 2 | 2.0443 |  | United Arab Emirates | Dubai | Hard & Soft Landscaping | Al Furjan | Package 15 | NAKHEEL | Green & More | Tender | 2022 | Fixed Price Lump Sum | SITE WORK | Landscaping | Shrubs; Including Additional Earthworks, Fertilizer And All Ancillary Works As Necessary; Jun Rig; Rush (Juncus Rigidus); Height 400-600Mm; Min. Spread 400-500Mm; Adaptive | 184 | m² | AED | 45.1
2022-07 | 2 | 2.0443 |  | United Arab Emirates | Dubai | Hard & Soft Landscaping | Al Furjan | Package 15 | NAKHEEL | Green & More | Tender | 2022 | Fixed Price Lump Sum | SITE WORK | Landscaping | Shrubs; Including Additional Earthworks, Fertilizer And All Ancillary Works As Necessary; Leu Fru; Texas Sage (Leucophyllum Frutescens); Height 400-600Mm; Min. Spread 400-600Mm; Adaptive | 1341 | m² | AED | 34.3
2022-07 | 2 | 2.0443 |  | United Arab Emirates | Dubai | Hard & Soft Landscaping | Al Furjan | Package 15 | NAKHEEL | Green & More | Tender | 2022 | Fixed Price Lump Sum | SITE WORK | Landscaping | Shrubs; Including Additional Earthworks, Fertilizer And All Ancillary Works As Necessary; Pul Cri; (Pulicaria Crispa); Height 400-600Mm; Min. Spread 400-600Mm; Adaptive | 469 | m² | AED | 232.3
2022-07 | 2 | 2.0444 |  | United Arab Emirates | Dubai | Hard & Soft Landscaping | Al Furjan | Package 15 | NAKHEEL | Green & More | Tender | 2022 | Fixed Price Lump Sum | SITE WORK | Landscaping | Shrubs; Including Additional Earthworks, Fertilizer And All Ancillary Works As Necessary; Tec Sta; Yellow Bells (Tecoma Stans); Height 400-600Mm; Min. Spread 400-600Mm; Adaptive | 719 | m² | AED | 27.1
2022-07 | 2 | 2.0444 |  | United Arab Emirates | Dubai | Hard & Soft Landscaping | Al Furjan | Package 15 | NAKHEEL | Green & More | Tender | 2022 | Fixed Price Lump Sum | SITE WORK | Landscaping | Grasses; Including Additional Earthworks, Fertilizer And All Ancillary Works As Necessary; Cen Cil; Dhaman Grass (Cenchrus Ciliaris); Height 300-500Mm; Min. Spread 300-400Mm; Adaptive | 352 | m² | AED | 27.1
2022-07 | 2 | 2.0444 |  | United Arab Emirates | Dubai | Hard & Soft Landscaping | Al Furjan | Package 15 | NAKHEEL | Green & More | Tender | 2022 | Fixed Price Lump Sum | SITE WORK | Landscaping | Grasses; Including Additional Earthworks, Fertilizer And All Ancillary Works As Necessary; Lom Lon; Mat Rush (Lomandra Longifolia); Height 400-600Mm; Min. Spread 400-500Mm; Adaptive | 45 | m² | AED | 68
2022-07 | 2 | 2.0444 |  | United Arab Emirates | Dubai | Hard & Soft Landscaping | Al Furjan | Package 15 | NAKHEEL | Green & More | Tender | 2022 | Fixed Price Lump Sum | SITE WORK | Landscaping | Grasses; Including Additional Earthworks, Fertilizer And All Ancillary Works As Necessary; Pen Rub; Purple Fountain Grass (Pennisetum Rubrum); Height 300-500Mm; Min. Spread 300-500Mm; Adaptive | 572 | m² | AED | 29.5
2022-07 | 2 | 2.0444 |  | United Arab Emirates | Dubai | Hard & Soft Landscaping | Al Furjan | Package 15 | NAKHEEL | Green & More | Tender | 2022 | Fixed Price Lump Sum | SITE WORK | Landscaping | Grasses; Including Additional Earthworks, Fertilizer And All Ancillary Works As Necessary; Pen Set; Fountain Grass (Pennisetum Setaceum); Height 300-500Mm; Min. Spread 300-500Mm; Local | 3378 | m² | AED | 29.5
2022-07 | 2 | 2.0444 |  | United Arab Emirates | Dubai | Hard & Soft Landscaping | Al Furjan | Package 15 | NAKHEEL | Green & More | Tender | 2022 | Fixed Price Lump Sum | SITE WORK | Landscaping | Groundcovers; Including Additional Earthworks, Fertilizer And All Ancillary Works As Necessary; Aer Jav; Kapok Bush (Aerva Javanica); Height 300-500Mm; Min. Spread 300Mm; Adaptive | 604 | m² | AED | 97.6
2022-07 | 2 | 2.0444 |  | United Arab Emirates | Dubai | Hard & Soft Landscaping | Al Furjan | Package 15 | NAKHEEL | Green & More | Tender | 2022 | Fixed Price Lump Sum | SITE WORK | Landscaping | Groundcovers; Including Additional Earthworks, Fertilizer And All Ancillary Works As Necessary; Rue Cil; Wild Petunia (Ruellia Ciliosa); Height 300-500Mm; Min. Spread 300Mm; Adaptive | 2204 | m² | AED | 25.9
2022-07 | 2 | 2.0444 |  | United Arab Emirates | Dubai | Hard & Soft Landscaping | Al Furjan | Package 15 | NAKHEEL | Green & More | Tender | 2022 | Fixed Price Lump Sum | SITE WORK | Landscaping | Groundcovers; Including Additional Earthworks, Fertilizer And All Ancillary Works As Necessary; Ses Por; Shoreline Seapurslane (Sesuvium Portulacastrum); Height 100-150Mm; Min. Spread 150Mm; Local | 89 | m² | AED | 15.1
2022-07 | 2 | 2.0444 |  | United Arab Emirates | Dubai | Hard & Soft Landscaping | Al Furjan | Package 15 | NAKHEEL | Green & More | Tender | 2022 | Fixed Price Lump Sum | SITE WORK | Landscaping | Groundcovers; Including Additional Earthworks, Fertilizer And All Ancillary Works As Necessary; Wed Tri; Creeping Daisy (Wedelia Trilobata); Height 300-400Mm; Min. Spread 300Mm; Adaptive | 116 | m² | AED | 25.9
2022-07 | 2 | 2.0444 |  | United Arab Emirates | Dubai | Hard & Soft Landscaping | Al Furjan | Package 15 | NAKHEEL | Green & More | Tender | 2022 | Fixed Price Lump Sum | SITE WORK | Landscaping | Lawn; Including Additional Earthworks, Fertilizer And All Ancillary Works As Necessary; Pas Vag; Seashore Paspalum (Paspalum Vaginatum); Adaptive | 990 | m² | AED | 22.8
2022-07 | 2 | 2.0445 |  | United Arab Emirates | Dubai | Hard & Soft Landscaping | Al Furjan | Package 15 | NAKHEEL | Green & More | Tender | 2022 | Fixed Price Lump Sum | SITE WORK | Landscaping | Planting Management; Including Protection, Consumables, Accessories And All Ancillary Works As Necessary; Maintenance And Management During Contract Period And Up To Date Of Taking Over | 1 | Item | AED | 11635.9
2022-07 | 2 | 2.0445 |  | United Arab Emirates | Dubai | Hard & Soft Landscaping | Al Furjan | Package 15 | NAKHEEL | Green & More | Tender | 2022 | Fixed Price Lump Sum | SITE WORK | Landscaping | Planting Management; Including Protection, Consumables, Accessories And All Ancillary Works As Necessary; Maintenance And Management During Defects Liabilities Period | 1 | Item | AED | 155144.7
2022-07 | 2 | 2.0445 |  | United Arab Emirates | Dubai | Hard & Soft Landscaping | Al Furjan | Package 15 | NAKHEEL | Green & More | Tender | 2022 | Fixed Price Lump Sum | SITE WORK | Landscaping | Planting Management; Including Protection, Consumables, Accessories And All Ancillary Works As Necessary; Maintenance Of Hessian Wrapping To Palm Trees; Min. 10Weeks From Date Of Planting | 1 | Item | AED | 1531.8
2022-07 | 2 | 2.0445 |  | United Arab Emirates | Dubai | Hard & Soft Landscaping | Al Furjan | Package 15 | NAKHEEL | Green & More | Tender | 2022 | Fixed Price Lump Sum | SITE WORK | Landscaping | Planting Management; Including Protection, Consumables, Accessories And All Ancillary Works As Necessary; Maintenance Of Twine Frond Tie To Palm Trees; Min. 5-6Weeks From Date Of Planting | 1 | Item | AED | 1021.2
2022-07 | 2 | 2.0445 |  | United Arab Emirates | Dubai | Hard & Soft Landscaping | Al Furjan | Package 15 | NAKHEEL | Green & More | Tender | 2022 | Fixed Price Lump Sum | SITE WORK | Landscaping | Sundries; Polypropylene Root Barrier; 2Mm Thick X 600Mm Depth | 1 | Item | AED | 83529.9
2022-07 | 2 | 2.0445 |  | United Arab Emirates | Dubai | Hard & Soft Landscaping | Al Furjan | Package 15 | NAKHEEL | Green & More | Tender | 2022 | Fixed Price Lump Sum | SITE WORK | Landscaping | Sundries; Polypropylene Root Barrier; 2Mm Thick X 600Mm Depth (Rate Only) | 1 | m² | AED | 43.2
2022-07 | 2 | 2.0445 |  | United Arab Emirates | Dubai | Hard & Soft Landscaping | Al Furjan | Package 15 | NAKHEEL | Green & More | Tender | 2022 | Fixed Price Lump Sum | SITE WORK | Landscaping | Sundries; Tree Stake; Painted Forest Green Colour, 50Mm Dia X 2500Mm Long, (3Nr) | 617 | Nr | AED | 62.3
2022-07 | 2 | 2.0445 |  | United Arab Emirates | Dubai | Hard & Soft Landscaping | Al Furjan | Package 15 | NAKHEEL | Green & More | Tender | 2022 | Fixed Price Lump Sum | SITE WORK | Landscaping | Sundries; Adjustable Rubber Cinch Tree Ties (3Nr.) | 617 | Nr | AED | 19.3
2022-07 | 2 | 2.0445 |  | United Arab Emirates | Dubai | Hard & Soft Landscaping | Al Furjan | Package 15 | NAKHEEL | Green & More | Tender | 2022 | Fixed Price Lump Sum | SITE WORK | Landscaping | Sundries; Geotextile Membrane; Non-Woven; To Palm And Tree Pits; Including All Ancillary Works As Necessary; As Drawing Nr. 21-6007-Alf-P15-Ins-Dwg-Td-70802 | 7344 | m² | AED | 3
2022-07 | 2 | 2.0445 |  | United Arab Emirates | Dubai | Hard & Soft Landscaping | Al Furjan | Package 15 | NAKHEEL | Green & More | Tender | 2022 | Fixed Price Lump Sum | SITE WORK | Landscaping | Band Type Pb01; Size 200 X 300 X 80Mm Thick; In Dark Brown Colors | 614 | m | AED | 27.4
2022-07 | 2 | 2.0446 |  | United Arab Emirates | Dubai | Hard & Soft Landscaping | Al Furjan | Package 15 | NAKHEEL | Green & More | Tender | 2022 | Fixed Price Lump Sum | SITE WORK | Landscaping | Type As01; 80Mm Thick | 45 | m² | AED | 265.7
2022-07 | 2 | 2.0446 |  | United Arab Emirates | Dubai | Hard & Soft Landscaping | Al Furjan | Package 15 | NAKHEEL | Green & More | Tender | 2022 | Fixed Price Lump Sum | SITE WORK | Landscaping | Mexican Fan Palm (Washington Robusta); With Overall Height 4.5-5.0M; Clear Trunk 2.5-5.0M; Min. Caliper 300-400Mm; Local | 5 | Nr | AED | 3801.1
2022-07 | 2 | 2.0446 |  | United Arab Emirates | Dubai | Hard & Soft Landscaping | Al Furjan | Package 15 | NAKHEEL | Green & More | Tender | 2022 | Fixed Price Lump Sum | SITE WORK | Landscaping | Pul Cri; (Pulicaria Crispa); Height 400-600Mm; Min. Spread 400-600Mm; Adaptive | 99 | m² | AED | 232.3
2022-07 | 2 | 2.0446 |  | United Arab Emirates | Dubai | Hard & Soft Landscaping | Al Furjan | Package 15 | NAKHEEL | Green & More | Tender | 2022 | Fixed Price Lump Sum | SITE WORK | Landscaping | Pen Set; Fountain Grass (Pennisetum Setaceum); Height 300-500Mm; Min. Spread 300-500Mm; Local | 582 | m² | AED | 29.5
2022-07 | 2 | 2.0446 |  | United Arab Emirates | Dubai | Hard & Soft Landscaping | Al Furjan | Package 15 | NAKHEEL | Green & More | Tender | 2022 | Fixed Price Lump Sum | SITE WORK | Landscaping | Mulching; 75Mm Thick; To Shrub And Ground Cover | 239 | m² | AED | 38.8
2022-07 | 2 | 2.0446 |  | United Arab Emirates | Dubai | Hard & Soft Landscaping | Al Furjan | Package 15 | NAKHEEL | Green & More | Tender | 2022 | Fixed Price Lump Sum | METALWORK | Non structural metalwork | Shade Structure; Comprising Uv Stabilized Hdpe Shade Fabric, Hot-Dipped Galvanized Epoxy Painted Steel Post; Including Gi Cable, Rc Foundation, Earthworks, Waterproofing, Metal Supports, Fixings, Accessories And All Ancillary Works As Necessary; Measured On Plan; Type Fu06-40 (1 Nr) | 85 | m² | AED | 599.4
2022-07 | 2 | 2.0446 |  | United Arab Emirates | Dubai | Hard & Soft Landscaping | Al Furjan | Package 15 | NAKHEEL | Green & More | Tender | 2022 | Fixed Price Lump Sum | METALWORK | Non structural metalwork | Shade Structure; Comprising Uv Stabilized Hdpe Shade Fabric, Hot-Dipped Galvanized Epoxy Painted Steel Post; Including Gi Cable, Rc Foundation, Earthworks, Waterproofing, Metal Supports, Fixings, Accessories And All Ancillary Works As Necessary; Measured On Plan; Type Fu06-41 (1 Nr) | 294 | m² | AED | 499.5
2022-07 | 2 | 2.0446 |  | United Arab Emirates | Dubai | Hard & Soft Landscaping | Al Furjan | Package 15 | NAKHEEL | Green & More | Tender | 2022 | Fixed Price Lump Sum | METALWORK | Non structural metalwork | Shade Structure; Comprising Uv Stabilized Hdpe Shade Fabric, Hot-Dipped Galvanized Epoxy Painted Steel Post; Including Gi Cable, Rc Foundation, Earthworks, Waterproofing, Metal Supports, Fixings, Accessories And All Ancillary Works As Necessary; Measured On Plan; Type Fu06-42 (1 Nr) | 119 | m² | AED | 599.4
2022-07 | 2 | 2.0446 |  | United Arab Emirates | Dubai | Hard & Soft Landscaping | Al Furjan | Package 15 | NAKHEEL | Green & More | Tender | 2022 | Fixed Price Lump Sum | METALWORK | Non structural metalwork | Shade Structure; Comprising Uv Stabilized Hdpe Shade Fabric, Hot-Dipped Galvanized Epoxy Painted Steel Post; Including Gi Cable, Rc Foundation, Earthworks, Waterproofing, Metal Supports, Fixings, Accessories And All Ancillary Works As Necessary; Measured On Plan; Type Fu06-43 (1 Nr) | 46 | m² | AED | 599.4
2022-07 | 2 | 2.0446 |  | United Arab Emirates | Dubai | Hard & Soft Landscaping | Al Furjan | Package 15 | NAKHEEL | Green & More | Tender | 2022 | Fixed Price Lump Sum | METALWORK | Non structural metalwork | Shade Structure; Comprising Uv Stabilized Hdpe Shade Fabric, Hot-Dipped Galvanized Epoxy Painted Steel Post; Including Gi Cable, Rc Foundation, Earthworks, Waterproofing, Metal Supports, Fixings, Accessories And All Ancillary Works As Necessary; Measured On Plan; Type Fu06-44 (1 Nr) | 25 | m² | AED | 999
2022-07 | 2 | 2.0447 |  | United Arab Emirates | Dubai | Hard & Soft Landscaping | Al Furjan | Package 15 | NAKHEEL | Green & More | Tender | 2022 | Fixed Price Lump Sum | METALWORK | Non structural metalwork | Shade Structure; Comprising Uv Stabilized Hdpe Shade Fabric, Hot-Dipped Galvanized Epoxy Painted Steel Post; Including Gi Cable, Rc Foundation, Earthworks, Waterproofing, Metal Supports, Fixings, Accessories And All Ancillary Works As Necessary; Measured On Plan; Type Fu06-45 (1 Nr) | 362 | m² | AED | 499.5
2022-07 | 2 | 2.0447 |  | United Arab Emirates | Dubai | Hard & Soft Landscaping | Al Furjan | Package 15 | NAKHEEL | Green & More | Tender | 2022 | Fixed Price Lump Sum | METALWORK | Non structural metalwork | Basketball Court Fence; Fixed To Concrete Base; Comprising Weld Mesh Fence, Mid Rail And Fence Post; Including Concrete, Formwork, Reinforcement, Excavation, Disposal, Backfilling, Anchor Bolts, Metal Supports, Fixings, Accessories And All Ancillary Works As Necessary; Metal Fence; 4000Mm High | 17 | m | AED | 599.4
2022-07 | 2 | 2.0447 |  | United Arab Emirates | Dubai | Hard & Soft Landscaping | Al Furjan | Package 15 | NAKHEEL | Green & More | Tender | 2022 | Fixed Price Lump Sum | METALWORK | Non structural metalwork | Pool Fence And Gate; Fixed To Concrete Base; Comprising Powder Coated Aluminium Railing And Post; Including Gate, Finishes, Reinforced Concrete Foundation, Earthworks, Waterproofing, Anchor Bolts, Metal Supports, Ironmongery, Magna Latch Safety Gate, Fixings, Accessories And All Ancillary Works As Necessary; Type F-01; 1200Mm High | 119 | m | AED | 726.5
2022-07 | 2 | 2.0447 |  | United Arab Emirates | Dubai | Hard & Soft Landscaping | Al Furjan | Package 15 | NAKHEEL | Green & More | Tender | 2022 | Fixed Price Lump Sum | METALWORK | Non structural metalwork | Pool Fence And Gate; Fixed To Concrete Base; Comprising Powder Coated Aluminium Railing And Post; Including Gate, Finishes, Reinforced Concrete Foundation, Earthworks, Waterproofing, Anchor Bolts, Metal Supports, Ironmongery, Magna Latch Safety Gate, Fixings, Accessories And All Ancillary Works As Necessary; Extra Over Single Swing Gate; 1040 X 1120Mm High | 2 | Nr | AED | 726.5
2022-07 | 2 | 2.0447 |  | United Arab Emirates | Dubai | Hard & Soft Landscaping | Al Furjan | Package 15 | NAKHEEL | Green & More | Tender | 2022 | Fixed Price Lump Sum | METALWORK | Non structural metalwork | Type Fu06-42 (1 Nr) | 11 | m² | AED | 599.4
2022-07 | 2 | 2.0447 |  | United Arab Emirates | Dubai | Hard & Soft Landscaping | Al Furjan | Package 15 | NAKHEEL | Green & More | Tender | 2022 | Fixed Price Lump Sum | METALWORK | Non structural metalwork | Type Fu06-43 (1 Nr) | 11 | m² | AED | 599.4
2022-07 | 2 | 2.0447 |  | United Arab Emirates | Dubai | Hard & Soft Landscaping | Al Furjan | Package 15 | NAKHEEL | Green & More | Tender | 2022 | Fixed Price Lump Sum | METALWORK | Non structural metalwork | Type Fu06-45 (1 Nr) | 20 | m² | AED | 499.5
2022-07 | 2 | 2.0447 |  | United Arab Emirates | Dubai | Hard & Soft Landscaping | Al Furjan | Package 15 | NAKHEEL | Green & More | Tender | 2022 | Fixed Price Lump Sum | FINISHES | Backgrounds | Screed; Including Surface Preparation And All Ancillary Works As Necessary; To Receive Limestone | 4 | m² | AED | 65.5
2022-07 | 2 | 2.0447 |  | United Arab Emirates | Dubai | Hard & Soft Landscaping | Al Furjan | Package 15 | NAKHEEL | Green & More | Tender | 2022 | Fixed Price Lump Sum | FINISHES | Backgrounds | Screed; Including Surface Preparation And All Ancillary Works As Necessary; To Receive Porcelain Tiles | 1 | m² | AED | 65.5
2022-07 | 2 | 2.0447 |  | United Arab Emirates | Dubai | Hard & Soft Landscaping | Al Furjan | Package 15 | NAKHEEL | Green & More | Tender | 2022 | Fixed Price Lump Sum | FINISHES | Backgrounds | Screed; Including Surface Preparation And All Ancillary Works As Necessary; To Receive Ceramic Tiles | 11 | m² | AED | 65.5
2022-07 | 2 | 2.0448 |  | United Arab Emirates | Dubai | Hard & Soft Landscaping | Al Furjan | Package 15 | NAKHEEL | Green & More | Tender | 2022 | Fixed Price Lump Sum | FINISHES | Finishings | External Works; Pool Shower Paving; Laid On Screed (Measured Separately); Including Grouting, Joints, Mortar, Accessories And All Ancillary Works As Necessary; Limestone; 200 X 200 X 50Mm Thick; In Off-White Cream; In Flamed Finish | 4 | m² | AED | 607.7
2022-07 | 2 | 2.0448 |  | United Arab Emirates | Dubai | Hard & Soft Landscaping | Al Furjan | Package 15 | NAKHEEL | Green & More | Tender | 2022 | Fixed Price Lump Sum | FINISHES | Finishings | Pool Shower Tiling; Laid On Screed (Measured Separately); Including Grouting, Joints, Mortar, Accessories And All Ancillary Works As Necessary; Porcelain Tile; 25 X 25 X 10Mm Thick; In Light Grey Color; In Matte Finish | 1 | m² | AED | 333.4
2022-07 | 2 | 2.0448 |  | United Arab Emirates | Dubai | Hard & Soft Landscaping | Al Furjan | Package 15 | NAKHEEL | Green & More | Tender | 2022 | Fixed Price Lump Sum | FINISHES | Finishings | Pool Shower Cladding; Laid On Smooth Concrete; Including Grouting, Joints, Mortar, Accessories And All Ancillary Works As Necessary; Tile Type Ct03 | 10 | m² | AED | 282.5
2022-07 | 2 | 2.0448 |  | United Arab Emirates | Dubai | Hard & Soft Landscaping | Al Furjan | Package 15 | NAKHEEL | Green & More | Tender | 2022 | Fixed Price Lump Sum | FINISHES | Finishings | Pool Shower Cladding; Laid On Smooth Concrete; Including Grouting, Joints, Mortar, Accessories And All Ancillary Works As Necessary; Tile Type Ct04 | 2 | m² | AED | 282.5
2022-07 | 2 | 2.0448 |  | United Arab Emirates | Dubai | Hard & Soft Landscaping | Al Furjan | Package 15 | NAKHEEL | Green & More | Tender | 2022 | Fixed Price Lump Sum | FINISHES | Signwriting | Line Markings; Acrylic Paint; Including Accessories And All Ancillary Works As Necessary; Basketball Court Line Marking | 72 | m | AED | 33.3
2022-07 | 2 | 2.0448 |  | United Arab Emirates | Dubai | Hard & Soft Landscaping | Al Furjan | Package 15 | NAKHEEL | Green & More | Tender | 2022 | Fixed Price Lump Sum | FURNISHINGS | Generally | Site Furniture; Including Finishes, Foundations, Earthworks, Waterproofing, Frames, Fixings, Fittings, Accessories And All Ancillary Works As Necessary; Type Fu02; Park Bench; Robina Wood With Protective Layer Of Zinc And Powder Coating; In Ral 7024 Colour; Size 2000 X 420 X 445Mm High | 4 | Nr | AED | 6399.3
2022-07 | 2 | 2.0448 |  | United Arab Emirates | Dubai | Hard & Soft Landscaping | Al Furjan | Package 15 | NAKHEEL | Green & More | Tender | 2022 | Fixed Price Lump Sum | FURNISHINGS | Generally | Site Furniture; Including Finishes, Foundations, Earthworks, Waterproofing, Frames, Fixings, Fittings, Accessories And All Ancillary Works As Necessary; Type Fu03; Bench With Back Rest; Tropical Hardwood With Protective Layer Of Zinc And Powder Coating; In Ral 7024 Colour; Size 2000 X 600 X 785Mm High | 5 | Nr | AED | 8396.5
2022-07 | 2 | 2.0448 |  | United Arab Emirates | Dubai | Hard & Soft Landscaping | Al Furjan | Package 15 | NAKHEEL | Green & More | Tender | 2022 | Fixed Price Lump Sum | FURNISHINGS | Generally | Site Furniture; Including Finishes, Foundations, Earthworks, Waterproofing, Frames, Fixings, Fittings, Accessories And All Ancillary Works As Necessary; Type Fu04; Litter Bin; Comprising Galvanized Steel Frame And Stainless Steel Doors; Ral 9007 Colour; Powder Coated Finish; Size 580 X 370 X 1055Mm High | 8 | Nr | AED | 8310.8
2022-07 | 2 | 2.0448 |  | United Arab Emirates | Dubai | Hard & Soft Landscaping | Al Furjan | Package 15 | NAKHEEL | Green & More | Tender | 2022 | Fixed Price Lump Sum | FURNISHINGS | Generally | Site Furniture; Including Finishes, Foundations, Earthworks, Waterproofing, Frames, Fixings, Fittings, Accessories And All Ancillary Works As Necessary; Type Fu05; Bay City Bike Rack; Corrosion Resistant Cast Aluminum With Powder Coat Finish; Ral 7024 Colour; Size 673 X 123 X 622Mm | 2 | Nr | AED | 3203
2022-07 | 2 | 2.0448 |  | United Arab Emirates | Dubai | Hard & Soft Landscaping | Al Furjan | Package 15 | NAKHEEL | Green & More | Tender | 2022 | Fixed Price Lump Sum | FURNISHINGS | Generally | Site Furniture; Including Finishes, Foundations, Earthworks, Waterproofing, Frames, Fixings, Fittings, Accessories And All Ancillary Works As Necessary; Type Fu-07; Pest Waste Bin; Cast Aluminium; In Gray Ral 9007 Color; Fixed To 50Mm Diameter Powder Coated Steel Pole; Size 310 X 310 X 580Mm High | 4 | Nr | AED | 1959.5
2022-07 | 2 | 2.0449 |  | United Arab Emirates | Dubai | Hard & Soft Landscaping | Al Furjan | Package 15 | NAKHEEL | Green & More | Tender | 2022 | Fixed Price Lump Sum | FURNISHINGS | Generally | Site Furniture; Including Finishes, Foundations, Earthworks, Waterproofing, Frames, Fixings, Fittings, Accessories And All Ancillary Works As Necessary; Type Fu08; Security Bollard (Without Illumination); Forged Aluminium; In Gray Ral 9007 Color; Size 236Mm Diameter X 1016Mm High | 2 | Nr | AED | 5220.4
2022-07 | 2 | 2.0449 |  | United Arab Emirates | Dubai | Hard & Soft Landscaping | Al Furjan | Package 15 | NAKHEEL | Green & More | Tender | 2022 | Fixed Price Lump Sum | CONCRETE WORK | Precast concrete | Precast Concrete Seat; Fixed To Concrete Base (Measured Elsewhere); Including Expansion Sealant, Accessories And All Ancillary Works As Necessary; As Drawing Nr. 21-6007-Alf-P15-Ins-Dwg-Td-70303 Detail 03; Type Fu10; 600Mm Wide X 450Mm High; Curved | 17 | m | AED | 1329.1
2022-07 | 2 | 2.0449 |  | United Arab Emirates | Dubai | Hard & Soft Landscaping | Al Furjan | Package 15 | NAKHEEL | Green & More | Tender | 2022 | Fixed Price Lump Sum | FURNISHINGS | Generally | Play Equipment; Including Finishes, Foundations, Earthworks, Waterproofing, Frames, Fixings, Fittings, Accessories And All Ancillary Works As Necessary; Type Pe09; Swing; 2.4M 2 Seat Swing Swb082Z | 1 | Nr | AED | 17927.4
2022-07 | 2 | 2.0449 |  | United Arab Emirates | Dubai | Hard & Soft Landscaping | Al Furjan | Package 15 | NAKHEEL | Green & More | Tender | 2022 | Fixed Price Lump Sum | FURNISHINGS | Generally | Play Equipment; Including Finishes, Foundations, Earthworks, Waterproofing, Frames, Fixings, Fittings, Accessories And All Ancillary Works As Necessary; Type Pe12; Roundabout; Rotating Eqptj2406 | 3 | Nr | AED | 8725.1
2022-07 | 2 | 2.0449 |  | United Arab Emirates | Dubai | Hard & Soft Landscaping | Al Furjan | Package 15 | NAKHEEL | Green & More | Tender | 2022 | Fixed Price Lump Sum | FURNISHINGS | Generally | Play Equipment; Including Finishes, Foundations, Earthworks, Waterproofing, Frames, Fixings, Fittings, Accessories And All Ancillary Works As Necessary; Type Pe31; Slide; J2689 | 1 | Nr | AED | 161381.8
2022-07 | 2 | 2.0449 |  | United Arab Emirates | Dubai | Hard & Soft Landscaping | Al Furjan | Package 15 | NAKHEEL | Green & More | Tender | 2022 | Fixed Price Lump Sum | FURNISHINGS | Generally | Play Equipment; Including Finishes, Foundations, Earthworks, Waterproofing, Frames, Fixings, Fittings, Accessories And All Ancillary Works As Necessary; Type Pe40; Hand Over Hand Pzu787 | 1 | Nr | AED | 19748.7
2022-07 | 2 | 2.0449 |  | United Arab Emirates | Dubai | Hard & Soft Landscaping | Al Furjan | Package 15 | NAKHEEL | Green & More | Tender | 2022 | Fixed Price Lump Sum | FURNISHINGS | Generally | Play Equipment; Including Finishes, Foundations, Earthworks, Waterproofing, Frames, Fixings, Fittings, Accessories And All Ancillary Works As Necessary; Type Pe45; Trim Trail; Hand Over Hand | 2 | Nr | AED | 19748.7
2022-07 | 2 | 2.0449 |  | United Arab Emirates | Dubai | Hard & Soft Landscaping | Al Furjan | Package 15 | NAKHEEL | Green & More | Tender | 2022 | Fixed Price Lump Sum | FURNISHINGS | Generally | Play Equipment; Including Finishes, Foundations, Earthworks, Waterproofing, Frames, Fixings, Fittings, Accessories And All Ancillary Works As Necessary; Type Pe46; Multi-Play; Talk & Tumble With Tunnel | 2 | Nr | AED | 59940
2022-07 | 2 | 2.0449 |  | United Arab Emirates | Dubai | Hard & Soft Landscaping | Al Furjan | Package 15 | NAKHEEL | Green & More | Tender | 2022 | Fixed Price Lump Sum | FURNISHINGS | Generally | Play Equipment; Including Finishes, Foundations, Earthworks, Waterproofing, Frames, Fixings, Fittings, Accessories And All Ancillary Works As Necessary; Type Pe49; Springer; Buggie Springie Ssb250 | 2 | Nr | AED | 10501.1
2022-07 | 2 | 2.0449 |  | United Arab Emirates | Dubai | Hard & Soft Landscaping | Al Furjan | Package 15 | NAKHEEL | Green & More | Tender | 2022 | Fixed Price Lump Sum | FURNISHINGS | Generally | Play Equipment; Including Finishes, Foundations, Earthworks, Waterproofing, Frames, Fixings, Fittings, Accessories And All Ancillary Works As Necessary; Type Pe50; Springer; Springie Nest Rocker Ssd020 | 1 | Nr | AED | 17859.9
2022-07 | 2 | 2.045 |  | United Arab Emirates | Dubai | Hard & Soft Landscaping | Al Furjan | Package 15 | NAKHEEL | Green & More | Tender | 2022 | Fixed Price Lump Sum | FURNISHINGS | Generally | Play Equipment; Including Finishes, Foundations, Earthworks, Waterproofing, Frames, Fixings, Fittings, Accessories And All Ancillary Works As Necessary; Type Pe54; Multi-Play; Little Mermaid & Tinderbox With Castle | 1 | Nr | AED | 254745
2022-07 | 2 | 2.045 |  | United Arab Emirates | Dubai | Hard & Soft Landscaping | Al Furjan | Package 15 | NAKHEEL | Green & More | Tender | 2022 | Fixed Price Lump Sum | FURNISHINGS | Generally | Play Equipment; Including Finishes, Foundations, Earthworks, Waterproofing, Frames, Fixings, Fittings, Accessories And All Ancillary Works As Necessary; Type Pe55; Swing; Toddler Castle | 1 | Nr | AED | 50949
2022-07 | 2 | 2.045 |  | United Arab Emirates | Dubai | Hard & Soft Landscaping | Al Furjan | Package 15 | NAKHEEL | Green & More | Tender | 2022 | Fixed Price Lump Sum | FURNISHINGS | Generally | Play Equipment; Including Finishes, Foundations, Earthworks, Waterproofing, Frames, Fixings, Fittings, Accessories And All Ancillary Works As Necessary; Type Pe59A; Springer; Flower Springer Ssb150 | 1 | Nr | AED | 12665.6
2022-07 | 2 | 2.045 |  | United Arab Emirates | Dubai | Hard & Soft Landscaping | Al Furjan | Package 15 | NAKHEEL | Green & More | Tender | 2022 | Fixed Price Lump Sum | FURNISHINGS | Generally | Play Equipment; Including Finishes, Foundations, Earthworks, Waterproofing, Frames, Fixings, Fittings, Accessories And All Ancillary Works As Necessary; Type Pe59B; Springer; Crocodile Springer Ssb400 | 1 | Nr | AED | 9391.1
2022-07 | 2 | 2.045 |  | United Arab Emirates | Dubai | Hard & Soft Landscaping | Al Furjan | Package 15 | NAKHEEL | Green & More | Tender | 2022 | Fixed Price Lump Sum | FURNISHINGS | Generally | Sports Equipment; Including Finishes, Foundations, Earthworks, Waterproofing, Frames, Fixings, Fittings, Accessories And All Ancillary Works As Necessary; Type Sp-02; Basket Ball Stand 1-080921M | 1 | Nr | AED | 9058.1
2022-07 | 2 | 2.045 |  | United Arab Emirates | Dubai | Hard & Soft Landscaping | Al Furjan | Package 15 | NAKHEEL | Green & More | Tender | 2022 | Fixed Price Lump Sum | FURNISHINGS | Generally | Sports Equipment; Including Finishes, Foundations, Earthworks, Waterproofing, Frames, Fixings, Fittings, Accessories And All Ancillary Works As Necessary; Type Sp-03; Outdoor Tennis Table - "Pingout Table -Pingmal | 2 | Nr | AED | 16650
2022-07 | 2 | 2.045 |  | United Arab Emirates | Dubai | Hard & Soft Landscaping | Al Furjan | Package 15 | NAKHEEL | Green & More | Tender | 2022 | Fixed Price Lump Sum | FURNISHINGS | Generally | Fitness Equipment; Including Finishes, Foundations, Earthworks, Waterproofing, Frames, Fixings, Fittings, Accessories And All Ancillary Works As Necessary; Type Fe03; Push Up - Inclusive - 081225M | 1 | Nr | AED | 8490.2
2022-07 | 2 | 2.045 |  | United Arab Emirates | Dubai | Hard & Soft Landscaping | Al Furjan | Package 15 | NAKHEEL | Green & More | Tender | 2022 | Fixed Price Lump Sum | FURNISHINGS | Generally | Fitness Equipment; Including Finishes, Foundations, Earthworks, Waterproofing, Frames, Fixings, Fittings, Accessories And All Ancillary Works As Necessary; Type Fe04; Back N'Abs - 081210M | 1 | Nr | AED | 19150.2
2022-07 | 2 | 2.045 |  | United Arab Emirates | Dubai | Hard & Soft Landscaping | Al Furjan | Package 15 | NAKHEEL | Green & More | Tender | 2022 | Fixed Price Lump Sum | FURNISHINGS | Generally | Type Fu05; Bay City Bike Rack; Corrosion Resistant Cast Aluminum With Powder Coat Finish; Ral 7024 Colour; Size 673 X 123 X 622Mm | 6 | Nr | AED | 3203
2022-07 | 2 | 2.045 |  | United Arab Emirates | Dubai | Hard & Soft Landscaping | Al Furjan | Package 15 | NAKHEEL | Green & More | Tender | 2022 | Fixed Price Lump Sum | SITE WORK | Excavation | Earthworks; Excavation Works; Including Backfill, Disposal, Accessories And All Ancillary Works As Necessary; Excavation From Existing Grade Levels Up To Proposed Level (+0.00) - Rate Only | 1 | m³ | AED | 11.8
2022-07 | 2 | 2.0451 |  | United Arab Emirates | Dubai | Hard & Soft Landscaping | Al Furjan | Package 15 | NAKHEEL | Green & More | Tender | 2022 | Fixed Price Lump Sum | SITE WORK | Excavation | Earthworks; Excavation Works; Including Backfill, Disposal, Accessories And All Ancillary Works As Necessary; Excavation From Level +0.00 Up To Required Level | 433 | m³ | AED | 11.8
2022-07 | 2 | 2.0451 |  | United Arab Emirates | Dubai | Hard & Soft Landscaping | Al Furjan | Package 15 | NAKHEEL | Green & More | Tender | 2022 | Fixed Price Lump Sum | SITE WORK | Filling | Filling Material; Including Accessories And All Ancillary Works As Necessary; Up To The Required Level; 200Mm Subbase; To Foundation | 46 | m³ | AED | 123.4
2022-07 | 2 | 2.0451 |  | United Arab Emirates | Dubai | Hard & Soft Landscaping | Al Furjan | Package 15 | NAKHEEL | Green & More | Tender | 2022 | Fixed Price Lump Sum | CONCRETE WORK | Poured concrete | Structural Works; Swimming Pool Structure Including Waterstop, Concrete, Reinforcement, Shuttering, Waterproofing, Accessories And All Ancillary Works As Necessary; Gunite Wall; 200Mm Thick | 21 | m³ | AED | 1284.8
2022-07 | 2 | 2.0451 |  | United Arab Emirates | Dubai | Hard & Soft Landscaping | Al Furjan | Package 15 | NAKHEEL | Green & More | Tender | 2022 | Fixed Price Lump Sum | CONCRETE WORK | Poured concrete | Structural Works; Swimming Pool Structure Including Waterstop, Concrete, Reinforcement, Shuttering, Waterproofing, Accessories And All Ancillary Works As Necessary; Gunite Slab; 200Mm Thick | 46 | m³ | AED | 1284.8
2022-07 | 2 | 2.0451 |  | United Arab Emirates | Dubai | Hard & Soft Landscaping | Al Furjan | Package 15 | NAKHEEL | Green & More | Tender | 2022 | Fixed Price Lump Sum | CONCRETE WORK | Poured concrete | Structural Works; Swimming Pool Structure Including Waterstop, Concrete, Reinforcement, Shuttering, Waterproofing, Accessories And All Ancillary Works As Necessary; Gunite Skimmer Base; 570Mm High | 2 | m³ | AED | 1284.8
2022-07 | 2 | 2.0451 |  | United Arab Emirates | Dubai | Hard & Soft Landscaping | Al Furjan | Package 15 | NAKHEEL | Green & More | Tender | 2022 | Fixed Price Lump Sum | CONCRETE WORK | Poured concrete | Structural Works; Swimming Pool Structure Including Waterstop, Concrete, Reinforcement, Shuttering, Waterproofing, Accessories And All Ancillary Works As Necessary; Gunite Steps; 175Mm High | 4 | m³ | AED | 1284.8
2022-07 | 2 | 2.0451 |  | United Arab Emirates | Dubai | Hard & Soft Landscaping | Al Furjan | Package 15 | NAKHEEL | Green & More | Tender | 2022 | Fixed Price Lump Sum | CONCRETE WORK | Poured concrete | Structural Works; Swimming Pool Structure Including Waterstop, Concrete, Reinforcement, Shuttering, Waterproofing, Accessories And All Ancillary Works As Necessary; Blinding Concrete; 50Mm Thick | 12 | m³ | AED | 532.2
2022-07 | 2 | 2.0451 |  | United Arab Emirates | Dubai | Hard & Soft Landscaping | Al Furjan | Package 15 | NAKHEEL | Green & More | Tender | 2022 | Fixed Price Lump Sum | MASONRY | Walls and piers | Structural Works; Swimming Pool Structure Including Waterstop, Concrete, Reinforcement, Shuttering, Waterproofing, Accessories And All Ancillary Works As Necessary; Solid Block Work; 150Mm Thick | 98 | m³ | AED | 325.6
2022-07 | 2 | 2.0451 |  | United Arab Emirates | Dubai | Hard & Soft Landscaping | Al Furjan | Package 15 | NAKHEEL | Green & More | Tender | 2022 | Fixed Price Lump Sum | CONCRETE WORK | Poured concrete | Underground Pump Room Structure Including Waterstop, Concrete, Reinforcement, Shuttering, Waterproofing, Accessories And All Ancillary Works As Necessary; Rc Wall; 200Mm Thick | 9 | m³ | AED | 1547
2022-07 | 2 | 2.0451 |  | United Arab Emirates | Dubai | Hard & Soft Landscaping | Al Furjan | Package 15 | NAKHEEL | Green & More | Tender | 2022 | Fixed Price Lump Sum | CONCRETE WORK | Poured concrete | Underground Pump Room Structure Including Waterstop, Concrete, Reinforcement, Shuttering, Waterproofing, Accessories And All Ancillary Works As Necessary; Rc Slab On Grade; 250Mm Thick | 7 | m³ | AED | 1547
2022-07 | 2 | 2.0452 |  | United Arab Emirates | Dubai | Hard & Soft Landscaping | Al Furjan | Package 15 | NAKHEEL | Green & More | Tender | 2022 | Fixed Price Lump Sum | CONCRETE WORK | Poured concrete | Underground Pump Room Structure Including Waterstop, Concrete, Reinforcement, Shuttering, Waterproofing, Accessories And All Ancillary Works As Necessary; Rc Suspended Slab; 200Mm Thick | 5 | m³ | AED | 1547
2022-07 | 2 | 2.0452 |  | United Arab Emirates | Dubai | Hard & Soft Landscaping | Al Furjan | Package 15 | NAKHEEL | Green & More | Tender | 2022 | Fixed Price Lump Sum | CONCRETE WORK | Poured concrete | Underground Pump Room Structure Including Waterstop, Concrete, Reinforcement, Shuttering, Waterproofing, Accessories And All Ancillary Works As Necessary; Precast Removable Slab; 125Mm Thick | 1 | m³ | AED | 1041.2
2022-07 | 2 | 2.0452 |  | United Arab Emirates | Dubai | Hard & Soft Landscaping | Al Furjan | Package 15 | NAKHEEL | Green & More | Tender | 2022 | Fixed Price Lump Sum | CONCRETE WORK | Poured concrete | Underground Pump Room Structure Including Waterstop, Concrete, Reinforcement, Shuttering, Waterproofing, Accessories And All Ancillary Works As Necessary; Plain Cement Concrete; 50Mm Thick | 1 | m³ | AED | 515.5
2022-07 | 2 | 2.0452 |  | United Arab Emirates | Dubai | Hard & Soft Landscaping | Al Furjan | Package 15 | NAKHEEL | Green & More | Tender | 2022 | Fixed Price Lump Sum | CONCRETE WORK | Poured concrete | Underground Pump Room Structure Including Waterstop, Concrete, Reinforcement, Shuttering, Waterproofing, Accessories And All Ancillary Works As Necessary; Protection Screed; 50Mm Thick | 3 | m³ | AED | 506.2
2022-07 | 2 | 2.0452 |  | United Arab Emirates | Dubai | Hard & Soft Landscaping | Al Furjan | Package 15 | NAKHEEL | Green & More | Tender | 2022 | Fixed Price Lump Sum | METALWORK | Non structural metalwork | Non-Structural Metalwork; Pool Ladder; Stainless Steel, Floor Mounted; Including Finishes, Fixings, Accessories And All Ancillary Works As Necessary; Overall Size 500 X 620 X 1700Mm High | 2 | Nr | AED | 2847.2
2022-07 | 2 | 2.0452 |  | United Arab Emirates | Dubai | Hard & Soft Landscaping | Al Furjan | Package 15 | NAKHEEL | Green & More | Tender | 2022 | Fixed Price Lump Sum | METALWORK | Non structural metalwork | Underground Pumproom Ladder; Wall Mounted; Including Finishes, Fixings, Accessories And All Ancillary Works As Necessary; Ladder; 2000Mm High | 1 | Nr | AED | 2736.2
2022-07 | 2 | 2.0452 |  | United Arab Emirates | Dubai | Hard & Soft Landscaping | Al Furjan | Package 15 | NAKHEEL | Green & More | Tender | 2022 | Fixed Price Lump Sum | THERMAL AND MOISTURE PROTECTION | Coverings and linings | Thermal And Moisture Protection; 2 Coats Of Cementitious Waterproofing; Including Surface Preparation, Accessories And All Ancillary Works As Necessary; Horizontal Surface | 298 | m² | AED | 155.4
2022-07 | 2 | 2.0452 |  | United Arab Emirates | Dubai | Hard & Soft Landscaping | Al Furjan | Package 15 | NAKHEEL | Green & More | Tender | 2022 | Fixed Price Lump Sum | THERMAL AND MOISTURE PROTECTION | Coverings and linings | Thermal And Moisture Protection; 2 Coats Of Cementitious Waterproofing; Including Surface Preparation, Accessories And All Ancillary Works As Necessary; Vertical Surface | 148 | m² | AED | 155.4
2022-07 | 2 | 2.0452 |  | United Arab Emirates | Dubai | Hard & Soft Landscaping | Al Furjan | Package 15 | NAKHEEL | Green & More | Tender | 2022 | Fixed Price Lump Sum | THERMAL AND MOISTURE PROTECTION | Coverings and linings | Polythene Sheet; Including Surface Preparation, Accessories And All Ancillary Works As Necessary; Horizontal Surface | 298 | m² | AED | 3.2
2022-07 | 2 | 2.0452 |  | United Arab Emirates | Dubai | Hard & Soft Landscaping | Al Furjan | Package 15 | NAKHEEL | Green & More | Tender | 2022 | Fixed Price Lump Sum | THERMAL AND MOISTURE PROTECTION | Coverings and linings | Waterproofing Membrane 1 Layer S.B.S. Torch Applied, 4Mm Thick; Including Surface Preparation, Accessories And All Ancillary Works As Necessary; Horizontal Surface | 220 | m² | AED | 60
2022-07 | 2 | 2.0453 |  | United Arab Emirates | Dubai | Hard & Soft Landscaping | Al Furjan | Package 15 | NAKHEEL | Green & More | Tender | 2022 | Fixed Price Lump Sum | THERMAL AND MOISTURE PROTECTION | Coverings and linings | Waterproofing Membrane 1 Layer S.B.S. Torch Applied, 4Mm Thick; Including Surface Preparation, Accessories And All Ancillary Works As Necessary; Vertical Surface | 104 | m² | AED | 60
2022-07 | 2 | 2.0453 |  | United Arab Emirates | Dubai | Hard & Soft Landscaping | Al Furjan | Package 15 | NAKHEEL | Green & More | Tender | 2022 | Fixed Price Lump Sum | FINISHES | Finishings | Protection Board, 3.2Mm Thick; Including Surface Preparation, Accessories And All Ancillary Works As Necessary; Horizontal Surface | 298 | m² | AED | 33.3
2022-07 | 2 | 2.0453 |  | United Arab Emirates | Dubai | Hard & Soft Landscaping | Al Furjan | Package 15 | NAKHEEL | Green & More | Tender | 2022 | Fixed Price Lump Sum | FINISHES | Finishings | Protection Board, 3.2Mm Thick; Including Surface Preparation, Accessories And All Ancillary Works As Necessary; Vertical Surface | 148 | m² | AED | 33.3
2022-07 | 2 | 2.0453 |  | United Arab Emirates | Dubai | Hard & Soft Landscaping | Al Furjan | Package 15 | NAKHEEL | Green & More | Tender | 2022 | Fixed Price Lump Sum | THERMAL AND MOISTURE PROTECTION | Coverings and linings | Bitumen; Including Surface Preparation, Accessories And All Ancillary Works As Necessary; To Masonry External Faces | 98 | m² | AED | 16.7
2022-07 | 2 | 2.0453 |  | United Arab Emirates | Dubai | Hard & Soft Landscaping | Al Furjan | Package 15 | NAKHEEL | Green & More | Tender | 2022 | Fixed Price Lump Sum | FINISHES | Finishings | Finishes; Cement And Sand Screed; Laid To Slope Including Surface Preparation, Accessories And All Ancillary Works As Necessary; 25Mm Thick; To Receive Tiles | 203 | m² | AED | 88.8
2022-07 | 2 | 2.0453 |  | United Arab Emirates | Dubai | Hard & Soft Landscaping | Al Furjan | Package 15 | NAKHEEL | Green & More | Tender | 2022 | Fixed Price Lump Sum | FINISHES | Finishings | Finishes; Cement And Sand Screed; Laid To Slope Including Surface Preparation, Accessories And All Ancillary Works As Necessary; 25Mm Thick; To Receive Paint | 24 | m² | AED | 88.8
2022-07 | 2 | 2.0453 |  | United Arab Emirates | Dubai | Hard & Soft Landscaping | Al Furjan | Package 15 | NAKHEEL | Green & More | Tender | 2022 | Fixed Price Lump Sum | FINISHES | Backgrounds | Proprietary Cement Sand Plaster; Smooth; Including Surface Preparation And All Ancillary Works As Necessary; 25Mm Thick; To Receive Tiles | 78 | m² | AED | 88.8
2022-07 | 2 | 2.0453 |  | United Arab Emirates | Dubai | Hard & Soft Landscaping | Al Furjan | Package 15 | NAKHEEL | Green & More | Tender | 2022 | Fixed Price Lump Sum | FINISHES | Backgrounds | Proprietary Cement Sand Plaster; Smooth; Including Surface Preparation And All Ancillary Works As Necessary; 25Mm Thick; To Receive Paint | 41 | m² | AED | 88.8
2022-07 | 2 | 2.0453 |  | United Arab Emirates | Dubai | Hard & Soft Landscaping | Al Furjan | Package 15 | NAKHEEL | Green & More | Tender | 2022 | Fixed Price Lump Sum | FINISHES | Finishings | Ceramic Tiles; Laid On Cement Sand Screed (Measured Elsewhere); Including Grouting, Joints, Dry Set Mortar Or Adhesive And All Necessary Ancillary Works; Size 25 X 25Mm; To Floors | 203 | m² | AED | 237.9
2022-07 | 2 | 2.0453 |  | United Arab Emirates | Dubai | Hard & Soft Landscaping | Al Furjan | Package 15 | NAKHEEL | Green & More | Tender | 2022 | Fixed Price Lump Sum | FINISHES | Finishings | Ceramic Tiles; Laid On Cement Sand Screed (Measured Elsewhere); Including Grouting, Joints, Dry Set Mortar Or Adhesive And All Necessary Ancillary Works; Size 25 X 25Mm; To Walls | 78 | m² | AED | 237.9
2022-07 | 2 | 2.0454 |  | United Arab Emirates | Dubai | Hard & Soft Landscaping | Al Furjan | Package 15 | NAKHEEL | Green & More | Tender | 2022 | Fixed Price Lump Sum | FINISHES | Finishings | Sand Stone Coping; Laid On Cement Sand Screed (Measured Elsewhere); Including Grouting, Joints, Dry Set Mortar Or Adhesive And All Necessary Ancillary Works; Size 300 X 30Mm Thick; To Pool Perimeter | 83 | m | AED | 90.1
2022-07 | 2 | 2.0454 |  | United Arab Emirates | Dubai | Hard & Soft Landscaping | Al Furjan | Package 15 | NAKHEEL | Green & More | Tender | 2022 | Fixed Price Lump Sum | FINISHES | Decorations | Decorations; Epoxy Paint Finish; Including Surface Preparation, Prime, Finish Coat, Accessories And All Ancillary Works As Necessary; To Underground Pump Room Floors | 24 | m³ | AED | 94.4
2022-07 | 2 | 2.0454 |  | United Arab Emirates | Dubai | Hard & Soft Landscaping | Al Furjan | Package 15 | NAKHEEL | Green & More | Tender | 2022 | Fixed Price Lump Sum | FINISHES | Decorations | Decorations; Epoxy Paint Finish; Including Surface Preparation, Prime, Finish Coat, Accessories And All Ancillary Works As Necessary; To Underground Pump Room Walls | 41 | m² | AED | 94.4
2022-07 | 2 | 2.0454 |  | United Arab Emirates | Dubai | Hard & Soft Landscaping | Al Furjan | Package 15 | NAKHEEL | Green & More | Tender | 2022 | Fixed Price Lump Sum | MECHANICAL ENGINEERING INSTALLATIONS | Pipework and gutterwork | Plumbing Installation; Swimming Pool Water Pipe Installation; Including Supports, Markings, Pipe Sleeves, Accessories And All Ancillary Works As Necessary; Upvc Pipe And Fittings To Bs3505 Class E; 1 1/2" Diameter | 27 | m | AED | 34.2
2022-07 | 2 | 2.0454 |  | United Arab Emirates | Dubai | Hard & Soft Landscaping | Al Furjan | Package 15 | NAKHEEL | Green & More | Tender | 2022 | Fixed Price Lump Sum | MECHANICAL ENGINEERING INSTALLATIONS | Pipework and gutterwork | Plumbing Installation; Swimming Pool Water Pipe Installation; Including Supports, Markings, Pipe Sleeves, Accessories And All Ancillary Works As Necessary; Upvc Pipe And Fittings To Bs3505 Class E; 2" Diameter | 147 | m | AED | 41.1
2022-07 | 2 | 2.0454 |  | United Arab Emirates | Dubai | Hard & Soft Landscaping | Al Furjan | Package 15 | NAKHEEL | Green & More | Tender | 2022 | Fixed Price Lump Sum | MECHANICAL ENGINEERING INSTALLATIONS | Pipework and gutterwork | Plumbing Installation; Swimming Pool Water Pipe Installation; Including Supports, Markings, Pipe Sleeves, Accessories And All Ancillary Works As Necessary; Upvc Pipe And Fittings To Bs3505 Class E; 3" Diameter | 111 | m | AED | 72.2
2022-07 | 2 | 2.0454 |  | United Arab Emirates | Dubai | Hard & Soft Landscaping | Al Furjan | Package 15 | NAKHEEL | Green & More | Tender | 2022 | Fixed Price Lump Sum | MECHANICAL ENGINEERING INSTALLATIONS | Pipework and gutterwork | Plumbing Installation; Swimming Pool Water Pipe Installation; Including Supports, Markings, Pipe Sleeves, Accessories And All Ancillary Works As Necessary; Upvc Pipe And Fittings To Bs3505 Class E; 4" Diameter | 235 | m | AED | 136.6
2022-07 | 2 | 2.0454 |  | United Arab Emirates | Dubai | Hard & Soft Landscaping | Al Furjan | Package 15 | NAKHEEL | Green & More | Tender | 2022 | Fixed Price Lump Sum | MECHANICAL ENGINEERING INSTALLATIONS | Pipework and gutterwork | Plumbing Installation; Swimming Pool Water Pipe Installation; Including Supports, Markings, Pipe Sleeves, Accessories And All Ancillary Works As Necessary; Upvc Pipe And Fittings To Bs3505 Class E; 6" Diameter | 100 | m | AED | 210.9
2022-07 | 2 | 2.0454 |  | United Arab Emirates | Dubai | Hard & Soft Landscaping | Al Furjan | Package 15 | NAKHEEL | Green & More | Tender | 2022 | Fixed Price Lump Sum | MECHANICAL ENGINEERING INSTALLATIONS | Pipework and gutterwork | Plumbing Installation; Swimming Pool Water Pipe Installation; Including Supports, Markings, Pipe Sleeves, Accessories And All Ancillary Works As Necessary; Upvc Pipe And Fittings To Bs3505 Class E; 8" Diameter | 2 | m | AED | 344.1
2022-07 | 2 | 2.0454 |  | United Arab Emirates | Dubai | Hard & Soft Landscaping | Al Furjan | Package 15 | NAKHEEL | Green & More | Tender | 2022 | Fixed Price Lump Sum | MECHANICAL ENGINEERING INSTALLATIONS | Pipework and gutterwork | Accessories; Including Hangers, Supports And All Ancillary Work As Necessary; Ball Valve; 1/2" Diameter | 2 | Nr | AED | 24.5
2022-07 | 2 | 2.0455 |  | United Arab Emirates | Dubai | Hard & Soft Landscaping | Al Furjan | Package 15 | NAKHEEL | Green & More | Tender | 2022 | Fixed Price Lump Sum | MECHANICAL ENGINEERING INSTALLATIONS | Pipework and gutterwork | Accessories; Including Hangers, Supports And All Ancillary Work As Necessary; Ball Valve; 1" Diameter | 3 | Nr | AED | 33.3
2022-07 | 2 | 2.0455 |  | United Arab Emirates | Dubai | Hard & Soft Landscaping | Al Furjan | Package 15 | NAKHEEL | Green & More | Tender | 2022 | Fixed Price Lump Sum | MECHANICAL ENGINEERING INSTALLATIONS | Pipework and gutterwork | Accessories; Including Hangers, Supports And All Ancillary Work As Necessary; Ball Valve; 1 1/2" Diameter | 1 | Nr | AED | 62.2
2022-07 | 2 | 2.0455 |  | United Arab Emirates | Dubai | Hard & Soft Landscaping | Al Furjan | Package 15 | NAKHEEL | Green & More | Tender | 2022 | Fixed Price Lump Sum | MECHANICAL ENGINEERING INSTALLATIONS | Pipework and gutterwork | Accessories; Including Hangers, Supports And All Ancillary Work As Necessary; Ball Valve; 2" Diameter | 2 | Nr | AED | 73.3
2022-07 | 2 | 2.0455 |  | United Arab Emirates | Dubai | Hard & Soft Landscaping | Al Furjan | Package 15 | NAKHEEL | Green & More | Tender | 2022 | Fixed Price Lump Sum | MECHANICAL ENGINEERING INSTALLATIONS | Pipework and gutterwork | Accessories; Including Hangers, Supports And All Ancillary Work As Necessary; Ball Valve; 3" Diameter | 1 | Nr | AED | 410.7
2022-07 | 2 | 2.0455 |  | United Arab Emirates | Dubai | Hard & Soft Landscaping | Al Furjan | Package 15 | NAKHEEL | Green & More | Tender | 2022 | Fixed Price Lump Sum | MECHANICAL ENGINEERING INSTALLATIONS | Pipework and gutterwork | Butterfly Valve; 2" Diameter | 2 | Nr | AED | 73.3
2022-07 | 2 | 2.0455 |  | United Arab Emirates | Dubai | Hard & Soft Landscaping | Al Furjan | Package 15 | NAKHEEL | Green & More | Tender | 2022 | Fixed Price Lump Sum | MECHANICAL ENGINEERING INSTALLATIONS | Pipework and gutterwork | Butterfly Valve; 4" Diameter | 17 | Nr | AED | 476.2
2022-07 | 2 | 2.0455 |  | United Arab Emirates | Dubai | Hard & Soft Landscaping | Al Furjan | Package 15 | NAKHEEL | Green & More | Tender | 2022 | Fixed Price Lump Sum | MECHANICAL ENGINEERING INSTALLATIONS | Pipework and gutterwork | Butterfly Valve; 6" Diameter | 19 | Nr | AED | 1043.4
2022-07 | 2 | 2.0455 |  | United Arab Emirates | Dubai | Hard & Soft Landscaping | Al Furjan | Package 15 | NAKHEEL | Green & More | Tender | 2022 | Fixed Price Lump Sum | ELECTRICAL ENGINEERING INSTALLATIONS | Final sub-circuits and auxiliary installations | Non-Return Valve; 1/2" Diameter | 1 | Nr | AED | 77.7
2022-07 | 2 | 2.0455 |  | United Arab Emirates | Dubai | Hard & Soft Landscaping | Al Furjan | Package 15 | NAKHEEL | Green & More | Tender | 2022 | Fixed Price Lump Sum | ELECTRICAL ENGINEERING INSTALLATIONS | Final sub-circuits and auxiliary installations | Non-Return Valve; 4" Diameter | 3 | Nr | AED | 256.5
2022-07 | 2 | 2.0455 |  | United Arab Emirates | Dubai | Hard & Soft Landscaping | Al Furjan | Package 15 | NAKHEEL | Green & More | Tender | 2022 | Fixed Price Lump Sum | ELECTRICAL ENGINEERING INSTALLATIONS | Final sub-circuits and auxiliary installations | Non-Return Valve; 6" Diameter | 4 | Nr | AED | 500.7
2022-07 | 2 | 2.0456 |  | United Arab Emirates | Dubai | Hard & Soft Landscaping | Al Furjan | Package 15 | NAKHEEL | Green & More | Tender | 2022 | Fixed Price Lump Sum | MECHANICAL ENGINEERING INSTALLATIONS | Pipework and gutterwork | Solenoid Valve; 1" Diameter | 1 | Nr | AED | 777
2022-07 | 2 | 2.0456 |  | United Arab Emirates | Dubai | Hard & Soft Landscaping | Al Furjan | Package 15 | NAKHEEL | Green & More | Tender | 2022 | Fixed Price Lump Sum | MECHANICAL ENGINEERING INSTALLATIONS | Pipework and gutterwork | Fittings; 1 1/2" Diameter Vacuum Point In Ss | 5 | Nr | AED | 290
2022-07 | 2 | 2.0456 |  | United Arab Emirates | Dubai | Hard & Soft Landscaping | Al Furjan | Package 15 | NAKHEEL | Green & More | Tender | 2022 | Fixed Price Lump Sum | MECHANICAL ENGINEERING INSTALLATIONS | Pipework and gutterwork | Fittings; 1 1/2" Diameter Wall Inlet Fitting In Ss | 10 | Nr | AED | 803.7
2022-07 | 2 | 2.0456 |  | United Arab Emirates | Dubai | Hard & Soft Landscaping | Al Furjan | Package 15 | NAKHEEL | Green & More | Tender | 2022 | Fixed Price Lump Sum | MECHANICAL ENGINEERING INSTALLATIONS | Pipework and gutterwork | Fittings; 2" Diameter Floor Inlet Fitting In Ss | 6 | Nr | AED | 677.1
2022-07 | 2 | 2.0456 |  | United Arab Emirates | Dubai | Hard & Soft Landscaping | Al Furjan | Package 15 | NAKHEEL | Green & More | Tender | 2022 | Fixed Price Lump Sum | MECHANICAL ENGINEERING INSTALLATIONS | Pipework and gutterwork | Fittings; 300Mm Diameter Anti-Vortex Drain | 2 | Nr | AED | 551.7
2022-07 | 2 | 2.0456 |  | United Arab Emirates | Dubai | Hard & Soft Landscaping | Al Furjan | Package 15 | NAKHEEL | Green & More | Tender | 2022 | Fixed Price Lump Sum | MECHANICAL ENGINEERING INSTALLATIONS | Pipework and gutterwork | Fittings; 300 X 300Mm Diameter Anti-Vortex Drain In Ss | 4 | Nr | AED | 940.2
2022-07 | 2 | 2.0456 |  | United Arab Emirates | Dubai | Hard & Soft Landscaping | Al Furjan | Package 15 | NAKHEEL | Green & More | Tender | 2022 | Fixed Price Lump Sum | MECHANICAL ENGINEERING INSTALLATIONS | Pipework and gutterwork | Fittings; Skimmer In Abs With Face Plate In Ss | 10 | Nr | AED | 979.1
2022-07 | 2 | 2.0456 |  | United Arab Emirates | Dubai | Hard & Soft Landscaping | Al Furjan | Package 15 | NAKHEEL | Green & More | Tender | 2022 | Fixed Price Lump Sum | MECHANICAL ENGINEERING INSTALLATIONS | Pipework and gutterwork | Fittings; Puddle Flange 150 X 150 X 7Mm | 21 | Nr | AED | 88.8
2022-07 | 2 | 2.0456 |  | United Arab Emirates | Dubai | Hard & Soft Landscaping | Al Furjan | Package 15 | NAKHEEL | Green & More | Tender | 2022 | Fixed Price Lump Sum | MECHANICAL ENGINEERING INSTALLATIONS | Pipework and gutterwork | Fittings; Removable Coping For Skimmer | 10 | Nr | AED | 610.5
2022-07 | 2 | 2.0456 |  | United Arab Emirates | Dubai | Hard & Soft Landscaping | Al Furjan | Package 15 | NAKHEEL | Green & More | Tender | 2022 | Fixed Price Lump Sum | MECHANICAL ENGINEERING INSTALLATIONS | Equipment | Equipment; Including Supports, Thermostat, Gauges, Controls, Flexible Connectors, Wiring, Electrical Power Connections, Accessories And All Ancillary Works As Necessary; 4.5 Hp/3Ph Filter Pump (2 Duty + 1 Stand-By) | 1 | Nr | AED | 34532.1
2022-07 | 2 | 2.0457 |  | United Arab Emirates | Dubai | Hard & Soft Landscaping | Al Furjan | Package 15 | NAKHEEL | Green & More | Tender | 2022 | Fixed Price Lump Sum | MECHANICAL ENGINEERING INSTALLATIONS | Equipment | Equipment; Including Supports, Thermostat, Gauges, Controls, Flexible Connectors, Wiring, Electrical Power Connections, Accessories And All Ancillary Works As Necessary; "Circulation Pump 5.5 Hp/3Ph (1 Duty + 1 Stand-By)" | 1 | Nr | AED | 14145.9
2022-07 | 2 | 2.0457 |  | United Arab Emirates | Dubai | Hard & Soft Landscaping | Al Furjan | Package 15 | NAKHEEL | Green & More | Tender | 2022 | Fixed Price Lump Sum | MECHANICAL ENGINEERING INSTALLATIONS | Equipment | Equipment; Including Supports, Thermostat, Gauges, Controls, Flexible Connectors, Wiring, Electrical Power Connections, Accessories And All Ancillary Works As Necessary; 10.0 L/H Dosing Pumps For Chlorine And Acid | 2 | Nr | AED | 1282.1
2022-07 | 2 | 2.0457 |  | United Arab Emirates | Dubai | Hard & Soft Landscaping | Al Furjan | Package 15 | NAKHEEL | Green & More | Tender | 2022 | Fixed Price Lump Sum | MECHANICAL ENGINEERING INSTALLATIONS | Equipment | Equipment; Including Supports, Thermostat, Gauges, Controls, Flexible Connectors, Wiring, Electrical Power Connections, Accessories And All Ancillary Works As Necessary; 1050 Mm Diameter Sand Filter | 2 | Nr | AED | 8497.1
2022-07 | 2 | 2.0457 |  | United Arab Emirates | Dubai | Hard & Soft Landscaping | Al Furjan | Package 15 | NAKHEEL | Green & More | Tender | 2022 | Fixed Price Lump Sum | MECHANICAL ENGINEERING INSTALLATIONS | Equipment | Equipment; Including Supports, Thermostat, Gauges, Controls, Flexible Connectors, Wiring, Electrical Power Connections, Accessories And All Ancillary Works As Necessary; 250 Ltr. Mixing Tanks With Manual Stirrer | 2 | Nr | AED | 219.8
2022-07 | 2 | 2.0457 |  | United Arab Emirates | Dubai | Hard & Soft Landscaping | Al Furjan | Package 15 | NAKHEEL | Green & More | Tender | 2022 | Fixed Price Lump Sum | MECHANICAL ENGINEERING INSTALLATIONS | Equipment | Equipment; Including Supports, Thermostat, Gauges, Controls, Flexible Connectors, Wiring, Electrical Power Connections, Accessories And All Ancillary Works As Necessary; Auto Ph And Chlorine Controller | 1 | Nr | AED | 9707
2022-07 | 2 | 2.0457 |  | United Arab Emirates | Dubai | Hard & Soft Landscaping | Al Furjan | Package 15 | NAKHEEL | Green & More | Tender | 2022 | Fixed Price Lump Sum | MECHANICAL ENGINEERING INSTALLATIONS | Equipment | Equipment; Including Supports, Thermostat, Gauges, Controls, Flexible Connectors, Wiring, Electrical Power Connections, Accessories And All Ancillary Works As Necessary; Uv Unit | 2 | Nr | AED | 15849.7
2022-07 | 2 | 2.0457 |  | United Arab Emirates | Dubai | Hard & Soft Landscaping | Al Furjan | Package 15 | NAKHEEL | Green & More | Tender | 2022 | Fixed Price Lump Sum | MECHANICAL ENGINEERING INSTALLATIONS | Equipment | Equipment; Including Supports, Thermostat, Gauges, Controls, Flexible Connectors, Wiring, Electrical Power Connections, Accessories And All Ancillary Works As Necessary; Heat And Cool Pump 210Kw/158Kw | 1 | Nr | AED | 77200.5
2022-07 | 2 | 2.0457 |  | United Arab Emirates | Dubai | Hard & Soft Landscaping | Al Furjan | Package 15 | NAKHEEL | Green & More | Tender | 2022 | Fixed Price Lump Sum | MECHANICAL ENGINEERING INSTALLATIONS | Equipment | Equipment; Including Supports, Thermostat, Gauges, Controls, Flexible Connectors, Wiring, Electrical Power Connections, Accessories And All Ancillary Works As Necessary; "Drainage Pipes And Fittings To Swimming Pools Perimeter Including Floor Drain And Other Accessories And All Ancillary Works As Necessary" | 1 | Item | AED | 24975
2022-07 | 2 | 2.0457 |  | United Arab Emirates | Dubai | Hard & Soft Landscaping | Al Furjan | Package 15 | NAKHEEL | Green & More | Tender | 2022 | Fixed Price Lump Sum | MECHANICAL ENGINEERING INSTALLATIONS | Equipment | Equipment; Including Supports, Thermostat, Gauges, Controls, Flexible Connectors, Wiring, Electrical Power Connections, Accessories And All Ancillary Works As Necessary; Drainage Connection To Main Services | 1 | Item | AED | 19425
2022-07 | 2 | 2.0457 |  | United Arab Emirates | Dubai | Hard & Soft Landscaping | Al Furjan | Package 15 | NAKHEEL | Green & More | Tender | 2022 | Fixed Price Lump Sum | ELECTRICAL ENGINEERING INSTALLATIONS | Final sub-circuits and auxiliary installations | Power Installation; Cables; Including Fixings, Supports, Contaiments, Terminations, Accessories And All Ancillary Works As Necessary; From Electrical Control Panel To Pumps | 1 | Item | AED | 41736
2022-07 | 2 | 2.0458 |  | United Arab Emirates | Dubai | Hard & Soft Landscaping | Al Furjan | Package 15 | NAKHEEL | Green & More | Tender | 2022 | Fixed Price Lump Sum | ELECTRICAL ENGINEERING INSTALLATIONS | Final sub-circuits and auxiliary installations | Power Installation; Cables; Including Fixings, Supports, Contaiments, Terminations, Accessories And All Ancillary Works As Necessary; From Electrical Control Panel To Lighting Transformer | 1 | Item | AED | 25441.2
2022-07 | 2 | 2.0458 |  | United Arab Emirates | Dubai | Hard & Soft Landscaping | Al Furjan | Package 15 | NAKHEEL | Green & More | Tender | 2022 | Fixed Price Lump Sum | MECHANICAL ENGINEERING INSTALLATIONS | Equipment | Equipment; Including Fixings, Supports, Accessories And All Ancillary Works As Necessary; Electrical Control Panel; Tcl = 95.0Kw | 1 | Nr | AED | 20701.5
2022-07 | 2 | 2.0458 |  | United Arab Emirates | Dubai | Hard & Soft Landscaping | Al Furjan | Package 15 | NAKHEEL | Green & More | Tender | 2022 | Fixed Price Lump Sum | MECHANICAL ENGINEERING INSTALLATIONS | Equipment | Equipment; Including Fixings, Supports, Accessories And All Ancillary Works As Necessary; 133Va/12V Transformer | 2 | Nr | AED | 344.1
2022-07 | 2 | 2.0458 |  | United Arab Emirates | Dubai | Hard & Soft Landscaping | Al Furjan | Package 15 | NAKHEEL | Green & More | Tender | 2022 | Fixed Price Lump Sum | MECHANICAL ENGINEERING INSTALLATIONS | Equipment | Equipment; Including Fixings, Supports, Accessories And All Ancillary Works As Necessary; Allow For Electrical Control Panel For Heat And Cool Pump; Including Cables, Containments And Terminations | 1 | Item | AED | 13875
2022-07 | 2 | 2.0458 |  | United Arab Emirates | Dubai | Hard & Soft Landscaping | Al Furjan | Package 15 | NAKHEEL | Green & More | Tender | 2022 | Fixed Price Lump Sum | ELECTRICAL ENGINEERING INSTALLATIONS | Final sub-circuits and auxiliary installations | Lighting Installation; Cables And Conduits To Termination Points; Including Terminations, Fixings, Supports, Hangers, Accessories And All Ancillary Works As Necessary; "From Transformer To Type Uwl; Underwater Light" | 14 | Nr | AED | 1332
2022-07 | 2 | 2.0458 |  | United Arab Emirates | Dubai | Hard & Soft Landscaping | Al Furjan | Package 15 | NAKHEEL | Green & More | Tender | 2022 | Fixed Price Lump Sum | ELECTRICAL ENGINEERING INSTALLATIONS | Final sub-circuits and auxiliary installations | Swimming Pool Lighting; Including Fixings, Fittings, Supports, Hangers, Accessories And All Ancillary Works As Necessary; Type Uwl: 7W/12V Warm White Led Underwater Lighting Fixture | 4 | Nr | AED | 838.1
2022-07 | 2 | 2.0458 |  | United Arab Emirates | Dubai | Hard & Soft Landscaping | Al Furjan | Package 15 | NAKHEEL | Green & More | Tender | 2022 | Fixed Price Lump Sum | ELECTRICAL ENGINEERING INSTALLATIONS | Final sub-circuits and auxiliary installations | Swimming Pool Lighting; Including Fixings, Fittings, Supports, Hangers, Accessories And All Ancillary Works As Necessary; Type Uwl: 32W/12V Warm White Led Underwater Lighting Fixture | 10 | Nr | AED | 1317.6
2022-07 | 2 | 2.0458 |  | United Arab Emirates | Dubai | Hard & Soft Landscaping | Al Furjan | Package 15 | NAKHEEL | Green & More | Tender | 2022 | Fixed Price Lump Sum | MECHANICAL ENGINEERING INSTALLATIONS | Equipment | Sanitary Fittings; Fixed To Tiled Or Plastered Concrete Or Blockwork Floors And Walls; Including All Waste And Overflow Outlets, All Connections And Supports And Sealing Around With Silicone-Based Sealant; As Drawing Nr. 21-6007-Alf-P15-Ins-Dwg-Td-70103; Floor Drain; Stainless Steel; 150 X 150Mm | 2 | Nr | AED | 292
2022-07 | 2 | 2.0458 |  | United Arab Emirates | Dubai | Hard & Soft Landscaping | Al Furjan | Package 15 | NAKHEEL | Green & More | Tender | 2022 | Fixed Price Lump Sum | MECHANICAL ENGINEERING INSTALLATIONS | Equipment | Sanitary Fittings; Fixed To Tiled Or Plastered Concrete Or Blockwork Floors And Walls; Including All Waste And Overflow Outlets, All Connections And Supports And Sealing Around With Silicone-Based Sealant; As Drawing Nr. 21-6007-Alf-P15-Ins-Dwg-Td-70103; Type Sw01; Rain Shower Head; 250Mm Diameter | 2 | Nr | AED | 4689.8
2022-07 | 2 | 2.0458 |  | United Arab Emirates | Dubai | Hard & Soft Landscaping | Al Furjan | Package 15 | NAKHEEL | Green & More | Tender | 2022 | Fixed Price Lump Sum | MECHANICAL ENGINEERING INSTALLATIONS | Equipment | Sanitary Fittings; Fixed To Tiled Or Plastered Concrete Or Blockwork Floors And Walls; Including All Waste And Overflow Outlets, All Connections And Supports And Sealing Around With Silicone-Based Sealant; As Drawing Nr. 21-6007-Alf-P15-Ins-Dwg-Td-70103; Type Sw-02; Footwash Outlet; 316L Stainless Steel | 2 | Nr | AED | 2025.8
2022-07 | 2 | 2.0459 |  | United Arab Emirates | Dubai | Hard & Soft Landscaping | Al Furjan | Package 15 | NAKHEEL | Green & More | Tender | 2022 | Fixed Price Lump Sum | MECHANICAL ENGINEERING INSTALLATIONS | Equipment | Sanitary Fittings; Fixed To Tiled Or Plastered Concrete Or Blockwork Floors And Walls; Including All Waste And Overflow Outlets, All Connections And Supports And Sealing Around With Silicone-Based Sealant; As Drawing Nr. 21-6007-Alf-P15-Ins-Dwg-Td-70103; Type Sw03; Footwash Control; 316L Stainless Steel | 2 | Nr | AED | 1137.8
2022-07 | 2 | 2.0459 |  | United Arab Emirates | Dubai | Hard & Soft Landscaping | Al Furjan | Package 15 | NAKHEEL | Green & More | Tender | 2022 | Fixed Price Lump Sum | MECHANICAL ENGINEERING INSTALLATIONS | Equipment | Sanitary Fittings; Fixed To Tiled Or Plastered Concrete Or Blockwork Floors And Walls; Including All Waste And Overflow Outlets, All Connections And Supports And Sealing Around With Silicone-Based Sealant; As Drawing Nr. 21-6007-Alf-P15-Ins-Dwg-Td-70103; Type Sw03; Shower Control; 316L Stainless Steel | 2 | Nr | AED | 1137.8
2022-07 | 2 | 2.0459 |  | United Arab Emirates | Dubai | Hard & Soft Landscaping | Al Furjan | Package 15 | NAKHEEL | Green & More | Tender | 2022 | Fixed Price Lump Sum | SITE WORK | Excavation | Excavation Of Trenches For Irrigation Pipe Line Runs Below Ground Complete Including Earthwork, Backfilling With Selected Material, Compaction, Warning Tape, Disposal Of Surplus Material And All Ancillary Works As Necessary; Average Depth Of Trench Not Less Than 500Mm But Not Exceeding 1000Mm | 13407 | m | AED | 15.1
2022-07 | 2 | 2.0459 |  | United Arab Emirates | Dubai | Hard & Soft Landscaping | Al Furjan | Package 15 | NAKHEEL | Green & More | Tender | 2022 | Fixed Price Lump Sum | SITE WORK | Excavation | Excavation Of Trenches For Irrigation Pipe Line Runs Below Ground Complete Including Earthwork, Backfilling With Selected Material, Compaction, Warning Tape, Disposal Of Surplus Material And All Ancillary Works As Necessary; Average Depth Of Trench Not Less Than 1000Mm To Irrigation Main Line | 60 | m | AED | 17.7
2022-07 | 2 | 2.0459 |  | United Arab Emirates | Dubai | Hard & Soft Landscaping | Al Furjan | Package 15 | NAKHEEL | Green & More | Tender | 2022 | Fixed Price Lump Sum | SITE WORK | Underground drainage | Beds And Surrounds With Compacted Sand And Selected Backfill Materials Layer By Layer To Following Pvc-U Underground Irrigation And Submain Line Water Pipes And Fittings; 1" Diameter Pipe | 9851 | m | AED | 6.3
2022-07 | 2 | 2.0459 |  | United Arab Emirates | Dubai | Hard & Soft Landscaping | Al Furjan | Package 15 | NAKHEEL | Green & More | Tender | 2022 | Fixed Price Lump Sum | SITE WORK | Underground drainage | Beds And Surrounds With Compacted Sand And Selected Backfill Materials Layer By Layer To Following Pvc-U Underground Irrigation And Submain Line Water Pipes And Fittings; 1 1/2" Diameter Pipe | 1610 | m | AED | 6.2
2022-07 | 2 | 2.0459 |  | United Arab Emirates | Dubai | Hard & Soft Landscaping | Al Furjan | Package 15 | NAKHEEL | Green & More | Tender | 2022 | Fixed Price Lump Sum | SITE WORK | Underground drainage | Beds And Surrounds With Compacted Sand And Selected Backfill Materials Layer By Layer To Following Pvc-U Underground Irrigation And Submain Line Water Pipes And Fittings; 2" Diameter Pipe | 739 | m | AED | 6.1
2022-07 | 2 | 2.0459 |  | United Arab Emirates | Dubai | Hard & Soft Landscaping | Al Furjan | Package 15 | NAKHEEL | Green & More | Tender | 2022 | Fixed Price Lump Sum | SITE WORK | Underground drainage | Beds And Surrounds With Compacted Sand And Selected Backfill Materials Layer By Layer To Following Pvc-U Underground Irrigation And Submain Line Water Pipes And Fittings; 3" Diameter Pipe | 1134 | m | AED | 5.9
2022-07 | 2 | 2.0459 |  | United Arab Emirates | Dubai | Hard & Soft Landscaping | Al Furjan | Package 15 | NAKHEEL | Green & More | Tender | 2022 | Fixed Price Lump Sum | SITE WORK | Underground drainage | Beds And Surrounds With Compacted Sand And Selected Backfill Materials Layer By Layer To Following Pvc-U Underground Irrigation And Submain Line Water Pipes And Fittings; 4" Diameter Pipe | 74 | m | AED | 5.7
2022-07 | 2 | 2.0459 |  | United Arab Emirates | Dubai | Hard & Soft Landscaping | Al Furjan | Package 15 | NAKHEEL | Green & More | Tender | 2022 | Fixed Price Lump Sum | SITE WORK | Underground drainage | Beds And Surrounds With Compacted Sand And Selected Backfill Materials Free From Lumps & Stones Min. 150Mm Including Selected Sand Bedding To Following Pvc-U Underground Irrigation And Submain Line Water Pipes And Fittings; 4" Diameter Pipe | 60 | m | AED | 6.8
2022-07 | 2 | 2.046 |  | United Arab Emirates | Dubai | Hard & Soft Landscaping | Al Furjan | Package 15 | NAKHEEL | Green & More | Tender | 2022 | Fixed Price Lump Sum | SITE WORK | Landscaping | Main Line Pvc-U Class E, Pn15 Pipes And Fittings Including All Ancillary Works As Necessary; Laid In Trenches (Measured Elsewhere); 4" Diameter Pipe | 60 | m | AED | 57.8
2022-07 | 2 | 2.046 |  | United Arab Emirates | Dubai | Hard & Soft Landscaping | Al Furjan | Package 15 | NAKHEEL | Green & More | Tender | 2022 | Fixed Price Lump Sum | SITE WORK | Landscaping | Irrigation Drip And Sprinkler Line Pvc-U Class E Pn 15 Pipes And Fittings; Including All Ancillary Works As Necessary; Laid In Trenches (Measured Elsewhere); 1" Diameter Pipe | 9360 | m | AED | 7
2022-07 | 2 | 2.046 |  | United Arab Emirates | Dubai | Hard & Soft Landscaping | Al Furjan | Package 15 | NAKHEEL | Green & More | Tender | 2022 | Fixed Price Lump Sum | SITE WORK | Landscaping | Irrigation Drip And Sprinkler Line Pvc-C Class D Pn12 Pipes And Fittings; Including Thrust Block And All Ancillary Works As Necessary; Laid In Trenches (Measured Elsewhere); 1 1/2" Diameter Pipe | 1610 | m | AED | 9.5
2022-07 | 2 | 2.046 |  | United Arab Emirates | Dubai | Hard & Soft Landscaping | Al Furjan | Package 15 | NAKHEEL | Green & More | Tender | 2022 | Fixed Price Lump Sum | SITE WORK | Landscaping | Irrigation Drip And Sprinkler Line Pvc-C Class D Pn12 Pipes And Fittings; Including Thrust Block And All Ancillary Works As Necessary; Laid In Trenches (Measured Elsewhere); 2" Diameter Pipe | 739 | m | AED | 12.9
2022-07 | 2 | 2.046 |  | United Arab Emirates | Dubai | Hard & Soft Landscaping | Al Furjan | Package 15 | NAKHEEL | Green & More | Tender | 2022 | Fixed Price Lump Sum | SITE WORK | Landscaping | Irrigation Drip And Sprinkler Line Pvc-C Class D Pn12 Pipes And Fittings; Including Thrust Block And All Ancillary Works As Necessary; Laid In Trenches (Measured Elsewhere); 3" Diameter Pipe | 1134 | m | AED | 23.2
2022-07 | 2 | 2.046 |  | United Arab Emirates | Dubai | Hard & Soft Landscaping | Al Furjan | Package 15 | NAKHEEL | Green & More | Tender | 2022 | Fixed Price Lump Sum | SITE WORK | Landscaping | Irrigation Drip And Sprinkler Line Pvc-C Class D Pn12 Pipes And Fittings; Including Thrust Block And All Ancillary Works As Necessary; Laid In Trenches (Measured Elsewhere); 4" Diameter Pipe | 74 | m | AED | 51.4
2022-07 | 2 | 2.046 |  | United Arab Emirates | Dubai | Hard & Soft Landscaping | Al Furjan | Package 15 | NAKHEEL | Green & More | Tender | 2022 | Fixed Price Lump Sum | SITE WORK | Landscaping | Irrigation Drip System; Including Ldpe Inline Pressure Compensating Emitter Tubing, Drip Lines, Drip Risers Connections, Supports, Fittings, Accessories And All Ancillary Works As Necessary; To Palm Trees; As Detail 01 | 46 | Nr | AED | 36.8
2022-07 | 2 | 2.046 |  | United Arab Emirates | Dubai | Hard & Soft Landscaping | Al Furjan | Package 15 | NAKHEEL | Green & More | Tender | 2022 | Fixed Price Lump Sum | SITE WORK | Landscaping | Irrigation Drip System; Including Ldpe Inline Pressure Compensating Emitter Tubing, Drip Lines, Drip Risers Connections, Supports, Fittings, Accessories And All Ancillary Works As Necessary; To Trees; As Detail 02 | 571 | Nr | AED | 33.4
2022-07 | 2 | 2.046 |  | United Arab Emirates | Dubai | Hard & Soft Landscaping | Al Furjan | Package 15 | NAKHEEL | Green & More | Tender | 2022 | Fixed Price Lump Sum | SITE WORK | Landscaping | Irrigation Drip System; Including Ldpe Inline Pressure Compensating Emitter Tubing, Drip Lines, Drip Risers Connections, Supports, Fittings, Accessories And All Ancillary Works As Necessary; To Shrubs, Groundcover, Herbs And Grass | 315 | Nr | AED | 5
2022-07 | 2 | 2.046 |  | United Arab Emirates | Dubai | Hard & Soft Landscaping | Al Furjan | Package 15 | NAKHEEL | Green & More | Tender | 2022 | Fixed Price Lump Sum | SITE WORK | Underground drainage | Solenoid Valve Assembly; To Irrigation Drip And Sprayer Line Including Valve Box, Excavation, Backfilling, Fittings, Accessories And All Ancillary Works As Necessary; 40Mm Diameter Pipe; Ref. Sv | 2 | Nr | AED | 2176.2
2022-07 | 2 | 2.0461 |  | United Arab Emirates | Dubai | Hard & Soft Landscaping | Al Furjan | Package 15 | NAKHEEL | Green & More | Tender | 2022 | Fixed Price Lump Sum | SITE WORK | Landscaping | Drip Valve; Including Valve Box, Excavation, Backfilling, Fittings, Accessories And All Ancillary Works As Necessary; 25Mm Diameter Pipe For Palms/Trees; Ref. Dt | 2 | Nr | AED | 2114.4
2022-07 | 2 | 2.0461 |  | United Arab Emirates | Dubai | Hard & Soft Landscaping | Al Furjan | Package 15 | NAKHEEL | Green & More | Tender | 2022 | Fixed Price Lump Sum | SITE WORK | Landscaping | Drip Valve; Including Valve Box, Excavation, Backfilling, Fittings, Accessories And All Ancillary Works As Necessary; 50Mm Diameter Pipe For Palms/Trees; Ref. Dt | 2 | Nr | AED | 2348.3
2022-07 | 2 | 2.0461 |  | United Arab Emirates | Dubai | Hard & Soft Landscaping | Al Furjan | Package 15 | NAKHEEL | Green & More | Tender | 2022 | Fixed Price Lump Sum | SITE WORK | Landscaping | Drip Valve; Including Valve Box, Excavation, Backfilling, Fittings, Accessories And All Ancillary Works As Necessary; 50Mm Diameter Pipe For Shrubs/Groundcover; Ref. Dv | 9 | Nr | AED | 2348.3
2022-07 | 2 | 2.0461 |  | United Arab Emirates | Dubai | Hard & Soft Landscaping | Al Furjan | Package 15 | NAKHEEL | Green & More | Tender | 2022 | Fixed Price Lump Sum | SITE WORK | Landscaping | Drip Valve; Including Valve Box, Excavation, Backfilling, Fittings, Accessories And All Ancillary Works As Necessary; 80Mm Diameter Pipe For Shrubs/Groundcover; Ref. Dv | 1 | Nr | AED | 3041.2
2022-07 | 2 | 2.0461 |  | United Arab Emirates | Dubai | Hard & Soft Landscaping | Al Furjan | Package 15 | NAKHEEL | Green & More | Tender | 2022 | Fixed Price Lump Sum | SITE WORK | Underground drainage | Rotary Valve; Including Valve Box, Excavation, Backfilling, Fittings, Accessories And All Ancillary Works As Necessary; 25Mm Diameter Pipe; Ref. Rt | 1 | Nr | AED | 2114.4
2022-07 | 2 | 2.0461 |  | United Arab Emirates | Dubai | Hard & Soft Landscaping | Al Furjan | Package 15 | NAKHEEL | Green & More | Tender | 2022 | Fixed Price Lump Sum | SITE WORK | Underground drainage | Rotary Valve; Including Valve Box, Excavation, Backfilling, Fittings, Accessories And All Ancillary Works As Necessary; 40Mm Diameter Pipe; Ref. Rt | 1 | Nr | AED | 2176.2
2022-07 | 2 | 2.0461 |  | United Arab Emirates | Dubai | Hard & Soft Landscaping | Al Furjan | Package 15 | NAKHEEL | Green & More | Tender | 2022 | Fixed Price Lump Sum | SITE WORK | Landscaping | Sprinkler; Including Fittings, Accessories And All Ancillary Works As Necessary; 12H Mpr Spray Nozzle 12 Series Mpr | 2 | Nr | AED | 14.8
2022-07 | 2 | 2.0461 |  | United Arab Emirates | Dubai | Hard & Soft Landscaping | Al Furjan | Package 15 | NAKHEEL | Green & More | Tender | 2022 | Fixed Price Lump Sum | SITE WORK | Landscaping | Sprinkler; Including Fittings, Accessories And All Ancillary Works As Necessary; 15F Mpr Spray Nozzle 15 Series Mpr | 9 | Nr | AED | 14.8
2022-07 | 2 | 2.0461 |  | United Arab Emirates | Dubai | Hard & Soft Landscaping | Al Furjan | Package 15 | NAKHEEL | Green & More | Tender | 2022 | Fixed Price Lump Sum | SITE WORK | Landscaping | Sprinkler; Including Fittings, Accessories And All Ancillary Works As Necessary; 15H Mpr Spray Nozzle 15 Series Mpr | 11 | Nr | AED | 14.8
2022-07 | 2 | 2.0461 |  | United Arab Emirates | Dubai | Hard & Soft Landscaping | Al Furjan | Package 15 | NAKHEEL | Green & More | Tender | 2022 | Fixed Price Lump Sum | SITE WORK | Landscaping | Sprinkler; Including Fittings, Accessories And All Ancillary Works As Necessary; 15He-Van Mpr Spray Nozzle Adj | 14 | Nr | AED | 39.7
2022-07 | 2 | 2.0462 |  | United Arab Emirates | Dubai | Hard & Soft Landscaping | Al Furjan | Package 15 | NAKHEEL | Green & More | Tender | 2022 | Fixed Price Lump Sum | SITE WORK | Landscaping | Sprinkler; Including Fittings, Accessories And All Ancillary Works As Necessary; 15Q Mpr Spray Nozzle 15 Series Mpr | 2 | Nr | AED | 14.8
2022-07 | 2 | 2.0462 |  | United Arab Emirates | Dubai | Hard & Soft Landscaping | Al Furjan | Package 15 | NAKHEEL | Green & More | Tender | 2022 | Fixed Price Lump Sum | SITE WORK | Landscaping | Sprinkler; Including Fittings, Accessories And All Ancillary Works As Necessary; 15T Mpr Spray Nozzle 15 Series Mpr | 1 | Nr | AED | 14.8
2022-07 | 2 | 2.0462 |  | United Arab Emirates | Dubai | Hard & Soft Landscaping | Al Furjan | Package 15 | NAKHEEL | Green & More | Tender | 2022 | Fixed Price Lump Sum | SITE WORK | Landscaping | Sprinkler; Including Fittings, Accessories And All Ancillary Works As Necessary; R-Van14-360, Rotary 2.5 To 4.5 Meter | 1 | Nr | AED | 39.7
2022-07 | 2 | 2.0462 |  | United Arab Emirates | Dubai | Hard & Soft Landscaping | Al Furjan | Package 15 | NAKHEEL | Green & More | Tender | 2022 | Fixed Price Lump Sum | SITE WORK | Landscaping | Sprinkler; Including Fittings, Accessories And All Ancillary Works As Necessary; R-Van18-360, Rotary 3.3 To 5.5 Meter | 4 | Nr | AED | 39.7
2022-07 | 2 | 2.0462 |  | United Arab Emirates | Dubai | Hard & Soft Landscaping | Al Furjan | Package 15 | NAKHEEL | Green & More | Tender | 2022 | Fixed Price Lump Sum | SITE WORK | Landscaping | Sprinkler; Including Fittings, Accessories And All Ancillary Works As Necessary; R-Van24, Rotary 5.2 To 7.3 Meter | 20 | Nr | AED | 39.7
2022-07 | 2 | 2.0462 |  | United Arab Emirates | Dubai | Hard & Soft Landscaping | Al Furjan | Package 15 | NAKHEEL | Green & More | Tender | 2022 | Fixed Price Lump Sum | SITE WORK | Landscaping | Sprinkler; Including Fittings, Accessories And All Ancillary Works As Necessary; R-Van24-360, Rotary 5.2 To 7.3 Meter | 3 | Nr | AED | 39.7
2022-07 | 2 | 2.0462 |  | United Arab Emirates | Dubai | Hard & Soft Landscaping | Al Furjan | Package 15 | NAKHEEL | Green & More | Tender | 2022 | Fixed Price Lump Sum | SITE WORK | Landscaping | Pull Box; Including Excavation, Backfilling, Fittings, Accessories And All Ancillary Works As Necessary; Fixed To Irrigation Conduit | 14 | Nr | AED | 484.7
2022-07 | 2 | 2.0462 |  | United Arab Emirates | Dubai | Hard & Soft Landscaping | Al Furjan | Package 15 | NAKHEEL | Green & More | Tender | 2022 | Fixed Price Lump Sum | SITE WORK | Landscaping | Control Cables Conduit Pipes Including Termination, Fixings, Supports And All Ancillary Works As Necessary; Upvc Class E, 1" Diameter; 14 Awg | 491 | m | AED | 9.7
2022-07 | 2 | 2.0462 |  | United Arab Emirates | Dubai | Hard & Soft Landscaping | Al Furjan | Package 15 | NAKHEEL | Green & More | Tender | 2022 | Fixed Price Lump Sum | SITE WORK | Landscaping | Flow Sensing Decoder Controller; Complete With Junction Box, Gprs, Power Supply Cable, Connections, Conduits, Termination, Grounding, Accessories And All Ancillary Works As Necessary; Flow Sensing Decoder 4G Irrigation Controller; Ref. C | 1 | Nr | AED | 6553.3
2022-07 | 2 | 2.0462 |  | United Arab Emirates | Dubai | Hard & Soft Landscaping | Al Furjan | Package 15 | NAKHEEL | Green & More | Tender | 2022 | Fixed Price Lump Sum | SITE WORK | Landscaping | Control Point; Complete With Junction Box, Master Valve, Flow Sensor, Power Supply Cable, Connections, Conduits, Termination, Grounding, Accessories And All Ancillary Works As Necessary; Control Point; Ref. Cp | 4 | Nr | AED | 7308.1
2022-07 | 2 | 2.0463 |  | United Arab Emirates | Dubai | Hard & Soft Landscaping | Al Furjan | Package 15 | NAKHEEL | Green & More | Tender | 2022 | Fixed Price Lump Sum | MECHANICAL ENGINEERING INSTALLATIONS | Equipment | Cell Modem - Sim Card Integrated; Complete With Junction Box, Power Supply Cable, Connections, Conduits, Termination, Grounding, Accessories And All Ancillary Works As Necessary; Cell Modem; Ref. Cm | 1 | Nr | AED | 5494.5
2022-07 | 2 | 2.0463 |  | United Arab Emirates | Dubai | Hard & Soft Landscaping | Al Furjan | Package 15 | NAKHEEL | Green & More | Tender | 2022 | Fixed Price Lump Sum | SITE WORK | Landscaping | Cloud Central Control System; Complete With Junction Box, Power Supply Cable, Connections, Conduits, Termination, Grounding, Accessories And All Ancillary Works As Necessary; Cloud Central Control System; Ref. Cc | 1 | Nr | AED | 11211
2022-07 | 2 | 2.0463 |  | United Arab Emirates | Dubai | Hard & Soft Landscaping | Al Furjan | Package 15 | NAKHEEL | Green & More | Tender | 2022 | Fixed Price Lump Sum | SITE WORK | Landscaping | Solar Powered Irrigation Controller; Complete With Junction Box, Power Supply Cable, Connections, Conduits, Termination, Grounding, Accessories And All Ancillary Works As Necessary; Solar Powered Irrigation Controller; Ref. Sp | 1 | Nr | AED | 13641.4
2022-07 | 2 | 2.0463 |  | United Arab Emirates | Dubai | Hard & Soft Landscaping | Al Furjan | Package 15 | NAKHEEL | Green & More | Tender | 2022 | Fixed Price Lump Sum | SITE WORK | Landscaping | Power Supply Cable To Irrigation Controller Including Accessories And All Ancillary Works As Necessary; Power Supply To Irrigation Controller From The Existing Electric Panel Including Cables And Termination | 1 | Item | AED | 2693.9
2022-07 | 2 | 2.0463 |  | United Arab Emirates | Dubai | Hard & Soft Landscaping | Al Furjan | Package 15 | NAKHEEL | Green & More | Tender | 2022 | Fixed Price Lump Sum | SITE WORK | Landscaping | Irrigation Pipe Sleeves Pvc-U Class C, Pn9 Including Ancillary Works As Necessary; To Secondary Irrigation Pipe; 3" Diameter | 66 | m | AED | 41
2022-07 | 2 | 2.0463 |  | United Arab Emirates | Dubai | Hard & Soft Landscaping | Al Furjan | Package 15 | NAKHEEL | Green & More | Tender | 2022 | Fixed Price Lump Sum | SITE WORK | Landscaping | Point Of Connection To Infra Irrigation Water Source; Including Connections, Accessories And All Ancillary Works As Necessary; 4" Diameter Pipe | 4 | Nr | AED | 24854.4
2022-07 | 2 | 2.0463 |  | United Arab Emirates | Dubai | Hard & Soft Landscaping | Al Furjan | Package 15 | NAKHEEL | Green & More | Tender | 2022 | Fixed Price Lump Sum | MECHANICAL ENGINEERING INSTALLATIONS | Pipework and gutterwork | 4" Diameter Pipe | 1042 | m | AED | 51.4
2022-07 | 2 | 2.0463 |  | United Arab Emirates | Dubai | Hard & Soft Landscaping | Al Furjan | Package 15 | NAKHEEL | Green & More | Tender | 2022 | Fixed Price Lump Sum | ELECTRICAL ENGINEERING INSTALLATIONS | Equipment | Equipment; Including Fixings, Supports, Accessories And All Ancillary Works As Necessary; Lighting Distribution Board; Ls-Db-01, Tcl = 0.5Kw | 1 | Nr | AED | 4493.3
2022-07 | 2 | 2.0463 |  | United Arab Emirates | Dubai | Hard & Soft Landscaping | Al Furjan | Package 15 | NAKHEEL | Green & More | Tender | 2022 | Fixed Price Lump Sum | ELECTRICAL ENGINEERING INSTALLATIONS | Equipment | Equipment; Including Fixings, Supports, Accessories And All Ancillary Works As Necessary; Lighting Distribution Board; Ls-Db-02, Tcl = 1.0Kw | 1 | Nr | AED | 5048.3
2022-07 | 2 | 2.0463 |  | United Arab Emirates | Dubai | Hard & Soft Landscaping | Al Furjan | Package 15 | NAKHEEL | Green & More | Tender | 2022 | Fixed Price Lump Sum | ELECTRICAL ENGINEERING INSTALLATIONS | Equipment | Equipment; Including Fixings, Supports, Accessories And All Ancillary Works As Necessary; Lighting Distribution Board; Ls-Db-04, Tcl = 2.7Kw | 1 | Nr | AED | 7823.3
2022-07 | 2 | 2.0464 |  | United Arab Emirates | Dubai | Hard & Soft Landscaping | Al Furjan | Package 15 | NAKHEEL | Green & More | Tender | 2022 | Fixed Price Lump Sum | ELECTRICAL ENGINEERING INSTALLATIONS | Equipment | Equipment; Including Fixings, Supports, Accessories And All Ancillary Works As Necessary; Lighting Distribution Board; Ls-Db-05, Tcl = 0.7Kw | 1 | Nr | AED | 4493.3
2022-07 | 2 | 2.0464 |  | United Arab Emirates | Dubai | Hard & Soft Landscaping | Al Furjan | Package 15 | NAKHEEL | Green & More | Tender | 2022 | Fixed Price Lump Sum | ELECTRICAL ENGINEERING INSTALLATIONS | Equipment | Equipment; Including Fixings, Supports, Accessories And All Ancillary Works As Necessary; Lighting Distribution Board; Ls-Db-06, Tcl = 0.8Kw | 1 | Nr | AED | 4493.3
2022-07 | 2 | 2.0464 |  | United Arab Emirates | Dubai | Hard & Soft Landscaping | Al Furjan | Package 15 | NAKHEEL | Green & More | Tender | 2022 | Fixed Price Lump Sum | ELECTRICAL ENGINEERING INSTALLATIONS | Equipment | Equipment; Including Fixings, Supports, Accessories And All Ancillary Works As Necessary; Lighting Distribution Board; Ls-Db-07, Tcl = 0.7Kw | 1 | Nr | AED | 4493.3
2022-07 | 2 | 2.0464 |  | United Arab Emirates | Dubai | Hard & Soft Landscaping | Al Furjan | Package 15 | NAKHEEL | Green & More | Tender | 2022 | Fixed Price Lump Sum | ELECTRICAL ENGINEERING INSTALLATIONS | Equipment | Equipment; Including Fixings, Supports, Accessories And All Ancillary Works As Necessary; Lighting Distribution Board; Ls-Db-08, Tcl = 1.3Kw | 1 | Nr | AED | 5603.3
2022-07 | 2 | 2.0464 |  | United Arab Emirates | Dubai | Hard & Soft Landscaping | Al Furjan | Package 15 | NAKHEEL | Green & More | Tender | 2022 | Fixed Price Lump Sum | ELECTRICAL ENGINEERING INSTALLATIONS | Equipment | Equipment; Including Fixings, Supports, Accessories And All Ancillary Works As Necessary; Lighting Distribution Board; Ls-Db-03 | 1 | Nr | AED | 5603.3
2022-07 | 2 | 2.0464 |  | United Arab Emirates | Dubai | Hard & Soft Landscaping | Al Furjan | Package 15 | NAKHEEL | Green & More | Tender | 2022 | Fixed Price Lump Sum | ELECTRICAL ENGINEERING INSTALLATIONS | Accessories | Earthing System Installation; Earthing System; Including Earthworks, Fixings, Cables, Bondings, Accessories And All Ancillary Works As Necessary; Earth Pit | 8 | Nr | AED | 2474.5
2022-07 | 2 | 2.0464 |  | United Arab Emirates | Dubai | Hard & Soft Landscaping | Al Furjan | Package 15 | NAKHEEL | Green & More | Tender | 2022 | Fixed Price Lump Sum | ELECTRICAL ENGINEERING INSTALLATIONS | Final sub-circuits and auxiliary installations | Landscape Lighting Installation; Cables And Conduits To Termination Points; Including Terminations, Fixings, Supports, Hangers, Accessories And All Ancillary Works As Necessary; From Db To Type La(1) | 195 | Nr | AED | 1165
2022-07 | 2 | 2.0464 |  | United Arab Emirates | Dubai | Hard & Soft Landscaping | Al Furjan | Package 15 | NAKHEEL | Green & More | Tender | 2022 | Fixed Price Lump Sum | ELECTRICAL ENGINEERING INSTALLATIONS | Final sub-circuits and auxiliary installations | Landscape Lighting Installation; Cables And Conduits To Termination Points; Including Terminations, Fixings, Supports, Hangers, Accessories And All Ancillary Works As Necessary; From Db To Type La(2) | 29 | Nr | AED | 1422.2
2022-07 | 2 | 2.0464 |  | United Arab Emirates | Dubai | Hard & Soft Landscaping | Al Furjan | Package 15 | NAKHEEL | Green & More | Tender | 2022 | Fixed Price Lump Sum | ELECTRICAL ENGINEERING INSTALLATIONS | Final sub-circuits and auxiliary installations | Landscape Lighting Installation; Cables And Conduits To Termination Points; Including Terminations, Fixings, Supports, Hangers, Accessories And All Ancillary Works As Necessary; From Db To Type Lb(1) | 43 | Nr | AED | 2149.3
2022-07 | 2 | 2.0464 |  | United Arab Emirates | Dubai | Hard & Soft Landscaping | Al Furjan | Package 15 | NAKHEEL | Green & More | Tender | 2022 | Fixed Price Lump Sum | ELECTRICAL ENGINEERING INSTALLATIONS | Final sub-circuits and auxiliary installations | Landscape Lighting Installation; Cables And Conduits To Termination Points; Including Terminations, Fixings, Supports, Hangers, Accessories And All Ancillary Works As Necessary; From Db To Type Lb(2) | 60 | Nr | AED | 407
2022-07 | 2 | 2.0465 |  | United Arab Emirates | Dubai | Hard & Soft Landscaping | Al Furjan | Package 15 | NAKHEEL | Green & More | Tender | 2022 | Fixed Price Lump Sum | ELECTRICAL ENGINEERING INSTALLATIONS | Final sub-circuits and auxiliary installations | Landscape Lighting Installation; Cables And Conduits To Termination Points; Including Terminations, Fixings, Supports, Hangers, Accessories And All Ancillary Works As Necessary; From Db To Type Lc(1) | 62 | Nr | AED | 521.2
2022-07 | 2 | 2.0465 |  | United Arab Emirates | Dubai | Hard & Soft Landscaping | Al Furjan | Package 15 | NAKHEEL | Green & More | Tender | 2022 | Fixed Price Lump Sum | ELECTRICAL ENGINEERING INSTALLATIONS | Final sub-circuits and auxiliary installations | Landscape Lighting Installation; Cables And Conduits To Termination Points; Including Terminations, Fixings, Supports, Hangers, Accessories And All Ancillary Works As Necessary; From Db To Type Ld(1) | 4 | Nr | AED | 605.3
2022-07 | 2 | 2.0465 |  | United Arab Emirates | Dubai | Hard & Soft Landscaping | Al Furjan | Package 15 | NAKHEEL | Green & More | Tender | 2022 | Fixed Price Lump Sum | ELECTRICAL ENGINEERING INSTALLATIONS | Final sub-circuits and auxiliary installations | Landscape Lighting; Including Fixings, Supports, Hangers, Accessories And All Ancillary Works As Necessary; Type Lb(1): 13W Led Uplight, Wide Beam, 3000K, Ip67, Ik07 | 43 | Nr | AED | 2757.2
2022-07 | 2 | 2.0465 |  | United Arab Emirates | Dubai | Hard & Soft Landscaping | Al Furjan | Package 15 | NAKHEEL | Green & More | Tender | 2022 | Fixed Price Lump Sum | ELECTRICAL ENGINEERING INSTALLATIONS | Final sub-circuits and auxiliary installations | Landscape Lighting; Including Fixings, Supports, Hangers, Accessories And All Ancillary Works As Necessary; Type Lb(2): 12W Led Uplight, Narrow Beam, 3000K, Ip67, Ik07 | 60 | Nr | AED | 2757.2
2022-07 | 2 | 2.0465 |  | United Arab Emirates | Dubai | Hard & Soft Landscaping | Al Furjan | Package 15 | NAKHEEL | Green & More | Tender | 2022 | Fixed Price Lump Sum | ELECTRICAL ENGINEERING INSTALLATIONS | Final sub-circuits and auxiliary installations | Landscape Lighting; Including Fixings, Supports, Hangers, Accessories And All Ancillary Works As Necessary; Type Lc(1): 6.7W Led Periskop, 3000K, Ip66, Ik09 | 62 | Nr | AED | 1306.9
2022-07 | 2 | 2.0465 |  | United Arab Emirates | Dubai | Hard & Soft Landscaping | Al Furjan | Package 15 | NAKHEEL | Green & More | Tender | 2022 | Fixed Price Lump Sum | ELECTRICAL ENGINEERING INSTALLATIONS | Accessories | Bollard Lighting; Including Fixings, Fittings, Supports, Bases, Accessories And All Ancillary Works As Necessary; Type La(1): 9.5W Led Bollard, 3000K, Ip66, Ik07 | 195 | Nr | AED | 2372.3
2022-07 | 2 | 2.0465 |  | United Arab Emirates | Dubai | Hard & Soft Landscaping | Al Furjan | Package 15 | NAKHEEL | Green & More | Tender | 2022 | Fixed Price Lump Sum | ELECTRICAL ENGINEERING INSTALLATIONS | Accessories | Bollard Lighting; Including Fixings, Fittings, Supports, Bases, Accessories And All Ancillary Works As Necessary; Type La(2): | 29 | Nr | AED | 17744.9
2022-07 | 2 | 2.0465 |  | United Arab Emirates | Dubai | Hard & Soft Landscaping | Al Furjan | Package 15 | NAKHEEL | Green & More | Tender | 2022 | Fixed Price Lump Sum | ELECTRICAL ENGINEERING INSTALLATIONS | Accessories | Amenities Lighting; Including Fixings, Fittings, Supports, Hangers, Poles, Accessories And All Ancillary Works As Necessary; Type Ld(1): 280W Led, Flood Light, 3000K, Ip66, Ik08 | 4 | Nr | AED | 9303.4
2022-07 | 2 | 2.0465 |  | United Arab Emirates | Dubai | Hard & Soft Landscaping | Al Furjan | Package 15 | NAKHEEL | Green & More | Tender | 2022 | Fixed Price Lump Sum | ELECTRICAL ENGINEERING INSTALLATIONS | Main circuits | Connection To Supply Mains Including Cables, Containments, Fixings, Supports, Accessories And All Ancillary Works As Necessary; From Lighting Distribution Board To Existing Power Supply | 1 | Item | AED | 17282.1
2022-07 | 2 | 2.0465 |  | United Arab Emirates | Dubai | Hard & Soft Landscaping | Al Furjan | Package 15 | NAKHEEL | Green & More | Tender | 2022 | Fixed Price Lump Sum | ELECTRICAL ENGINEERING INSTALLATIONS | Final sub-circuits and auxiliary installations | Power Bollard | 1 | Nr | AED | 9990
2022-07 | 2 | 2.0466 |  | United Arab Emirates | Dubai | Hard & Soft Landscaping | Al Furjan | Package 15 | NAKHEEL | Green & More | Tender | 2022 | Fixed Price Lump Sum | ELECTRICAL ENGINEERING INSTALLATIONS | Final sub-circuits and auxiliary installations | From Db To Type Lg(1) (Power Bollard Provision) | 1 | Nr | AED | 417.5
2022-08 | 2 | 2.0466 |  | United Arab Emirates | Dubai | Hard & Soft Landscaping | Al Furjan | Package 16 | NAKHEEL | Green & More | Tender | 2022 | Fixed Price Lump Sum | SITE WORK | Site preparation | Site Clearance; Removal Of Debris, Rubbish, Vegetation, Any Existing Foundation And Services And The Like Prior To The Commencement Of Excavation Works; Including Disposal To Approved Location | 65013 | m² | AED | 1.5
2022-08 | 2 | 2.0466 |  | United Arab Emirates | Dubai | Hard & Soft Landscaping | Al Furjan | Package 16 | NAKHEEL | Green & More | Tender | 2022 | Fixed Price Lump Sum | SITE WORK | Site preparation | Site Clearance; Removal Of Existing Asphalt Road Including Kerbs, Making Good And Disposal (Rate Only) | 1 | m² | AED | 63.7
2022-08 | 2 | 2.0466 |  | United Arab Emirates | Dubai | Hard & Soft Landscaping | Al Furjan | Package 16 | NAKHEEL | Green & More | Tender | 2022 | Fixed Price Lump Sum | SITE WORK | Excavation | Excavation Works; Including All Ancillary Works As Necessary; From Site Existing Levels Up To The Proposed Grading Levels; Excavation From Existing Grade Levels Up To Proposed Levels | 1 | Item | AED | 195300.4
2022-08 | 2 | 2.0466 |  | United Arab Emirates | Dubai | Hard & Soft Landscaping | Al Furjan | Package 16 | NAKHEEL | Green & More | Tender | 2022 | Fixed Price Lump Sum | SITE WORK | Excavation | Excavation Works; Including All Ancillary Works As Necessary; From Site Existing Levels Up To The Proposed Grading Levels; Excavation From Existing Grade Levels Up To Proposed Level (Rate Only) | 1 | m³ | AED | 11.7
2022-08 | 2 | 2.0466 |  | United Arab Emirates | Dubai | Hard & Soft Landscaping | Al Furjan | Package 16 | NAKHEEL | Green & More | Tender | 2022 | Fixed Price Lump Sum | SITE WORK | Excavation | Excavation Works; Including All Ancillary Works As Necessary; From Site Level +0.00 Up To The Required Levels; Excavation To Reduce Levels; Not Exceeding 250Mm Depth; To Paving And Surface Finish Area | 10212 | m³ | AED | 11.7
2022-08 | 2 | 2.0466 |  | United Arab Emirates | Dubai | Hard & Soft Landscaping | Al Furjan | Package 16 | NAKHEEL | Green & More | Tender | 2022 | Fixed Price Lump Sum | SITE WORK | Excavation | Excavation Works; Including All Ancillary Works As Necessary; From Site Level +0.00 Up To The Required Levels; Excavation To Reduce Level; Over 250Mm But Not Exceeding 500Mm; To Planting Area | 3916 | m³ | AED | 11.7
2022-08 | 2 | 2.0466 |  | United Arab Emirates | Dubai | Hard & Soft Landscaping | Al Furjan | Package 16 | NAKHEEL | Green & More | Tender | 2022 | Fixed Price Lump Sum | SITE WORK | Excavation | Excavation Works; Including All Ancillary Works As Necessary; From Site Level +0.00 Up To The Required Levels; Excavation To Reduce Level; Over 500Mm But Not Exceeding 750Mm; To Planting Area | 6900 | m³ | AED | 11.7
2022-08 | 2 | 2.0466 |  | United Arab Emirates | Dubai | Hard & Soft Landscaping | Al Furjan | Package 16 | NAKHEEL | Green & More | Tender | 2022 | Fixed Price Lump Sum | SITE WORK | Excavation | Excavation Works; Including All Ancillary Works As Necessary; From Site Level +0.00 Up To The Required Levels; Excavation To Reduce Level; Over 250Mm But Not Exceeding 500Mm; To Steps; Excavation To Reduce Level; Over 250Mm But Not Exceeding 500Mm; To Steps | 9 | m³ | AED | 11.7
2022-08 | 2 | 2.0466 |  | United Arab Emirates | Dubai | Hard & Soft Landscaping | Al Furjan | Package 16 | NAKHEEL | Green & More | Tender | 2022 | Fixed Price Lump Sum | SITE WORK | Excavation | Excavation Works; Including All Ancillary Works As Necessary; From Site Level +0.00 Up To The Required Levels; Trench Excavation; To Receive Foundations | 1298 | m³ | AED | 11.7
2022-08 | 2 | 2.0467 |  | United Arab Emirates | Dubai | Hard & Soft Landscaping | Al Furjan | Package 16 | NAKHEEL | Green & More | Tender | 2022 | Fixed Price Lump Sum | SITE WORK | Excavation | Excavation Works; Including All Ancillary Works As Necessary; From Site Level +0.00 Up To The Required Levels; Pit Excavation; Over 1000Mm But Not Exceeding 1500Mm Depth; To Receive Tree Pits | 3805 | m³ | AED | 11.7
2022-08 | 2 | 2.0467 |  | United Arab Emirates | Dubai | Hard & Soft Landscaping | Al Furjan | Package 16 | NAKHEEL | Green & More | Tender | 2022 | Fixed Price Lump Sum | SITE WORK | Excavation | Excavation Works; Including All Ancillary Works As Necessary; From Site Level +0.00 Up To The Required Levels; Pit Excavation; Over 1500Mm But Not Exceeding 2000Mm Depth; To Receive Tree Pits | 731 | m³ | AED | 11.7
2022-08 | 2 | 2.0467 |  | United Arab Emirates | Dubai | Hard & Soft Landscaping | Al Furjan | Package 16 | NAKHEEL | Green & More | Tender | 2022 | Fixed Price Lump Sum | SITE WORK | Disposal | Disposal Of Unsuitable And Surplus Materials Arising From Excavation; Removed On Site Including A Suitable Tip | 26402 | m³ | AED | 17.5
2022-08 | 2 | 2.0467 |  | United Arab Emirates | Dubai | Hard & Soft Landscaping | Al Furjan | Package 16 | NAKHEEL | Green & More | Tender | 2022 | Fixed Price Lump Sum | SITE WORK | Disposal | Disposal Of Unsuitable And Surplus Materials Arising From Excavation; Removed Off-Site Material (Rate Only) | 1 | m³ | AED | 39.7
2022-08 | 2 | 2.0467 |  | United Arab Emirates | Dubai | Hard & Soft Landscaping | Al Furjan | Package 16 | NAKHEEL | Green & More | Tender | 2022 | Fixed Price Lump Sum | SITE WORK | Disposal | Disposal Of Unsuitable And Surplus Materials Arising From Excavation; Backfill Into Excavation | 469 | m³ | AED | 14.6
2022-08 | 2 | 2.0467 |  | United Arab Emirates | Dubai | Hard & Soft Landscaping | Al Furjan | Package 16 | NAKHEEL | Green & More | Tender | 2022 | Fixed Price Lump Sum | SITE WORK | Filling | Filling To Make Up Levels; Including Compaction And All Ancillary Works As Necessary; 100Mm Thick Aggregate Sub-Base Course | 20 | m³ | AED | 122.3
2022-08 | 2 | 2.0467 |  | United Arab Emirates | Dubai | Hard & Soft Landscaping | Al Furjan | Package 16 | NAKHEEL | Green & More | Tender | 2022 | Fixed Price Lump Sum | SITE WORK | Filling | Filling To Make Up Levels; Including Compaction And All Ancillary Works As Necessary; 100Mm Thick Compacted Aggregate Sub-Base Course For Precast Seatwall, Walls, Steps And Ramps | 120 | m³ | AED | 122.3
2022-08 | 2 | 2.0467 |  | United Arab Emirates | Dubai | Hard & Soft Landscaping | Al Furjan | Package 16 | NAKHEEL | Green & More | Tender | 2022 | Fixed Price Lump Sum | SITE WORK | Filling | Filling To Make Up Levels; Including Compaction And All Ancillary Works As Necessary; 150Mm Thick Compacted Aggregate Sub-Base Course For Hard Scape Area | 4917 | m³ | AED | 122.3
2022-08 | 2 | 2.0467 |  | United Arab Emirates | Dubai | Hard & Soft Landscaping | Al Furjan | Package 16 | NAKHEEL | Green & More | Tender | 2022 | Fixed Price Lump Sum | SITE WORK | Paving and surfacing | Precast Paver Block; In Shotblast Finish; Laid On 50Mm Thick Sharp Sand Bed And Compacted Existing Grade; Including Grout Mortar, Joint And Edge Treatment And Including All Ancillary Works As Necessary; Paving Type Pv01; Pcc Paver 'Tegula'; Varying Size And Colors A- (15%) 160 X 160 X 80Mm In Light Brown, B- (5%) 120 X 160 X 80Mm In Medium Brown, C-(80%) 160 X 160 X 80Mm In Dark Brown | 6995 | m² | AED | 88.9
2022-08 | 2 | 2.0467 |  | United Arab Emirates | Dubai | Hard & Soft Landscaping | Al Furjan | Package 16 | NAKHEEL | Green & More | Tender | 2022 | Fixed Price Lump Sum | SITE WORK | Paving and surfacing | Precast Paver Block; In Shotblast Finish; Laid On 50Mm Thick Sharp Sand Bed And Compacted Existing Grade; Including Grout Mortar, Joint And Edge Treatment And Including All Ancillary Works As Necessary; Paving Type Pv02; Pcc Paver 'Tegula'; Varying Size And Colors A-120 X 160 X 60Mm In Light Brown, B-120 X 160 X 60Mm In Medium Brown, C-160 X 160 X 60Mm In Light Brown, D-160 X 160 X 60Mm In Medium Brown, E-160 X 160 X 60Mm In Dark Brown, F-160 X 240 X 60Mm In Light Brown; Paving Type Pv02; Pcc Paver 'Tegula'; Varying Size And Colors A-120 X 160 X 60Mm In Light Brown, B-120 X 160 X 60Mm In Medium Brown, C-160 X 160 X 60Mm In Light Brown, D-160 X 160 X 60Mm In Medium Brown, E-160 X 160 X 60Mm In Dark Brown, F-160 X 240 X 60Mm In Light Brown | 10087 | m² | AED | 86.7
2022-08 | 2 | 2.0468 |  | United Arab Emirates | Dubai | Hard & Soft Landscaping | Al Furjan | Package 16 | NAKHEEL | Green & More | Tender | 2022 | Fixed Price Lump Sum | SITE WORK | Paving and surfacing | Precast Paver Block; In Shotblast Finish; Laid On 50Mm Thick Sharp Sand Bed And Compacted Existing Grade; Including Grout Mortar, Joint And Edge Treatment And Including All Ancillary Works As Necessary | 1586 | m² | AED | 92.3
2022-08 | 2 | 2.0468 |  | United Arab Emirates | Dubai | Hard & Soft Landscaping | Al Furjan | Package 16 | NAKHEEL | Green & More | Tender | 2022 | Fixed Price Lump Sum | SITE WORK | Paving and surfacing | Precast Paver Block; In Shotblast Finish; Laid On 50Mm Thick Sharp Sand Bed And Compacted Existing Grade; Including Grout Mortar, Joint And Edge Treatment And Including All Ancillary Works As Necessary; Paving Type Pp02; 'Flora'; Rectangle Running Bond; Varying Size 300 X 600 X 60Mm Thick And 150 X 600 X 60Mm Thick; In Light Beige Colors | 796 | m² | AED | 92.3
2022-08 | 2 | 2.0468 |  | United Arab Emirates | Dubai | Hard & Soft Landscaping | Al Furjan | Package 16 | NAKHEEL | Green & More | Tender | 2022 | Fixed Price Lump Sum | SITE WORK | Paving and surfacing | Paving Type Pp03; 'Sienna'; Running Bond Pattern; Varying Size A- 240 X 200 X 60, B- 160 X 200 X 60, C-120 X 200 X 60, D-150 X 200 X 60, E - 120 X 120 X 60; In 80% Light Brown; 20% Medium Brown Colors; In Shotblast Finish | 4295 | m² | AED | 92.3
2022-08 | 2 | 2.0468 |  | United Arab Emirates | Dubai | Hard & Soft Landscaping | Al Furjan | Package 16 | NAKHEEL | Green & More | Tender | 2022 | Fixed Price Lump Sum | SITE WORK | Paving and surfacing | Concrete Pavers; Laid On 30Mm Thick Mortar Bed And Compacted Sub-Base; Including Grout Mortar, Joint And Edge Treatment And Including All Ancillary Works As Necessary; To Fu02; Size 200 X 200 X 60Mm Thick | 4 | m² | AED | 86.7
2022-08 | 2 | 2.0468 |  | United Arab Emirates | Dubai | Hard & Soft Landscaping | Al Furjan | Package 16 | NAKHEEL | Green & More | Tender | 2022 | Fixed Price Lump Sum | SITE WORK | Paving and surfacing | Concrete Pavers; Laid On 30Mm Thick Mortar Bed And Compacted Sub-Base; Including Grout Mortar, Joint And Edge Treatment And Including All Ancillary Works As Necessary; To Fu03; Size 200 X 200 X 60Mm Thick | 36 | m² | AED | 86.7
2022-08 | 2 | 2.0468 |  | United Arab Emirates | Dubai | Hard & Soft Landscaping | Al Furjan | Package 16 | NAKHEEL | Green & More | Tender | 2022 | Fixed Price Lump Sum | SITE WORK | Paving and surfacing | Concrete Pavers; Laid On 30Mm Thick Mortar Bed And Compacted Sub-Base; Including Grout Mortar, Joint And Edge Treatment And Including All Ancillary Works As Necessary; To Fu04; Size 200 X 200 X 60Mm Thick | 18 | m² | AED | 86.7
2022-08 | 2 | 2.0468 |  | United Arab Emirates | Dubai | Hard & Soft Landscaping | Al Furjan | Package 16 | NAKHEEL | Green & More | Tender | 2022 | Fixed Price Lump Sum | SITE WORK | Paving and surfacing | Concrete Pavers; Pcc Band In Shotblast Finish; Laid On 30Mm Thick Mortar Bed And Compacted Sub-Base; Including Grout Mortar, Joint And Edge Treatment And Including All Ancillary Works As Necessary; Band Type Pb01; Size 200 X 300 X 80Mm Thick; In Dark Brown Colors | 24389 | m | AED | 27.1
2022-08 | 2 | 2.0468 |  | United Arab Emirates | Dubai | Hard & Soft Landscaping | Al Furjan | Package 16 | NAKHEEL | Green & More | Tender | 2022 | Fixed Price Lump Sum | SITE WORK | Paving and surfacing | Concrete Pavers; Pcc Band In Shotblast Finish; Laid On 30Mm Thick Mortar Bed And Compacted Sub-Base; Including Grout Mortar, Joint And Edge Treatment And Including All Ancillary Works As Necessary; Band Type Pb02; Size 300 X 300 X 80Mm Thick; In Med. Brown Colors; In Shotblast Finish | 1529 | m | AED | 33.9
2022-08 | 2 | 2.0468 |  | United Arab Emirates | Dubai | Hard & Soft Landscaping | Al Furjan | Package 16 | NAKHEEL | Green & More | Tender | 2022 | Fixed Price Lump Sum | SITE WORK | Paving and surfacing | Concrete Pavers; Pcc Band In Shotblast Finish; Laid On 30Mm Thick Mortar Bed And Compacted Sub-Base; Including Grout Mortar, Joint And Edge Treatment And Including All Ancillary Works As Necessary; Band Type Pb03; Size 300 X 600 X 80Mm Thick; In Med. Brown Colors; In Shotblast Finish | 423 | m | AED | 35.2
2022-08 | 2 | 2.0468 |  | United Arab Emirates | Dubai | Hard & Soft Landscaping | Al Furjan | Package 16 | NAKHEEL | Green & More | Tender | 2022 | Fixed Price Lump Sum | SITE WORK | Paving and surfacing | Concrete Pavers; Pcc Band In Shotblast Finish; Laid On 30Mm Thick Mortar Bed And Compacted Sub-Base; Including Grout Mortar, Joint And Edge Treatment And Including All Ancillary Works As Necessary; Band Type Pb04; Size 200 X 200 X 80Mm Thick; In Med. Brown Colors; In Shotblast Finish | 562 | m | AED | 27.1
2022-08 | 2 | 2.0469 |  | United Arab Emirates | Dubai | Hard & Soft Landscaping | Al Furjan | Package 16 | NAKHEEL | Green & More | Tender | 2022 | Fixed Price Lump Sum | SITE WORK | Landscaping | Gravel; Non Self Binding-Loose Laid; Natural River Rounded From Wadi Source; Laid On Compacted Existing Grade Layer; Including Accessories And All Ancillary Works As Necessary; Type Ag01; 75-100Mm Diameter Rounded Decorative Gravel Bed; 100Mm Depth | 152 | m² | AED | 29.5
2022-08 | 2 | 2.0469 |  | United Arab Emirates | Dubai | Hard & Soft Landscaping | Al Furjan | Package 16 | NAKHEEL | Green & More | Tender | 2022 | Fixed Price Lump Sum | SITE WORK | Paving and surfacing | Type Ag02; 14Mm Sieve Size; 100Mm Depth | 754 | m² | AED | 29.5
2022-08 | 2 | 2.0469 |  | United Arab Emirates | Dubai | Hard & Soft Landscaping | Al Furjan | Package 16 | NAKHEEL | Green & More | Tender | 2022 | Fixed Price Lump Sum | SITE WORK | Paving and surfacing | Asphalt Paving; 40Mm Thick Asphalt Wearing Course With Epoxy Acrylic Coating; Laid On And Including 40Mm Thick Asphalt Base Course, Surface Preparation, Accessories And All Ancillary Works As Necessary; Type As01; 80Mm Thick | 1122 | m² | AED | 187.9
2022-08 | 2 | 2.0469 |  | United Arab Emirates | Dubai | Hard & Soft Landscaping | Al Furjan | Package 16 | NAKHEEL | Green & More | Tender | 2022 | Fixed Price Lump Sum | SITE WORK | Paving and surfacing | Epdm Surface; 16Mm Thick Top Coat; Over 60-150Mm Thick Black Base Rubber; Laid On Compacted Sub-Base (Measured Separately); Including Accessories And All Ancillary Works As Necessary; Type Ep01 | 742 | m² | AED | 455.1
2022-08 | 2 | 2.0469 |  | United Arab Emirates | Dubai | Hard & Soft Landscaping | Al Furjan | Package 16 | NAKHEEL | Green & More | Tender | 2022 | Fixed Price Lump Sum | SITE WORK | Landscaping | Boulders; Local Quarry Rock; In Natural Finish; Laid On Compacted Sub-Base (Measured Separately); Including Accessories And All Ancillary Works As Necessary; Type B01; Varying Size 400-1600Mm Diameter; In Grey Or Beige Color | 39 | m² | AED | 1308.1
2022-08 | 2 | 2.0469 |  | United Arab Emirates | Dubai | Hard & Soft Landscaping | Al Furjan | Package 16 | NAKHEEL | Green & More | Tender | 2022 | Fixed Price Lump Sum | SITE WORK | Landscaping | Hoggin Stone; 5-25Mm Diameter Aggregate; Non-Self Binding Stone; In Natural Desert Tan; In Rolled Finish; Laid On 100Mm Thick Aggregate Sub-Base (Measured Separately); Including Accessories And All Ancillary Works As Necessary; Type H01; 80-100Mm Thick | 195 | m² | AED | 52.1
2022-08 | 2 | 2.0469 |  | United Arab Emirates | Dubai | Hard & Soft Landscaping | Al Furjan | Package 16 | NAKHEEL | Green & More | Tender | 2022 | Fixed Price Lump Sum | SITE WORK | Landscaping | Existing Sand; Achieve Approved Lay-Out Including Surface Preparation, Making Good, Accessories And All Ancillary Works As Necessary; Existing Sand Treatment | 5359 | m² | AED | 6.4
2022-08 | 2 | 2.0469 |  | United Arab Emirates | Dubai | Hard & Soft Landscaping | Al Furjan | Package 16 | NAKHEEL | Green & More | Tender | 2022 | Fixed Price Lump Sum | SITE WORK | Landscaping | Sundries; Geotextile Membrane; Non-Woven As Drawing Nr. 21-6007-Alf-P16-St-Dwg-Td-01 Detail 1 | 2771 | m² | AED | 3.2
2022-08 | 2 | 2.0469 |  | United Arab Emirates | Dubai | Hard & Soft Landscaping | Al Furjan | Package 16 | NAKHEEL | Green & More | Tender | 2022 | Fixed Price Lump Sum | SITE WORK | Landscaping | Sundries; Allow Tie-In Connections For Minor And/Or Ancillary Structures (Swimming Pool And Water Features) | 1 | Item | AED | 22000
2022-08 | 2 | 2.0469 |  | United Arab Emirates | Dubai | Hard & Soft Landscaping | Al Furjan | Package 16 | NAKHEEL | Green & More | Tender | 2022 | Fixed Price Lump Sum | SITE WORK | Landscaping | Planting Medium Soil; Laid On Compacted Subgrade; Including All Ancillary Works As Necessary; 300Mm Depth; To Lawn And Grass | 3614 | m³ | AED | 44.8
2022-08 | 2 | 2.047 |  | United Arab Emirates | Dubai | Hard & Soft Landscaping | Al Furjan | Package 16 | NAKHEEL | Green & More | Tender | 2022 | Fixed Price Lump Sum | SITE WORK | Landscaping | Planting Medium Soil; Laid On Compacted Subgrade; Including All Ancillary Works As Necessary; 500Mm Depth; To Shrubs And Ground Cover | 6272 | m³ | AED | 44.8
2022-08 | 2 | 2.047 |  | United Arab Emirates | Dubai | Hard & Soft Landscaping | Al Furjan | Package 16 | NAKHEEL | Green & More | Tender | 2022 | Fixed Price Lump Sum | SITE WORK | Landscaping | Planting Medium Soil; Laid On Compacted Subgrade; Including All Ancillary Works As Necessary; 1500Mm Depth; To Large Tree Pits | 3567 | m³ | AED | 44.8
2022-08 | 2 | 2.047 |  | United Arab Emirates | Dubai | Hard & Soft Landscaping | Al Furjan | Package 16 | NAKHEEL | Green & More | Tender | 2022 | Fixed Price Lump Sum | SITE WORK | Landscaping | Planting Medium Soil; With Zander Mychorriza Organic; Laid On Compacted Subgrade; Including All Ancillary Works As Necessary; 2000Mm Depth; To Palm Tree Pits | 696 | m³ | AED | 241.2
2022-08 | 2 | 2.047 |  | United Arab Emirates | Dubai | Hard & Soft Landscaping | Al Furjan | Package 16 | NAKHEEL | Green & More | Tender | 2022 | Fixed Price Lump Sum | SITE WORK | Landscaping | Organic Bark Mulch; Including All Ancillary Works As Necessary; Mulching; 75Mm Thick; To Shrub | 7704 | m² | AED | 38.4
2022-08 | 2 | 2.047 |  | United Arab Emirates | Dubai | Hard & Soft Landscaping | Al Furjan | Package 16 | NAKHEEL | Green & More | Tender | 2022 | Fixed Price Lump Sum | SITE WORK | Landscaping | Organic Bark Mulch; Including All Ancillary Works As Necessary; Mulching; 75Mm Thick; To Trees And Palm Trees | 2726 | m² | AED | 38.4
2022-08 | 2 | 2.047 |  | United Arab Emirates | Dubai | Hard & Soft Landscaping | Al Furjan | Package 16 | NAKHEEL | Green & More | Tender | 2022 | Fixed Price Lump Sum | SITE WORK | Landscaping | Drainage Aggregate Layer Coarse 10-15Mm Diameter; Including All Ancillary Works As Necessary; Drainage Layer; 100Mm Thick; To Trees And Palm Trees | 2726 | m² | AED | 14.3
2022-08 | 2 | 2.047 |  | United Arab Emirates | Dubai | Hard & Soft Landscaping | Al Furjan | Package 16 | NAKHEEL | Green & More | Tender | 2022 | Fixed Price Lump Sum | SITE WORK | Landscaping | Trees; Including Support System, Groundkeeper And All Ancillary Works As Necessary | 7 | Nr | AED | 1988
2022-08 | 2 | 2.047 |  | United Arab Emirates | Dubai | Hard & Soft Landscaping | Al Furjan | Package 16 | NAKHEEL | Green & More | Tender | 2022 | Fixed Price Lump Sum | SITE WORK | Landscaping | Trees; Including Support System, Groundkeeper And All Ancillary Works As Necessary; Aza Ind; Neem Tree (Azadirachta Indica); With Overall Height 4.0-4.5M; Clear Trunk 1.8M; Min. Caliper 80-100Mm; Adaptive | 66 | Nr | AED | 1215.8
2022-08 | 2 | 2.047 |  | United Arab Emirates | Dubai | Hard & Soft Landscaping | Al Furjan | Package 16 | NAKHEEL | Green & More | Tender | 2022 | Fixed Price Lump Sum | SITE WORK | Landscaping | Trees; Including Support System, Groundkeeper And All Ancillary Works As Necessary; Aza Ind; Neem Tree (Azadirachta Indica); With Overall Height 4.0-4.5M; Clear Trunk 1.8M; Min. Caliper 80-100Mm; Adaptive | 283 | Nr | AED | 1512.8
2022-08 | 2 | 2.047 |  | United Arab Emirates | Dubai | Hard & Soft Landscaping | Al Furjan | Package 16 | NAKHEEL | Green & More | Tender | 2022 | Fixed Price Lump Sum | SITE WORK | Landscaping | Trees; Including Support System, Groundkeeper And All Ancillary Works As Necessary; Del Reg; Royal Poinciana (Delonix Regia); With Overall Height 4.0-4.5M; Clear Trunk 1.8M; Min. Caliper 80-100Mm; Adaptive | 191 | Nr | AED | 1514.9
2022-08 | 2 | 2.0471 |  | United Arab Emirates | Dubai | Hard & Soft Landscaping | Al Furjan | Package 16 | NAKHEEL | Green & More | Tender | 2022 | Fixed Price Lump Sum | SITE WORK | Landscaping | Trees; Including Support System, Groundkeeper And All Ancillary Works As Necessary; Hib Til; Sea Hibiscus, Mahoe (Hibiscus Tiliaceus); With Overall Height 3.5-4.0M; Clear Trunk 1.5M; Min. Caliper 80-100Mm; Adaptive | 14 | Nr | AED | 1514.9
2022-08 | 2 | 2.0471 |  | United Arab Emirates | Dubai | Hard & Soft Landscaping | Al Furjan | Package 16 | NAKHEEL | Green & More | Tender | 2022 | Fixed Price Lump Sum | SITE WORK | Landscaping | Trees; Including Support System, Groundkeeper And All Ancillary Works As Necessary; Mil Hor; Jasmin Tree (Millingtonia Hortensis); With Overall Height 4.0-4.5M; Clear Trunk 1.8M; Min. Caliper 80-100Mm; Adaptive | 9 | Nr | AED | 1809.8
2022-08 | 2 | 2.0471 |  | United Arab Emirates | Dubai | Hard & Soft Landscaping | Al Furjan | Package 16 | NAKHEEL | Green & More | Tender | 2022 | Fixed Price Lump Sum | SITE WORK | Landscaping | Trees; Including Support System, Groundkeeper And All Ancillary Works As Necessary; Par Acu; Mexican Palo Verde (Parkinsonia Aculeata); With Overall Height 3.5-4.0M; Clear Trunk 1.5M; Min. Caliper 60-80Mm; Adaptive | 139 | Nr | AED | 1276.9
2022-08 | 2 | 2.0471 |  | United Arab Emirates | Dubai | Hard & Soft Landscaping | Al Furjan | Package 16 | NAKHEEL | Green & More | Tender | 2022 | Fixed Price Lump Sum | SITE WORK | Landscaping | Trees; Including Support System, Groundkeeper And All Ancillary Works As Necessary; Pel Pte; Copper-Pod (Peltophorum Pterocarpum); With Overall Height 2.0-2.5M; Clear Trunk 1.5M; Min. Caliper 80-100Mm; Adaptive | 166 | Nr | AED | 1990.8
2022-08 | 2 | 2.0471 |  | United Arab Emirates | Dubai | Hard & Soft Landscaping | Al Furjan | Package 16 | NAKHEEL | Green & More | Tender | 2022 | Fixed Price Lump Sum | SITE WORK | Landscaping | Trees; Including Support System, Groundkeeper And All Ancillary Works As Necessary; Pel Pte; Copper-Pod (Peltophorum Pterocarpum); With Overall Height 2.0-2.5M; Clear Trunk 1.5M; Min. Caliper 80-100Mm; Adaptive | 30 | Nr | AED | 1217.4
2022-08 | 2 | 2.0471 |  | United Arab Emirates | Dubai | Hard & Soft Landscaping | Al Furjan | Package 16 | NAKHEEL | Green & More | Tender | 2022 | Fixed Price Lump Sum | SITE WORK | Paving and surfacing | Tec Und; Honey Tree (Tecomella Undulata); With Overall Height 3.5-4.0M; Clear Trunk 1.5-2.0M; Min. Caliper 60-80Mm; Adaptive | 7 | Nr | AED | 1098.4
2022-08 | 2 | 2.0471 |  | United Arab Emirates | Dubai | Hard & Soft Landscaping | Al Furjan | Package 16 | NAKHEEL | Green & More | Tender | 2022 | Fixed Price Lump Sum | SITE WORK | Landscaping | Ter Cat; False Kamani (Terminalia Catappa); With Overall Height 2.0-2.5M; Clear Trunk 1.5-2.0M; Min. Caliper 60-80Mm; Adaptive | 1 | Nr | AED | 1633.8
2022-08 | 2 | 2.0471 |  | United Arab Emirates | Dubai | Hard & Soft Landscaping | Al Furjan | Package 16 | NAKHEEL | Green & More | Tender | 2022 | Fixed Price Lump Sum | SITE WORK | Paving and surfacing | Tam Ind; Tamarind, Tamir Hindi (Tamarindus Indica); With Overall Height 4.0-4.5M; Clear Trunk 1.5M; Min. Caliper 60-80Mm; Adaptive | 3 | Nr | AED | 1752.8
2022-08 | 2 | 2.0471 |  | United Arab Emirates | Dubai | Hard & Soft Landscaping | Al Furjan | Package 16 | NAKHEEL | Green & More | Tender | 2022 | Fixed Price Lump Sum | SITE WORK | Landscaping | Ziz Spi; Sidr (Ziziphus Spina-Christi); With Overall Height 4.0-4.5M; Clear Trunk 1.8M; Min. Caliper 80-100Mm; Local | 29 | Nr | AED | 2050.3
2022-08 | 2 | 2.0471 |  | United Arab Emirates | Dubai | Hard & Soft Landscaping | Al Furjan | Package 16 | NAKHEEL | Green & More | Tender | 2022 | Fixed Price Lump Sum | SITE WORK | Landscaping | Pro Jul; Mequite, Safsaf (Prospolis Juliflora); With Overall Height 4.0-4.5M; Clear Trunk 1.8M; Min. Caliper 80-100Mm; Local | 112 | Nr | AED | 1514.9
2022-08 | 2 | 2.0472 |  | United Arab Emirates | Dubai | Hard & Soft Landscaping | Al Furjan | Package 16 | NAKHEEL | Green & More | Tender | 2022 | Fixed Price Lump Sum | SITE WORK | Landscaping | Palm Trees; Including Support System, Groundkeeper And All Ancillary Works As Necessary; Bis Nob; Bismark Palm (Bismarckia Nobilis); With Overall Height 3.0-3.5M; Clear Trunk 1.0-1.5M; Min. Caliper 400-500Mm; Adaptive | 3 | Nr | AED | 7931
2022-08 | 2 | 2.0472 |  | United Arab Emirates | Dubai | Hard & Soft Landscaping | Al Furjan | Package 16 | NAKHEEL | Green & More | Tender | 2022 | Fixed Price Lump Sum | SITE WORK | Landscaping | Palm Trees; Including Support System, Groundkeeper And All Ancillary Works As Necessary; Cop Alb; Wax Palm (Copernica Alba); With Overall Height 2.0-2.5M; Clear Trunk 1.0-1.5M; Adaptive | 4 | Nr | AED | 1684.8
2022-08 | 2 | 2.0472 |  | United Arab Emirates | Dubai | Hard & Soft Landscaping | Al Furjan | Package 16 | NAKHEEL | Green & More | Tender | 2022 | Fixed Price Lump Sum | SITE WORK | Landscaping | Palm Trees; Including Support System, Groundkeeper And All Ancillary Works As Necessary; Pho Dac; Date Palm (Phoenix Dactylifera); With Overall Height 6.0M; Clear Trunk 2.5-5.0M; Min. Caliper 400-500Mm; Local | 35 | Nr | AED | 1625.3
2022-08 | 2 | 2.0472 |  | United Arab Emirates | Dubai | Hard & Soft Landscaping | Al Furjan | Package 16 | NAKHEEL | Green & More | Tender | 2022 | Fixed Price Lump Sum | SITE WORK | Landscaping | Palm Trees; Including Support System, Groundkeeper And All Ancillary Works As Necessary; Was Rob; Mexican Fan Palm (Washington Robusta); With Overall Height 4.5-5.0M; Clear Trunk 2.5-5.0M; Min. Caliper 300-400Mm; Local | 45 | Nr | AED | 3766.9
2022-08 | 2 | 2.0472 |  | United Arab Emirates | Dubai | Hard & Soft Landscaping | Al Furjan | Package 16 | NAKHEEL | Green & More | Tender | 2022 | Fixed Price Lump Sum | SITE WORK | Landscaping | Succulents; Including Additional Earthworks, Fertilizer And All Ancillary Works As Necessary; Aga Ame; Century Plant (Agave Americana); Height 300-400Mm; Min. Spread 300-400Mm; Adaptive | 77 | Nr | AED | 25.6
2022-08 | 2 | 2.0472 |  | United Arab Emirates | Dubai | Hard & Soft Landscaping | Al Furjan | Package 16 | NAKHEEL | Green & More | Tender | 2022 | Fixed Price Lump Sum | SITE WORK | Landscaping | Succulents; Including Additional Earthworks, Fertilizer And All Ancillary Works As Necessary; Aga Att; Foxtail Agave (Agave Attenuata); Height 300-400Mm; Min. Spread 300-400Mm; Adaptive | 14 | Nr | AED | 19.7
2022-08 | 2 | 2.0472 |  | United Arab Emirates | Dubai | Hard & Soft Landscaping | Al Furjan | Package 16 | NAKHEEL | Green & More | Tender | 2022 | Fixed Price Lump Sum | SITE WORK | Landscaping | Succulents; Including Additional Earthworks, Fertilizer And All Ancillary Works As Necessary; Yuc Fil; Yucca (Yucca Filipera); Height 300-400Mm; Min. Spread 300-400Mm; Adaptive | 24 | Nr | AED | 19.7
2022-08 | 2 | 2.0472 |  | United Arab Emirates | Dubai | Hard & Soft Landscaping | Al Furjan | Package 16 | NAKHEEL | Green & More | Tender | 2022 | Fixed Price Lump Sum | SITE WORK | Landscaping | Shrubs; Including Additional Earthworks, Fertilizer And All Ancillary Works As Necessary; Ade Obe; Desert Rose (Adenium Obesum); Height 400-600Mm; Min. Spread 400-500Mm; Density 3/M²; Adaptive | 449 | m² | AED | 94.6
2022-08 | 2 | 2.0472 |  | United Arab Emirates | Dubai | Hard & Soft Landscaping | Al Furjan | Package 16 | NAKHEEL | Green & More | Tender | 2022 | Fixed Price Lump Sum | SITE WORK | Landscaping | Shrubs; Including Additional Earthworks, Fertilizer And All Ancillary Works As Necessary; Atr Sem; Salt Bush (Atriplex Semibaccata); Height 300-500Mm; Min. Spread 300-400Mm; Local | 608 | m² | AED | 26.8
2022-08 | 2 | 2.0472 |  | United Arab Emirates | Dubai | Hard & Soft Landscaping | Al Furjan | Package 16 | NAKHEEL | Green & More | Tender | 2022 | Fixed Price Lump Sum | SITE WORK | Landscaping | Shrubs; Including Additional Earthworks, Fertilizer And All Ancillary Works As Necessary; Bou Gla; Paper Flower (Bougainvillea Glabra-Orange); Height 400-600Mm; Min. Spread 400-600Mm; Adaptive | 333 | m² | AED | 45.3
2022-08 | 2 | 2.0473 |  | United Arab Emirates | Dubai | Hard & Soft Landscaping | Al Furjan | Package 16 | NAKHEEL | Green & More | Tender | 2022 | Fixed Price Lump Sum | SITE WORK | Landscaping | Shrubs; Including Additional Earthworks, Fertilizer And All Ancillary Works As Necessary; Cae Pul; Red Bird Of Paradise (Caesalpinia Pulcherrima); Height 400-600Mm; Min. Spread 400-600Mm; Density 3/M²; Adaptive | 987 | m² | AED | 26.8
2022-08 | 2 | 2.0473 |  | United Arab Emirates | Dubai | Hard & Soft Landscaping | Al Furjan | Package 16 | NAKHEEL | Green & More | Tender | 2022 | Fixed Price Lump Sum | SITE WORK | Landscaping | Shrubs; Including Additional Earthworks, Fertilizer And All Ancillary Works As Necessary; Cle Ine; Wild Jasmine (Clerodendrum Inerme); Height 300-500Mm; Min. Spread 300-500Mm; Adaptive | 1016 | m² | AED | 53.6
2022-08 | 2 | 2.0473 |  | United Arab Emirates | Dubai | Hard & Soft Landscaping | Al Furjan | Package 16 | NAKHEEL | Green & More | Tender | 2022 | Fixed Price Lump Sum | SITE WORK | Landscaping | Shrubs; Including Additional Earthworks, Fertilizer And All Ancillary Works As Necessary; Jun Rig; Rush (Juncus Rigidus); Height 400-600Mm; Min. Spread 400-500Mm; Adaptive | 844 | m² | AED | 44.7
2022-08 | 2 | 2.0473 |  | United Arab Emirates | Dubai | Hard & Soft Landscaping | Al Furjan | Package 16 | NAKHEEL | Green & More | Tender | 2022 | Fixed Price Lump Sum | SITE WORK | Landscaping | Shrubs; Including Additional Earthworks, Fertilizer And All Ancillary Works As Necessary; Leu Fru; Texas Sage (Leucophyllum Frutescens); Height 400-600Mm; Min. Spread 400-600Mm; Density 3/M²; Adaptive | 1068 | m² | AED | 34
2022-08 | 2 | 2.0473 |  | United Arab Emirates | Dubai | Hard & Soft Landscaping | Al Furjan | Package 16 | NAKHEEL | Green & More | Tender | 2022 | Fixed Price Lump Sum | SITE WORK | Landscaping | Pan Ant; Blue Panicum (Panicum Antidotale); Height 400-600Mm; Min. Spread 400-500Mm; Adaptive | 364 | m² | AED | 68.4
2022-08 | 2 | 2.0473 |  | United Arab Emirates | Dubai | Hard & Soft Landscaping | Al Furjan | Package 16 | NAKHEEL | Green & More | Tender | 2022 | Fixed Price Lump Sum | SITE WORK | Landscaping | Pul Cri; (Pulicaria Crispa); Height 400-600Mm; Min. Spread 400-600Mm; Adaptive | 829 | m² | AED | 208.8
2022-08 | 2 | 2.0473 |  | United Arab Emirates | Dubai | Hard & Soft Landscaping | Al Furjan | Package 16 | NAKHEEL | Green & More | Tender | 2022 | Fixed Price Lump Sum | SITE WORK | Paving and surfacing | Tec Sta; Yellow Bells (Tecoma Stans); Height 400-600Mm; Min. Spread 400-600Mm; Density 3/M²; Adaptive | 962 | m² | AED | 26.8
2022-08 | 2 | 2.0473 |  | United Arab Emirates | Dubai | Hard & Soft Landscaping | Al Furjan | Package 16 | NAKHEEL | Green & More | Tender | 2022 | Fixed Price Lump Sum | SITE WORK | Landscaping | The Per; Yellow Oleander (Thevetia Peruviana); Height 400-600Mm; Min. Spread 400-600Mm; Density 3/M²; Adaptive | 244 | m² | AED | 23.2
2022-08 | 2 | 2.0473 |  | United Arab Emirates | Dubai | Hard & Soft Landscaping | Al Furjan | Package 16 | NAKHEEL | Green & More | Tender | 2022 | Fixed Price Lump Sum | SITE WORK | Landscaping | Grasses; Including Additional Earthworks, Fertilizer And All Ancillary Works As Necessary; Cen Cil; Dhaman Grass (Cenchrus Ciliaris); Height 300-500Mm; Min. Spread 300-400Mm; Adaptive | 518 | m² | AED | 43.3
2022-08 | 2 | 2.0473 |  | United Arab Emirates | Dubai | Hard & Soft Landscaping | Al Furjan | Package 16 | NAKHEEL | Green & More | Tender | 2022 | Fixed Price Lump Sum | SITE WORK | Landscaping | Grasses; Including Additional Earthworks, Fertilizer And All Ancillary Works As Necessary; Pen Rub; Purple Fountain Grass (Pennisetum Rubrum); Height 300-500Mm; Min. Spread 300-500Mm; Adaptive | 1267 | m² | AED | 29.2
2022-08 | 2 | 2.0474 |  | United Arab Emirates | Dubai | Hard & Soft Landscaping | Al Furjan | Package 16 | NAKHEEL | Green & More | Tender | 2022 | Fixed Price Lump Sum | SITE WORK | Landscaping | Grasses; Including Additional Earthworks, Fertilizer And All Ancillary Works As Necessary; Pen Set; Fountain Grass (Pennisetum Setaceum); Height 300-500Mm; Min. Spread 300-500Mm; Local | 6542 | m² | AED | 29.2
2022-08 | 2 | 2.0474 |  | United Arab Emirates | Dubai | Hard & Soft Landscaping | Al Furjan | Package 16 | NAKHEEL | Green & More | Tender | 2022 | Fixed Price Lump Sum | SITE WORK | Landscaping | Groundcovers; Including Additional Earthworks, Fertilizer And All Ancillary Works As Necessary; Aer Jav; Kapok Bush (Aerva Javanica); Height 300-500Mm; Min. Spread 300Mm; Density 3/M²; Adaptive | 1572 | m² | AED | 32.5
2022-08 | 2 | 2.0474 |  | United Arab Emirates | Dubai | Hard & Soft Landscaping | Al Furjan | Package 16 | NAKHEEL | Green & More | Tender | 2022 | Fixed Price Lump Sum | SITE WORK | Landscaping | Groundcovers; Including Additional Earthworks, Fertilizer And All Ancillary Works As Necessary; Rue Cil; Wild Petunia (Ruellia Ciliosa); Height 300-500Mm; Min. Spread 300Mm; Adaptive | 5229 | m² | AED | 25.6
2022-08 | 2 | 2.0474 |  | United Arab Emirates | Dubai | Hard & Soft Landscaping | Al Furjan | Package 16 | NAKHEEL | Green & More | Tender | 2022 | Fixed Price Lump Sum | SITE WORK | Landscaping | Groundcovers; Including Additional Earthworks, Fertilizer And All Ancillary Works As Necessary; Ses Por; Shoreline Seapurslane (Sesuvium Portulacastrum); Height 100-150Mm; Min. Spread 150Mm; Local | 639 | m² | AED | 14.9
2022-08 | 2 | 2.0474 |  | United Arab Emirates | Dubai | Hard & Soft Landscaping | Al Furjan | Package 16 | NAKHEEL | Green & More | Tender | 2022 | Fixed Price Lump Sum | SITE WORK | Landscaping | Wed Tri; Creeping Daisy (Wedelia Trilobata); Height 300-400Mm; Min. Spread 300Mm; Adaptive | 132 | m² | AED | 25.6
2022-08 | 2 | 2.0474 |  | United Arab Emirates | Dubai | Hard & Soft Landscaping | Al Furjan | Package 16 | NAKHEEL | Green & More | Tender | 2022 | Fixed Price Lump Sum | SITE WORK | Landscaping | Lawn; Including Additional Earthworks, Fertilizer And All Ancillary Works As Necessary; Pas Vag; Seashore Paspalum (Paspalum Vaginatum); Adaptive | 3721 | m² | AED | 22.6
2022-08 | 2 | 2.0474 |  | United Arab Emirates | Dubai | Hard & Soft Landscaping | Al Furjan | Package 16 | NAKHEEL | Green & More | Tender | 2022 | Fixed Price Lump Sum | SITE WORK | Landscaping | Planting Management; Including Protection, Consumables, Accessories And All Ancillary Works As Necessary; Maintenance And Management During Contract Period And Up To Date Of Taking Over | 1 | Item | AED | 24241
2022-08 | 2 | 2.0474 |  | United Arab Emirates | Dubai | Hard & Soft Landscaping | Al Furjan | Package 16 | NAKHEEL | Green & More | Tender | 2022 | Fixed Price Lump Sum | SITE WORK | Landscaping | Planting Management; Including Protection, Consumables, Accessories And All Ancillary Works As Necessary; Maintenance And Management During Defects Liabilities Period | 1 | Item | AED | 290884
2022-08 | 2 | 2.0474 |  | United Arab Emirates | Dubai | Hard & Soft Landscaping | Al Furjan | Package 16 | NAKHEEL | Green & More | Tender | 2022 | Fixed Price Lump Sum | SITE WORK | Landscaping | Planting Management; Including Protection, Consumables, Accessories And All Ancillary Works As Necessary; Maintenance Of Hessian Wrapping To Palm Trees; Min. 10Weeks From Date Of Planting | 1 | Item | AED | 2871
2022-08 | 2 | 2.0474 |  | United Arab Emirates | Dubai | Hard & Soft Landscaping | Al Furjan | Package 16 | NAKHEEL | Green & More | Tender | 2022 | Fixed Price Lump Sum | SITE WORK | Landscaping | Planting Management; Including Protection, Consumables, Accessories And All Ancillary Works As Necessary; Maintenance Of Twine Frond Tie To Palm Trees; Min. 5-6Weeks From Date Of Planting | 1 | Item | AED | 1914
2022-08 | 2 | 2.0475 |  | United Arab Emirates | Dubai | Hard & Soft Landscaping | Al Furjan | Package 16 | NAKHEEL | Green & More | Tender | 2022 | Fixed Price Lump Sum | SITE WORK | Landscaping | Sundries; Polypropylene Root Barrier; 2Mm Thick X 600Mm Depth | 1 | Item | AED | 39440
2022-08 | 2 | 2.0475 |  | United Arab Emirates | Dubai | Hard & Soft Landscaping | Al Furjan | Package 16 | NAKHEEL | Green & More | Tender | 2022 | Fixed Price Lump Sum | SITE WORK | Landscaping | Sundries; Polypropylene Root Barrier; 2Mm Thick X 600Mm Depth (Rate Only) | 1 | m² | AED | 42.8
2022-08 | 2 | 2.0475 |  | United Arab Emirates | Dubai | Hard & Soft Landscaping | Al Furjan | Package 16 | NAKHEEL | Green & More | Tender | 2022 | Fixed Price Lump Sum | SITE WORK | Landscaping | Sundries; Tree Stake; Painted Forest Green Colour, 50Mm Dia X 2500Mm Long, (3Nr) | 1144 | Nr | AED | 61.7
2022-08 | 2 | 2.0475 |  | United Arab Emirates | Dubai | Hard & Soft Landscaping | Al Furjan | Package 16 | NAKHEEL | Green & More | Tender | 2022 | Fixed Price Lump Sum | SITE WORK | Landscaping | Sundries; Adjustable Rubber Cinch Tree Ties (3Nr.) | 1144 | Nr | AED | 19.1
2022-08 | 2 | 2.0475 |  | United Arab Emirates | Dubai | Hard & Soft Landscaping | Al Furjan | Package 16 | NAKHEEL | Green & More | Tender | 2022 | Fixed Price Lump Sum | SITE WORK | Landscaping | Sundries; Geotextile Membrane; Non-Woven; To Palm And Tree Pits; Including All Ancillary Works As Necessary; As Drawing Nr. 21-6007-Alf-P16-Ins-Dwg-Td-70802 | 13631 | m² | AED | 3.2
2022-08 | 2 | 2.0475 |  | United Arab Emirates | Dubai | Hard & Soft Landscaping | Al Furjan | Package 16 | NAKHEEL | Green & More | Tender | 2022 | Fixed Price Lump Sum | SITE WORK | Landscaping | Planting Medium Soil; Laid On Compacted Subgrade; Including All Ancillary Works As Necessary To Succulents | 57.5 | m³ | AED | 44.8
2022-08 | 2 | 2.0475 |  | United Arab Emirates | Dubai | Hard & Soft Landscaping | Al Furjan | Package 16 | NAKHEEL | Green & More | Tender | 2022 | Fixed Price Lump Sum | METALWORK | Non structural metalwork | Shade Structure; Comprising Uv Stabilized Hdpe Shade Fabric, Hot-Dipped Galvanized Epoxy Painted Steel Post; Including Gi Cable, Rc Foundation, Earthworks, Waterproofing, Metal Supports, Fixings, Accessories And All Ancillary Works As Necessary; Measured On Plan; Type Fu06-37 (1 Nr) | 258 | m² | AED | 474.6
2022-08 | 2 | 2.0475 |  | United Arab Emirates | Dubai | Hard & Soft Landscaping | Al Furjan | Package 16 | NAKHEEL | Green & More | Tender | 2022 | Fixed Price Lump Sum | METALWORK | Non structural metalwork | Shade Structure; Comprising Uv Stabilized Hdpe Shade Fabric, Hot-Dipped Galvanized Epoxy Painted Steel Post; Including Gi Cable, Rc Foundation, Earthworks, Waterproofing, Metal Supports, Fixings, Accessories And All Ancillary Works As Necessary; Measured On Plan; Type Fu06-38 (1 Nr) | 91 | m² | AED | 569.5
2022-08 | 2 | 2.0475 |  | United Arab Emirates | Dubai | Hard & Soft Landscaping | Al Furjan | Package 16 | NAKHEEL | Green & More | Tender | 2022 | Fixed Price Lump Sum | METALWORK | Non structural metalwork | Shade Structure; Comprising Uv Stabilized Hdpe Shade Fabric, Hot-Dipped Galvanized Epoxy Painted Steel Post; Including Gi Cable, Rc Foundation, Earthworks, Waterproofing, Metal Supports, Fixings, Accessories And All Ancillary Works As Necessary; Measured On Plan; Type Fu06-39 (1 Nr) | 203 | m² | AED | 474.6
2022-08 | 2 | 2.0475 |  | United Arab Emirates | Dubai | Hard & Soft Landscaping | Al Furjan | Package 16 | NAKHEEL | Green & More | Tender | 2022 | Fixed Price Lump Sum | METALWORK | Non structural metalwork | Shade Structure; Comprising Uv Stabilized Hdpe Shade Fabric, Hot-Dipped Galvanized Epoxy Painted Steel Post; Including Gi Cable, Rc Foundation, Earthworks, Waterproofing, Metal Supports, Fixings, Accessories And All Ancillary Works As Necessary; Measured On Plan; Type Fu06-40 (1 Nr) | 273 | m² | AED | 474.6
2022-08 | 2 | 2.0476 |  | United Arab Emirates | Dubai | Hard & Soft Landscaping | Al Furjan | Package 16 | NAKHEEL | Green & More | Tender | 2022 | Fixed Price Lump Sum | METALWORK | Non structural metalwork | Type Fu06-57 (1 Nr) | 191 | m² | AED | 569.5
2022-08 | 2 | 2.0476 |  | United Arab Emirates | Dubai | Hard & Soft Landscaping | Al Furjan | Package 16 | NAKHEEL | Green & More | Tender | 2022 | Fixed Price Lump Sum | METALWORK | Non structural metalwork | Basketball Court Fence; Fixed To Concrete Base; Comprising Weld Mesh Fence, Mid Rail And Fence Post; Including Concrete, Formwork, Reinforcement, Excavation, Disposal, Backfilling, Anchor Bolts, Metal Supports, Fixings, Accessories And All Ancillary Works As Necessary; Metal Fence; 4000Mm High | 15 | m | AED | 599.4
2022-08 | 2 | 2.0476 |  | United Arab Emirates | Dubai | Hard & Soft Landscaping | Al Furjan | Package 16 | NAKHEEL | Green & More | Tender | 2022 | Fixed Price Lump Sum | METALWORK | Non structural metalwork | Tennis Court Fence And Gate; Fixed To Concrete Base; Comprising 50X50Mm Chain Link And 3.0/4.0Mm Dia. Line (Tension) Wire Mesh In Pvc Coated Green Color, Corner Straining Post, Bracing; Including Gate, Finishes, Reinforced Concrete Foundation, Earthworks, Waterproofing, Anchor Bolts, Metal Supports, Fixings, Accessories And All Ancillary Works As Necessary; Metal Fence; 4000Mm High | 110 | m | AED | 599.4
2022-08 | 2 | 2.0476 |  | United Arab Emirates | Dubai | Hard & Soft Landscaping | Al Furjan | Package 16 | NAKHEEL | Green & More | Tender | 2022 | Fixed Price Lump Sum | METALWORK | Non structural metalwork | Tennis Court Fence And Gate; Fixed To Concrete Base; Comprising 50X50Mm Chain Link And 3.0/4.0Mm Dia. Line (Tension) Wire Mesh In Pvc Coated Green Color, Corner Straining Post, Bracing; Including Gate, Finishes, Reinforced Concrete Foundation, Earthworks, Waterproofing, Anchor Bolts, Metal Supports, Fixings, Accessories And All Ancillary Works As Necessary; Extra Over Single Leaf Gate 1000 X 1500Mm High | 2 | Nr | AED | 4995
2022-08 | 2 | 2.0476 |  | United Arab Emirates | Dubai | Hard & Soft Landscaping | Al Furjan | Package 16 | NAKHEEL | Green & More | Tender | 2022 | Fixed Price Lump Sum | METALWORK | Non structural metalwork | Tennis Post And Net; Fixed To Concrete Base; Including Polycarbonate Brackets, Concrete, Formwork, Reinforcement, Excavation, Disposal, Backfilling, Anchor Bolts, Net Tension Assembly, Fixings, Accessories And All Ancillary Works As Necessary; As Drawing Nr. 21-6007-Alf-P16-Ins-Dwg-Td-70654 Detail 03; Net Post; 1067Mm High | 2 | Nr | AED | 4995
2022-08 | 2 | 2.0476 |  | United Arab Emirates | Dubai | Hard & Soft Landscaping | Al Furjan | Package 16 | NAKHEEL | Green & More | Tender | 2022 | Fixed Price Lump Sum | METALWORK | Non structural metalwork | Pool Fence And Gate; Fixed To Concrete Base; Comprising Powder Coated Aluminium Railing And Post; Including Gate, Finishes, Reinforced Concrete Foundation, Earthworks, Waterproofing, Anchor Bolts, Metal Supports, Ironmongery, Magna Latch Safety Gate, Fixings, Accessories And All Ancillary Works As Necessary; Type F-01; 1200Mm High | 222 | m | AED | 725.9
2022-08 | 2 | 2.0476 |  | United Arab Emirates | Dubai | Hard & Soft Landscaping | Al Furjan | Package 16 | NAKHEEL | Green & More | Tender | 2022 | Fixed Price Lump Sum | METALWORK | Non structural metalwork | Pool Fence And Gate; Fixed To Concrete Base; Comprising Powder Coated Aluminium Railing And Post; Including Gate, Finishes, Reinforced Concrete Foundation, Earthworks, Waterproofing, Anchor Bolts, Metal Supports, Ironmongery, Magna Latch Safety Gate, Fixings, Accessories And All Ancillary Works As Necessary; Extra Over Single Swing Gate; 1040 X 1120Mm High | 2 | Nr | AED | 2521.8
2022-08 | 2 | 2.0476 |  | United Arab Emirates | Dubai | Hard & Soft Landscaping | Al Furjan | Package 16 | NAKHEEL | Green & More | Tender | 2022 | Fixed Price Lump Sum | METALWORK | Non structural metalwork | Pool Fence And Gate; Fixed To Concrete Base; Comprising Powder Coated Aluminium Railing And Post; Including Gate, Finishes, Reinforced Concrete Foundation, Earthworks, Waterproofing, Anchor Bolts, Metal Supports, Ironmongery, Magna Latch Safety Gate, Fixings, Accessories And All Ancillary Works As Necessary; Extra Over Double Swing Gate; 2-1040 X 1120Mm High | 1 | Nr | AED | 6906.3
2022-08 | 2 | 2.0476 |  | United Arab Emirates | Dubai | Hard & Soft Landscaping | Al Furjan | Package 16 | NAKHEEL | Green & More | Tender | 2022 | Fixed Price Lump Sum | METALWORK | Non structural metalwork | Handrail; To Steps And Ramp; Comprising Galvanised Steel Rail Member And Post; Floor Mounted; Including Finishes, Grout, Anchor Bolts, Metal Supports, Fixings, Accessories And All Ancillary Works As Necessary; As Drawing Nr. 21-6007-Alf-P16-Ins-Dwg-Td-70205 Detail 3; Type R02; 750Mm High; To Steps And Ramp; Sloping | 178 | m | AED | 693.8
2022-08 | 2 | 2.0476 |  | United Arab Emirates | Dubai | Hard & Soft Landscaping | Al Furjan | Package 16 | NAKHEEL | Green & More | Tender | 2022 | Fixed Price Lump Sum | METALWORK | Non structural metalwork | Handrail; To Steps And Ramp; Comprising Galvanised Steel Rail Member And Post; Floor Mounted; Including Finishes, Grout, Anchor Bolts, Metal Supports, Fixings, Accessories And All Ancillary Works As Necessary; As Drawing Nr. 21-6007-Alf-P16-Ins-Dwg-Td-70205 Detail 3; Type R02; 750Mm High; To Steps And Ramp; Sloping; Curved | 85 | m | AED | 593.9
2022-08 | 2 | 2.0477 |  | United Arab Emirates | Dubai | Hard & Soft Landscaping | Al Furjan | Package 16 | NAKHEEL | Green & More | Tender | 2022 | Fixed Price Lump Sum | METALWORK | Non structural metalwork | Handrail; To Steps And Ramp; Comprising Galvanised Steel Rail Member And Post; Floor Mounted; Including Finishes, Grout, Anchor Bolts, Metal Supports, Fixings, Accessories And All Ancillary Works As Necessary; As Drawing Nr. 21-6007-Alf-P16-Ins-Dwg-Td-70205 Detail 3; Type R02; 750Mm High; To Walkway Steps; Sloping | 7 | m | AED | 593.9
2022-08 | 2 | 2.0477 |  | United Arab Emirates | Dubai | Hard & Soft Landscaping | Al Furjan | Package 16 | NAKHEEL | Green & More | Tender | 2022 | Fixed Price Lump Sum | METALWORK | Non structural metalwork | Handrail; To Steps And Ramp; Comprising Galvanised Steel Rail Member And Post; Wall Mounted; Including Finishes, Grout, Anchor Bolts, Metal Supports, Fixings, Accessories And All Ancillary Works As Necessary; As Drawing Nr. 21-6007-Alf-P16-Ins-Dwg-Td-70205 Detail 3; Type R02; 900Mm High; To Pool Deck Steps; Sloping | 4 | m | AED | 693.8
2022-08 | 2 | 2.0477 |  | United Arab Emirates | Dubai | Hard & Soft Landscaping | Al Furjan | Package 16 | NAKHEEL | Green & More | Tender | 2022 | Fixed Price Lump Sum | METALWORK | Non structural metalwork | Type Fu06-37 (1 Nr) | 31 | m² | AED | 474.6
2022-08 | 2 | 2.0477 |  | United Arab Emirates | Dubai | Hard & Soft Landscaping | Al Furjan | Package 16 | NAKHEEL | Green & More | Tender | 2022 | Fixed Price Lump Sum | METALWORK | Non structural metalwork | Type Fu06-37 (1 Nr) | 17 | m² | AED | 474.6
2022-08 | 2 | 2.0477 |  | United Arab Emirates | Dubai | Hard & Soft Landscaping | Al Furjan | Package 16 | NAKHEEL | Green & More | Tender | 2022 | Fixed Price Lump Sum | FINISHES | Backgrounds | Screed; Including Surface Preparation And All Ancillary Works As Necessary; To Receive Limestone | 4 | m² | AED | 64.9
2022-08 | 2 | 2.0477 |  | United Arab Emirates | Dubai | Hard & Soft Landscaping | Al Furjan | Package 16 | NAKHEEL | Green & More | Tender | 2022 | Fixed Price Lump Sum | FINISHES | Backgrounds | Screed; Including Surface Preparation And All Ancillary Works As Necessary; To Receive Porcelain Tiles | 1 | m² | AED | 64.9
2022-08 | 2 | 2.0477 |  | United Arab Emirates | Dubai | Hard & Soft Landscaping | Al Furjan | Package 16 | NAKHEEL | Green & More | Tender | 2022 | Fixed Price Lump Sum | FINISHES | Backgrounds | Screed; Including Surface Preparation And All Ancillary Works As Necessary; To Receive Ceramic Tiles | 11 | m² | AED | 64.9
2022-08 | 2 | 2.0477 |  | United Arab Emirates | Dubai | Hard & Soft Landscaping | Al Furjan | Package 16 | NAKHEEL | Green & More | Tender | 2022 | Fixed Price Lump Sum | FINISHES | Finishings | Pool Shower Paving; Laid On Screed (Measured Separately); Including Grouting, Joints, Mortar, Accessories And All Ancillary Works As Necessary; Limestone; 200 X 200 X 50Mm Thick; In Off-White Cream; In Flamed Finish | 4 | m² | AED | 602.2
2022-08 | 2 | 2.0477 |  | United Arab Emirates | Dubai | Hard & Soft Landscaping | Al Furjan | Package 16 | NAKHEEL | Green & More | Tender | 2022 | Fixed Price Lump Sum | FINISHES | Finishings | Pool Shower Tiling; Laid On Screed (Measured Separately); Including Grouting, Joints, Mortar, Accessories And All Ancillary Works As Necessary; Porcelain Tile; 25 X 25 X 10Mm Thick; In Light Grey Color; In Matte Finish | 1 | m² | AED | 330.4
2022-08 | 2 | 2.0477 |  | United Arab Emirates | Dubai | Hard & Soft Landscaping | Al Furjan | Package 16 | NAKHEEL | Green & More | Tender | 2022 | Fixed Price Lump Sum | FINISHES | Finishings | Pool Shower Cladding; Laid On Smooth Concrete; Including Grouting, Joints, Mortar, Accessories And All Ancillary Works As Necessary; Tile Type Ct03 | 10 | m² | AED | 279.9
2022-08 | 2 | 2.0478 |  | United Arab Emirates | Dubai | Hard & Soft Landscaping | Al Furjan | Package 16 | NAKHEEL | Green & More | Tender | 2022 | Fixed Price Lump Sum | FINISHES | Finishings | Pool Shower Cladding; Laid On Smooth Concrete; Including Grouting, Joints, Mortar, Accessories And All Ancillary Works As Necessary; Tile Type Ct04 | 2 | m² | AED | 279.9
2022-08 | 2 | 2.0478 |  | United Arab Emirates | Dubai | Hard & Soft Landscaping | Al Furjan | Package 16 | NAKHEEL | Green & More | Tender | 2022 | Fixed Price Lump Sum | FINISHES | Finishings | Wall Render; To Planter Wall; Laid On Smooth Concrete; Including Tile Adhesive, Joints, Mortar, Accessories And All Ancillary Works As Necessary; Type W02; Wall Cladding; 25Mm Thick; In Light Grey; In Smooth Finish | 26 | m² | AED | 138.8
2022-08 | 2 | 2.0478 |  | United Arab Emirates | Dubai | Hard & Soft Landscaping | Al Furjan | Package 16 | NAKHEEL | Green & More | Tender | 2022 | Fixed Price Lump Sum | CONCRETE WORK | Precast concrete | Pre-Cast Concrete Wall Coping; To Planter Wall; Laid On Smooth Concrete; Including Tile Adhesive, Joints, Mortar, Accessories And All Ancillary Works As Necessary; Type W02; Coping; 300Mm Wide X 50Mm Thick; In Medium Grey; In Shotblast Finish | 34 | m | AED | 103.6
2022-08 | 2 | 2.0478 |  | United Arab Emirates | Dubai | Hard & Soft Landscaping | Al Furjan | Package 16 | NAKHEEL | Green & More | Tender | 2022 | Fixed Price Lump Sum | CONCRETE WORK | Precast concrete | Pre-Cast Concrete Tread Coping Chamfered: Laid On Smooth Concrete; Including Grouting, Joints, Mortar, Accessories And All Ancillary Works As Necessary; Type St01; '400 X 600 X 30Mm Thick; In Medium Gray; In Shotblast Finish; To Pool Deck Steps | 30 | m | AED | 307.1
2022-08 | 2 | 2.0478 |  | United Arab Emirates | Dubai | Hard & Soft Landscaping | Al Furjan | Package 16 | NAKHEEL | Green & More | Tender | 2022 | Fixed Price Lump Sum | CONCRETE WORK | Precast concrete | Pre-Cast Concrete Tread Coping Chamfered: Laid On Smooth Concrete; Including Grouting, Joints, Mortar, Accessories And All Ancillary Works As Necessary; Type St02; 200 X 300 X 50Mm Thick; In Medium Gray; In Shotblast Finish; To Walkway Steps | 12 | m | AED | 167.7
2022-08 | 2 | 2.0478 |  | United Arab Emirates | Dubai | Hard & Soft Landscaping | Al Furjan | Package 16 | NAKHEEL | Green & More | Tender | 2022 | Fixed Price Lump Sum | CONCRETE WORK | Precast concrete | Pre-Cast Concrete Riser: Laid On Smooth Concrete; Including Grouting, Joints, Mortar, Accessories And All Ancillary Works As Necessary; Type St01; 150 X 600 X 30Mm Thick; In Light Gray; In Shotblast Finish; To Pool Deck Steps | 30 | m | AED | 206.1
2022-08 | 2 | 2.0478 |  | United Arab Emirates | Dubai | Hard & Soft Landscaping | Al Furjan | Package 16 | NAKHEEL | Green & More | Tender | 2022 | Fixed Price Lump Sum | CONCRETE WORK | Precast concrete | Pre-Cast Concrete Riser: Laid On Smooth Concrete; Including Grouting, Joints, Mortar, Accessories And All Ancillary Works As Necessary; 150 X 200 X 50Mm Thick; In Light Gray; In Shotblast Finish; To Walkway Steps | 12 | m | AED | 145.2
2022-08 | 2 | 2.0478 |  | United Arab Emirates | Dubai | Hard & Soft Landscaping | Al Furjan | Package 16 | NAKHEEL | Green & More | Tender | 2022 | Fixed Price Lump Sum | FINISHES | Finishings | Plaster Finish; Color Light Grey; Including Surface Preparation, Prime, Finish Coat And All Ancillary Works As Necessary; To Upstand Walls; Steps And Ramps | 81 | m² | AED | 88.8
2022-08 | 2 | 2.0478 |  | United Arab Emirates | Dubai | Hard & Soft Landscaping | Al Furjan | Package 16 | NAKHEEL | Green & More | Tender | 2022 | Fixed Price Lump Sum | FINISHES | Finishings | Plaster Finish; Color Light Grey; Including Surface Preparation, Prime, Finish Coat And All Ancillary Works As Necessary; To Top Of Wall; 200Mm Wide; Steps And Ramps | 270 | m | AED | 17.8
2022-08 | 2 | 2.0478 |  | United Arab Emirates | Dubai | Hard & Soft Landscaping | Al Furjan | Package 16 | NAKHEEL | Green & More | Tender | 2022 | Fixed Price Lump Sum | FINISHES | Signwriting | Line Markings; Acrylic Paint; Including Accessories And All Ancillary Works As Necessary; Tennis Court Line Marking | 163 | m | AED | 33.3
2022-08 | 2 | 2.0479 |  | United Arab Emirates | Dubai | Hard & Soft Landscaping | Al Furjan | Package 16 | NAKHEEL | Green & More | Tender | 2022 | Fixed Price Lump Sum | FINISHES | Signwriting | Line Markings; Acrylic Paint; Including Accessories And All Ancillary Works As Necessary; Basketball Court Line Marking | 120 | m | AED | 33.3
2022-08 | 2 | 2.0479 |  | United Arab Emirates | Dubai | Hard & Soft Landscaping | Al Furjan | Package 16 | NAKHEEL | Green & More | Tender | 2022 | Fixed Price Lump Sum | FURNISHINGS | Generally | Site Furniture; Including Finishes, Foundations, Earthworks, Waterproofing, Frames, Fixings, Fittings, Accessories And All Ancillary Works As Necessary; Type Fu01; Picnic Table; Tropical Hardwood Board With Protective Layer Of Zinc And Powder Coating; In Ral 7024 Colour; Size 1800 X 795 X 725Mm High | 11 | Nr | AED | 5739.7
2022-08 | 2 | 2.0479 |  | United Arab Emirates | Dubai | Hard & Soft Landscaping | Al Furjan | Package 16 | NAKHEEL | Green & More | Tender | 2022 | Fixed Price Lump Sum | FURNISHINGS | Generally | Site Furniture; Including Finishes, Foundations, Earthworks, Waterproofing, Frames, Fixings, Fittings, Accessories And All Ancillary Works As Necessary; Type Fu02; Park Bench; Robinia Wood With Protective Layer Of Zinc And Powder Coating; In Ral 7024 Colour; Size 2000 X 420 X 445Mm High | 2 | Nr | AED | 6425.8
2022-08 | 2 | 2.0479 |  | United Arab Emirates | Dubai | Hard & Soft Landscaping | Al Furjan | Package 16 | NAKHEEL | Green & More | Tender | 2022 | Fixed Price Lump Sum | FURNISHINGS | Generally | Site Furniture; Including Finishes, Foundations, Earthworks, Waterproofing, Frames, Fixings, Fittings, Accessories And All Ancillary Works As Necessary; Type Fu03; Bench With Back Rest; Tropical Hardwood Board With Protective Layer Of Zinc And Powder Coating; In Ral 7025 Colour; Size 2000 X 600 X 785Mm High | 19 | Nr | AED | 8321.1
2022-08 | 2 | 2.0479 |  | United Arab Emirates | Dubai | Hard & Soft Landscaping | Al Furjan | Package 16 | NAKHEEL | Green & More | Tender | 2022 | Fixed Price Lump Sum | FURNISHINGS | Generally | Site Furniture; Including Finishes, Foundations, Earthworks, Waterproofing, Frames, Fixings, Fittings, Accessories And All Ancillary Works As Necessary; Type Fu04; Prax Litter Bin; Comprising Galvanized Steel Frame And Stainless Steel Doors; Ral 9007 Colour; Powder Coated Finish; Size 580 X 370 X 1055Mm High | 20 | Nr | AED | 8075.3
2022-08 | 2 | 2.0479 |  | United Arab Emirates | Dubai | Hard & Soft Landscaping | Al Furjan | Package 16 | NAKHEEL | Green & More | Tender | 2022 | Fixed Price Lump Sum | FURNISHINGS | Generally | Site Furniture; Including Finishes, Foundations, Earthworks, Waterproofing, Frames, Fixings, Fittings, Accessories And All Ancillary Works As Necessary; Type Fu05; Bay City Bike Rack; Corrosion Resistant Cast Aluminium; Ral 7024 Colour; Powder Coated Finish; Size 673 X 123 X 622Mm High | 4 | Nr | AED | 3174.1
2022-08 | 2 | 2.0479 |  | United Arab Emirates | Dubai | Hard & Soft Landscaping | Al Furjan | Package 16 | NAKHEEL | Green & More | Tender | 2022 | Fixed Price Lump Sum | FURNISHINGS | Generally | Type Fu-07; Pet Waste Bin; Cast Aluminium; In Gray Ral 3007 Color; Fixed To 50Mm Diameter Powder Coated Steel Pole; Size 310 X 310 X 580Mm High | 1 | Nr | AED | 1941.9
2022-08 | 2 | 2.0479 |  | United Arab Emirates | Dubai | Hard & Soft Landscaping | Al Furjan | Package 16 | NAKHEEL | Green & More | Tender | 2022 | Fixed Price Lump Sum | CONCRETE WORK | Precast concrete | Precast Concrete Seat; Fixed To Concrete Base (Measured Elsewhere); Including Expansion Sealant, Accessories And All Ancillary Works As Necessary; As Drawing Nr. 21-6007-Alf-P16-Ins-Dwg-Td-70303 Detail 04; Type Fu10; 600Mm Wide X 450Mm High | 13 | m | AED | 1317.1
2022-08 | 2 | 2.0479 |  | United Arab Emirates | Dubai | Hard & Soft Landscaping | Al Furjan | Package 16 | NAKHEEL | Green & More | Tender | 2022 | Fixed Price Lump Sum | CONCRETE WORK | Precast concrete | Precast Concrete Seat; Fixed To Concrete Base (Measured Elsewhere); Including Expansion Sealant, Accessories And All Ancillary Works As Necessary; As Drawing Nr. 21-6007-Alf-P16-Ins-Dwg-Td-70303 Detail 04; Type Fu10; 600Mm Wide X 450Mm High; Curved | 3 | m | AED | 1317.1
2022-08 | 2 | 2.0479 |  | United Arab Emirates | Dubai | Hard & Soft Landscaping | Al Furjan | Package 16 | NAKHEEL | Green & More | Tender | 2022 | Fixed Price Lump Sum | FURNISHINGS | Generally | Play Equipment; Including Finishes, Foundations, Earthworks, Waterproofing, Frames, Fixings, Fittings, Accessories And All Ancillary Works As Necessary; Type Pe12; Roundabout; Rotating Eqpt J2406 | 2 | Nr | AED | 8321.2
2022-08 | 2 | 2.048 |  | United Arab Emirates | Dubai | Hard & Soft Landscaping | Al Furjan | Package 16 | NAKHEEL | Green & More | Tender | 2022 | Fixed Price Lump Sum | FURNISHINGS | Generally | Play Equipment; Including Finishes, Foundations, Earthworks, Waterproofing, Frames, Fixings, Fittings, Accessories And All Ancillary Works As Necessary; Type Pe35; Net Climber; J48103 Climbing Equipment | 1 | Nr | AED | 79721.4
2022-08 | 2 | 2.048 |  | United Arab Emirates | Dubai | Hard & Soft Landscaping | Al Furjan | Package 16 | NAKHEEL | Green & More | Tender | 2022 | Fixed Price Lump Sum | FURNISHINGS | Generally | Play Equipment; Including Finishes, Foundations, Earthworks, Waterproofing, Frames, Fixings, Fittings, Accessories And All Ancillary Works As Necessary; Type Pe37; Net Bridge; Tunnel Bridge | 1 | Nr | AED | 293706
2022-08 | 2 | 2.048 |  | United Arab Emirates | Dubai | Hard & Soft Landscaping | Al Furjan | Package 16 | NAKHEEL | Green & More | Tender | 2022 | Fixed Price Lump Sum | FURNISHINGS | Generally | Play Equipment; Including Finishes, Foundations, Earthworks, Waterproofing, Frames, Fixings, Fittings, Accessories And All Ancillary Works As Necessary; Type Pe38; Multi-Play; The Four Towers Pzu917 | 1 | Nr | AED | 161624.4
2022-08 | 2 | 2.048 |  | United Arab Emirates | Dubai | Hard & Soft Landscaping | Al Furjan | Package 16 | NAKHEEL | Green & More | Tender | 2022 | Fixed Price Lump Sum | FURNISHINGS | Generally | Play Equipment; Including Finishes, Foundations, Earthworks, Waterproofing, Frames, Fixings, Fittings, Accessories And All Ancillary Works As Necessary; Type Pe47; Multi-Play; Playhouse Slide | 1 | Nr | AED | 53946
2022-08 | 2 | 2.048 |  | United Arab Emirates | Dubai | Hard & Soft Landscaping | Al Furjan | Package 16 | NAKHEEL | Green & More | Tender | 2022 | Fixed Price Lump Sum | FURNISHINGS | Generally | Play Equipment; Including Finishes, Foundations, Earthworks, Waterproofing, Frames, Fixings, Fittings, Accessories And All Ancillary Works As Necessary; Type Pe49; Springer; Buggie Springie Ssb250 | 1 | Nr | AED | 10008.4
2022-08 | 2 | 2.048 |  | United Arab Emirates | Dubai | Hard & Soft Landscaping | Al Furjan | Package 16 | NAKHEEL | Green & More | Tender | 2022 | Fixed Price Lump Sum | FURNISHINGS | Generally | Play Equipment; Including Finishes, Foundations, Earthworks, Waterproofing, Frames, Fixings, Fittings, Accessories And All Ancillary Works As Necessary; Type Pe50; Springer; Springie Nest Rocker Ssd020 | 1 | Nr | AED | 17000.6
2022-08 | 2 | 2.048 |  | United Arab Emirates | Dubai | Hard & Soft Landscaping | Al Furjan | Package 16 | NAKHEEL | Green & More | Tender | 2022 | Fixed Price Lump Sum | FURNISHINGS | Generally | Play Equipment; Including Finishes, Foundations, Earthworks, Waterproofing, Frames, Fixings, Fittings, Accessories And All Ancillary Works As Necessary; Type Pe52; Multi-Play; Playhouses J224 | 1 | Nr | AED | 44692.76
2022-08 | 2 | 2.048 |  | United Arab Emirates | Dubai | Hard & Soft Landscaping | Al Furjan | Package 16 | NAKHEEL | Green & More | Tender | 2022 | Fixed Price Lump Sum | FURNISHINGS | Generally | Play Equipment; Including Finishes, Foundations, Earthworks, Waterproofing, Frames, Fixings, Fittings, Accessories And All Ancillary Works As Necessary; Type Pe55; Swing; Toddler Castle | 2 | Nr | AED | 50949
2022-08 | 2 | 2.048 |  | United Arab Emirates | Dubai | Hard & Soft Landscaping | Al Furjan | Package 16 | NAKHEEL | Green & More | Tender | 2022 | Fixed Price Lump Sum | FURNISHINGS | Generally | Play Equipment; Including Finishes, Foundations, Earthworks, Waterproofing, Frames, Fixings, Fittings, Accessories And All Ancillary Works As Necessary; Type Pe56; Multi-Play; Double Toddlers Castle | 2 | Nr | AED | 84915
2022-08 | 2 | 2.048 |  | United Arab Emirates | Dubai | Hard & Soft Landscaping | Al Furjan | Package 16 | NAKHEEL | Green & More | Tender | 2022 | Fixed Price Lump Sum | FURNISHINGS | Generally | Type Pe58; Multi-Play; Cloud Climber | 1 | Nr | AED | 10789.2
2022-08 | 2 | 2.0481 |  | United Arab Emirates | Dubai | Hard & Soft Landscaping | Al Furjan | Package 16 | NAKHEEL | Green & More | Tender | 2022 | Fixed Price Lump Sum | FURNISHINGS | Generally | Type Pe59A; Springer; Flower Springer Ssb150 | 2 | Nr | AED | 12064.59
2022-08 | 2 | 2.0481 |  | United Arab Emirates | Dubai | Hard & Soft Landscaping | Al Furjan | Package 16 | NAKHEEL | Green & More | Tender | 2022 | Fixed Price Lump Sum | FURNISHINGS | Generally | Type Pe59B; Springer; Crocodile Springer Ssb400 | 2 | Nr | AED | 8953.82
2022-08 | 2 | 2.0481 |  | United Arab Emirates | Dubai | Hard & Soft Landscaping | Al Furjan | Package 16 | NAKHEEL | Green & More | Tender | 2022 | Fixed Price Lump Sum | FURNISHINGS | Generally | Sports Equipment; Including Finishes, Foundations, Earthworks, Waterproofing, Frames, Fixings, Fittings, Accessories And All Ancillary Works As Necessary; Type Sp-02; Basket Ball Stand 1-080921M | 1 | Nr | AED | 8637.47
2022-08 | 2 | 2.0481 |  | United Arab Emirates | Dubai | Hard & Soft Landscaping | Al Furjan | Package 16 | NAKHEEL | Green & More | Tender | 2022 | Fixed Price Lump Sum | FURNISHINGS | Generally | Sports Equipment; Including Finishes, Foundations, Earthworks, Waterproofing, Frames, Fixings, Fittings, Accessories And All Ancillary Works As Necessary; Type Sp-03; Outdoor Tennis Table - "Pingout Table -Pingmal | 2 | Nr | AED | 15817.5
2022-08 | 2 | 2.0481 |  | United Arab Emirates | Dubai | Hard & Soft Landscaping | Al Furjan | Package 16 | NAKHEEL | Green & More | Tender | 2022 | Fixed Price Lump Sum | FURNISHINGS | Generally | Sports Equipment; Including Finishes, Foundations, Earthworks, Waterproofing, Frames, Fixings, Fittings, Accessories And All Ancillary Works As Necessary; Tennis Court Net | 1 | Nr | AED | 9490.5
2022-08 | 2 | 2.0481 |  | United Arab Emirates | Dubai | Hard & Soft Landscaping | Al Furjan | Package 16 | NAKHEEL | Green & More | Tender | 2022 | Fixed Price Lump Sum | FURNISHINGS | Generally | Type Fu02; Park Bench; Robinia Wood With Protective Layer Of Zinc And Powder Coating; In Ral 7024 Colour; Size 2000 X 420 X 445Mm High | 1 | Nr | AED | 6425.8
2022-08 | 2 | 2.0481 |  | United Arab Emirates | Dubai | Hard & Soft Landscaping | Al Furjan | Package 16 | NAKHEEL | Green & More | Tender | 2022 | Fixed Price Lump Sum | FURNISHINGS | Generally | Type Fu03; Bench With Back Rest; Tropical Hardwood Board With Protective Layer Of Zinc And Powder Coating; In Ral 7025 Colour; Size 2000 X 600 X 785Mm High | 6 | Nr | AED | 8321.1
2022-08 | 2 | 2.0481 |  | United Arab Emirates | Dubai | Hard & Soft Landscaping | Al Furjan | Package 16 | NAKHEEL | Green & More | Tender | 2022 | Fixed Price Lump Sum | FURNISHINGS | Generally | Type Fu04; Prax Litter Bin; Comprising Galvanized Steel Frame And Stainless Steel Doors; Ral 9007 Colour; Powder Coated Finish; Size 580 X 370 X 1055Mm High | 2 | Nr | AED | 8075.3
2022-08 | 2 | 2.0481 |  | United Arab Emirates | Dubai | Hard & Soft Landscaping | Al Furjan | Package 16 | NAKHEEL | Green & More | Tender | 2022 | Fixed Price Lump Sum | MECHANICAL ENGINEERING INSTALLATIONS | Equipment | Sanitary Fittings; Fixed To Tiled Or Plastered Concrete Or Blockwork Floors And Walls; Including All Waste And Overflow Outlets, All Connections And Supports And Sealing Around With Silicone-Based Sealant; As Drawing Nr. 21-6007-Alf-P16-Ins-Dwg-Td-70103; Floor Drain; Stainless Steel; 150 X 150Mm | 2 | Nr | AED | 289.3
2022-08 | 2 | 2.0481 |  | United Arab Emirates | Dubai | Hard & Soft Landscaping | Al Furjan | Package 16 | NAKHEEL | Green & More | Tender | 2022 | Fixed Price Lump Sum | MECHANICAL ENGINEERING INSTALLATIONS | Equipment | Sanitary Fittings; Fixed To Tiled Or Plastered Concrete Or Blockwork Floors And Walls; Including All Waste And Overflow Outlets, All Connections And Supports And Sealing Around With Silicone-Based Sealant; As Drawing Nr. 21-6007-Alf-P16-Ins-Dwg-Td-70103; Type Sw01; Rain Shower Head; 250Mm Diameter | 2 | Nr | AED | 4647.5
2022-08 | 2 | 2.0482 |  | United Arab Emirates | Dubai | Hard & Soft Landscaping | Al Furjan | Package 16 | NAKHEEL | Green & More | Tender | 2022 | Fixed Price Lump Sum | MECHANICAL ENGINEERING INSTALLATIONS | Equipment | Sanitary Fittings; Fixed To Tiled Or Plastered Concrete Or Blockwork Floors And Walls; Including All Waste And Overflow Outlets, All Connections And Supports And Sealing Around With Silicone-Based Sealant; As Drawing Nr. 21-6007-Alf-P16-Ins-Dwg-Td-70103 | 2 | Nr | AED | 2007.5
2022-08 | 2 | 2.0482 |  | United Arab Emirates | Dubai | Hard & Soft Landscaping | Al Furjan | Package 16 | NAKHEEL | Green & More | Tender | 2022 | Fixed Price Lump Sum | MECHANICAL ENGINEERING INSTALLATIONS | Equipment | Sanitary Fittings; Fixed To Tiled Or Plastered Concrete Or Blockwork Floors And Walls; Including All Waste And Overflow Outlets, All Connections And Supports And Sealing Around With Silicone-Based Sealant; As Drawing Nr. 21-6007-Alf-P16-Ins-Dwg-Td-70103; Type Sw03; Footwash Control; 316L Stainless Steel | 2 | Nr | AED | 1127.5
2022-08 | 2 | 2.0482 |  | United Arab Emirates | Dubai | Hard & Soft Landscaping | Al Furjan | Package 16 | NAKHEEL | Green & More | Tender | 2022 | Fixed Price Lump Sum | MECHANICAL ENGINEERING INSTALLATIONS | Equipment | Sanitary Fittings; Fixed To Tiled Or Plastered Concrete Or Blockwork Floors And Walls; Including All Waste And Overflow Outlets, All Connections And Supports And Sealing Around With Silicone-Based Sealant; As Drawing Nr. 21-6007-Alf-P16-Ins-Dwg-Td-70103; Type Sw03; Shower Control; 316L Stainless Steel | 2 | Nr | AED | 1127.5
2022-08 | 2 | 2.0482 |  | United Arab Emirates | Dubai | Hard & Soft Landscaping | Al Furjan | Package 16 | NAKHEEL | Green & More | Tender | 2022 | Fixed Price Lump Sum | SITE WORK | Excavation | Excavation Of Trenches For Irrigation Pipe Line Runs Below Ground Complete Including Earthwork, Backfilling With Selected Material, Compaction, Warning Tape, Disposal Of Surplus Material And All Ancillary Works As Necessary; Average Depth Of Trench Not Less Than 500Mm But Not Exceeding 1000Mm | 25931 | m | AED | 15
2022-08 | 2 | 2.0482 |  | United Arab Emirates | Dubai | Hard & Soft Landscaping | Al Furjan | Package 16 | NAKHEEL | Green & More | Tender | 2022 | Fixed Price Lump Sum | SITE WORK | Excavation | Excavation Of Trenches For Irrigation Pipe Line Runs Below Ground Complete Including Earthwork, Backfilling With Selected Material, Compaction, Warning Tape, Disposal Of Surplus Material And All Ancillary Works As Necessary; Average Depth Of Trench Not Less Than 1000Mm To Irrigation Main Line | 189 | m | AED | 16.3
2022-08 | 2 | 2.0482 |  | United Arab Emirates | Dubai | Hard & Soft Landscaping | Al Furjan | Package 16 | NAKHEEL | Green & More | Tender | 2022 | Fixed Price Lump Sum | SITE WORK | Underground drainage | Beds And Surrounds With Compacted Sand And Selected Backfill Materials Layer By Layer To Following Pvc-U Underground Irrigation And Submain Line Water Pipes And Fittings; 1" Diameter Pipes | 19318 | m | AED | 5.1
2022-08 | 2 | 2.0482 |  | United Arab Emirates | Dubai | Hard & Soft Landscaping | Al Furjan | Package 16 | NAKHEEL | Green & More | Tender | 2022 | Fixed Price Lump Sum | SITE WORK | Underground drainage | Beds And Surrounds With Compacted Sand And Selected Backfill Materials Layer By Layer To Following Pvc-U Underground Irrigation And Submain Line Water Pipes And Fittings; 1 1/2" Diameter Pipes | 3846 | m | AED | 5
2022-08 | 2 | 2.0482 |  | United Arab Emirates | Dubai | Hard & Soft Landscaping | Al Furjan | Package 16 | NAKHEEL | Green & More | Tender | 2022 | Fixed Price Lump Sum | SITE WORK | Underground drainage | Beds And Surrounds With Compacted Sand And Selected Backfill Materials Layer By Layer To Following Pvc-U Underground Irrigation And Submain Line Water Pipes And Fittings; 2" Diameter Pipes | 1077 | m | AED | 5
2022-08 | 2 | 2.0482 |  | United Arab Emirates | Dubai | Hard & Soft Landscaping | Al Furjan | Package 16 | NAKHEEL | Green & More | Tender | 2022 | Fixed Price Lump Sum | SITE WORK | Underground drainage | Beds And Surrounds With Compacted Sand And Selected Backfill Materials Layer By Layer To Following Pvc-U Underground Irrigation And Submain Line Water Pipes And Fittings; 3" Diameter Pipes | 1475 | m | AED | 4.8
2022-08 | 2 | 2.0482 |  | United Arab Emirates | Dubai | Hard & Soft Landscaping | Al Furjan | Package 16 | NAKHEEL | Green & More | Tender | 2022 | Fixed Price Lump Sum | SITE WORK | Underground drainage | Beds And Surrounds With Compacted Sand And Selected Backfill Materials Layer By Layer To Following Pvc-U Underground Irrigation And Submain Line Water Pipes And Fittings; 4" Diameter Pipes | 215 | m | AED | 4.6
2022-08 | 2 | 2.0483 |  | United Arab Emirates | Dubai | Hard & Soft Landscaping | Al Furjan | Package 16 | NAKHEEL | Green & More | Tender | 2022 | Fixed Price Lump Sum | SITE WORK | Underground drainage | Beds And Surrounds With Compacted Sand And Selected Backfill Materials Free From Lumps & Stones Min. 150Mm Including Selected Sand Bedding To Following Pvc-U Underground Irrigation And Submain Line Water Pipes And Fittings; 4" Diameter Pipes | 189 | m | AED | 5.6
2022-08 | 2 | 2.0483 |  | United Arab Emirates | Dubai | Hard & Soft Landscaping | Al Furjan | Package 16 | NAKHEEL | Green & More | Tender | 2022 | Fixed Price Lump Sum | SITE WORK | Landscaping | Main Line Pvc-U Class E, Pn15 Pipes And Fittings Including All Ancillary Works As Necessary; Laid In Trenches (Measured Elsewhere); 4" Diameter Pipes | 189 | m | AED | 57.3
2022-08 | 2 | 2.0483 |  | United Arab Emirates | Dubai | Hard & Soft Landscaping | Al Furjan | Package 16 | NAKHEEL | Green & More | Tender | 2022 | Fixed Price Lump Sum | SITE WORK | Landscaping | Irrigation Drip And Sprinkler Line Pvc-U Class E Pn 15 Pipes And Fittings; Including All Ancillary Works As Necessary; Laid In Trenches (Measured Elsewhere); 1" Diameter Pipes | 17647 | m | AED | 6.9
2022-08 | 2 | 2.0483 |  | United Arab Emirates | Dubai | Hard & Soft Landscaping | Al Furjan | Package 16 | NAKHEEL | Green & More | Tender | 2022 | Fixed Price Lump Sum | SITE WORK | Landscaping | Irrigation Drip And Sprinkler Line Upvc Class D Pn12 Pipes And Fittings; Including Thrust Block And All Ancillary Works As Necessary; Laid In Trenches (Measured Elsewhere); 1 1/2" Diameter Pipes | 3846 | m | AED | 9.4
2022-08 | 2 | 2.0483 |  | United Arab Emirates | Dubai | Hard & Soft Landscaping | Al Furjan | Package 16 | NAKHEEL | Green & More | Tender | 2022 | Fixed Price Lump Sum | SITE WORK | Landscaping | Irrigation Drip And Sprinkler Line Upvc Class D Pn12 Pipes And Fittings; Including Thrust Block And All Ancillary Works As Necessary; Laid In Trenches (Measured Elsewhere); 2" Diameter Pipes | 1077 | m | AED | 12.8
2022-08 | 2 | 2.0483 |  | United Arab Emirates | Dubai | Hard & Soft Landscaping | Al Furjan | Package 16 | NAKHEEL | Green & More | Tender | 2022 | Fixed Price Lump Sum | SITE WORK | Landscaping | Irrigation Drip And Sprinkler Line Upvc Class D Pn12 Pipes And Fittings; Including Thrust Block And All Ancillary Works As Necessary; Laid In Trenches (Measured Elsewhere); 3" Diameter Pipes | 1475 | m | AED | 23
2022-08 | 2 | 2.0483 |  | United Arab Emirates | Dubai | Hard & Soft Landscaping | Al Furjan | Package 16 | NAKHEEL | Green & More | Tender | 2022 | Fixed Price Lump Sum | SITE WORK | Landscaping | Irrigation Drip And Sprinkler Line Upvc Class D Pn12 Pipes And Fittings; Including Thrust Block And All Ancillary Works As Necessary; Laid In Trenches (Measured Elsewhere); 4" Diameter Pipes | 215 | m | AED | 50.9
2022-08 | 2 | 2.0483 |  | United Arab Emirates | Dubai | Hard & Soft Landscaping | Al Furjan | Package 16 | NAKHEEL | Green & More | Tender | 2022 | Fixed Price Lump Sum | SITE WORK | Landscaping | Irrigation Drip System; Including Ldpe Inline Pressure Compensating Emitter Tubing, Drip Lines, Drip Risers Connections, Supports, Fittings, Accessories And All Ancillary Works As Necessary; To Palm Trees; As Detail 01 | 87 | Nr | AED | 36.5
2022-08 | 2 | 2.0483 |  | United Arab Emirates | Dubai | Hard & Soft Landscaping | Al Furjan | Package 16 | NAKHEEL | Green & More | Tender | 2022 | Fixed Price Lump Sum | SITE WORK | Landscaping | Irrigation Drip System; Including Ldpe Inline Pressure Compensating Emitter Tubing, Drip Lines, Drip Risers Connections, Supports, Fittings, Accessories And All Ancillary Works As Necessary; To Trees; As Detail 02 | 1057 | Nr | AED | 33.1
2022-08 | 2 | 2.0483 |  | United Arab Emirates | Dubai | Hard & Soft Landscaping | Al Furjan | Package 16 | NAKHEEL | Green & More | Tender | 2022 | Fixed Price Lump Sum | SITE WORK | Landscaping | Irrigation Drip System; Including Ldpe Inline Pressure Compensating Emitter Tubing, Drip Lines, Drip Risers Connections, Supports, Fittings, Accessories And All Ancillary Works As Necessary; To Shrubs, Groundcover, Herbs And Grass | 532 | m² | AED | 4.9
2022-08 | 2 | 2.0484 |  | United Arab Emirates | Dubai | Hard & Soft Landscaping | Al Furjan | Package 16 | NAKHEEL | Green & More | Tender | 2022 | Fixed Price Lump Sum | SITE WORK | Underground drainage | Solenoid Valve Assembly; To Irrigation Drip And Sprayer Line Including Valve Box, Excavation, Backfilling, Fittings, Accessories And All Ancillary Works As Necessary; 25Mm Diameter Pipes; Ref. Sv | 1 | Nr | AED | 1911
2022-08 | 2 | 2.0484 |  | United Arab Emirates | Dubai | Hard & Soft Landscaping | Al Furjan | Package 16 | NAKHEEL | Green & More | Tender | 2022 | Fixed Price Lump Sum | SITE WORK | Underground drainage | Solenoid Valve Assembly; To Irrigation Drip And Sprayer Line Including Valve Box, Excavation, Backfilling, Fittings, Accessories And All Ancillary Works As Necessary; 40Mm Diameter Pipes; Ref. Sv | 3 | Nr | AED | 2156.7
2022-08 | 2 | 2.0484 |  | United Arab Emirates | Dubai | Hard & Soft Landscaping | Al Furjan | Package 16 | NAKHEEL | Green & More | Tender | 2022 | Fixed Price Lump Sum | SITE WORK | Underground drainage | Solenoid Valve Assembly; To Irrigation Drip And Sprayer Line Including Valve Box, Excavation, Backfilling, Fittings, Accessories And All Ancillary Works As Necessary; 50Mm Diameter Pipes; Ref. Sv | 3 | Nr | AED | 2327.3
2022-08 | 2 | 2.0484 |  | United Arab Emirates | Dubai | Hard & Soft Landscaping | Al Furjan | Package 16 | NAKHEEL | Green & More | Tender | 2022 | Fixed Price Lump Sum | SITE WORK | Landscaping | Drip Valve; Including Valve Box, Excavation, Backfilling, Fittings, Accessories And All Ancillary Works As Necessary; 25Mm Diameter Pipes For Palms/Trees; Ref. Dt | 7 | Nr | AED | 1911
2022-08 | 2 | 2.0484 |  | United Arab Emirates | Dubai | Hard & Soft Landscaping | Al Furjan | Package 16 | NAKHEEL | Green & More | Tender | 2022 | Fixed Price Lump Sum | SITE WORK | Landscaping | Drip Valve; Including Valve Box, Excavation, Backfilling, Fittings, Accessories And All Ancillary Works As Necessary; 40Mm Diameter Pipes For Palms/Trees; Ref. Dt | 5 | Nr | AED | 2156.7
2022-08 | 2 | 2.0484 |  | United Arab Emirates | Dubai | Hard & Soft Landscaping | Al Furjan | Package 16 | NAKHEEL | Green & More | Tender | 2022 | Fixed Price Lump Sum | SITE WORK | Landscaping | Drip Valve; Including Valve Box, Excavation, Backfilling, Fittings, Accessories And All Ancillary Works As Necessary; 50Mm Diameter Pipes For Shrubs/Groundcover; Ref. Dv | 14 | Nr | AED | 2327.3
2022-08 | 2 | 2.0484 |  | United Arab Emirates | Dubai | Hard & Soft Landscaping | Al Furjan | Package 16 | NAKHEEL | Green & More | Tender | 2022 | Fixed Price Lump Sum | SITE WORK | Landscaping | Drip Valve; Including Valve Box, Excavation, Backfilling, Fittings, Accessories And All Ancillary Works As Necessary; 80Mm Diameter Pipes For Shrubs/Groundcover; Ref. Dv | 2 | Nr | AED | 3013.9
2022-08 | 2 | 2.0484 |  | United Arab Emirates | Dubai | Hard & Soft Landscaping | Al Furjan | Package 16 | NAKHEEL | Green & More | Tender | 2022 | Fixed Price Lump Sum | SITE WORK | Underground drainage | Rotary Valve; Including Valve Box, Excavation, Backfilling, Fittings, Accessories And All Ancillary Works As Necessary; 40Mm Diameter Pipes; Ref. Rt | 3 | Nr | AED | 2156.7
2022-08 | 2 | 2.0484 |  | United Arab Emirates | Dubai | Hard & Soft Landscaping | Al Furjan | Package 16 | NAKHEEL | Green & More | Tender | 2022 | Fixed Price Lump Sum | SITE WORK | Underground drainage | Rotary Valve; Including Valve Box, Excavation, Backfilling, Fittings, Accessories And All Ancillary Works As Necessary; 50Mm Diameter Pipes; Ref. Rt | 1 | Nr | AED | 2327.3
2022-08 | 2 | 2.0484 |  | United Arab Emirates | Dubai | Hard & Soft Landscaping | Al Furjan | Package 16 | NAKHEEL | Green & More | Tender | 2022 | Fixed Price Lump Sum | SITE WORK | Underground drainage | Subsurface Drip Valve For Turf; Including Valve Box, Excavation, Backfilling, Fittings, Accessories And All Ancillary Works As Necessary; 40Mm Diameter Pipes; Ref. Ss | 1 | Nr | AED | 2156.7
2022-08 | 2 | 2.0485 |  | United Arab Emirates | Dubai | Hard & Soft Landscaping | Al Furjan | Package 16 | NAKHEEL | Green & More | Tender | 2022 | Fixed Price Lump Sum | SITE WORK | Landscaping | Sprinkler; Including Fittings, Accessories And All Ancillary Works As Necessary; 10H Mpr Spray Nozzle 10 Series Mpr | 1 | Nr | AED | 14.7
2022-08 | 2 | 2.0485 |  | United Arab Emirates | Dubai | Hard & Soft Landscaping | Al Furjan | Package 16 | NAKHEEL | Green & More | Tender | 2022 | Fixed Price Lump Sum | SITE WORK | Landscaping | Sprinkler; Including Fittings, Accessories And All Ancillary Works As Necessary; 10F Mpr Spray Nozzle 10 Series Mpr | 3 | Nr | AED | 14.7
2022-08 | 2 | 2.0485 |  | United Arab Emirates | Dubai | Hard & Soft Landscaping | Al Furjan | Package 16 | NAKHEEL | Green & More | Tender | 2022 | Fixed Price Lump Sum | SITE WORK | Landscaping | Sprinkler; Including Fittings, Accessories And All Ancillary Works As Necessary; 12H Mpr Spray Nozzle 12 Series Mpr | 1 | Nr | AED | 14.7
2022-08 | 2 | 2.0485 |  | United Arab Emirates | Dubai | Hard & Soft Landscaping | Al Furjan | Package 16 | NAKHEEL | Green & More | Tender | 2022 | Fixed Price Lump Sum | SITE WORK | Landscaping | Sprinkler; Including Fittings, Accessories And All Ancillary Works As Necessary; 12F Mpr Spray Nozzle 12 Series Mpr | 13 | Nr | AED | 14.7
2022-08 | 2 | 2.0485 |  | United Arab Emirates | Dubai | Hard & Soft Landscaping | Al Furjan | Package 16 | NAKHEEL | Green & More | Tender | 2022 | Fixed Price Lump Sum | SITE WORK | Landscaping | Sprinkler; Including Fittings, Accessories And All Ancillary Works As Necessary; 15Q Mpr Spray Nozzle 15 Series Mpr | 3 | Nr | AED | 14.7
2022-08 | 2 | 2.0485 |  | United Arab Emirates | Dubai | Hard & Soft Landscaping | Al Furjan | Package 16 | NAKHEEL | Green & More | Tender | 2022 | Fixed Price Lump Sum | SITE WORK | Landscaping | Sprinkler; Including Fittings, Accessories And All Ancillary Works As Necessary; 15T Mpr Spray Nozzle 15 Series Mpr | 1 | Nr | AED | 14.7
2022-08 | 2 | 2.0485 |  | United Arab Emirates | Dubai | Hard & Soft Landscaping | Al Furjan | Package 16 | NAKHEEL | Green & More | Tender | 2022 | Fixed Price Lump Sum | SITE WORK | Landscaping | 15H Mpr Spray Nozzle 15 Series Mpr | 6 | Nr | AED | 14.7
2022-08 | 2 | 2.0485 |  | United Arab Emirates | Dubai | Hard & Soft Landscaping | Al Furjan | Package 16 | NAKHEEL | Green & More | Tender | 2022 | Fixed Price Lump Sum | SITE WORK | Landscaping | 15F Mpr Spray Nozzle 15 Series Mpr | 19 | Nr | AED | 14.7
2022-08 | 2 | 2.0485 |  | United Arab Emirates | Dubai | Hard & Soft Landscaping | Al Furjan | Package 16 | NAKHEEL | Green & More | Tender | 2022 | Fixed Price Lump Sum | SITE WORK | Landscaping | 18V Mpr Spray Nozzle Adj | 43 | Nr | AED | 39.3
2022-08 | 2 | 2.0485 |  | United Arab Emirates | Dubai | Hard & Soft Landscaping | Al Furjan | Package 16 | NAKHEEL | Green & More | Tender | 2022 | Fixed Price Lump Sum | SITE WORK | Landscaping | 08He-Van Mpr Spray Nozzle Adj | 4 | Nr | AED | 33.7
2022-08 | 2 | 2.0486 |  | United Arab Emirates | Dubai | Hard & Soft Landscaping | Al Furjan | Package 16 | NAKHEEL | Green & More | Tender | 2022 | Fixed Price Lump Sum | SITE WORK | Landscaping | 10He-Van Mpr Spray Nozzle Adj | 5 | Nr | AED | 39.3
2022-08 | 2 | 2.0486 |  | United Arab Emirates | Dubai | Hard & Soft Landscaping | Al Furjan | Package 16 | NAKHEEL | Green & More | Tender | 2022 | Fixed Price Lump Sum | SITE WORK | Landscaping | 12He-Van Mpr Spray Nozzle Adj | 2 | Nr | AED | 39.3
2022-08 | 2 | 2.0486 |  | United Arab Emirates | Dubai | Hard & Soft Landscaping | Al Furjan | Package 16 | NAKHEEL | Green & More | Tender | 2022 | Fixed Price Lump Sum | SITE WORK | Landscaping | 15He-Van Mpr Spray Nozzle Adj | 66 | Nr | AED | 39.3
2022-08 | 2 | 2.0486 |  | United Arab Emirates | Dubai | Hard & Soft Landscaping | Al Furjan | Package 16 | NAKHEEL | Green & More | Tender | 2022 | Fixed Price Lump Sum | SITE WORK | Landscaping | R-Van 14; 2500Mm To 4500Mm | 2 | Nr | AED | 39.3
2022-08 | 2 | 2.0486 |  | United Arab Emirates | Dubai | Hard & Soft Landscaping | Al Furjan | Package 16 | NAKHEEL | Green & More | Tender | 2022 | Fixed Price Lump Sum | SITE WORK | Landscaping | R-Van 14-360; 2500Mm To 4500Mm | 5 | Nr | AED | 39.3
2022-08 | 2 | 2.0486 |  | United Arab Emirates | Dubai | Hard & Soft Landscaping | Al Furjan | Package 16 | NAKHEEL | Green & More | Tender | 2022 | Fixed Price Lump Sum | SITE WORK | Landscaping | R-Van 18; 3300Mm To 5500Mm | 2 | Nr | AED | 39.3
2022-08 | 2 | 2.0486 |  | United Arab Emirates | Dubai | Hard & Soft Landscaping | Al Furjan | Package 16 | NAKHEEL | Green & More | Tender | 2022 | Fixed Price Lump Sum | SITE WORK | Landscaping | R-Van 18-360; 3300Mm To 5500Mm | 14 | Nr | AED | 39.3
2022-08 | 2 | 2.0486 |  | United Arab Emirates | Dubai | Hard & Soft Landscaping | Al Furjan | Package 16 | NAKHEEL | Green & More | Tender | 2022 | Fixed Price Lump Sum | SITE WORK | Landscaping | R-Van 24; 5200Mm To 7300Mm | 68 | Nr | AED | 39.3
2022-08 | 2 | 2.0486 |  | United Arab Emirates | Dubai | Hard & Soft Landscaping | Al Furjan | Package 16 | NAKHEEL | Green & More | Tender | 2022 | Fixed Price Lump Sum | SITE WORK | Landscaping | R-Van 24-360; 5200Mm To 7300Mm | 18 | Nr | AED | 39.3
2022-08 | 2 | 2.0486 |  | United Arab Emirates | Dubai | Hard & Soft Landscaping | Al Furjan | Package 16 | NAKHEEL | Green & More | Tender | 2022 | Fixed Price Lump Sum | SITE WORK | Landscaping | Pull Box; Including Excavation, Backfilling, Fittings, Accessories And All Ancillary Works As Necessary; Fixed To Irrigation Conduit | 40 | Nr | AED | 419.8
2022-08 | 2 | 2.0487 |  | United Arab Emirates | Dubai | Hard & Soft Landscaping | Al Furjan | Package 16 | NAKHEEL | Green & More | Tender | 2022 | Fixed Price Lump Sum | SITE WORK | Landscaping | Control Cables Conduit Pipes Including Termination, Fixings, Supports And All Ancillary Works As Necessary; Upvc Class E, 1" Diameter; 14 Awg | 1671 | m | AED | 9.6
2022-08 | 2 | 2.0487 |  | United Arab Emirates | Dubai | Hard & Soft Landscaping | Al Furjan | Package 16 | NAKHEEL | Green & More | Tender | 2022 | Fixed Price Lump Sum | SITE WORK | Landscaping | Flow Sensing Decoder Controller; Complete With Junction Box, Gprs, Power Supply Cable, Connections, Conduits, Termination, Grounding, Accessories And All Ancillary Works As Necessary; Flow Sensing Decoder; B | 1 | Nr | AED | 6494.4
2022-08 | 2 | 2.0487 |  | United Arab Emirates | Dubai | Hard & Soft Landscaping | Al Furjan | Package 16 | NAKHEEL | Green & More | Tender | 2022 | Fixed Price Lump Sum | SITE WORK | Landscaping | Control Point; Complete With Junction Box, Master Valve, Flow Sensor, Power Supply Cable, Connections, Conduits, Termination, Grounding, Accessories And All Ancillary Works As Necessary; Control Point; Cp | 10 | Nr | AED | 7242.4
2022-08 | 2 | 2.0487 |  | United Arab Emirates | Dubai | Hard & Soft Landscaping | Al Furjan | Package 16 | NAKHEEL | Green & More | Tender | 2022 | Fixed Price Lump Sum | MECHANICAL ENGINEERING INSTALLATIONS | Equipment | Cell Modem - Sim Card Integrated; Complete With Junction Box, Power Supply Cable, Connections, Conduits, Termination, Grounding, Accessories And All Ancillary Works As Necessary; Cell Modem; Cm | 1 | Nr | AED | 5445
2022-08 | 2 | 2.0487 |  | United Arab Emirates | Dubai | Hard & Soft Landscaping | Al Furjan | Package 16 | NAKHEEL | Green & More | Tender | 2022 | Fixed Price Lump Sum | SITE WORK | Landscaping | Cloud Central Control System; Complete With Junction Box, Power Supply Cable, Connections, Conduits, Termination, Grounding, Accessories And All Ancillary Works As Necessary; Cloud Central Control System; Cc | 1 | Nr | AED | 11110
2022-08 | 2 | 2.0487 |  | United Arab Emirates | Dubai | Hard & Soft Landscaping | Al Furjan | Package 16 | NAKHEEL | Green & More | Tender | 2022 | Fixed Price Lump Sum | SITE WORK | Landscaping | Solar Powered Irrigation Controller; Complete With Junction Box, Power Supply Cable, Connections, Conduits, Termination, Grounding, Accessories And All Ancillary Works As Necessary; Solar Powered Irrigation Controller; Sp | 1 | Nr | AED | 13518.6
2022-08 | 2 | 2.0487 |  | United Arab Emirates | Dubai | Hard & Soft Landscaping | Al Furjan | Package 16 | NAKHEEL | Green & More | Tender | 2022 | Fixed Price Lump Sum | MECHANICAL ENGINEERING INSTALLATIONS | Automatic controls | Power Supply Cable To Irrigation Controller Including Accessories And All Ancillary Works As Necessary; Power Supply To Irrigation Controller From The Existing Electric Panel Including Cables And Termination | 1 | Item | AED | 12118.3
2022-08 | 2 | 2.0487 |  | United Arab Emirates | Dubai | Hard & Soft Landscaping | Al Furjan | Package 16 | NAKHEEL | Green & More | Tender | 2022 | Fixed Price Lump Sum | SITE WORK | Landscaping | Irrigation Pipe Sleeves Pvc-U Class C, Pn9 Including Ancillary Works As Necessary; To Secondary Irrigation Pipe; 3" Diameter | 81 | m | AED | 38.1
2022-08 | 2 | 2.0487 |  | United Arab Emirates | Dubai | Hard & Soft Landscaping | Al Furjan | Package 16 | NAKHEEL | Green & More | Tender | 2022 | Fixed Price Lump Sum | SITE WORK | Landscaping | Point Of Connection To Infra Irrigation Water Source; Including Connections, Accessories And All Ancillary Works As Necessary; 4" Diameter Pipe | 10 | Nr | AED | 22980.4
2022-08 | 2 | 2.0487 |  | United Arab Emirates | Dubai | Hard & Soft Landscaping | Al Furjan | Package 16 | NAKHEEL | Green & More | Tender | 2022 | Fixed Price Lump Sum | ELECTRICAL ENGINEERING INSTALLATIONS | Equipment | Equipment; Including Fixings, Supports, Accessories And All Ancillary Works As Necessary; Lighting Distribution Board; Ls-Db-04, Tcl = 2.5Kw | 1 | Nr | AED | 7752.8
2022-08 | 2 | 2.0488 |  | United Arab Emirates | Dubai | Hard & Soft Landscaping | Al Furjan | Package 16 | NAKHEEL | Green & More | Tender | 2022 | Fixed Price Lump Sum | ELECTRICAL ENGINEERING INSTALLATIONS | Equipment | Equipment; Including Fixings, Supports, Accessories And All Ancillary Works As Necessary; Lighting Distribution Board; Ls-Db-07, Tcl = 1.3Kw | 1 | Nr | AED | 5552.8
2022-08 | 2 | 2.0488 |  | United Arab Emirates | Dubai | Hard & Soft Landscaping | Al Furjan | Package 16 | NAKHEEL | Green & More | Tender | 2022 | Fixed Price Lump Sum | ELECTRICAL ENGINEERING INSTALLATIONS | Equipment | Equipment; Including Fixings, Supports, Accessories And All Ancillary Works As Necessary; Lighting Distribution Board; Ls-Db-09, Tcl = 0.9Kw | 1 | Nr | AED | 5002.8
2022-08 | 2 | 2.0488 |  | United Arab Emirates | Dubai | Hard & Soft Landscaping | Al Furjan | Package 16 | NAKHEEL | Green & More | Tender | 2022 | Fixed Price Lump Sum | ELECTRICAL ENGINEERING INSTALLATIONS | Equipment | Equipment; Including Fixings, Supports, Accessories And All Ancillary Works As Necessary; Lighting Distribution Board; Ls-Db-10, Tcl = 0.2Kw | 1 | Nr | AED | 4452.8
2022-08 | 2 | 2.0488 |  | United Arab Emirates | Dubai | Hard & Soft Landscaping | Al Furjan | Package 16 | NAKHEEL | Green & More | Tender | 2022 | Fixed Price Lump Sum | ELECTRICAL ENGINEERING INSTALLATIONS | Equipment | Equipment; Including Fixings, Supports, Accessories And All Ancillary Works As Necessary; Lighting Distribution Board; Ls-Db-11, Tcl = 0.6Kw | 1 | Nr | AED | 4452.8
2022-08 | 2 | 2.0488 |  | United Arab Emirates | Dubai | Hard & Soft Landscaping | Al Furjan | Package 16 | NAKHEEL | Green & More | Tender | 2022 | Fixed Price Lump Sum | ELECTRICAL ENGINEERING INSTALLATIONS | Equipment | Equipment; Including Fixings, Supports, Accessories And All Ancillary Works As Necessary; Lighting Distribution Board; Ls-Db-12, Tcl = 2.0Kw | 1 | Nr | AED | 6652.8
2022-08 | 2 | 2.0488 |  | United Arab Emirates | Dubai | Hard & Soft Landscaping | Al Furjan | Package 16 | NAKHEEL | Green & More | Tender | 2022 | Fixed Price Lump Sum | ELECTRICAL ENGINEERING INSTALLATIONS | Equipment | Equipment; Including Fixings, Supports, Accessories And All Ancillary Works As Necessary; Lighting Distribution Board; Ls-Db-13, Tcl = 1.7Kw | 1 | Nr | AED | 6652.8
2022-08 | 2 | 2.0488 |  | United Arab Emirates | Dubai | Hard & Soft Landscaping | Al Furjan | Package 16 | NAKHEEL | Green & More | Tender | 2022 | Fixed Price Lump Sum | ELECTRICAL ENGINEERING INSTALLATIONS | Equipment | Equipment; Including Fixings, Supports, Accessories And All Ancillary Works As Necessary; Lighting Distribution Board; Ls-Db-14, Tcl = 0.5Kw | 1 | Nr | AED | 4452.8
2022-08 | 2 | 2.0488 |  | United Arab Emirates | Dubai | Hard & Soft Landscaping | Al Furjan | Package 16 | NAKHEEL | Green & More | Tender | 2022 | Fixed Price Lump Sum | ELECTRICAL ENGINEERING INSTALLATIONS | Equipment | Equipment; Including Fixings, Supports, Accessories And All Ancillary Works As Necessary; Lighting Distribution Board; Ls-Db-16, Tcl = 0.7Kw | 1 | Nr | AED | 4452.8
2022-08 | 2 | 2.0488 |  | United Arab Emirates | Dubai | Hard & Soft Landscaping | Al Furjan | Package 16 | NAKHEEL | Green & More | Tender | 2022 | Fixed Price Lump Sum | ELECTRICAL ENGINEERING INSTALLATIONS | Equipment | Equipment; Including Fixings, Supports, Accessories And All Ancillary Works As Necessary; Lighting Distribution Board; Ls-Db-15 | 1 | Nr | AED | 5552.8
2022-08 | 2 | 2.0488 |  | United Arab Emirates | Dubai | Hard & Soft Landscaping | Al Furjan | Package 16 | NAKHEEL | Green & More | Tender | 2022 | Fixed Price Lump Sum | ELECTRICAL ENGINEERING INSTALLATIONS | Accessories | Earthing System Installation; Earthing System; Including Earthworks, Fixings, Cables, Bondings, Accessories And All Ancillary Works As Necessary; Earth Pit | 10 | Nr | AED | 2452.2
2022-08 | 2 | 2.0489 |  | United Arab Emirates | Dubai | Hard & Soft Landscaping | Al Furjan | Package 16 | NAKHEEL | Green & More | Tender | 2022 | Fixed Price Lump Sum | ELECTRICAL ENGINEERING INSTALLATIONS | Final sub-circuits and auxiliary installations | Landscape Lighting Installation; Cables And Conduits To Termination Points; Including Terminations, Fixings, Supports, Hangers, Accessories And All Ancillary Works As Necessary; From Db To Type La(1) | 295 | Nr | AED | 1405.9
2022-08 | 2 | 2.0489 |  | United Arab Emirates | Dubai | Hard & Soft Landscaping | Al Furjan | Package 16 | NAKHEEL | Green & More | Tender | 2022 | Fixed Price Lump Sum | ELECTRICAL ENGINEERING INSTALLATIONS | Final sub-circuits and auxiliary installations | Landscape Lighting Installation; Cables And Conduits To Termination Points; Including Terminations, Fixings, Supports, Hangers, Accessories And All Ancillary Works As Necessary; From Db To Type La(2) | 22 | Nr | AED | 4311
2022-08 | 2 | 2.0489 |  | United Arab Emirates | Dubai | Hard & Soft Landscaping | Al Furjan | Package 16 | NAKHEEL | Green & More | Tender | 2022 | Fixed Price Lump Sum | ELECTRICAL ENGINEERING INSTALLATIONS | Final sub-circuits and auxiliary installations | Landscape Lighting Installation; Cables And Conduits To Termination Points; Including Terminations, Fixings, Supports, Hangers, Accessories And All Ancillary Works As Necessary; From Db To Type Lb(1) | 30 | Nr | AED | 3718.3
2022-08 | 2 | 2.0489 |  | United Arab Emirates | Dubai | Hard & Soft Landscaping | Al Furjan | Package 16 | NAKHEEL | Green & More | Tender | 2022 | Fixed Price Lump Sum | ELECTRICAL ENGINEERING INSTALLATIONS | Final sub-circuits and auxiliary installations | Landscape Lighting Installation; Cables And Conduits To Termination Points; Including Terminations, Fixings, Supports, Hangers, Accessories And All Ancillary Works As Necessary; From Db To Type Lb(2) | 86 | Nr | AED | 375.7
2022-08 | 2 | 2.0489 |  | United Arab Emirates | Dubai | Hard & Soft Landscaping | Al Furjan | Package 16 | NAKHEEL | Green & More | Tender | 2022 | Fixed Price Lump Sum | ELECTRICAL ENGINEERING INSTALLATIONS | Final sub-circuits and auxiliary installations | Landscape Lighting Installation; Cables And Conduits To Termination Points; Including Terminations, Fixings, Supports, Hangers, Accessories And All Ancillary Works As Necessary; From Db To Type Lc(1) | 46 | Nr | AED | 806.7
2022-08 | 2 | 2.0489 |  | United Arab Emirates | Dubai | Hard & Soft Landscaping | Al Furjan | Package 16 | NAKHEEL | Green & More | Tender | 2022 | Fixed Price Lump Sum | ELECTRICAL ENGINEERING INSTALLATIONS | Final sub-circuits and auxiliary installations | Landscape Lighting Installation; Cables And Conduits To Termination Points; Including Terminations, Fixings, Supports, Hangers, Accessories And All Ancillary Works As Necessary; From Db To Type Ld(1) | 10 | Nr | AED | 4176.8
2022-08 | 2 | 2.0489 |  | United Arab Emirates | Dubai | Hard & Soft Landscaping | Al Furjan | Package 16 | NAKHEEL | Green & More | Tender | 2022 | Fixed Price Lump Sum | ELECTRICAL ENGINEERING INSTALLATIONS | Final sub-circuits and auxiliary installations | Landscape Lighting Installation; Cables And Conduits To Termination Points; Including Terminations, Fixings, Supports, Hangers, Accessories And All Ancillary Works As Necessary; From Db To Type Le(1) | 16 | Nr | AED | 1211.5
2022-08 | 2 | 2.0489 |  | United Arab Emirates | Dubai | Hard & Soft Landscaping | Al Furjan | Package 16 | NAKHEEL | Green & More | Tender | 2022 | Fixed Price Lump Sum | ELECTRICAL ENGINEERING INSTALLATIONS | Final sub-circuits and auxiliary installations | Landscape Lighting Installation; Cables And Conduits To Termination Points; Including Terminations, Fixings, Supports, Hangers, Accessories And All Ancillary Works As Necessary; From Db To Type Lf(1) | 9 | Nr | AED | 1282
2022-08 | 2 | 2.0489 |  | United Arab Emirates | Dubai | Hard & Soft Landscaping | Al Furjan | Package 16 | NAKHEEL | Green & More | Tender | 2022 | Fixed Price Lump Sum | ELECTRICAL ENGINEERING INSTALLATIONS | Final sub-circuits and auxiliary installations | Landscape Lighting Installation; Cables And Conduits To Termination Points; Including Terminations, Fixings, Supports, Hangers, Accessories And All Ancillary Works As Necessary; From Db To Type Lg(1) (Power Bollard Provision) | 1 | Nr | AED | 461.6
2022-08 | 2 | 2.0489 |  | United Arab Emirates | Dubai | Hard & Soft Landscaping | Al Furjan | Package 16 | NAKHEEL | Green & More | Tender | 2022 | Fixed Price Lump Sum | ELECTRICAL ENGINEERING INSTALLATIONS | Final sub-circuits and auxiliary installations | Landscape Lighting; Including Fixings, Supports, Hangers, Accessories And All Ancillary Works As Necessary; Type Lb(1): 13W Led Uplight, Wide Beam, 3000K, Ip67, Ik07 | 30 | Nr | AED | 2732.3
2022-08 | 2 | 2.049 |  | United Arab Emirates | Dubai | Hard & Soft Landscaping | Al Furjan | Package 16 | NAKHEEL | Green & More | Tender | 2022 | Fixed Price Lump Sum | ELECTRICAL ENGINEERING INSTALLATIONS | Final sub-circuits and auxiliary installations | Landscape Lighting; Including Fixings, Supports, Hangers, Accessories And All Ancillary Works As Necessary; Type Lb(2): 12W Led Uplight, Narrow Beam, 3000K, Ip67, Ik07 | 86 | Nr | AED | 2732.3
2022-08 | 2 | 2.049 |  | United Arab Emirates | Dubai | Hard & Soft Landscaping | Al Furjan | Package 16 | NAKHEEL | Green & More | Tender | 2022 | Fixed Price Lump Sum | ELECTRICAL ENGINEERING INSTALLATIONS | Final sub-circuits and auxiliary installations | Landscape Lighting; Including Fixings, Supports, Hangers, Accessories And All Ancillary Works As Necessary; Type Lc(1): 6.7W Led Periskop, 3000K, Ip66, Ik09 | 46 | Nr | AED | 1262.4
2022-08 | 2 | 2.049 |  | United Arab Emirates | Dubai | Hard & Soft Landscaping | Al Furjan | Package 16 | NAKHEEL | Green & More | Tender | 2022 | Fixed Price Lump Sum | ELECTRICAL ENGINEERING INSTALLATIONS | Final sub-circuits and auxiliary installations | Landscape Lighting; Including Fixings, Supports, Hangers, Accessories And All Ancillary Works As Necessary; Type Le(1): 2W Wall Step Light, 3000K, Ip65, Ik07 | 16 | Nr | AED | 981.8
2022-08 | 2 | 2.049 |  | United Arab Emirates | Dubai | Hard & Soft Landscaping | Al Furjan | Package 16 | NAKHEEL | Green & More | Tender | 2022 | Fixed Price Lump Sum | ELECTRICAL ENGINEERING INSTALLATIONS | Final sub-circuits and auxiliary installations | Landscape Lighting; Including Fixings, Supports, Hangers, Accessories And All Ancillary Works As Necessary; Type Lf(1): 4W Wall Ramp Light, 3000K, Ip68, Ik07 | 9 | Nr | AED | 1538.7
2022-08 | 2 | 2.049 |  | United Arab Emirates | Dubai | Hard & Soft Landscaping | Al Furjan | Package 16 | NAKHEEL | Green & More | Tender | 2022 | Fixed Price Lump Sum | ELECTRICAL ENGINEERING INSTALLATIONS | Accessories | Bollard Lighting; Including Fixings, Fittings, Supports, Bases, Accessories And All Ancillary Works As Necessary; Type La(1): 9.5W Led Bollard, 3000K, Ip66, Ik07 | 295 | Nr | AED | 2345
2022-08 | 2 | 2.049 |  | United Arab Emirates | Dubai | Hard & Soft Landscaping | Al Furjan | Package 16 | NAKHEEL | Green & More | Tender | 2022 | Fixed Price Lump Sum | ELECTRICAL ENGINEERING INSTALLATIONS | Accessories | Bollard Lighting; Including Fixings, Fittings, Supports, Bases, Accessories And All Ancillary Works As Necessary; Type La(2): | 22 | Nr | AED | 17551.4
2022-08 | 2 | 2.049 |  | United Arab Emirates | Dubai | Hard & Soft Landscaping | Al Furjan | Package 16 | NAKHEEL | Green & More | Tender | 2022 | Fixed Price Lump Sum | ELECTRICAL ENGINEERING INSTALLATIONS | Accessories | Amenities Lighting; Including Fixings, Fittings, Supports, Hangers, Poles, Accessories And All Ancillary Works As Necessary; | 10 | Nr | AED | 9185.9
2022-08 | 2 | 2.049 |  | United Arab Emirates | Dubai | Hard & Soft Landscaping | Al Furjan | Package 16 | NAKHEEL | Green & More | Tender | 2022 | Fixed Price Lump Sum | ELECTRICAL ENGINEERING INSTALLATIONS | Main circuits | Connection To Supply Mains Including Cables, Containments, Fixings, Supports, Accessories And All Ancillary Works As Necessary; From Lighting Distribution Board To Existing Power Supply | 1 | Item | AED | 28312.1
2022-09 | 2 | 2.049 |  | United Arab Emirates | Dubai | Hard & Soft Landscaping | Al Furjan | Package 17&18 | NAKHEEL | Green & More | Tender | 2022 | Fixed Price Lump Sum | SITE WORK | Excavation | Excavation Works; Including All Ancillary Works As Necessary; From Site Level +0.00 Up To The Required Levels ; Excavation To Reduce Levels; Not Exceeding 250Mm Depth; To Paving And Surface Finish Area | 14565 | m³ | AED | 11.7
2022-09 | 2 | 2.049 |  | United Arab Emirates | Dubai | Hard & Soft Landscaping | Al Furjan | Package 17&18 | NAKHEEL | Green & More | Tender | 2022 | Fixed Price Lump Sum | SITE WORK | Excavation | Excavation Works; Including All Ancillary Works As Necessary; From Site Level +0.00 Up To The Required Levels ; Excavation To Reduce Level; Over 250Mm But Not Exceeding 500Mm; To Planting Area | 8148 | m³ | AED | 11.7
2022-09 | 2 | 2.0491 |  | United Arab Emirates | Dubai | Hard & Soft Landscaping | Al Furjan | Package 17&18 | NAKHEEL | Green & More | Tender | 2022 | Fixed Price Lump Sum | SITE WORK | Excavation | Excavation Works; Including All Ancillary Works As Necessary; From Site Level +0.00 Up To The Required Levels ; Excavation To Reduce Level; Over 500Mm But Not Exceeding 750Mm; To Planting Area | 13042 | m³ | AED | 11.7
2022-09 | 2 | 2.0491 |  | United Arab Emirates | Dubai | Hard & Soft Landscaping | Al Furjan | Package 17&18 | NAKHEEL | Green & More | Tender | 2022 | Fixed Price Lump Sum | SITE WORK | Excavation | Excavation Works; Including All Ancillary Works As Necessary; From Site Level +0.00 Up To The Required Levels ; Excavation To Reduce Level; Over 250Mm But Not Exceeding 500Mm; To Steps | 70 | m³ | AED | 11.7
2022-09 | 2 | 2.0491 |  | United Arab Emirates | Dubai | Hard & Soft Landscaping | Al Furjan | Package 17&18 | NAKHEEL | Green & More | Tender | 2022 | Fixed Price Lump Sum | SITE WORK | Excavation | Excavation Works; Including All Ancillary Works As Necessary; From Site Level +0.00 Up To The Required Levels ; Trench Excavation; To Receive Foundations | 4480 | m³ | AED | 11.7
2022-09 | 2 | 2.0491 |  | United Arab Emirates | Dubai | Hard & Soft Landscaping | Al Furjan | Package 17&18 | NAKHEEL | Green & More | Tender | 2022 | Fixed Price Lump Sum | SITE WORK | Excavation | Excavation Works; Including All Ancillary Works As Necessary; From Site Level +0.00 Up To The Required Levels ; Pit Excavation; Over 1000Mm But Not Exceeding 1500Mm Depth; To Receive Tree Pits | 5922 | m³ | AED | 11.7
2022-09 | 2 | 2.0491 |  | United Arab Emirates | Dubai | Hard & Soft Landscaping | Al Furjan | Package 17&18 | NAKHEEL | Green & More | Tender | 2022 | Fixed Price Lump Sum | SITE WORK | Excavation | Excavation Works; Including All Ancillary Works As Necessary; From Site Level +0.00 Up To The Required Levels ; Pit Excavation; Over 1500Mm But Not Exceeding 2000Mm Depth; To Receive Tree Pits | 1159 | m³ | AED | 11.7
2022-09 | 2 | 2.0491 |  | United Arab Emirates | Dubai | Hard & Soft Landscaping | Al Furjan | Package 17&18 | NAKHEEL | Green & More | Tender | 2022 | Fixed Price Lump Sum | SITE WORK | Disposal | Disposal Of Unsuitable And Surplus Materials Arising From Excavation ; Removed On Site Including A Suitable Tip | 45795 | m³ | AED | 17.5
2022-09 | 2 | 2.0491 |  | United Arab Emirates | Dubai | Hard & Soft Landscaping | Al Furjan | Package 17&18 | NAKHEEL | Green & More | Tender | 2022 | Fixed Price Lump Sum | SITE WORK | Disposal | Disposal Of Unsuitable And Surplus Materials Arising From Excavation ; Backfill Into Excavation | 1591 | m³ | AED | 14.6
2022-09 | 2 | 2.0491 |  | United Arab Emirates | Dubai | Hard & Soft Landscaping | Al Furjan | Package 17&18 | NAKHEEL | Green & More | Tender | 2022 | Fixed Price Lump Sum | SITE WORK | Filling | Filling To Make Up Levels; Including Compaction And All Ancillary Works As Necessary ; 100Mm Thick Compacted Aggregate Sub-Base Course For Precast Seatwall, Walls, Steps And Ramps | 381 | m³ | AED | 122.3
2022-09 | 2 | 2.0491 |  | United Arab Emirates | Dubai | Hard & Soft Landscaping | Al Furjan | Package 17&18 | NAKHEEL | Green & More | Tender | 2022 | Fixed Price Lump Sum | SITE WORK | Filling | Filling To Make Up Levels; Including Compaction And All Ancillary Works As Necessary ; 150Mm Thick Compacted Aggregate Sub-Base Course For Hard Scape Area | 7082 | m³ | AED | 122.3
2022-09 | 2 | 2.0491 |  | United Arab Emirates | Dubai | Hard & Soft Landscaping | Al Furjan | Package 17&18 | NAKHEEL | Green & More | Tender | 2022 | Fixed Price Lump Sum | SITE WORK | Paving and surfacing | Precast Paver Block; In Shotblast Finish; Laid On 50Mm Thick Sharp Sand Bed And Compacted Existing Grade; Including Grout Mortar, Joint And Edge Treatment And Including All Ancillary Works As Necessary ; Paving Type Pv01; Pcc Paver 'Tegula'; Varying Size And Colors A- (15%) 160 X 160 X 80Mm In Light Brown, B- (5%) 120 X 160 X 80Mm In Medium Brown, C-(80%) 160 X 160 X 80Mm In Dark Brown | 7290 | m² | AED | 88.9
2022-09 | 2 | 2.0492 |  | United Arab Emirates | Dubai | Hard & Soft Landscaping | Al Furjan | Package 17&18 | NAKHEEL | Green & More | Tender | 2022 | Fixed Price Lump Sum | SITE WORK | Paving and surfacing | Precast Paver Block; In Shotblast Finish; Laid On 50Mm Thick Sharp Sand Bed And Compacted Existing Grade; Including Grout Mortar, Joint And Edge Treatment And Including All Ancillary Works As Necessary ;Paving Type Pv02; Pcc Paver 'Tegula'; Varying Size And Colors A-120 X 160 X 60Mm In Light Brown, B-120 X 160 X 60Mm In Medium Brown, C-160 X 160 X 60Mm In Light Brown, D-160 X 160 X 60Mm In Medium Brown, E-160 X 160 X 60Mm In Dark Brown, F-160 X 240 X 60Mm In Light Brown | 17316 | m² | AED | 86.7
2022-09 | 2 | 2.0492 |  | United Arab Emirates | Dubai | Hard & Soft Landscaping | Al Furjan | Package 17&18 | NAKHEEL | Green & More | Tender | 2022 | Fixed Price Lump Sum | SITE WORK | Paving and surfacing | Precast Paver Block; In Shotblast Finish; Laid On 50Mm Thick Sharp Sand Bed And Compacted Existing Grade; Including Grout Mortar, Joint And Edge Treatment And Including All Ancillary Works As Necessary ; Paving Type Pp01; 'Flora'; In Running Bond Pattern; Size 300 X 600 X 60Mm Thick; In 70% Light Brown; 30% Med. Brown Colors; In Shotblast Finish | 1561 | m² | AED | 92.3
2022-09 | 2 | 2.0492 |  | United Arab Emirates | Dubai | Hard & Soft Landscaping | Al Furjan | Package 17&18 | NAKHEEL | Green & More | Tender | 2022 | Fixed Price Lump Sum | SITE WORK | Paving and surfacing | Precast Paver Block; In Shotblast Finish; Laid On 50Mm Thick Sharp Sand Bed And Compacted Existing Grade; Including Grout Mortar, Joint And Edge Treatment And Including All Ancillary Works As Necessary ; Paving Type Pp02; 'Flora'; Rectangle Running Bond; Varying Size 300 X 600 X 60Mm Thick And 150 X 600 X 60Mm Thick; In Light Beige Colors | 2191 | m² | AED | 92.3
2022-09 | 2 | 2.0492 |  | United Arab Emirates | Dubai | Hard & Soft Landscaping | Al Furjan | Package 17&18 | NAKHEEL | Green & More | Tender | 2022 | Fixed Price Lump Sum | SITE WORK | Paving and surfacing | Paving Type Pp03; 'Sienna'; Running Bond Pattern; Varying Size A- 240 X 200 X 60, B- 160 X 200 X 60, C-120 X 200 X 60, D-150 X 200 X 60, E - 120 X 120 X 60; In 80% Light Brown; 20% Medium Brown Colors; In Shotblast Finish | 5314 | m² | AED | 92.3
2022-09 | 2 | 2.0492 |  | United Arab Emirates | Dubai | Hard & Soft Landscaping | Al Furjan | Package 17&18 | NAKHEEL | Green & More | Tender | 2022 | Fixed Price Lump Sum | SITE WORK | Paving and surfacing | Concrete Pavers; Laid On 30Mm Thick Mortar Bed And Compacted Sub-Base; Including Grout Mortar, Joint And Edge Treatment And Including All Ancillary Works As Necessary ; To Fu03; Size 200 X 200 X 60Mm Thick | 40 | m² | AED | 86.7
2022-09 | 2 | 2.0492 |  | United Arab Emirates | Dubai | Hard & Soft Landscaping | Al Furjan | Package 17&18 | NAKHEEL | Green & More | Tender | 2022 | Fixed Price Lump Sum | SITE WORK | Paving and surfacing | Concrete Pavers; Laid On 30Mm Thick Mortar Bed And Compacted Sub-Base; Including Grout Mortar, Joint And Edge Treatment And Including All Ancillary Works As Necessary ; To Fu04; Size 200 X 200 X 60Mm Thick | 19 | m² | AED | 86.7
2022-09 | 2 | 2.0492 |  | United Arab Emirates | Dubai | Hard & Soft Landscaping | Al Furjan | Package 17&18 | NAKHEEL | Green & More | Tender | 2022 | Fixed Price Lump Sum | SITE WORK | Paving and surfacing | Concrete Pavers; Pcc Band In Shotblast Finish; Laid On 30Mm Thick Mortar Bed And Compacted Sub-Base; Including Grout Mortar, Joint And Edge Treatment And Including All Ancillary Works As Necessary ; Band Type Pb01; Size 200 X 300 X 80Mm Thick; In Dark Brown Colors | 38647 | m | AED | 27.1
2022-09 | 2 | 2.0492 |  | United Arab Emirates | Dubai | Hard & Soft Landscaping | Al Furjan | Package 17&18 | NAKHEEL | Green & More | Tender | 2022 | Fixed Price Lump Sum | SITE WORK | Paving and surfacing | Concrete Pavers; Pcc Band In Shotblast Finish; Laid On 30Mm Thick Mortar Bed And Compacted Sub-Base; Including Grout Mortar, Joint And Edge Treatment And Including All Ancillary Works As Necessary ; Band Type Pb02; Size 300 X 300 X 80Mm Thick; In Med. Brown Colors; In Shotblast Finish | 1605 | m | AED | 33.9
2022-09 | 2 | 2.0492 |  | United Arab Emirates | Dubai | Hard & Soft Landscaping | Al Furjan | Package 17&18 | NAKHEEL | Green & More | Tender | 2022 | Fixed Price Lump Sum | SITE WORK | Paving and surfacing | Concrete Pavers; Pcc Band In Shotblast Finish; Laid On 30Mm Thick Mortar Bed And Compacted Sub-Base; Including Grout Mortar, Joint And Edge Treatment And Including All Ancillary Works As Necessary ; Band Type Pb03; Size 300 X 600 X 80Mm Thick; In Med. Brown Colors; In Shotblast Finish | 960 | m | AED | 35.2
2022-09 | 2 | 2.0492 |  | United Arab Emirates | Dubai | Hard & Soft Landscaping | Al Furjan | Package 17&18 | NAKHEEL | Green & More | Tender | 2022 | Fixed Price Lump Sum | SITE WORK | Paving and surfacing | Concrete Pavers; Pcc Band In Shotblast Finish; Laid On 30Mm Thick Mortar Bed And Compacted Sub-Base; Including Grout Mortar, Joint And Edge Treatment And Including All Ancillary Works As Necessary ; Band Type Pb04; Size 200 X 200 X 80Mm Thick; In Med. Brown Colors; In Shotblast Finish | 715 | m | AED | 27.1
2022-09 | 2 | 2.0493 |  | United Arab Emirates | Dubai | Hard & Soft Landscaping | Al Furjan | Package 17&18 | NAKHEEL | Green & More | Tender | 2022 | Fixed Price Lump Sum | SITE WORK | Landscaping | Gravel; Non Self Binding-Loose Laid; Natural River Rounded From Wadi Source; Laid On Compacted Existing Grade Layer; Including Accessories And All Ancillary Works As Necessary ; Type Ag01; 75-100Mm Diameter Rounded Decorative Gravel Bed; 100Mm Depth | 464 | m² | AED | 29.5
2022-09 | 2 | 2.0493 |  | United Arab Emirates | Dubai | Hard & Soft Landscaping | Al Furjan | Package 17&18 | NAKHEEL | Green & More | Tender | 2022 | Fixed Price Lump Sum | SITE WORK | Landscaping | Gravel; Non Self Binding-Loose Laid; Natural River Rounded From Wadi Source; Laid On Compacted Existing Grade Layer; Including Accessories And All Ancillary Works As Necessary ; Type Ag02; 14Mm Sieve Size; 100Mm Depth | 733 | m² | AED | 29.5
2022-09 | 2 | 2.0493 |  | United Arab Emirates | Dubai | Hard & Soft Landscaping | Al Furjan | Package 17&18 | NAKHEEL | Green & More | Tender | 2022 | Fixed Price Lump Sum | SITE WORK | Paving and surfacing | Asphalt Paving; 40Mm Thick Asphalt Wearing Course With Epoxy Acrylic Coating; Laid On And Including 40Mm Thick Asphalt Base Course, Surface Preparation, Accessories And All Ancillary Works As Necessary ; Type As01; 80Mm Thick | 1318 | m² | AED | 187.9
2022-09 | 2 | 2.0493 |  | United Arab Emirates | Dubai | Hard & Soft Landscaping | Al Furjan | Package 17&18 | NAKHEEL | Green & More | Tender | 2022 | Fixed Price Lump Sum | SITE WORK | Paving and surfacing | Epdm Surface; 16Mm Thick Top Coat; Over 60-150Mm Thick Black Base Rubber; Laid On Compacted Sub-Base (Measured Separately); Including Accessories And All Ancillary Works As Necessary ; Type Ep01 | 1389 | m² | AED | 455.1
2022-09 | 2 | 2.0493 |  | United Arab Emirates | Dubai | Hard & Soft Landscaping | Al Furjan | Package 17&18 | NAKHEEL | Green & More | Tender | 2022 | Fixed Price Lump Sum | SITE WORK | Landscaping | Boulders; Local Quarry Rock; In Natural Finish; Laid On Compacted Sub-Base (Measured Separately); Including Accessories And All Ancillary Works As Necessary ; Type B01; Varying Size 400-1600Mm Diameter; In Grey Or Beige Color | 146 | m² | AED | 1104.4
2022-09 | 2 | 2.0493 |  | United Arab Emirates | Dubai | Hard & Soft Landscaping | Al Furjan | Package 17&18 | NAKHEEL | Green & More | Tender | 2022 | Fixed Price Lump Sum | SITE WORK | Paving and surfacing | Tactile Paving (Warning); Including Accessories And All Ancillary Works As Necessary ; To Ramp | 3 | m² | AED | 253.3
2022-09 | 2 | 2.0493 |  | United Arab Emirates | Dubai | Hard & Soft Landscaping | Al Furjan | Package 17&18 | NAKHEEL | Green & More | Tender | 2022 | Fixed Price Lump Sum | SITE WORK | Landscaping | Existing Sand; Achieve Approved Lay-Out Including Surface Preparation, Making Good, Accessories And All Ancillary Works As Necessary ; Existing Sand Treatment | 10385 | m² | AED | 6.4
2022-09 | 2 | 2.0493 |  | United Arab Emirates | Dubai | Hard & Soft Landscaping | Al Furjan | Package 17&18 | NAKHEEL | Green & More | Tender | 2022 | Fixed Price Lump Sum | SITE WORK | Landscaping | Sundries ; Geotextile Membrane; Non-Woven As Drawing Nr. 21-6007-Alf-P17-18-Ins-Dwg-Td-01 Detail 1 | 3903 | m² | AED | 3.2
2022-09 | 2 | 2.0493 |  | United Arab Emirates | Dubai | Hard & Soft Landscaping | Al Furjan | Package 17&18 | NAKHEEL | Green & More | Tender | 2022 | Fixed Price Lump Sum | SITE WORK | Landscaping | Planting Medium Soil; Laid On Compacted Subgrade; Including All Ancillary Works As Necessary ; 300Mm Depth; To Lawn And Grass | 7521 | m³ | AED | 44.8
2022-09 | 2 | 2.0493 |  | United Arab Emirates | Dubai | Hard & Soft Landscaping | Al Furjan | Package 17&18 | NAKHEEL | Green & More | Tender | 2022 | Fixed Price Lump Sum | SITE WORK | Landscaping | Planting Medium Soil; Laid On Compacted Subgrade; Including All Ancillary Works As Necessary ; 500Mm Depth; To Shrubs And Ground Cover | 11856 | m³ | AED | 44.8
2022-09 | 2 | 2.0494 |  | United Arab Emirates | Dubai | Hard & Soft Landscaping | Al Furjan | Package 17&18 | NAKHEEL | Green & More | Tender | 2022 | Fixed Price Lump Sum | SITE WORK | Landscaping | Planting Medium Soil; Laid On Compacted Subgrade; Including All Ancillary Works As Necessary ; 1500Mm Depth; To Large Tree Pits | 5552 | m³ | AED | 44.8
2022-09 | 2 | 2.0494 |  | United Arab Emirates | Dubai | Hard & Soft Landscaping | Al Furjan | Package 17&18 | NAKHEEL | Green & More | Tender | 2022 | Fixed Price Lump Sum | SITE WORK | Landscaping | Planting Medium Soil; With Zander Mychorriza Organic; Laid On Compacted Subgrade; Including All Ancillary Works As Necessary ; 2000Mm Depth; To Palm Tree Pits | 1104 | m³ | AED | 241.2
2022-09 | 2 | 2.0494 |  | United Arab Emirates | Dubai | Hard & Soft Landscaping | Al Furjan | Package 17&18 | NAKHEEL | Green & More | Tender | 2022 | Fixed Price Lump Sum | SITE WORK | Landscaping | Organic Bark Mulch; Including All Ancillary Works As Necessary ; Mulching; 75Mm Thick; To Shrub | 14899 | m² | AED | 38.4
2022-09 | 2 | 2.0494 |  | United Arab Emirates | Dubai | Hard & Soft Landscaping | Al Furjan | Package 17&18 | NAKHEEL | Green & More | Tender | 2022 | Fixed Price Lump Sum | SITE WORK | Landscaping | Organic Bark Mulch; Including All Ancillary Works As Necessary ; Mulching; 75Mm Thick; To Trees And Palm Trees | 4253 | m² | AED | 38.4
2022-09 | 2 | 2.0494 |  | United Arab Emirates | Dubai | Hard & Soft Landscaping | Al Furjan | Package 17&18 | NAKHEEL | Green & More | Tender | 2022 | Fixed Price Lump Sum | SITE WORK | Landscaping | Drainage Aggregate Layer Coarse 10-15Mm Diameter; Including All Ancillary Works As Necessary ; Drainage Layer; 100Mm Thick; To Trees And Palm Trees | 4253 | m² | AED | 14.3
2022-09 | 2 | 2.0494 |  | United Arab Emirates | Dubai | Hard & Soft Landscaping | Al Furjan | Package 17&18 | NAKHEEL | Green & More | Tender | 2022 | Fixed Price Lump Sum | SITE WORK | Landscaping | Trees; Including Support System, Groundkeeper And All Ancillary Works As Necessary ; Aca Ara; Gum Arabic Tree (Acacia Arabica); With Overall Height 4.0-4.5M; Clear Trunk 1.8M; Min. Caliper 80-100Mm; Local | 31 | Nr | AED | 1988
2022-09 | 2 | 2.0494 |  | United Arab Emirates | Dubai | Hard & Soft Landscaping | Al Furjan | Package 17&18 | NAKHEEL | Green & More | Tender | 2022 | Fixed Price Lump Sum | SITE WORK | Landscaping | Trees; Including Support System, Groundkeeper And All Ancillary Works As Necessary ; Aca Far; Sweet Acacia (Acacia Farnesiana); With Overall Height 1.5-2.0M; Clear Trunk 1.5M; Min. Caliper 60-80Mm; Local | 139 | Nr | AED | 1215.8
2022-09 | 2 | 2.0494 |  | United Arab Emirates | Dubai | Hard & Soft Landscaping | Al Furjan | Package 17&18 | NAKHEEL | Green & More | Tender | 2022 | Fixed Price Lump Sum | SITE WORK | Landscaping | Trees; Including Support System, Groundkeeper And All Ancillary Works As Necessary ; Alb Leb; Lebbeck Tree (Albizia Lebbeck); With Overall Height 2.0-2.5M; Clear Trunk 1.8M; Min. Caliper 80-100Mm; Adaptive | 5 | Nr | AED | 2122.2
2022-09 | 2 | 2.0494 |  | United Arab Emirates | Dubai | Hard & Soft Landscaping | Al Furjan | Package 17&18 | NAKHEEL | Green & More | Tender | 2022 | Fixed Price Lump Sum | SITE WORK | Landscaping | Trees; Including Support System, Groundkeeper And All Ancillary Works As Necessary ; Aza Ind; Neem Tree (Azadirachta Indica); With Overall Height 4.0-4.5M; Clear Trunk 1.8M; Min. Caliper 80-100Mm; Adaptive | 405 | Nr | AED | 1512.8
2022-09 | 2 | 2.0494 |  | United Arab Emirates | Dubai | Hard & Soft Landscaping | Al Furjan | Package 17&18 | NAKHEEL | Green & More | Tender | 2022 | Fixed Price Lump Sum | SITE WORK | Landscaping | Trees; Including Support System, Groundkeeper And All Ancillary Works As Necessary ; Del Reg; Royal Poinciana (Delonix Regia); With Overall Height 4.0-4.5M; Clear Trunk 1.8M; Min. Caliper 80-100Mm; Adaptive | 339 | Nr | AED | 1514.9
2022-09 | 2 | 2.0495 |  | United Arab Emirates | Dubai | Hard & Soft Landscaping | Al Furjan | Package 17&18 | NAKHEEL | Green & More | Tender | 2022 | Fixed Price Lump Sum | SITE WORK | Landscaping | Trees; Including Support System, Groundkeeper And All Ancillary Works As Necessary ; Hib Til; Sea Hibiscus, Mahoe (Hibiscus Tiliaceus); With Overall Height 3.5-4.0M; Clear Trunk 1.5M; Min. Caliper 80-100Mm; Adaptive | 42 | Nr | AED | 1514.9
2022-09 | 2 | 2.0495 |  | United Arab Emirates | Dubai | Hard & Soft Landscaping | Al Furjan | Package 17&18 | NAKHEEL | Green & More | Tender | 2022 | Fixed Price Lump Sum | SITE WORK | Landscaping | Trees; Including Support System, Groundkeeper And All Ancillary Works As Necessary ; Par Acu; Mexican Palo Verde (Parkinsonia Aculeata); With Overall Height 3.5-4.0M; Clear Trunk 1.5M; Min. Caliper 60-80Mm; Adaptive | 97 | Nr | AED | 1276.9
2022-09 | 2 | 2.0495 |  | United Arab Emirates | Dubai | Hard & Soft Landscaping | Al Furjan | Package 17&18 | NAKHEEL | Green & More | Tender | 2022 | Fixed Price Lump Sum | SITE WORK | Landscaping | Trees; Including Support System, Groundkeeper And All Ancillary Works As Necessary ; Pel Pte; Copper-Pod (Peltophorum Pterocarpum ); With Overall Height 2.0-2.5M; Clear Trunk 1.5M; Min. Caliper 80-100Mm; Adaptive | 187 | Nr | AED | 1990.8
2022-09 | 2 | 2.0495 |  | United Arab Emirates | Dubai | Hard & Soft Landscaping | Al Furjan | Package 17&18 | NAKHEEL | Green & More | Tender | 2022 | Fixed Price Lump Sum | SITE WORK | Landscaping | Trees; Including Support System, Groundkeeper And All Ancillary Works As Necessary ; Plu Obt; Singapore White Plumeria (Plumeria Obtusa); With Overall Height 2.0-2.5M; Clear Trunk 1.8M; Min. Caliper 60-80Mm; Adaptive | 59 | Nr | AED | 1217.4
2022-09 | 2 | 2.0495 |  | United Arab Emirates | Dubai | Hard & Soft Landscaping | Al Furjan | Package 17&18 | NAKHEEL | Green & More | Tender | 2022 | Fixed Price Lump Sum | SITE WORK | Paving and surfacing | Tec Und; Honey Tree (Tecomella Undulata); With Overall Height 3.5-4.0M; Clear Trunk 1.5-2.0M; Min. Caliper 60-80Mm; Adaptive | 75 | Nr | AED | 1098.4
2022-09 | 2 | 2.0495 |  | United Arab Emirates | Dubai | Hard & Soft Landscaping | Al Furjan | Package 17&18 | NAKHEEL | Green & More | Tender | 2022 | Fixed Price Lump Sum | SITE WORK | Paving and surfacing | Tam Ind; Tamarind, Tamir Hindi (Tamarindus Indica); With Overall Height 4.0-4.5M; Clear Trunk 1.5M; Min. Caliper 60-80Mm; Adaptive | 8 | Nr | AED | 1752.8
2022-09 | 2 | 2.0495 |  | United Arab Emirates | Dubai | Hard & Soft Landscaping | Al Furjan | Package 17&18 | NAKHEEL | Green & More | Tender | 2022 | Fixed Price Lump Sum | SITE WORK | Landscaping | Ziz Spi; Sidr (Ziziphus Spina-Christi); With Overall Height 4.0-4.5M; Clear Trunk 1.8M; Min. Caliper 80-100Mm; Local | 92 | Nr | AED | 2050.3
2022-09 | 2 | 2.0495 |  | United Arab Emirates | Dubai | Hard & Soft Landscaping | Al Furjan | Package 17&18 | NAKHEEL | Green & More | Tender | 2022 | Fixed Price Lump Sum | SITE WORK | Landscaping | Pro Jul; Mequite, Safsaf (Prospolis Juliflora); With Overall Height 4.0-4.5M; Clear Trunk 1.8M; Min. Caliper 80-100Mm; Local | 166 | Nr | AED | 1693.3
2022-09 | 2 | 2.0495 |  | United Arab Emirates | Dubai | Hard & Soft Landscaping | Al Furjan | Package 17&18 | NAKHEEL | Green & More | Tender | 2022 | Fixed Price Lump Sum | SITE WORK | Landscaping | Palm Trees; Including Support System, Groundkeeper And All Ancillary Works As Necessary ; Bis Nob; Bismark Palm (Bismarckia Nobilis); With Overall Height 3.0-3.5M; Clear Trunk 1.0-1.5M; Min. Caliper 400-500Mm; Adaptive | 5 | Nr | AED | 7931
2022-09 | 2 | 2.0495 |  | United Arab Emirates | Dubai | Hard & Soft Landscaping | Al Furjan | Package 17&18 | NAKHEEL | Green & More | Tender | 2022 | Fixed Price Lump Sum | SITE WORK | Landscaping | Palm Trees; Including Support System, Groundkeeper And All Ancillary Works As Necessary ; Cop Alb; Wax Palm (Copernica Alba); With Overall Height 2.0-2.5M; Clear Trunk 1.0-1.5M; Adaptive | 4 | Nr | AED | 1684.8
2022-09 | 2 | 2.0496 |  | United Arab Emirates | Dubai | Hard & Soft Landscaping | Al Furjan | Package 17&18 | NAKHEEL | Green & More | Tender | 2022 | Fixed Price Lump Sum | SITE WORK | Landscaping | Palm Trees; Including Support System, Groundkeeper And All Ancillary Works As Necessary ; Liv Chi; Chinese Fan Palm (Livistona Chinensis); With Overall Height 2.0-2.5M | 10 | Nr | AED | 3172
2022-09 | 2 | 2.0496 |  | United Arab Emirates | Dubai | Hard & Soft Landscaping | Al Furjan | Package 17&18 | NAKHEEL | Green & More | Tender | 2022 | Fixed Price Lump Sum | SITE WORK | Landscaping | Palm Trees; Including Support System, Groundkeeper And All Ancillary Works As Necessary ; Pho Dac; Date Palm (Phoenix Dactylifera); With Overall Height 6.0M; Clear Trunk 2.5-5.0M; Min. Caliper 400-500Mm; Local | 61 | Nr | AED | 1625.3
2022-09 | 2 | 2.0496 |  | United Arab Emirates | Dubai | Hard & Soft Landscaping | Al Furjan | Package 17&18 | NAKHEEL | Green & More | Tender | 2022 | Fixed Price Lump Sum | SITE WORK | Landscaping | Palm Trees; Including Support System, Groundkeeper And All Ancillary Works As Necessary ; Was Rob; Mexican Fan Palm (Washington Robusta); With Overall Height 4.5-5.0M; Clear Trunk 2.5-5.0M; Min. Caliper 300-400Mm; Local | 58 | Nr | AED | 3766.9
2022-09 | 2 | 2.0496 |  | United Arab Emirates | Dubai | Hard & Soft Landscaping | Al Furjan | Package 17&18 | NAKHEEL | Green & More | Tender | 2022 | Fixed Price Lump Sum | SITE WORK | Landscaping | Succulents; Including Additional Earthworks, Fertilizer And All Ancillary Works As Necessary ; Aga Ame; Century Plant (Agave Americana); Height 300-400Mm; Min. Spread 300-400Mm; Adaptive | 167 | Nr | AED | 25.6
2022-09 | 2 | 2.0496 |  | United Arab Emirates | Dubai | Hard & Soft Landscaping | Al Furjan | Package 17&18 | NAKHEEL | Green & More | Tender | 2022 | Fixed Price Lump Sum | SITE WORK | Landscaping | Succulents; Including Additional Earthworks, Fertilizer And All Ancillary Works As Necessary ; Aga Att; Foxtail Agave (Agave Attenuata); Height 300-400Mm; Min. Spread 300-400Mm; Adaptive | 12 | Nr | AED | 19.7
2022-09 | 2 | 2.0496 |  | United Arab Emirates | Dubai | Hard & Soft Landscaping | Al Furjan | Package 17&18 | NAKHEEL | Green & More | Tender | 2022 | Fixed Price Lump Sum | SITE WORK | Landscaping | Succulents; Including Additional Earthworks, Fertilizer And All Ancillary Works As Necessary ; Yuc Fil; Yucca (Yucca Filipera); Height 300-400Mm; Min. Spread 300-400Mm; Adaptive | 48 | Nr | AED | 19.7
2022-09 | 2 | 2.0496 |  | United Arab Emirates | Dubai | Hard & Soft Landscaping | Al Furjan | Package 17&18 | NAKHEEL | Green & More | Tender | 2022 | Fixed Price Lump Sum | SITE WORK | Landscaping | Shrubs; Including Additional Earthworks, Fertilizer And All Ancillary Works As Necessary ; Ade Obe; Desert Rose (Adenium Obesum); Height 400-600Mm; Min. Spread 400-500Mm; Adaptive | 514 | m² | AED | 94.6
2022-09 | 2 | 2.0496 |  | United Arab Emirates | Dubai | Hard & Soft Landscaping | Al Furjan | Package 17&18 | NAKHEEL | Green & More | Tender | 2022 | Fixed Price Lump Sum | SITE WORK | Landscaping | Shrubs; Including Additional Earthworks, Fertilizer And All Ancillary Works As Necessary ; Atr Sem; Salt Bush (Atriplex Semibaccata); Height 200-3000Mm; Min. Spread 300-400Mm; Local | 1232 | m² | AED | 26.8
2022-09 | 2 | 2.0496 |  | United Arab Emirates | Dubai | Hard & Soft Landscaping | Al Furjan | Package 17&18 | NAKHEEL | Green & More | Tender | 2022 | Fixed Price Lump Sum | SITE WORK | Landscaping | Shrubs; Including Additional Earthworks, Fertilizer And All Ancillary Works As Necessary ; Bou Gla; Paper Flower (Bougainvillea Glabra-Orange); Height 400-600Mm; Min. Spread 400-600Mm; Adaptive | 360 | m² | AED | 45.3
2022-09 | 2 | 2.0496 |  | United Arab Emirates | Dubai | Hard & Soft Landscaping | Al Furjan | Package 17&18 | NAKHEEL | Green & More | Tender | 2022 | Fixed Price Lump Sum | SITE WORK | Landscaping | Shrubs; Including Additional Earthworks, Fertilizer And All Ancillary Works As Necessary ; Cae Pul; Red Bird Of Paradise (Caesalpinia Pulcherrima); Height 400-600Mm; Min. Spread 400-600Mm; Adaptive | 1254 | m² | AED | 26.8
2022-09 | 2 | 2.0497 |  | United Arab Emirates | Dubai | Hard & Soft Landscaping | Al Furjan | Package 17&18 | NAKHEEL | Green & More | Tender | 2022 | Fixed Price Lump Sum | SITE WORK | Landscaping | Shrubs; Including Additional Earthworks, Fertilizer And All Ancillary Works As Necessary ; Cle Ine; Wild Jasmine (Clerodendrum Inerme); Height 300-500Mm; Min. Spread 300-500Mm; Adaptive | 854 | m² | AED | 53.6
2022-09 | 2 | 2.0497 |  | United Arab Emirates | Dubai | Hard & Soft Landscaping | Al Furjan | Package 17&18 | NAKHEEL | Green & More | Tender | 2022 | Fixed Price Lump Sum | SITE WORK | Landscaping | Shrubs; Including Additional Earthworks, Fertilizer And All Ancillary Works As Necessary ; Jun Rig; Rush (Juncus Rigidus); Height 400-600Mm; Min. Spread 400-500Mm; Adaptive | 3902 | m² | AED | 44.7
2022-09 | 2 | 2.0497 |  | United Arab Emirates | Dubai | Hard & Soft Landscaping | Al Furjan | Package 17&18 | NAKHEEL | Green & More | Tender | 2022 | Fixed Price Lump Sum | SITE WORK | Landscaping | Shrubs; Including Additional Earthworks, Fertilizer And All Ancillary Works As Necessary ; Leu Fru; Texas Sage (Leucophyllum Frutescens); Height 400-600Mm; Min. Spread 400-600Mm; Adaptive | 2890 | m² | AED | 34
2022-09 | 2 | 2.0497 |  | United Arab Emirates | Dubai | Hard & Soft Landscaping | Al Furjan | Package 17&18 | NAKHEEL | Green & More | Tender | 2022 | Fixed Price Lump Sum | SITE WORK | Landscaping | Pan Ant; Blue Panicum (Panicum Antidotale); Height 400-600Mm; Min. Spread 400-500Mm; Adaptive | 366 | m² | AED | 68.4
2022-09 | 2 | 2.0497 |  | United Arab Emirates | Dubai | Hard & Soft Landscaping | Al Furjan | Package 17&18 | NAKHEEL | Green & More | Tender | 2022 | Fixed Price Lump Sum | SITE WORK | Landscaping | Pul Cri; (Pulicaria Crispa); Height 200-300Mm; Min. Spread 400-600Mm; Adaptive | 827 | m² | AED | 144.6
2022-09 | 2 | 2.0497 |  | United Arab Emirates | Dubai | Hard & Soft Landscaping | Al Furjan | Package 17&18 | NAKHEEL | Green & More | Tender | 2022 | Fixed Price Lump Sum | SITE WORK | Paving and surfacing | Tec Sta; Yellow Bells (Tecoma Stans); Height 400-600Mm; Min. Spread 400-600Mm; Adaptive | 2700 | m² | AED | 26.8
2022-09 | 2 | 2.0497 |  | United Arab Emirates | Dubai | Hard & Soft Landscaping | Al Furjan | Package 17&18 | NAKHEEL | Green & More | Tender | 2022 | Fixed Price Lump Sum | SITE WORK | Landscaping | Grasses; Including Additional Earthworks, Fertilizer And All Ancillary Works As Necessary ; Cen Cil; Dhaman Grass (Cenchrus Ciliaris); Height 300-500Mm; Min. Spread 300-400Mm; Adaptive | 2765 | m² | AED | 43.3
2022-09 | 2 | 2.0497 |  | United Arab Emirates | Dubai | Hard & Soft Landscaping | Al Furjan | Package 17&18 | NAKHEEL | Green & More | Tender | 2022 | Fixed Price Lump Sum | SITE WORK | Landscaping | Grasses; Including Additional Earthworks, Fertilizer And All Ancillary Works As Necessary ; Lom Lon; Mat Rush (Lomandra Longifolia); Height 400-600Mm; Min. Spread 400-500Mm; Adaptive | 638 | m² | AED | 67.4
2022-09 | 2 | 2.0497 |  | United Arab Emirates | Dubai | Hard & Soft Landscaping | Al Furjan | Package 17&18 | NAKHEEL | Green & More | Tender | 2022 | Fixed Price Lump Sum | SITE WORK | Landscaping | Grasses; Including Additional Earthworks, Fertilizer And All Ancillary Works As Necessary ; Pen Rub; Purple Fountain Grass (Pennisetum Rubrum); Height 300-500Mm; Min. Spread 300-500Mm; Adaptive | 1199 | m² | AED | 29.2
2022-09 | 2 | 2.0497 |  | United Arab Emirates | Dubai | Hard & Soft Landscaping | Al Furjan | Package 17&18 | NAKHEEL | Green & More | Tender | 2022 | Fixed Price Lump Sum | SITE WORK | Landscaping | Grasses; Including Additional Earthworks, Fertilizer And All Ancillary Works As Necessary ; Pen Set; Fountain Grass (Pennisetum Setaceum); Height 300-500Mm; Min. Spread 300-500Mm; Local | 14977 | m² | AED | 29.2
2022-09 | 2 | 2.0498 |  | United Arab Emirates | Dubai | Hard & Soft Landscaping | Al Furjan | Package 17&18 | NAKHEEL | Green & More | Tender | 2022 | Fixed Price Lump Sum | SITE WORK | Landscaping | Groundcovers; Including Additional Earthworks, Fertilizer And All Ancillary Works As Necessary ; Aer Jav; Kapok Bush (Aerva Javanica); Height 300-500Mm; Min. Spread 300Mm; Density 3/M²; Adaptive | 2466 | m² | AED | 32.5
2022-09 | 2 | 2.0498 |  | United Arab Emirates | Dubai | Hard & Soft Landscaping | Al Furjan | Package 17&18 | NAKHEEL | Green & More | Tender | 2022 | Fixed Price Lump Sum | SITE WORK | Landscaping | Groundcovers; Including Additional Earthworks, Fertilizer And All Ancillary Works As Necessary ; Rue Cil; Wild Petunia (Ruellia Ciliosa); Height 300-500Mm; Min. Spread 300Mm; Adaptive | 9131 | m² | AED | 25.6
2022-09 | 2 | 2.0498 |  | United Arab Emirates | Dubai | Hard & Soft Landscaping | Al Furjan | Package 17&18 | NAKHEEL | Green & More | Tender | 2022 | Fixed Price Lump Sum | SITE WORK | Landscaping | Groundcovers; Including Additional Earthworks, Fertilizer And All Ancillary Works As Necessary ; Rue Met; White Ruellia (Ruellia Metziae) ; Height 300-500Mm; Min. Spread 300Mm; Adaptive | 14 | m² | AED | 25.6
2022-09 | 2 | 2.0498 |  | United Arab Emirates | Dubai | Hard & Soft Landscaping | Al Furjan | Package 17&18 | NAKHEEL | Green & More | Tender | 2022 | Fixed Price Lump Sum | SITE WORK | Landscaping | Ses Por; Shoreline Seapurslane (Sesuvium Portulacastrum); Height 100-150Mm; Min. Spread 150Mm; Local | 1021 | m² | AED | 14.9
2022-09 | 2 | 2.0498 |  | United Arab Emirates | Dubai | Hard & Soft Landscaping | Al Furjan | Package 17&18 | NAKHEEL | Green & More | Tender | 2022 | Fixed Price Lump Sum | SITE WORK | Landscaping | Wed Tri; Creeping Daisy (Wedelia Trilobata); Height 100-150Mm; Min. Spread 150Mm; Adaptive | 435 | m² | AED | 25.6
2022-09 | 2 | 2.0498 |  | United Arab Emirates | Dubai | Hard & Soft Landscaping | Al Furjan | Package 17&18 | NAKHEEL | Green & More | Tender | 2022 | Fixed Price Lump Sum | SITE WORK | Landscaping | Lawn; Including Additional Earthworks, Fertilizer And All Ancillary Works As Necessary ; Pas Vag; Seashore Paspalum (Paspalum Vaginatum); Adaptive | 5491 | m² | AED | 22.6
2022-09 | 2 | 2.0498 |  | United Arab Emirates | Dubai | Hard & Soft Landscaping | Al Furjan | Package 17&18 | NAKHEEL | Green & More | Tender | 2022 | Fixed Price Lump Sum | SITE WORK | Landscaping | Planting Management; Including Protection, Consumables, Accessories And All Ancillary Works As Necessary ; Maintenance And Management During Defects Liabilities Period | 1 | Item | AED | 572275
2022-09 | 2 | 2.0498 |  | United Arab Emirates | Dubai | Hard & Soft Landscaping | Al Furjan | Package 17&18 | NAKHEEL | Green & More | Tender | 2022 | Fixed Price Lump Sum | SITE WORK | Landscaping | Planting Management; Including Protection, Consumables, Accessories And All Ancillary Works As Necessary ; Maintenance Of Hessian Wrapping To Palm Trees; Min. 10Weeks From Date Of Planting | 1 | Item | AED | 2871
2022-09 | 2 | 2.0498 |  | United Arab Emirates | Dubai | Hard & Soft Landscaping | Al Furjan | Package 17&18 | NAKHEEL | Green & More | Tender | 2022 | Fixed Price Lump Sum | SITE WORK | Landscaping | Planting Management; Including Protection, Consumables, Accessories And All Ancillary Works As Necessary ; Maintenance Of Twine Frond Tie To Palm Trees; Min. 5-6Weeks From Date Of Planting | 1 | Item | AED | 1914
2022-09 | 2 | 2.0498 |  | United Arab Emirates | Dubai | Hard & Soft Landscaping | Al Furjan | Package 17&18 | NAKHEEL | Green & More | Tender | 2022 | Fixed Price Lump Sum | SITE WORK | Landscaping | Sundries ; Polypropylene Root Barrier; 2Mm Thick X 600Mm Depth | 1 | Item | AED | 79187.3
2022-09 | 2 | 2.0499 |  | United Arab Emirates | Dubai | Hard & Soft Landscaping | Al Furjan | Package 17&18 | NAKHEEL | Green & More | Tender | 2022 | Fixed Price Lump Sum | SITE WORK | Landscaping | Sundries ; Polypropylene Root Barrier; 2Mm Thick X 600Mm Depth (Rate Only) | 1 | m² | AED | 42.8
2022-09 | 2 | 2.0499 |  | United Arab Emirates | Dubai | Hard & Soft Landscaping | Al Furjan | Package 17&18 | NAKHEEL | Green & More | Tender | 2022 | Fixed Price Lump Sum | SITE WORK | Landscaping | Sundries ; Tree Stake; Painted Forest Green Colour, 50Mm Dia X 2500Mm Long, (3Nr) | 1783 | Nr | AED | 61.7
2022-09 | 2 | 2.0499 |  | United Arab Emirates | Dubai | Hard & Soft Landscaping | Al Furjan | Package 17&18 | NAKHEEL | Green & More | Tender | 2022 | Fixed Price Lump Sum | SITE WORK | Landscaping | Sundries ; Adjustable Rubber Cinch Tree Ties (3Nr.) | 1783 | Nr | AED | 19.1
2022-09 | 2 | 2.0499 |  | United Arab Emirates | Dubai | Hard & Soft Landscaping | Al Furjan | Package 17&18 | NAKHEEL | Green & More | Tender | 2022 | Fixed Price Lump Sum | SITE WORK | Landscaping | Geotextile Membrane; Non-Woven; To Palm And Tree Pits; Including All Ancillary Works As Necessary; As Drawing Nr. 21-6007-Alf-P17-18-Ins-Dwg-Td-70802 | 21266 | m² | AED | 3.2
2022-09 | 2 | 2.0499 |  | United Arab Emirates | Dubai | Hard & Soft Landscaping | Al Furjan | Package 17&18 | NAKHEEL | Green & More | Tender | 2022 | Fixed Price Lump Sum | SITE WORK | Landscaping | Planting Medium Soil; Laid On Compacted Subgrade; Including All Ancillary Works As Necessary To Succulents | 113.5 | m³ | AED | 44.8
2022-09 | 2 | 2.0499 |  | United Arab Emirates | Dubai | Hard & Soft Landscaping | Al Furjan | Package 17&18 | NAKHEEL | Green & More | Tender | 2022 | Fixed Price Lump Sum | SITE WORK | Landscaping | Ziz Spi; Sidr (Ziziphus Spina-Christi); With Overall Height 4.0-4.5M; Clear Trunk 1.8M; Min. Caliper 80-100Mm; Local | 1 | Nr | AED | 2050.3
2022-09 | 2 | 2.0499 |  | United Arab Emirates | Dubai | Hard & Soft Landscaping | Al Furjan | Package 17&18 | NAKHEEL | Green & More | Tender | 2022 | Fixed Price Lump Sum | SITE WORK | Landscaping | Was Rob; Mexican Fan Palm (Washington Robusta); With Overall Height 4.5-5.0M; Clear Trunk 2.5-5.0M; Min. Caliper 300-400Mm; Local | 2 | Nr | AED | 3766.9
2022-09 | 2 | 2.0499 |  | United Arab Emirates | Dubai | Hard & Soft Landscaping | Al Furjan | Package 17&18 | NAKHEEL | Green & More | Tender | 2022 | Fixed Price Lump Sum | METALWORK | Non structural metalwork | Shade Structure; Comprising Uv Stabilized Hdpe Shade Fabric, Hot-Dipped Galvanized Epoxy Painted Steel Post; Including Gi Cable, Rc Foundation, Earthworks, Waterproofing, Metal Supports, Fixings, Accessories And All Ancillary Works As Necessary; Measured On Plan ; Fu06-28 (1 Nr.) | 197 | m² | AED | 455.4
2022-09 | 2 | 2.0499 |  | United Arab Emirates | Dubai | Hard & Soft Landscaping | Al Furjan | Package 17&18 | NAKHEEL | Green & More | Tender | 2022 | Fixed Price Lump Sum | METALWORK | Non structural metalwork | Shade Structure; Comprising Uv Stabilized Hdpe Shade Fabric, Hot-Dipped Galvanized Epoxy Painted Steel Post; Including Gi Cable, Rc Foundation, Earthworks, Waterproofing, Metal Supports, Fixings, Accessories And All Ancillary Works As Necessary; Measured On Plan ; Fu06-29 (1 Nr.) | 147 | m² | AED | 455.4
2022-09 | 2 | 2.0499 |  | United Arab Emirates | Dubai | Hard & Soft Landscaping | Al Furjan | Package 17&18 | NAKHEEL | Green & More | Tender | 2022 | Fixed Price Lump Sum | METALWORK | Non structural metalwork | Shade Structure; Comprising Uv Stabilized Hdpe Shade Fabric, Hot-Dipped Galvanized Epoxy Painted Steel Post; Including Gi Cable, Rc Foundation, Earthworks, Waterproofing, Metal Supports, Fixings, Accessories And All Ancillary Works As Necessary; Measured On Plan ; Fu06-30 (1 Nr.) | 131 | m² | AED | 455.4
2022-09 | 2 | 2.05 |  | United Arab Emirates | Dubai | Hard & Soft Landscaping | Al Furjan | Package 17&18 | NAKHEEL | Green & More | Tender | 2022 | Fixed Price Lump Sum | METALWORK | Non structural metalwork | Shade Structure; Comprising Uv Stabilized Hdpe Shade Fabric, Hot-Dipped Galvanized Epoxy Painted Steel Post; Including Gi Cable, Rc Foundation, Earthworks, Waterproofing, Metal Supports, Fixings, Accessories And All Ancillary Works As Necessary; Measured On Plan ; Fu06-31 (1 Nr.) | 280 | m² | AED | 455.4
2022-09 | 2 | 2.05 |  | United Arab Emirates | Dubai | Hard & Soft Landscaping | Al Furjan | Package 17&18 | NAKHEEL | Green & More | Tender | 2022 | Fixed Price Lump Sum | METALWORK | Non structural metalwork | Fu06-32 (1 Nr.) | 237 | m² | AED | 455.4
2022-09 | 2 | 2.05 |  | United Arab Emirates | Dubai | Hard & Soft Landscaping | Al Furjan | Package 17&18 | NAKHEEL | Green & More | Tender | 2022 | Fixed Price Lump Sum | METALWORK | Non structural metalwork | Fu06-33 (1 Nr.) | 38 | m² | AED | 910.8
2022-09 | 2 | 2.05 |  | United Arab Emirates | Dubai | Hard & Soft Landscaping | Al Furjan | Package 17&18 | NAKHEEL | Green & More | Tender | 2022 | Fixed Price Lump Sum | METALWORK | Non structural metalwork | Fu06-34 (1 Nr.) | 136 | m² | AED | 455.4
2022-09 | 2 | 2.05 |  | United Arab Emirates | Dubai | Hard & Soft Landscaping | Al Furjan | Package 17&18 | NAKHEEL | Green & More | Tender | 2022 | Fixed Price Lump Sum | METALWORK | Non structural metalwork | Fu06-35 (1 Nr.) | 244 | m² | AED | 455.4
2022-09 | 2 | 2.05 |  | United Arab Emirates | Dubai | Hard & Soft Landscaping | Al Furjan | Package 17&18 | NAKHEEL | Green & More | Tender | 2022 | Fixed Price Lump Sum | METALWORK | Non structural metalwork | Fu06-54 (1 Nr.) | 166 | m² | AED | 455.4
2022-09 | 2 | 2.05 |  | United Arab Emirates | Dubai | Hard & Soft Landscaping | Al Furjan | Package 17&18 | NAKHEEL | Green & More | Tender | 2022 | Fixed Price Lump Sum | METALWORK | Non structural metalwork | Fu06-55 (1 Nr.) | 164 | m² | AED | 455.4
2022-09 | 2 | 2.05 |  | United Arab Emirates | Dubai | Hard & Soft Landscaping | Al Furjan | Package 17&18 | NAKHEEL | Green & More | Tender | 2022 | Fixed Price Lump Sum | METALWORK | Non structural metalwork | Fu06-56 (1 Nr.) | 165 | m² | AED | 455.4
2022-09 | 2 | 2.05 |  | United Arab Emirates | Dubai | Hard & Soft Landscaping | Al Furjan | Package 17&18 | NAKHEEL | Green & More | Tender | 2022 | Fixed Price Lump Sum | METALWORK | Non structural metalwork | Basketball Court Fence; Fixed To Concrete Base; Comprising Weld Mesh Fence, Mid Rail And Fence Post; Including Concrete, Formwork, Reinforcement, Excavation, Disposal, Backfilling, Anchor Bolts, Metal Supports, Fixings, Accessories And All Ancillary Works As Necessary ; Muga Fence; 3050Mm High | 164 | m | AED | 462
2022-09 | 2 | 2.05 |  | United Arab Emirates | Dubai | Hard & Soft Landscaping | Al Furjan | Package 17&18 | NAKHEEL | Green & More | Tender | 2022 | Fixed Price Lump Sum | METALWORK | Non structural metalwork | Tennis Court Fence And Gate; Fixed To Concrete Base; Comprising 50X50Mm Chain Link And 3.0/4.0Mm Dia. Line (Tension) Wire Mesh In Pvc Coated Green Color, Corner Straining Post, Bracing; Including Gate, Finishes, Reinforced Concrete Foundation, Earthworks, Waterproofing, Anchor Bolts, Metal Supports, Fixings, Accessories And All Ancillary Works As Necessary ; Metal Fence; 4000Mm High | 110 | m | AED | 594
2022-09 | 2 | 2.0501 |  | United Arab Emirates | Dubai | Hard & Soft Landscaping | Al Furjan | Package 17&18 | NAKHEEL | Green & More | Tender | 2022 | Fixed Price Lump Sum | METALWORK | Non structural metalwork | Tennis Court Fence And Gate; Fixed To Concrete Base; Comprising 50X50Mm Chain Link And 3.0/4.0Mm Dia. Line (Tension) Wire Mesh In Pvc Coated Green Color, Corner Straining Post, Bracing; Including Gate, Finishes, Reinforced Concrete Foundation, Earthworks, Waterproofing, Anchor Bolts, Metal Supports, Fixings, Accessories And All Ancillary Works As Necessary ; Extra Over Single Leaf Gate 1000 X 1500Mm High | 1 | Nr | AED | 4950
2022-09 | 2 | 2.0501 |  | United Arab Emirates | Dubai | Hard & Soft Landscaping | Al Furjan | Package 17&18 | NAKHEEL | Green & More | Tender | 2022 | Fixed Price Lump Sum | METALWORK | Non structural metalwork | Tennis Net Post; Fixed To Concrete Base; Including Polycarbonate Brackets, Concrete, Formwork, Reinforcement, Excavation, Disposal, Backfilling, Anchor Bolts, Net Tension Assembly, Fixings, Accessories And All Ancillary Works As Necessary; As Drawing Nr. 21-6007-Alf-P17&18-Ins-Dwg-Td-70654 Detail 03 ; Net Post; 1067Mm High | 2 | Nr | AED | 4950
2022-09 | 2 | 2.0501 |  | United Arab Emirates | Dubai | Hard & Soft Landscaping | Al Furjan | Package 17&18 | NAKHEEL | Green & More | Tender | 2022 | Fixed Price Lump Sum | METALWORK | Non structural metalwork | Pool Fence And Gate; Fixed To Concrete Base; Comprising Powder Coated Aluminium Railing And Post; Including Gate, Finishes, Reinforced Concrete Foundation, Earthworks, Waterproofing, Anchor Bolts, Metal Supports, Ironmongery, Magna Latch Safety Gate, Fixings, Accessories And All Ancillary Works As Necessary ; Type F-01; 1200Mm High | 468 | m | AED | 720
2022-09 | 2 | 2.0501 |  | United Arab Emirates | Dubai | Hard & Soft Landscaping | Al Furjan | Package 17&18 | NAKHEEL | Green & More | Tender | 2022 | Fixed Price Lump Sum | METALWORK | Non structural metalwork | Pool Fence And Gate; Fixed To Concrete Base; Comprising Powder Coated Aluminium Railing And Post; Including Gate, Finishes, Reinforced Concrete Foundation, Earthworks, Waterproofing, Anchor Bolts, Metal Supports, Ironmongery, Magna Latch Safety Gate, Fixings, Accessories And All Ancillary Works As Necessary ; Extra Over Single Swing Gate; 1040 X 1120Mm High | 7 | Nr | AED | 2502.8
2022-09 | 2 | 2.0501 |  | United Arab Emirates | Dubai | Hard & Soft Landscaping | Al Furjan | Package 17&18 | NAKHEEL | Green & More | Tender | 2022 | Fixed Price Lump Sum | METALWORK | Non structural metalwork | Handrail; To Steps And Ramp; Comprising Galvanised Steel Rail Member And Post; Floor Mounted; Including Finishes, Grout, Anchor Bolts, Metal Supports, Fixings, Accessories And All Ancillary Works As Necessary; As Drawing Nr. 21-6007-Alf-P17-18-Ins-Dwg-Td-70205 Detail 3 ; Type R02; 750Mm High; To Steps And Ramp; Sloping | 494 | m | AED | 687.5
2022-09 | 2 | 2.0501 |  | United Arab Emirates | Dubai | Hard & Soft Landscaping | Al Furjan | Package 17&18 | NAKHEEL | Green & More | Tender | 2022 | Fixed Price Lump Sum | METALWORK | Non structural metalwork | Handrail; To Steps And Ramp; Comprising Galvanised Steel Rail Member And Post; Floor Mounted; Including Finishes, Grout, Anchor Bolts, Metal Supports, Fixings, Accessories And All Ancillary Works As Necessary; As Drawing Nr. 21-6007-Alf-P17-18-Ins-Dwg-Td-70205 Detail 3 ; Type R02; 750Mm High; To Steps And Ramp; Sloping; Curved | 379 | m | AED | 588.5
2022-09 | 2 | 2.0501 |  | United Arab Emirates | Dubai | Hard & Soft Landscaping | Al Furjan | Package 17&18 | NAKHEEL | Green & More | Tender | 2022 | Fixed Price Lump Sum | METALWORK | Non structural metalwork | Handrail; To Steps And Ramp; Comprising Galvanised Steel Rail Member And Post; Floor Mounted; Including Finishes, Grout, Anchor Bolts, Metal Supports, Fixings, Accessories And All Ancillary Works As Necessary; As Drawing Nr. 21-6007-Alf-P17-18-Ins-Dwg-Td-70205 Detail 3 ; Type R02; 900Mm High; To Pool Deck Steps; Sloping | 23 | m | AED | 687.5
2022-09 | 2 | 2.0501 |  | United Arab Emirates | Dubai | Hard & Soft Landscaping | Al Furjan | Package 17&18 | NAKHEEL | Green & More | Tender | 2022 | Fixed Price Lump Sum | METALWORK | Non structural metalwork | Handrail; To Steps And Ramp; Comprising Galvanised Steel Rail Member And Post; Floor Mounted; Including Finishes, Grout, Anchor Bolts, Metal Supports, Fixings, Accessories And All Ancillary Works As Necessary; As Drawing Nr. 21-6007-Alf-P17-18-Ins-Dwg-Td-70205 Detail 3 ; Type R02; 750Mm High; To Walkway Steps; Sloping | 111 | m | AED | 588.5
2022-09 | 2 | 2.0501 |  | United Arab Emirates | Dubai | Hard & Soft Landscaping | Al Furjan | Package 17&18 | NAKHEEL | Green & More | Tender | 2022 | Fixed Price Lump Sum | METALWORK | Non structural metalwork | Handrail; To Steps And Ramp; Comprising Galvanised Steel Rail Member And Post; Wall Mounted; Including Finishes, Grout, Anchor Bolts, Metal Supports, Fixings, Accessories And All Ancillary Works As Necessary; As Drawing Nr. 21-6007-Alf-P17-18-Ins-Dwg-Td-80006 ; Type R02; 900Mm High; To Steps And Ramp; Sloping | 98 | m | AED | 687.5
2022-09 | 2 | 2.0501 |  | United Arab Emirates | Dubai | Hard & Soft Landscaping | Al Furjan | Package 17&18 | NAKHEEL | Green & More | Tender | 2022 | Fixed Price Lump Sum | METALWORK | Non structural metalwork | Handrail; To Steps And Ramp; Comprising Galvanised Steel Rail Member And Post; Wall Mounted; Including Finishes, Grout, Anchor Bolts, Metal Supports, Fixings, Accessories And All Ancillary Works As Necessary; As Drawing Nr. 21-6007-Alf-P17-18-Ins-Dwg-Td-80006 ; Type R02; 900Mm High; To Pool Deck Steps; Sloping | 2 | m | AED | 588.5
2022-09 | 2 | 2.0502 |  | United Arab Emirates | Dubai | Hard & Soft Landscaping | Al Furjan | Package 17&18 | NAKHEEL | Green & More | Tender | 2022 | Fixed Price Lump Sum | METALWORK | Non structural metalwork | Palm Grating; Cast Iron; Including Finishes, Metal Supports, Fixings, Accessories And All Ancillary Works As Necessary ; 2000 X 2000Mm Overall Size | 6 | Nr | AED | 2335.3
2022-09 | 2 | 2.0502 |  | United Arab Emirates | Dubai | Hard & Soft Landscaping | Al Furjan | Package 17&18 | NAKHEEL | Green & More | Tender | 2022 | Fixed Price Lump Sum | METALWORK | Non structural metalwork | Fu06-29 (1 Nr.) | 13 | m² | AED | 459.6
2022-09 | 2 | 2.0502 |  | United Arab Emirates | Dubai | Hard & Soft Landscaping | Al Furjan | Package 17&18 | NAKHEEL | Green & More | Tender | 2022 | Fixed Price Lump Sum | METALWORK | Non structural metalwork | Fu06-30 (1 Nr.) | 8 | m² | AED | 459.6
2022-09 | 2 | 2.0502 |  | United Arab Emirates | Dubai | Hard & Soft Landscaping | Al Furjan | Package 17&18 | NAKHEEL | Green & More | Tender | 2022 | Fixed Price Lump Sum | METALWORK | Non structural metalwork | Fu06-31 (1 Nr.) | 23 | m² | AED | 459.6
2022-09 | 2 | 2.0502 |  | United Arab Emirates | Dubai | Hard & Soft Landscaping | Al Furjan | Package 17&18 | NAKHEEL | Green & More | Tender | 2022 | Fixed Price Lump Sum | METALWORK | Non structural metalwork | Fu06-32 (1 Nr.) | 22 | m² | AED | 459.6
2022-09 | 2 | 2.0502 |  | United Arab Emirates | Dubai | Hard & Soft Landscaping | Al Furjan | Package 17&18 | NAKHEEL | Green & More | Tender | 2022 | Fixed Price Lump Sum | METALWORK | Non structural metalwork | Fu06-33 (1 Nr.) | 8 | m² | AED | 919.1
2022-09 | 2 | 2.0502 |  | United Arab Emirates | Dubai | Hard & Soft Landscaping | Al Furjan | Package 17&18 | NAKHEEL | Green & More | Tender | 2022 | Fixed Price Lump Sum | METALWORK | Non structural metalwork | Fu06-34 (1 Nr.) | 15 | m² | AED | 459.6
2022-09 | 2 | 2.0502 |  | United Arab Emirates | Dubai | Hard & Soft Landscaping | Al Furjan | Package 17&18 | NAKHEEL | Green & More | Tender | 2022 | Fixed Price Lump Sum | METALWORK | Non structural metalwork | Fu06-35 (1 Nr.) | 29 | m² | AED | 459.6
2022-09 | 2 | 2.0502 |  | United Arab Emirates | Dubai | Hard & Soft Landscaping | Al Furjan | Package 17&18 | NAKHEEL | Green & More | Tender | 2022 | Fixed Price Lump Sum | METALWORK | Non structural metalwork | Fu06-54 (1 Nr.) | 14 | m² | AED | 459.6
2022-09 | 2 | 2.0502 |  | United Arab Emirates | Dubai | Hard & Soft Landscaping | Al Furjan | Package 17&18 | NAKHEEL | Green & More | Tender | 2022 | Fixed Price Lump Sum | METALWORK | Non structural metalwork | Type R02; 900Mm High; To Steps And Ramp; Sloping | 173 | m | AED | 693.8
2022-09 | 2 | 2.0503 |  | United Arab Emirates | Dubai | Hard & Soft Landscaping | Al Furjan | Package 17&18 | NAKHEEL | Green & More | Tender | 2022 | Fixed Price Lump Sum | METALWORK | Non structural metalwork | Type R02; 900Mm High; To Pool Deck Steps & Walkway Steps; Sloping | 49 | m | AED | 593.9
2022-09 | 2 | 2.0503 |  | United Arab Emirates | Dubai | Hard & Soft Landscaping | Al Furjan | Package 17&18 | NAKHEEL | Green & More | Tender | 2022 | Fixed Price Lump Sum | FINISHES | Backgrounds | Screed; Including Surface Preparation And All Ancillary Works As Necessary ; To Receive Limestone | 13 | m² | AED | 64.9
2022-09 | 2 | 2.0503 |  | United Arab Emirates | Dubai | Hard & Soft Landscaping | Al Furjan | Package 17&18 | NAKHEEL | Green & More | Tender | 2022 | Fixed Price Lump Sum | FINISHES | Backgrounds | Screed; Including Surface Preparation And All Ancillary Works As Necessary ; To Receive Porcelain Tiles | 3 | m² | AED | 64.9
2022-09 | 2 | 2.0503 |  | United Arab Emirates | Dubai | Hard & Soft Landscaping | Al Furjan | Package 17&18 | NAKHEEL | Green & More | Tender | 2022 | Fixed Price Lump Sum | FINISHES | Backgrounds | Screed; Including Surface Preparation And All Ancillary Works As Necessary ; To Receive Ceramic Tiles | 34 | m² | AED | 64.9
2022-09 | 2 | 2.0503 |  | United Arab Emirates | Dubai | Hard & Soft Landscaping | Al Furjan | Package 17&18 | NAKHEEL | Green & More | Tender | 2022 | Fixed Price Lump Sum | FINISHES | Finishings | External Works ; Pool Shower Paving; Laid On Screed (Measured Separately); Including Grouting, Joints, Mortar, Accessories And All Ancillary Works As Necessary ; Limestone; 200 X 200 X 50Mm Thick; In Off-White Cream; In Flamed Finish | 13 | m² | AED | 602.2
2022-09 | 2 | 2.0503 |  | United Arab Emirates | Dubai | Hard & Soft Landscaping | Al Furjan | Package 17&18 | NAKHEEL | Green & More | Tender | 2022 | Fixed Price Lump Sum | FINISHES | Finishings | Pool Shower Tiling; Laid On Screed (Measured Separately); Including Grouting, Joints, Mortar, Accessories And All Ancillary Works As Necessary ; Porcelain Tile; 25 X 25 X 10Mm Thick; In Light Grey Color; In Matte Finish | 3 | m² | AED | 330.4
2022-09 | 2 | 2.0503 |  | United Arab Emirates | Dubai | Hard & Soft Landscaping | Al Furjan | Package 17&18 | NAKHEEL | Green & More | Tender | 2022 | Fixed Price Lump Sum | FINISHES | Finishings | Pool Shower Cladding; Laid On Smooth Concrete; Including Grouting, Joints, Mortar, Accessories And All Ancillary Works As Necessary ; Tile Type Ct03 | 29 | m² | AED | 279.9
2022-09 | 2 | 2.0503 |  | United Arab Emirates | Dubai | Hard & Soft Landscaping | Al Furjan | Package 17&18 | NAKHEEL | Green & More | Tender | 2022 | Fixed Price Lump Sum | FINISHES | Finishings | Pool Shower Cladding; Laid On Smooth Concrete; Including Grouting, Joints, Mortar, Accessories And All Ancillary Works As Necessary ; Tile Type Ct04 | 5 | m² | AED | 279.9
2022-09 | 2 | 2.0503 |  | United Arab Emirates | Dubai | Hard & Soft Landscaping | Al Furjan | Package 17&18 | NAKHEEL | Green & More | Tender | 2022 | Fixed Price Lump Sum | FINISHES | Finishings | Wall Render; To Planter Wall; Laid On Smooth Concrete; Including Tile Adhesive, Joints, Mortar, Accessories And All Ancillary Works As Necessary ; Type W02; Wall Cladding; 25Mm Thick; In Light Grey; In Smooth Finish | 216 | m² | AED | 138.8
2022-09 | 2 | 2.0503 |  | United Arab Emirates | Dubai | Hard & Soft Landscaping | Al Furjan | Package 17&18 | NAKHEEL | Green & More | Tender | 2022 | Fixed Price Lump Sum | CONCRETE WORK | Precast concrete | Pre-Cast Concrete Wall Coping; To Planter Wall; Laid On Smooth Concrete; Including Tile Adhesive, Joints, Mortar, Accessories And All Ancillary Works As Necessary ; Type W02; Coping; 300Mm Wide X 50Mm Thick; In Medium Grey; In Shotblast Finish | 247 | m | AED | 103.6
2022-09 | 2 | 2.0504 |  | United Arab Emirates | Dubai | Hard & Soft Landscaping | Al Furjan | Package 17&18 | NAKHEEL | Green & More | Tender | 2022 | Fixed Price Lump Sum | CONCRETE WORK | Precast concrete | Pre-Cast Concrete Wall Coping; To Planter Wall; Laid On Smooth Concrete; Including Tile Adhesive, Joints, Mortar, Accessories And All Ancillary Works As Necessary ; Type W02; Coping; 600Mm Wide X 50Mm Thick; In Medium Grey; In Shotblast Finish | 44 | m | AED | 178.6
2022-09 | 2 | 2.0504 |  | United Arab Emirates | Dubai | Hard & Soft Landscaping | Al Furjan | Package 17&18 | NAKHEEL | Green & More | Tender | 2022 | Fixed Price Lump Sum | CONCRETE WORK | Precast concrete | Pre-Cast Concrete Tread Coping Chamfered: Laid On Smooth Concrete; Including Grouting, Joints, Mortar, Accessories And All Ancillary Works As Necessary ; Type St01; '400 X 600 X 30Mm Thick; In Light Gray; In Shotblast Finish; To Pool Deck Steps | 73 | m | AED | 307.1
2022-09 | 2 | 2.0504 |  | United Arab Emirates | Dubai | Hard & Soft Landscaping | Al Furjan | Package 17&18 | NAKHEEL | Green & More | Tender | 2022 | Fixed Price Lump Sum | CONCRETE WORK | Precast concrete | Pre-Cast Concrete Tread Coping Chamfered: Laid On Smooth Concrete; Including Grouting, Joints, Mortar, Accessories And All Ancillary Works As Necessary ; Type St02; 200 X 300 X 50Mm Thick; In Medium Gray; In Shotblast Finish; To Walkway Steps | 360 | m | AED | 167.7
2022-09 | 2 | 2.0504 |  | United Arab Emirates | Dubai | Hard & Soft Landscaping | Al Furjan | Package 17&18 | NAKHEEL | Green & More | Tender | 2022 | Fixed Price Lump Sum | CONCRETE WORK | Precast concrete | Pre-Cast Concrete Riser: Laid On Smooth Concrete; Including Grouting, Joints, Mortar, Accessories And All Ancillary Works As Necessary ; Type St01; 150 X 600 X 30Mm Thick; In Light Gray; In Shotblast Finish; To Pool Deck Steps | 73 | m | AED | 239.7
2022-09 | 2 | 2.0504 |  | United Arab Emirates | Dubai | Hard & Soft Landscaping | Al Furjan | Package 17&18 | NAKHEEL | Green & More | Tender | 2022 | Fixed Price Lump Sum | CONCRETE WORK | Precast concrete | Pre-Cast Concrete Riser: Laid On Smooth Concrete; Including Grouting, Joints, Mortar, Accessories And All Ancillary Works As Necessary ; Type St02; 150 X 200 X 50Mm Thick; In Medium Gray; In Shotblast Finish; To Walkway Steps | 360 | m | AED | 145.2
2022-09 | 2 | 2.0504 |  | United Arab Emirates | Dubai | Hard & Soft Landscaping | Al Furjan | Package 17&18 | NAKHEEL | Green & More | Tender | 2022 | Fixed Price Lump Sum | FINISHES | Finishings | Plaster Finish; Color Light Grey; Including Surface Preparation, Prime, Finish Coat And All Ancillary Works As Necessary ; To Upstand Walls; Steps And Ramps | 262 | m² | AED | 88.8
2022-09 | 2 | 2.0504 |  | United Arab Emirates | Dubai | Hard & Soft Landscaping | Al Furjan | Package 17&18 | NAKHEEL | Green & More | Tender | 2022 | Fixed Price Lump Sum | FINISHES | Finishings | Plaster Finish; Color Light Grey; Including Surface Preparation, Prime, Finish Coat And All Ancillary Works As Necessary ; To Top Of Wall; 200Mm Wide; Steps And Ramps | 873 | m | AED | 17.8
2022-09 | 2 | 2.0504 |  | United Arab Emirates | Dubai | Hard & Soft Landscaping | Al Furjan | Package 17&18 | NAKHEEL | Green & More | Tender | 2022 | Fixed Price Lump Sum | FINISHES | Signwriting | Line Markings; Acrylic Paint; Including Accessories And All Ancillary Works As Necessary ; Tennis Court Line Marking | 163 | m | AED | 33.3
2022-09 | 2 | 2.0504 |  | United Arab Emirates | Dubai | Hard & Soft Landscaping | Al Furjan | Package 17&18 | NAKHEEL | Green & More | Tender | 2022 | Fixed Price Lump Sum | FINISHES | Signwriting | Line Markings; Acrylic Paint; Including Accessories And All Ancillary Works As Necessary ; Basketball Court Line Marking | 190 | m | AED | 33.3
2022-09 | 2 | 2.0504 |  | United Arab Emirates | Dubai | Hard & Soft Landscaping | Al Furjan | Package 17&18 | NAKHEEL | Green & More | Tender | 2022 | Fixed Price Lump Sum | FURNISHINGS | Generally | Site Furniture; Including Finishes, Foundations, Earthworks, Waterproofing, Frames, Fixings, Fittings, Accessories And All Ancillary Works As Necessary ; Type Fu01; Picnic Table; Tropical Hardwood Board With Protective Layer Of Zinc And Powder Coating; In Ral 7024 Colour; Size 1800 X 795 X 725Mm High | 3 | Nr | AED | 5739.7
2022-09 | 2 | 2.0505 |  | United Arab Emirates | Dubai | Hard & Soft Landscaping | Al Furjan | Package 17&18 | NAKHEEL | Green & More | Tender | 2022 | Fixed Price Lump Sum | FURNISHINGS | Generally | Site Furniture; Including Finishes, Foundations, Earthworks, Waterproofing, Frames, Fixings, Fittings, Accessories And All Ancillary Works As Necessary ; Type Fu03; Bench With Back Rest; Tropical Hardwood Board With Protective Layer Of Zinc And Powder Coating; In Ral 7025 Colour; Size 2000 X 600 X 785Mm High | 21 | Nr | AED | 8321.1
2022-09 | 2 | 2.0505 |  | United Arab Emirates | Dubai | Hard & Soft Landscaping | Al Furjan | Package 17&18 | NAKHEEL | Green & More | Tender | 2022 | Fixed Price Lump Sum | FURNISHINGS | Generally | Site Furniture; Including Finishes, Foundations, Earthworks, Waterproofing, Frames, Fixings, Fittings, Accessories And All Ancillary Works As Necessary ; Type Fu04; Prax Litter Bin; Comprising Galvanized Steel Frame And Stainless Steel Doors; Ral 9007 Colour; Powder Coated Finish; Size 580 X 370 X 1055Mm High | 21 | Nr | AED | 8075.3
2022-09 | 2 | 2.0505 |  | United Arab Emirates | Dubai | Hard & Soft Landscaping | Al Furjan | Package 17&18 | NAKHEEL | Green & More | Tender | 2022 | Fixed Price Lump Sum | FURNISHINGS | Generally | Site Furniture; Including Finishes, Foundations, Earthworks, Waterproofing, Frames, Fixings, Fittings, Accessories And All Ancillary Works As Necessary ; Type Fu05; Bay City Bike Rack; Corrosion Resistant Cast Aluminium; Ral 7024 Colour; Powder Coated Finish; Size 673 X 123 X 622Mm High | 1 | Nr | AED | 3174.1
2022-09 | 2 | 2.0505 |  | United Arab Emirates | Dubai | Hard & Soft Landscaping | Al Furjan | Package 17&18 | NAKHEEL | Green & More | Tender | 2022 | Fixed Price Lump Sum | FURNISHINGS | Generally | Site Furniture; Including Finishes, Foundations, Earthworks, Waterproofing, Frames, Fixings, Fittings, Accessories And All Ancillary Works As Necessary ;Type Fu-07; Pet Waste Bin; Cast Aluminium; In Gray Ral 3007 Color; Fixed To 50Mm Diameter Powder Coated Steel Pole; Size 310 X 310 X 580Mm High | 2 | Nr | AED | 1941.9
2022-09 | 2 | 2.0505 |  | United Arab Emirates | Dubai | Hard & Soft Landscaping | Al Furjan | Package 17&18 | NAKHEEL | Green & More | Tender | 2022 | Fixed Price Lump Sum | FURNISHINGS | Generally | Type Fu08; Security Bollard (Without Illumination); Forged Aluminium; In Gray Ral 9007 Color; Size 236Mm Diameter X 1018Mm High | 5 | Nr | AED | 5173.5
2022-09 | 2 | 2.0505 |  | United Arab Emirates | Dubai | Hard & Soft Landscaping | Al Furjan | Package 17&18 | NAKHEEL | Green & More | Tender | 2022 | Fixed Price Lump Sum | CONCRETE WORK | Precast concrete | Precast Concrete Seat; Fixed To Concrete Base (Measured Elsewhere); Including Expansion Sealant, Accessories And All Ancillary Works As Necessary; As Drawing Nr. 21-6007-Alf-P17-18-Ins-Dwg-Td-70303 Detail 04 ; Type Fu10; 600Mm Wide X 450Mm High | 15 | m | AED | 1317.1
2022-09 | 2 | 2.0505 |  | United Arab Emirates | Dubai | Hard & Soft Landscaping | Al Furjan | Package 17&18 | NAKHEEL | Green & More | Tender | 2022 | Fixed Price Lump Sum | CONCRETE WORK | Precast concrete | Precast Concrete Seat; Fixed To Concrete Base (Measured Elsewhere); Including Expansion Sealant, Accessories And All Ancillary Works As Necessary; As Drawing Nr. 21-6007-Alf-P17-18-Ins-Dwg-Td-70303 Detail 04 ; Type Fu10; 600Mm Wide X 450Mm High; Curved | 20 | m | AED | 1317.1
2022-09 | 2 | 2.0505 |  | United Arab Emirates | Dubai | Hard & Soft Landscaping | Al Furjan | Package 17&18 | NAKHEEL | Green & More | Tender | 2022 | Fixed Price Lump Sum | FURNISHINGS | Generally | Play Equipment; Including Finishes, Foundations, Earthworks, Waterproofing, Frames, Fixings, Fittings, Accessories And All Ancillary Works As Necessary ; Type Pe12; Roundabout; Rotating Eqpt J2406 | 2 | Nr | AED | 8321.2
2022-09 | 2 | 2.0505 |  | United Arab Emirates | Dubai | Hard & Soft Landscaping | Al Furjan | Package 17&18 | NAKHEEL | Green & More | Tender | 2022 | Fixed Price Lump Sum | FURNISHINGS | Generally | Play Equipment; Including Finishes, Foundations, Earthworks, Waterproofing, Frames, Fixings, Fittings, Accessories And All Ancillary Works As Necessary ; Type Pe34; Net; Corocord Agility C0R10130 | 2 | Nr | AED | 227772
2022-09 | 2 | 2.0505 |  | United Arab Emirates | Dubai | Hard & Soft Landscaping | Al Furjan | Package 17&18 | NAKHEEL | Green & More | Tender | 2022 | Fixed Price Lump Sum | FURNISHINGS | Generally | Play Equipment; Including Finishes, Foundations, Earthworks, Waterproofing, Frames, Fixings, Fittings, Accessories And All Ancillary Works As Necessary ; Type Pe39; Wall; Climbing Wall Pzu788 | 1 | Nr | AED | 29966.2
2022-09 | 2 | 2.0506 |  | United Arab Emirates | Dubai | Hard & Soft Landscaping | Al Furjan | Package 17&18 | NAKHEEL | Green & More | Tender | 2022 | Fixed Price Lump Sum | FURNISHINGS | Generally | Play Equipment; Including Finishes, Foundations, Earthworks, Waterproofing, Frames, Fixings, Fittings, Accessories And All Ancillary Works As Necessary ; Type Pe48; Springer; Bike Springer Ssb900 | 1 | Nr | AED | 11906.5
2022-09 | 2 | 2.0506 |  | United Arab Emirates | Dubai | Hard & Soft Landscaping | Al Furjan | Package 17&18 | NAKHEEL | Green & More | Tender | 2022 | Fixed Price Lump Sum | FURNISHINGS | Generally | Play Equipment; Including Finishes, Foundations, Earthworks, Waterproofing, Frames, Fixings, Fittings, Accessories And All Ancillary Works As Necessary ; Type Pe49; Springer; Buggie Springie Ssb250 | 1 | Nr | AED | 10008.4
2022-09 | 2 | 2.0506 |  | United Arab Emirates | Dubai | Hard & Soft Landscaping | Al Furjan | Package 17&18 | NAKHEEL | Green & More | Tender | 2022 | Fixed Price Lump Sum | FURNISHINGS | Generally | Play Equipment; Including Finishes, Foundations, Earthworks, Waterproofing, Frames, Fixings, Fittings, Accessories And All Ancillary Works As Necessary ; Type Pe50; Springer; Springie Nest Rocker Ssd020 | 2 | Nr | AED | 17000.6
2022-09 | 2 | 2.0506 |  | United Arab Emirates | Dubai | Hard & Soft Landscaping | Al Furjan | Package 17&18 | NAKHEEL | Green & More | Tender | 2022 | Fixed Price Lump Sum | FURNISHINGS | Generally | Play Equipment; Including Finishes, Foundations, Earthworks, Waterproofing, Frames, Fixings, Fittings, Accessories And All Ancillary Works As Necessary ; Type Pe52; Multi-Play; Playhouses J224 | 1 | Nr | AED | 44692.76
2022-09 | 2 | 2.0506 |  | United Arab Emirates | Dubai | Hard & Soft Landscaping | Al Furjan | Package 17&18 | NAKHEEL | Green & More | Tender | 2022 | Fixed Price Lump Sum | FURNISHINGS | Generally | Play Equipment; Including Finishes, Foundations, Earthworks, Waterproofing, Frames, Fixings, Fittings, Accessories And All Ancillary Works As Necessary ; Type Pe53; Multi-Play; Gogetter | 3 | Nr | AED | 335664
2022-09 | 2 | 2.0506 |  | United Arab Emirates | Dubai | Hard & Soft Landscaping | Al Furjan | Package 17&18 | NAKHEEL | Green & More | Tender | 2022 | Fixed Price Lump Sum | FURNISHINGS | Generally | Play Equipment; Including Finishes, Foundations, Earthworks, Waterproofing, Frames, Fixings, Fittings, Accessories And All Ancillary Works As Necessary ; Type Pe54; Multi-Play; Little Mermaid & Tinderbox With Castle | 2 | Nr | AED | 269730
2022-09 | 2 | 2.0506 |  | United Arab Emirates | Dubai | Hard & Soft Landscaping | Al Furjan | Package 17&18 | NAKHEEL | Green & More | Tender | 2022 | Fixed Price Lump Sum | FURNISHINGS | Generally | Play Equipment; Including Finishes, Foundations, Earthworks, Waterproofing, Frames, Fixings, Fittings, Accessories And All Ancillary Works As Necessary ; Type Pe55; Swing; 3 Seater Carousel | 3 | Nr | AED | 50949
2022-09 | 2 | 2.0506 |  | United Arab Emirates | Dubai | Hard & Soft Landscaping | Al Furjan | Package 17&18 | NAKHEEL | Green & More | Tender | 2022 | Fixed Price Lump Sum | FURNISHINGS | Generally | Play Equipment; Including Finishes, Foundations, Earthworks, Waterproofing, Frames, Fixings, Fittings, Accessories And All Ancillary Works As Necessary ; Type Pe56; Multi-Play; Double Toddlers Castle | 2 | Nr | AED | 84915
2022-09 | 2 | 2.0506 |  | United Arab Emirates | Dubai | Hard & Soft Landscaping | Al Furjan | Package 17&18 | NAKHEEL | Green & More | Tender | 2022 | Fixed Price Lump Sum | FURNISHINGS | Generally | Type Pe57; Multi-Play; Home, Garden & Auto | 1 | Nr | AED | 71928
2022-09 | 2 | 2.0506 |  | United Arab Emirates | Dubai | Hard & Soft Landscaping | Al Furjan | Package 17&18 | NAKHEEL | Green & More | Tender | 2022 | Fixed Price Lump Sum | FURNISHINGS | Generally | Type Pe58; Multi-Play; Cloud Climber | 4 | Nr | AED | 10789.2
2022-09 | 2 | 2.0507 |  | United Arab Emirates | Dubai | Hard & Soft Landscaping | Al Furjan | Package 17&18 | NAKHEEL | Green & More | Tender | 2022 | Fixed Price Lump Sum | FURNISHINGS | Generally | Type Pe59A; Springer; Flower Springer Ssb150 | 5 | Nr | AED | 12064.59
2022-09 | 2 | 2.0507 |  | United Arab Emirates | Dubai | Hard & Soft Landscaping | Al Furjan | Package 17&18 | NAKHEEL | Green & More | Tender | 2022 | Fixed Price Lump Sum | FURNISHINGS | Generally | Type Pe59B; Springer; Crocodile Springer Ssb400 | 6 | Nr | AED | 8953.82
2022-09 | 2 | 2.0507 |  | United Arab Emirates | Dubai | Hard & Soft Landscaping | Al Furjan | Package 17&18 | NAKHEEL | Green & More | Tender | 2022 | Fixed Price Lump Sum | FURNISHINGS | Generally | Sports Equipment; Including Finishes, Foundations, Earthworks, Waterproofing, Frames, Fixings, Fittings, Accessories And All Ancillary Works As Necessary ; Type Sp-02; Basket Ball Stand 1-080921M | 4 | Nr | AED | 8637.47
2022-09 | 2 | 2.0507 |  | United Arab Emirates | Dubai | Hard & Soft Landscaping | Al Furjan | Package 17&18 | NAKHEEL | Green & More | Tender | 2022 | Fixed Price Lump Sum | FURNISHINGS | Generally | Sports Equipment; Including Finishes, Foundations, Earthworks, Waterproofing, Frames, Fixings, Fittings, Accessories And All Ancillary Works As Necessary ; Tennis Court Net | 1 | Nr | AED | 9490.5
2022-09 | 2 | 2.0507 |  | United Arab Emirates | Dubai | Hard & Soft Landscaping | Al Furjan | Package 17&18 | NAKHEEL | Green & More | Tender | 2022 | Fixed Price Lump Sum | FURNISHINGS | Generally | Fitness Equipment; Including Finishes, Foundations, Earthworks, Waterproofing, Frames, Fixings, Fittings, Accessories And All Ancillary Works As Necessary ; Type Fe03; Push Up - Inclusive - 081225M | 1 | Nr | AED | 8120.21
2022-09 | 2 | 2.0507 |  | United Arab Emirates | Dubai | Hard & Soft Landscaping | Al Furjan | Package 17&18 | NAKHEEL | Green & More | Tender | 2022 | Fixed Price Lump Sum | FURNISHINGS | Generally | Fitness Equipment; Including Finishes, Foundations, Earthworks, Waterproofing, Frames, Fixings, Fittings, Accessories And All Ancillary Works As Necessary ; Type Fe04; Back N'Abs - 081210M | 2 | Nr | AED | 18251.92
2022-09 | 2 | 2.0507 |  | United Arab Emirates | Dubai | Hard & Soft Landscaping | Al Furjan | Package 17&18 | NAKHEEL | Green & More | Tender | 2022 | Fixed Price Lump Sum | FURNISHINGS | Generally | Type Fu03; Bench With Back Rest | 2 | Nr | AED | 8321.1
2022-09 | 2 | 2.0507 |  | United Arab Emirates | Dubai | Hard & Soft Landscaping | Al Furjan | Package 17&18 | NAKHEEL | Green & More | Tender | 2022 | Fixed Price Lump Sum | FURNISHINGS | Generally | Type Fu05; Bay City Bike Rack | 3 | Nr | AED | 3174.1
2022-09 | 2 | 2.0507 |  | United Arab Emirates | Dubai | Hard & Soft Landscaping | Al Furjan | Package 17&18 | NAKHEEL | Green & More | Tender | 2022 | Fixed Price Lump Sum | FURNISHINGS | Generally | Type Fu10; 600Mm Wide X 450Mm High | 4 | m | AED | 1317.1
2022-09 | 2 | 2.0507 |  | United Arab Emirates | Dubai | Hard & Soft Landscaping | Al Furjan | Package 17&18 | NAKHEEL | Green & More | Tender | 2022 | Fixed Price Lump Sum | FURNISHINGS | Generally | Type Sp-03; Outdoor Tennis Table - "Pingout Table -Pingmal | 1 | Nr | AED | 16650
2022-09 | 2 | 2.0508 |  | United Arab Emirates | Dubai | Hard & Soft Landscaping | Al Furjan | Package 17&18 | NAKHEEL | Green & More | Tender | 2022 | Fixed Price Lump Sum | MECHANICAL ENGINEERING INSTALLATIONS | Equipment | Sanitary Fittings; Fixed To Tiled Or Plastered Concrete Or Blockwork Floors And Walls; Including All Waste And Overflow Outlets, All Connections And Supports And Sealing Around With Silicone-Based Sealant; As Drawing Nr. 21-6007-Alf-P17-18-Ins-Dwg-Td-70103 ; Floor Drain; Stainless Steel; 150 X 150Mm | 6 | Nr | AED | 289.3
2022-09 | 2 | 2.0508 |  | United Arab Emirates | Dubai | Hard & Soft Landscaping | Al Furjan | Package 17&18 | NAKHEEL | Green & More | Tender | 2022 | Fixed Price Lump Sum | MECHANICAL ENGINEERING INSTALLATIONS | Equipment | Sanitary Fittings; Fixed To Tiled Or Plastered Concrete Or Blockwork Floors And Walls; Including All Waste And Overflow Outlets, All Connections And Supports And Sealing Around With Silicone-Based Sealant; As Drawing Nr. 21-6007-Alf-P17-18-Ins-Dwg-Td-70103 ; Type Sw01; Rain Shower Head; 250Mm Diameter | 6 | Nr | AED | 3877.5
2022-09 | 2 | 2.0508 |  | United Arab Emirates | Dubai | Hard & Soft Landscaping | Al Furjan | Package 17&18 | NAKHEEL | Green & More | Tender | 2022 | Fixed Price Lump Sum | MECHANICAL ENGINEERING INSTALLATIONS | Equipment | Sanitary Fittings; Fixed To Tiled Or Plastered Concrete Or Blockwork Floors And Walls; Including All Waste And Overflow Outlets, All Connections And Supports And Sealing Around With Silicone-Based Sealant; As Drawing Nr. 21-6007-Alf-P17-18-Ins-Dwg-Td-70103 ; Type Sw-02; Footwash Outlet; 316L Stainless Steel | 6 | Nr | AED | 2007.5
2022-09 | 2 | 2.0508 |  | United Arab Emirates | Dubai | Hard & Soft Landscaping | Al Furjan | Package 17&18 | NAKHEEL | Green & More | Tender | 2022 | Fixed Price Lump Sum | MECHANICAL ENGINEERING INSTALLATIONS | Equipment | Sanitary Fittings; Fixed To Tiled Or Plastered Concrete Or Blockwork Floors And Walls; Including All Waste And Overflow Outlets, All Connections And Supports And Sealing Around With Silicone-Based Sealant; As Drawing Nr. 21-6007-Alf-P17-18-Ins-Dwg-Td-70103 ; Type Sw03; Footwash Control; 316L Stainless Steel | 6 | Nr | AED | 1127.5
2022-09 | 2 | 2.0508 |  | United Arab Emirates | Dubai | Hard & Soft Landscaping | Al Furjan | Package 17&18 | NAKHEEL | Green & More | Tender | 2022 | Fixed Price Lump Sum | MECHANICAL ENGINEERING INSTALLATIONS | Equipment | Sanitary Fittings; Fixed To Tiled Or Plastered Concrete Or Blockwork Floors And Walls; Including All Waste And Overflow Outlets, All Connections And Supports And Sealing Around With Silicone-Based Sealant; As Drawing Nr. 21-6007-Alf-P17-18-Ins-Dwg-Td-70103 ; Type Sw03; Shower Control; 316L Stainless Steel | 6 | Nr | AED | 1127.5
2022-09 | 2 | 2.0508 |  | United Arab Emirates | Dubai | Hard & Soft Landscaping | Al Furjan | Package 17&18 | NAKHEEL | Green & More | Tender | 2022 | Fixed Price Lump Sum | SITE WORK | Excavation | Excavation Of Trenches For Irrigation Pipe Line Runs Below Ground Complete Including Earthwork, Backfilling With Selected Material, Compaction, Warning Tape, Disposal Of Surplus Material And All Ancillary Works As Necessary ; Average Depth Of Trench Not Less Than 500Mm But Not Exceeding 1000Mm | 40857 | m | AED | 13.8
2022-09 | 2 | 2.0508 |  | United Arab Emirates | Dubai | Hard & Soft Landscaping | Al Furjan | Package 17&18 | NAKHEEL | Green & More | Tender | 2022 | Fixed Price Lump Sum | SITE WORK | Excavation | Excavation Of Trenches For Irrigation Pipe Line Runs Below Ground Complete Including Earthwork, Backfilling With Selected Material, Compaction, Warning Tape, Disposal Of Surplus Material And All Ancillary Works As Necessary ; Average Depth Of Trench Not Less Than 1000Mm To Irrigation Main Line | 275 | m | AED | 16.3
2022-09 | 2 | 2.0508 |  | United Arab Emirates | Dubai | Hard & Soft Landscaping | Al Furjan | Package 17&18 | NAKHEEL | Green & More | Tender | 2022 | Fixed Price Lump Sum | SITE WORK | Underground drainage | Beds And Surrounds With Compacted Sand And Selected Backfill Materials Including Warning Tape To Following Upvc Underground Irrigation And Submain Line Water Pipes And Fittings ; 1" Diameter Pipes | 26569 | m | AED | 5.1
2022-09 | 2 | 2.0508 |  | United Arab Emirates | Dubai | Hard & Soft Landscaping | Al Furjan | Package 17&18 | NAKHEEL | Green & More | Tender | 2022 | Fixed Price Lump Sum | SITE WORK | Underground drainage | Beds And Surrounds With Compacted Sand And Selected Backfill Materials Including Warning Tape To Following Upvc Underground Irrigation And Submain Line Water Pipes And Fittings ; 1 1/2" Diameter Pipes | 7758 | m | AED | 5
2022-09 | 2 | 2.0508 |  | United Arab Emirates | Dubai | Hard & Soft Landscaping | Al Furjan | Package 17&18 | NAKHEEL | Green & More | Tender | 2022 | Fixed Price Lump Sum | SITE WORK | Underground drainage | Beds And Surrounds With Compacted Sand And Selected Backfill Materials Including Warning Tape To Following Upvc Underground Irrigation And Submain Line Water Pipes And Fittings ; 2" Diameter Pipes | 2549 | m | AED | 5
2022-09 | 2 | 2.0509 |  | United Arab Emirates | Dubai | Hard & Soft Landscaping | Al Furjan | Package 17&18 | NAKHEEL | Green & More | Tender | 2022 | Fixed Price Lump Sum | SITE WORK | Underground drainage | Beds And Surrounds With Compacted Sand And Selected Backfill Materials Including Warning Tape To Following Upvc Underground Irrigation And Submain Line Water Pipes And Fittings ; 3" Diameter Pipes | 3332 | m | AED | 4.8
2022-09 | 2 | 2.0509 |  | United Arab Emirates | Dubai | Hard & Soft Landscaping | Al Furjan | Package 17&18 | NAKHEEL | Green & More | Tender | 2022 | Fixed Price Lump Sum | SITE WORK | Underground drainage | Beds And Surrounds With Compacted Sand And Selected Backfill Materials Including Warning Tape To Following Upvc Underground Irrigation And Submain Line Water Pipes And Fittings ; 4" Diameter Pipes | 649 | m | AED | 4.6
2022-09 | 2 | 2.0509 |  | United Arab Emirates | Dubai | Hard & Soft Landscaping | Al Furjan | Package 17&18 | NAKHEEL | Green & More | Tender | 2022 | Fixed Price Lump Sum | SITE WORK | Underground drainage | Beds And Surrounds With Compacted Sand And Selected Backfill Materials Free From Lumps & Stones Minimum Of 150Mm, Including Selected Sand Bedding To Following Pvc-U Underground Irrigation And Submain Line Water Pipes And Fittings ; 4" Diameter Pipes | 183 | m | AED | 5.6
2022-09 | 2 | 2.0509 |  | United Arab Emirates | Dubai | Hard & Soft Landscaping | Al Furjan | Package 17&18 | NAKHEEL | Green & More | Tender | 2022 | Fixed Price Lump Sum | SITE WORK | Underground drainage | Beds And Surrounds With Compacted Sand And Selected Backfill Materials Free From Lumps & Stones Minimum Of 150Mm, Including Selected Sand Bedding To Following Pvc-U Underground Irrigation And Submain Line Water Pipes And Fittings ; 6" Diameter Pipes | 92 | m | AED | 5.3
2022-09 | 2 | 2.0509 |  | United Arab Emirates | Dubai | Hard & Soft Landscaping | Al Furjan | Package 17&18 | NAKHEEL | Green & More | Tender | 2022 | Fixed Price Lump Sum | SITE WORK | Landscaping | Main Line Pvc-U Class E, Pn15 Pipes And Fittings Including All Ancillary Works As Necessary; Laid In Trenches (Measured Elsewhere) ; 4" Diameter Pipes | 183 | m | AED | 57.3
2022-09 | 2 | 2.0509 |  | United Arab Emirates | Dubai | Hard & Soft Landscaping | Al Furjan | Package 17&18 | NAKHEEL | Green & More | Tender | 2022 | Fixed Price Lump Sum | SITE WORK | Landscaping | Main Line Pvc-U Class E, Pn15 Pipes And Fittings Including All Ancillary Works As Necessary; Laid In Trenches (Measured Elsewhere) ; 6" Diameter Pipes | 92 | m | AED | 101.2
2022-09 | 2 | 2.0509 |  | United Arab Emirates | Dubai | Hard & Soft Landscaping | Al Furjan | Package 17&18 | NAKHEEL | Green & More | Tender | 2022 | Fixed Price Lump Sum | SITE WORK | Landscaping | Irrigation Drip And Sprinkler Line Pvc-U Class E Pn 15 Pipes And Fittings; Including All Ancillary Works As Necessary; Laid In Trenches (Measured Elsewhere) ; Size 1" Diameter Pipes | 24270 | m | AED | 6.9
2022-09 | 2 | 2.0509 |  | United Arab Emirates | Dubai | Hard & Soft Landscaping | Al Furjan | Package 17&18 | NAKHEEL | Green & More | Tender | 2022 | Fixed Price Lump Sum | SITE WORK | Landscaping | Irrigation Drip Line And Sprinkler Line Pvc-U Class D Pn12 Pipes And Fittings; Including Thrust Block And All Ancillary Works As Necessary; Laid In Trenches (Measured Elsewhere) ; 1 1/2" Diameter Pipes | 7758 | m | AED | 9.4
2022-09 | 2 | 2.0509 |  | United Arab Emirates | Dubai | Hard & Soft Landscaping | Al Furjan | Package 17&18 | NAKHEEL | Green & More | Tender | 2022 | Fixed Price Lump Sum | SITE WORK | Landscaping | Irrigation Drip Line And Sprinkler Line Pvc-U Class D Pn12 Pipes And Fittings; Including Thrust Block And All Ancillary Works As Necessary; Laid In Trenches (Measured Elsewhere) ; 2" Diameter Pipes | 2549 | m | AED | 12.8
2022-09 | 2 | 2.0509 |  | United Arab Emirates | Dubai | Hard & Soft Landscaping | Al Furjan | Package 17&18 | NAKHEEL | Green & More | Tender | 2022 | Fixed Price Lump Sum | SITE WORK | Landscaping | Irrigation Drip Line And Sprinkler Line Pvc-U Class D Pn12 Pipes And Fittings; Including Thrust Block And All Ancillary Works As Necessary; Laid In Trenches (Measured Elsewhere) ; 3" Diameter Pipes | 3332 | m | AED | 23
2022-09 | 2 | 2.051 |  | United Arab Emirates | Dubai | Hard & Soft Landscaping | Al Furjan | Package 17&18 | NAKHEEL | Green & More | Tender | 2022 | Fixed Price Lump Sum | SITE WORK | Landscaping | Irrigation Drip Line And Sprinkler Line Pvc-U Class D Pn12 Pipes And Fittings; Including Thrust Block And All Ancillary Works As Necessary; Laid In Trenches (Measured Elsewhere) ; 4" Diameter Pipes | 649 | m | AED | 50.9
2022-09 | 2 | 2.051 |  | United Arab Emirates | Dubai | Hard & Soft Landscaping | Al Furjan | Package 17&18 | NAKHEEL | Green & More | Tender | 2022 | Fixed Price Lump Sum | SITE WORK | Landscaping | Irrigation Drip System; Including Ldpe Inline Pressure Compensating Emitter Tubing, Drip Lines, Drip Risers Connections, Supports, Fittings, Accessories And All Ancillary Works As Necessary ; To Palm Trees; As Detail 01 | 138 | Nr | AED | 36.5
2022-09 | 2 | 2.051 |  | United Arab Emirates | Dubai | Hard & Soft Landscaping | Al Furjan | Package 17&18 | NAKHEEL | Green & More | Tender | 2022 | Fixed Price Lump Sum | SITE WORK | Landscaping | Irrigation Drip System; Including Ldpe Inline Pressure Compensating Emitter Tubing, Drip Lines, Drip Risers Connections, Supports, Fittings, Accessories And All Ancillary Works As Necessary ; To Trees; As Detail 02 | 1645 | Nr | AED | 33.1
2022-09 | 2 | 2.051 |  | United Arab Emirates | Dubai | Hard & Soft Landscaping | Al Furjan | Package 17&18 | NAKHEEL | Green & More | Tender | 2022 | Fixed Price Lump Sum | SITE WORK | Landscaping | Irrigation Drip System; Including Ldpe Inline Pressure Compensating Emitter Tubing, Drip Lines, Drip Risers Connections, Supports, Fittings, Accessories And All Ancillary Works As Necessary ; To Shrubs, Groundcover, Herbs And Grass | 820 | Nr | AED | 4.9
2022-09 | 2 | 2.051 |  | United Arab Emirates | Dubai | Hard & Soft Landscaping | Al Furjan | Package 17&18 | NAKHEEL | Green & More | Tender | 2022 | Fixed Price Lump Sum | SITE WORK | Underground drainage | Solenoid Valve; To Irrigation Drip And Sprayer Line Including Valve Box, Excavation, Backfilling, Fittings, Accessories And All Ancillary Works As Necessary ; 25Mm Diameter Pipes; Ref. Sv | 1 | Nr | AED | 1911
2022-09 | 2 | 2.051 |  | United Arab Emirates | Dubai | Hard & Soft Landscaping | Al Furjan | Package 17&18 | NAKHEEL | Green & More | Tender | 2022 | Fixed Price Lump Sum | SITE WORK | Underground drainage | Solenoid Valve; To Irrigation Drip And Sprayer Line Including Valve Box, Excavation, Backfilling, Fittings, Accessories And All Ancillary Works As Necessary ; 40Mm Diameter Pipes; Ref. Sv | 1 | Nr | AED | 2156.7
2022-09 | 2 | 2.051 |  | United Arab Emirates | Dubai | Hard & Soft Landscaping | Al Furjan | Package 17&18 | NAKHEEL | Green & More | Tender | 2022 | Fixed Price Lump Sum | SITE WORK | Underground drainage | Solenoid Valve; To Irrigation Drip And Sprayer Line Including Valve Box, Excavation, Backfilling, Fittings, Accessories And All Ancillary Works As Necessary ; 50Mm Diameter Pipes; Ref. Sv | 2 | Nr | AED | 2327.3
2022-09 | 2 | 2.051 |  | United Arab Emirates | Dubai | Hard & Soft Landscaping | Al Furjan | Package 17&18 | NAKHEEL | Green & More | Tender | 2022 | Fixed Price Lump Sum | SITE WORK | Landscaping | Drip Valve; Including Valve Box, Excavation, Backfilling, Fittings, Accessories And All Ancillary Works As Necessary ; 25Mm Diameter Pipes For Palms/Trees; Ref. Dt | 7 | Nr | AED | 1911
2022-09 | 2 | 2.051 |  | United Arab Emirates | Dubai | Hard & Soft Landscaping | Al Furjan | Package 17&18 | NAKHEEL | Green & More | Tender | 2022 | Fixed Price Lump Sum | SITE WORK | Landscaping | Drip Valve; Including Valve Box, Excavation, Backfilling, Fittings, Accessories And All Ancillary Works As Necessary ; 40Mm Diameter Pipes For Palms/Trees; Ref. Dt | 3 | Nr | AED | 2156.7
2022-09 | 2 | 2.051 |  | United Arab Emirates | Dubai | Hard & Soft Landscaping | Al Furjan | Package 17&18 | NAKHEEL | Green & More | Tender | 2022 | Fixed Price Lump Sum | SITE WORK | Landscaping | Drip Valve; Including Valve Box, Excavation, Backfilling, Fittings, Accessories And All Ancillary Works As Necessary ; 50Mm Diameter Pipes For Palms/Trees; Ref. Dt | 2 | Nr | AED | 2327.3
2022-09 | 2 | 2.0511 |  | United Arab Emirates | Dubai | Hard & Soft Landscaping | Al Furjan | Package 17&18 | NAKHEEL | Green & More | Tender | 2022 | Fixed Price Lump Sum | SITE WORK | Landscaping | Drip Valve; Including Valve Box, Excavation, Backfilling, Fittings, Accessories And All Ancillary Works As Necessary ; 50Mm Diameter Pipes For Shrubs/Groundcover; Ref. Dv | 31 | Nr | AED | 2327.3
2022-09 | 2 | 2.0511 |  | United Arab Emirates | Dubai | Hard & Soft Landscaping | Al Furjan | Package 17&18 | NAKHEEL | Green & More | Tender | 2022 | Fixed Price Lump Sum | SITE WORK | Landscaping | Drip Valve; Including Valve Box, Excavation, Backfilling, Fittings, Accessories And All Ancillary Works As Necessary ; 80Mm Diameter Pipes For Shrubs/Groundcover; Ref. Dv | 1 | Nr | AED | 3013.9
2022-09 | 2 | 2.0511 |  | United Arab Emirates | Dubai | Hard & Soft Landscaping | Al Furjan | Package 17&18 | NAKHEEL | Green & More | Tender | 2022 | Fixed Price Lump Sum | SITE WORK | Underground drainage | Rotary Valve; Including Valve Box, Excavation, Backfilling, Fittings, Accessories And All Ancillary Works As Necessary ; 40Mm Diameter Pipes; Ref. Rt | 4 | Nr | AED | 2156.7
2022-09 | 2 | 2.0511 |  | United Arab Emirates | Dubai | Hard & Soft Landscaping | Al Furjan | Package 17&18 | NAKHEEL | Green & More | Tender | 2022 | Fixed Price Lump Sum | SITE WORK | Underground drainage | Rotary Valve; Including Valve Box, Excavation, Backfilling, Fittings, Accessories And All Ancillary Works As Necessary ; 50Mm Diameter Pipes; Ref. Rt | 1 | Nr | AED | 2327.3
2022-09 | 2 | 2.0511 |  | United Arab Emirates | Dubai | Hard & Soft Landscaping | Al Furjan | Package 17&18 | NAKHEEL | Green & More | Tender | 2022 | Fixed Price Lump Sum | SITE WORK | Underground drainage | Rotar Valve; Including Valve Box, Excavation, Backfilling, Fittings, Accessories And All Ancillary Works As Necessary ; 50Mm Diameter Pipes; Ref. Ro | 2 | Nr | AED | 2327.3
2022-09 | 2 | 2.0511 |  | United Arab Emirates | Dubai | Hard & Soft Landscaping | Al Furjan | Package 17&18 | NAKHEEL | Green & More | Tender | 2022 | Fixed Price Lump Sum | SITE WORK | Landscaping | Sprinkler; Including Fittings, Accessories And All Ancillary Works As Necessary ; 10F Mpr Spray Nozzle 10 Series Mpr | 5 | Nr | AED | 14.7
2022-09 | 2 | 2.0511 |  | United Arab Emirates | Dubai | Hard & Soft Landscaping | Al Furjan | Package 17&18 | NAKHEEL | Green & More | Tender | 2022 | Fixed Price Lump Sum | SITE WORK | Landscaping | Sprinkler; Including Fittings, Accessories And All Ancillary Works As Necessary ; 12F Mpr Spray Nozzle 12 Series Mpr | 1 | Nr | AED | 14.7
2022-09 | 2 | 2.0511 |  | United Arab Emirates | Dubai | Hard & Soft Landscaping | Al Furjan | Package 17&18 | NAKHEEL | Green & More | Tender | 2022 | Fixed Price Lump Sum | SITE WORK | Landscaping | Sprinkler; Including Fittings, Accessories And All Ancillary Works As Necessary ; 15F Mpr Spray Nozzle 15 Series Mpr | 12 | Nr | AED | 14.7
2022-09 | 2 | 2.0511 |  | United Arab Emirates | Dubai | Hard & Soft Landscaping | Al Furjan | Package 17&18 | NAKHEEL | Green & More | Tender | 2022 | Fixed Price Lump Sum | SITE WORK | Landscaping | Sprinkler; Including Fittings, Accessories And All Ancillary Works As Necessary ; 18V Mpr Spray Nozzle Adj | 29 | Nr | AED | 39.3
2022-09 | 2 | 2.0511 |  | United Arab Emirates | Dubai | Hard & Soft Landscaping | Al Furjan | Package 17&18 | NAKHEEL | Green & More | Tender | 2022 | Fixed Price Lump Sum | SITE WORK | Landscaping | Sprinkler; Including Fittings, Accessories And All Ancillary Works As Necessary ; 10He-Van Mpr Spray Nozzle Adj | 4 | Nr | AED | 39.3
2022-09 | 2 | 2.0512 |  | United Arab Emirates | Dubai | Hard & Soft Landscaping | Al Furjan | Package 17&18 | NAKHEEL | Green & More | Tender | 2022 | Fixed Price Lump Sum | SITE WORK | Landscaping | 12He-Van Mpr Spray Nozzle Adj | 2 | Nr | AED | 39.3
2022-09 | 2 | 2.0512 |  | United Arab Emirates | Dubai | Hard & Soft Landscaping | Al Furjan | Package 17&18 | NAKHEEL | Green & More | Tender | 2022 | Fixed Price Lump Sum | SITE WORK | Landscaping | 15He-Van Mpr Spray Nozzle Adj | 26 | Nr | AED | 39.3
2022-09 | 2 | 2.0512 |  | United Arab Emirates | Dubai | Hard & Soft Landscaping | Al Furjan | Package 17&18 | NAKHEEL | Green & More | Tender | 2022 | Fixed Price Lump Sum | SITE WORK | Landscaping | Mpr Turf Rotor (25) | 10 | Nr | AED | 50.6
2022-09 | 2 | 2.0512 |  | United Arab Emirates | Dubai | Hard & Soft Landscaping | Al Furjan | Package 17&18 | NAKHEEL | Green & More | Tender | 2022 | Fixed Price Lump Sum | SITE WORK | Landscaping | Mpr Turf Rotor (30) | 47 | Nr | AED | 50.6
2022-09 | 2 | 2.0512 |  | United Arab Emirates | Dubai | Hard & Soft Landscaping | Al Furjan | Package 17&18 | NAKHEEL | Green & More | Tender | 2022 | Fixed Price Lump Sum | SITE WORK | Landscaping | Mpr Turf Rotor (35) | 7 | Nr | AED | 50.6
2022-09 | 2 | 2.0512 |  | United Arab Emirates | Dubai | Hard & Soft Landscaping | Al Furjan | Package 17&18 | NAKHEEL | Green & More | Tender | 2022 | Fixed Price Lump Sum | SITE WORK | Landscaping | R-Van 14; 2500Mm To 4500Mm | 18 | Nr | AED | 39.3
2022-09 | 2 | 2.0512 |  | United Arab Emirates | Dubai | Hard & Soft Landscaping | Al Furjan | Package 17&18 | NAKHEEL | Green & More | Tender | 2022 | Fixed Price Lump Sum | SITE WORK | Landscaping | R-Van 14-360; 2500Mm To 4500Mm | 7 | Nr | AED | 39.3
2022-09 | 2 | 2.0512 |  | United Arab Emirates | Dubai | Hard & Soft Landscaping | Al Furjan | Package 17&18 | NAKHEEL | Green & More | Tender | 2022 | Fixed Price Lump Sum | SITE WORK | Landscaping | R-Van 18; 3300Mm To 5500Mm | 21 | Nr | AED | 39.3
2022-09 | 2 | 2.0512 |  | United Arab Emirates | Dubai | Hard & Soft Landscaping | Al Furjan | Package 17&18 | NAKHEEL | Green & More | Tender | 2022 | Fixed Price Lump Sum | SITE WORK | Landscaping | R-Van 18-360; 3300Mm To 5500Mm | 15 | Nr | AED | 39.3
2022-09 | 2 | 2.0512 |  | United Arab Emirates | Dubai | Hard & Soft Landscaping | Al Furjan | Package 17&18 | NAKHEEL | Green & More | Tender | 2022 | Fixed Price Lump Sum | SITE WORK | Landscaping | R-Van 24; 5200Mm To 7300Mm | 84 | Nr | AED | 39.3
2022-09 | 2 | 2.0513 |  | United Arab Emirates | Dubai | Hard & Soft Landscaping | Al Furjan | Package 17&18 | NAKHEEL | Green & More | Tender | 2022 | Fixed Price Lump Sum | SITE WORK | Landscaping | R-Van 24-360; 5200Mm To 7300Mm | 17 | Nr | AED | 39.3
2022-09 | 2 | 2.0513 |  | United Arab Emirates | Dubai | Hard & Soft Landscaping | Al Furjan | Package 17&18 | NAKHEEL | Green & More | Tender | 2022 | Fixed Price Lump Sum | SITE WORK | Landscaping | Pull Box; Including Excavation, Backfilling, Fittings, Accessories And All Ancillary Works As Necessary ; Fixed To Irrigation Conduit | 42 | Nr | AED | 419.8
2022-09 | 2 | 2.0513 |  | United Arab Emirates | Dubai | Hard & Soft Landscaping | Al Furjan | Package 17&18 | NAKHEEL | Green & More | Tender | 2022 | Fixed Price Lump Sum | SITE WORK | Landscaping | Control Cables Conduit Pipes Including Termination, Fixings, Supports And All Ancillary Works As Necessary ; Upvc Class E, 1" Diameter; 14 Awg | 2298 | m | AED | 9.6
2022-09 | 2 | 2.0513 |  | United Arab Emirates | Dubai | Hard & Soft Landscaping | Al Furjan | Package 17&18 | NAKHEEL | Green & More | Tender | 2022 | Fixed Price Lump Sum | SITE WORK | Landscaping | Flow Sensing Decoder Controller; Complete With Junction Box, Gprs, Power Supply Cable, Connections, Conduits, Termination, Grounding, Accessories And All Ancillary Works As Necessary ; Flow Sensing Decoder; C | 1 | Nr | AED | 6494.4
2022-09 | 2 | 2.0513 |  | United Arab Emirates | Dubai | Hard & Soft Landscaping | Al Furjan | Package 17&18 | NAKHEEL | Green & More | Tender | 2022 | Fixed Price Lump Sum | SITE WORK | Landscaping | Control Point; Complete With Junction Box, Master Valve, Flow Sensor, Power Supply Cable, Connections, Conduits, Termination, Grounding, Accessories And All Ancillary Works As Necessary ; Control Point; Cp | 10 | Nr | AED | 7242.4
2022-09 | 2 | 2.0513 |  | United Arab Emirates | Dubai | Hard & Soft Landscaping | Al Furjan | Package 17&18 | NAKHEEL | Green & More | Tender | 2022 | Fixed Price Lump Sum | MECHANICAL ENGINEERING INSTALLATIONS | Equipment | Cell Modem - Sim Card Integrated; Complete With Junction Box, Power Supply Cable, Connections, Conduits, Termination, Grounding, Accessories And All Ancillary Works As Necessary ; Cell Modem; Cm | 1 | Nr | AED | 5445
2022-09 | 2 | 2.0513 |  | United Arab Emirates | Dubai | Hard & Soft Landscaping | Al Furjan | Package 17&18 | NAKHEEL | Green & More | Tender | 2022 | Fixed Price Lump Sum | SITE WORK | Landscaping | Cloud Central Control System; Complete With Junction Box, Power Supply Cable, Connections, Conduits, Termination, Grounding, Accessories And All Ancillary Works As Necessary ; Cloud Central Control System; Cc | 1 | Nr | AED | 11110
2022-09 | 2 | 2.0513 |  | United Arab Emirates | Dubai | Hard & Soft Landscaping | Al Furjan | Package 17&18 | NAKHEEL | Green & More | Tender | 2022 | Fixed Price Lump Sum | SITE WORK | Landscaping | Solar Powered Irrigation Controller; Complete With Junction Box, Power Supply Cable, Connections, Conduits, Termination, Grounding, Accessories And All Ancillary Works As Necessary ; Solar Powered Irrigation Controller; Sp | 1 | Nr | AED | 13518.6
2022-09 | 2 | 2.0513 |  | United Arab Emirates | Dubai | Hard & Soft Landscaping | Al Furjan | Package 17&18 | NAKHEEL | Green & More | Tender | 2022 | Fixed Price Lump Sum | SITE WORK | Landscaping | Irrigation Pipe Sleeves Pvc-U Class C, Pn9 Including Ancillary Works As Necessary ; To Secondary Irrigation Pipe; 3" Diameter | 107 | m | AED | 38.1
2022-09 | 2 | 2.0513 |  | United Arab Emirates | Dubai | Hard & Soft Landscaping | Al Furjan | Package 17&18 | NAKHEEL | Green & More | Tender | 2022 | Fixed Price Lump Sum | SITE WORK | Landscaping | Point Of Connection To Infra Irrigation Water Source; Including Connections, Accessories And All Ancillary Works As Necessary ; 4" Diameter Pipe | 10 | Nr | AED | 22980.4
2022-09 | 2 | 2.0514 |  | United Arab Emirates | Dubai | Hard & Soft Landscaping | Al Furjan | Package 17&18 | NAKHEEL | Green & More | Tender | 2022 | Fixed Price Lump Sum | ELECTRICAL ENGINEERING INSTALLATIONS | Equipment | Equipment; Including Fixings, Supports, Accessories And All Ancillary Works As Necessary ; Lighting Distribution Board ; Ls-Db-01, Tcl = 1.6Kw | 1 | Nr | AED | 6652.8
2022-09 | 2 | 2.0514 |  | United Arab Emirates | Dubai | Hard & Soft Landscaping | Al Furjan | Package 17&18 | NAKHEEL | Green & More | Tender | 2022 | Fixed Price Lump Sum | ELECTRICAL ENGINEERING INSTALLATIONS | Equipment | Equipment; Including Fixings, Supports, Accessories And All Ancillary Works As Necessary ; Lighting Distribution Board ; Ls-Db-04, Tcl = 0.9Kw | 1 | Nr | AED | 5002.8
2022-09 | 2 | 2.0514 |  | United Arab Emirates | Dubai | Hard & Soft Landscaping | Al Furjan | Package 17&18 | NAKHEEL | Green & More | Tender | 2022 | Fixed Price Lump Sum | ELECTRICAL ENGINEERING INSTALLATIONS | Equipment | Equipment; Including Fixings, Supports, Accessories And All Ancillary Works As Necessary ; Lighting Distribution Board ; Ls-Db-05, Tcl = 0.6Kw | 1 | Nr | AED | 4452.8
2022-09 | 2 | 2.0514 |  | United Arab Emirates | Dubai | Hard & Soft Landscaping | Al Furjan | Package 17&18 | NAKHEEL | Green & More | Tender | 2022 | Fixed Price Lump Sum | ELECTRICAL ENGINEERING INSTALLATIONS | Equipment | Equipment; Including Fixings, Supports, Accessories And All Ancillary Works As Necessary ; Lighting Distribution Board ; Ls-Db-06, Tcl = 2.3Kw | 1 | Nr | AED | 7752.8
2022-09 | 2 | 2.0514 |  | United Arab Emirates | Dubai | Hard & Soft Landscaping | Al Furjan | Package 17&18 | NAKHEEL | Green & More | Tender | 2022 | Fixed Price Lump Sum | ELECTRICAL ENGINEERING INSTALLATIONS | Equipment | Equipment; Including Fixings, Supports, Accessories And All Ancillary Works As Necessary ; Lighting Distribution Board ; Ls-Db-07, Tcl = 3.3Kw | 1 | Nr | AED | 8852.8
2022-09 | 2 | 2.0514 |  | United Arab Emirates | Dubai | Hard & Soft Landscaping | Al Furjan | Package 17&18 | NAKHEEL | Green & More | Tender | 2022 | Fixed Price Lump Sum | ELECTRICAL ENGINEERING INSTALLATIONS | Equipment | Equipment; Including Fixings, Supports, Accessories And All Ancillary Works As Necessary ; Lighting Distribution Board ; Ls-Db-09, Tcl = 1.5Kw | 1 | Nr | AED | 5552.8
2022-09 | 2 | 2.0514 |  | United Arab Emirates | Dubai | Hard & Soft Landscaping | Al Furjan | Package 17&18 | NAKHEEL | Green & More | Tender | 2022 | Fixed Price Lump Sum | ELECTRICAL ENGINEERING INSTALLATIONS | Equipment | Equipment; Including Fixings, Supports, Accessories And All Ancillary Works As Necessary ; Lighting Distribution Board ; Ls-Db-10, Tcl = 2.0Kw | 1 | Nr | AED | 6652.8
2022-09 | 2 | 2.0514 |  | United Arab Emirates | Dubai | Hard & Soft Landscaping | Al Furjan | Package 17&18 | NAKHEEL | Green & More | Tender | 2022 | Fixed Price Lump Sum | ELECTRICAL ENGINEERING INSTALLATIONS | Equipment | Equipment; Including Fixings, Supports, Accessories And All Ancillary Works As Necessary ; Lighting Distribution Board ; Ls-Db-11, Tcl = 2.5Kw | 1 | Nr | AED | 7752.8
2022-09 | 2 | 2.0514 |  | United Arab Emirates | Dubai | Hard & Soft Landscaping | Al Furjan | Package 17&18 | NAKHEEL | Green & More | Tender | 2022 | Fixed Price Lump Sum | ELECTRICAL ENGINEERING INSTALLATIONS | Equipment | Equipment; Including Fixings, Supports, Accessories And All Ancillary Works As Necessary ; Lighting Distribution Board ; Ls-Db-17, Tcl = 2.3Kw | 1 | Nr | AED | 7752.8
2022-09 | 2 | 2.0514 |  | United Arab Emirates | Dubai | Hard & Soft Landscaping | Al Furjan | Package 17&18 | NAKHEEL | Green & More | Tender | 2022 | Fixed Price Lump Sum | ELECTRICAL ENGINEERING INSTALLATIONS | Equipment | Equipment; Including Fixings, Supports, Accessories And All Ancillary Works As Necessary ; Lighting Distribution Board ; Ls-Db-19, Tcl = 1.5Kw | 1 | Nr | AED | 5552.8
2022-09 | 2 | 2.0515 |  | United Arab Emirates | Dubai | Hard & Soft Landscaping | Al Furjan | Package 17&18 | NAKHEEL | Green & More | Tender | 2022 | Fixed Price Lump Sum | ELECTRICAL ENGINEERING INSTALLATIONS | Equipment | Equipment; Including Fixings, Supports, Accessories And All Ancillary Works As Necessary ; Lighting Distribution Board ; Ls-Db-20, Tcl = 1.6Kw | 1 | Nr | AED | 5552.8
2022-09 | 2 | 2.0515 |  | United Arab Emirates | Dubai | Hard & Soft Landscaping | Al Furjan | Package 17&18 | NAKHEEL | Green & More | Tender | 2022 | Fixed Price Lump Sum | ELECTRICAL ENGINEERING INSTALLATIONS | Accessories | Earthing System Installation ; Earthing System; Including Earthworks, Fixings, Cables, Bondings, Accessories And All Ancillary Works As Necessary ; Earth Pit | 11 | Nr | AED | 2452.2
2022-09 | 2 | 2.0515 |  | United Arab Emirates | Dubai | Hard & Soft Landscaping | Al Furjan | Package 17&18 | NAKHEEL | Green & More | Tender | 2022 | Fixed Price Lump Sum | ELECTRICAL ENGINEERING INSTALLATIONS | Final sub-circuits and auxiliary installations | Landscape Lighting Installation ; Cables And Conduits To Termination Points; Including Terminations, Fixings, Supports, Hangers, Accessories And All Ancillary Works As Necessary ; From Db To Type La(1) | 387 | Nr | AED | 1547.6
2022-09 | 2 | 2.0515 |  | United Arab Emirates | Dubai | Hard & Soft Landscaping | Al Furjan | Package 17&18 | NAKHEEL | Green & More | Tender | 2022 | Fixed Price Lump Sum | ELECTRICAL ENGINEERING INSTALLATIONS | Final sub-circuits and auxiliary installations | Landscape Lighting Installation ; Cables And Conduits To Termination Points; Including Terminations, Fixings, Supports, Hangers, Accessories And All Ancillary Works As Necessary ; From Db To Type La(2) | 53 | Nr | AED | 4147.6
2022-09 | 2 | 2.0515 |  | United Arab Emirates | Dubai | Hard & Soft Landscaping | Al Furjan | Package 17&18 | NAKHEEL | Green & More | Tender | 2022 | Fixed Price Lump Sum | ELECTRICAL ENGINEERING INSTALLATIONS | Final sub-circuits and auxiliary installations | Landscape Lighting Installation ; Cables And Conduits To Termination Points; Including Terminations, Fixings, Supports, Hangers, Accessories And All Ancillary Works As Necessary ; From Db To Type Lb(1) | 26 | Nr | AED | 4602.8
2022-09 | 2 | 2.0515 |  | United Arab Emirates | Dubai | Hard & Soft Landscaping | Al Furjan | Package 17&18 | NAKHEEL | Green & More | Tender | 2022 | Fixed Price Lump Sum | ELECTRICAL ENGINEERING INSTALLATIONS | Final sub-circuits and auxiliary installations | Landscape Lighting Installation ; Cables And Conduits To Termination Points; Including Terminations, Fixings, Supports, Hangers, Accessories And All Ancillary Works As Necessary ; From Db To Type Lb(2) | 150 | Nr | AED | 1386.1
2022-09 | 2 | 2.0515 |  | United Arab Emirates | Dubai | Hard & Soft Landscaping | Al Furjan | Package 17&18 | NAKHEEL | Green & More | Tender | 2022 | Fixed Price Lump Sum | ELECTRICAL ENGINEERING INSTALLATIONS | Final sub-circuits and auxiliary installations | Landscape Lighting Installation ; Cables And Conduits To Termination Points; Including Terminations, Fixings, Supports, Hangers, Accessories And All Ancillary Works As Necessary ; From Db To Type Lc(1) | 74 | Nr | AED | 1065.3
2022-09 | 2 | 2.0515 |  | United Arab Emirates | Dubai | Hard & Soft Landscaping | Al Furjan | Package 17&18 | NAKHEEL | Green & More | Tender | 2022 | Fixed Price Lump Sum | ELECTRICAL ENGINEERING INSTALLATIONS | Final sub-circuits and auxiliary installations | Landscape Lighting Installation ; Cables And Conduits To Termination Points; Including Terminations, Fixings, Supports, Hangers, Accessories And All Ancillary Works As Necessary ; From Db To Type Ld(1) | 18 | Nr | AED | 5499.8
2022-09 | 2 | 2.0515 |  | United Arab Emirates | Dubai | Hard & Soft Landscaping | Al Furjan | Package 17&18 | NAKHEEL | Green & More | Tender | 2022 | Fixed Price Lump Sum | ELECTRICAL ENGINEERING INSTALLATIONS | Final sub-circuits and auxiliary installations | Landscape Lighting Installation ; Cables And Conduits To Termination Points; Including Terminations, Fixings, Supports, Hangers, Accessories And All Ancillary Works As Necessary ; From Db To Type Le(1 | 142 | Nr | AED | 1190.6
2022-09 | 2 | 2.0515 |  | United Arab Emirates | Dubai | Hard & Soft Landscaping | Al Furjan | Package 17&18 | NAKHEEL | Green & More | Tender | 2022 | Fixed Price Lump Sum | ELECTRICAL ENGINEERING INSTALLATIONS | Final sub-circuits and auxiliary installations | Landscape Lighting Installation ; Cables And Conduits To Termination Points; Including Terminations, Fixings, Supports, Hangers, Accessories And All Ancillary Works As Necessary ; From Db To Type Lf(1) | 75 | Nr | AED | 1876.3
2022-09 | 2 | 2.0516 |  | United Arab Emirates | Dubai | Hard & Soft Landscaping | Al Furjan | Package 17&18 | NAKHEEL | Green & More | Tender | 2022 | Fixed Price Lump Sum | ELECTRICAL ENGINEERING INSTALLATIONS | Final sub-circuits and auxiliary installations | Landscape Lighting Installation ; Cables And Conduits To Termination Points; Including Terminations, Fixings, Supports, Hangers, Accessories And All Ancillary Works As Necessary ; From Db To Type Lg(1) (Power Bollard Provision) | 3 | Nr | AED | 461.6
2022-09 | 2 | 2.0516 |  | United Arab Emirates | Dubai | Hard & Soft Landscaping | Al Furjan | Package 17&18 | NAKHEEL | Green & More | Tender | 2022 | Fixed Price Lump Sum | ELECTRICAL ENGINEERING INSTALLATIONS | Final sub-circuits and auxiliary installations | Landscape Lighting; Including Fixings, Supports, Hangers, Accessories And All Ancillary Works As Necessary ; Type Lb(1): 13W Led Uplight, Wide Beam, 3000K, Ip67, Ik07 | 26 | Nr | AED | 2732.3
2022-09 | 2 | 2.0516 |  | United Arab Emirates | Dubai | Hard & Soft Landscaping | Al Furjan | Package 17&18 | NAKHEEL | Green & More | Tender | 2022 | Fixed Price Lump Sum | ELECTRICAL ENGINEERING INSTALLATIONS | Final sub-circuits and auxiliary installations | Landscape Lighting; Including Fixings, Supports, Hangers, Accessories And All Ancillary Works As Necessary ; Type Lb(2): 12W Led Uplight, Narrow Beam, 3000K, Ip67, Ik07 | 150 | Nr | AED | 2732.3
2022-09 | 2 | 2.0516 |  | United Arab Emirates | Dubai | Hard & Soft Landscaping | Al Furjan | Package 17&18 | NAKHEEL | Green & More | Tender | 2022 | Fixed Price Lump Sum | ELECTRICAL ENGINEERING INSTALLATIONS | Final sub-circuits and auxiliary installations | Landscape Lighting; Including Fixings, Supports, Hangers, Accessories And All Ancillary Works As Necessary ; Type Lc(1): 6.7W Led Periskop, 3000K, Ip66, Ik09 | 74 | Nr | AED | 1262.4
2022-09 | 2 | 2.0516 |  | United Arab Emirates | Dubai | Hard & Soft Landscaping | Al Furjan | Package 17&18 | NAKHEEL | Green & More | Tender | 2022 | Fixed Price Lump Sum | ELECTRICAL ENGINEERING INSTALLATIONS | Final sub-circuits and auxiliary installations | Landscape Lighting; Including Fixings, Supports, Hangers, Accessories And All Ancillary Works As Necessary ; Type Le(1): 2W Wall Step Light, 3000K, Ip65, Ik07 | 142 | Nr | AED | 981.8
2022-09 | 2 | 2.0516 |  | United Arab Emirates | Dubai | Hard & Soft Landscaping | Al Furjan | Package 17&18 | NAKHEEL | Green & More | Tender | 2022 | Fixed Price Lump Sum | ELECTRICAL ENGINEERING INSTALLATIONS | Final sub-circuits and auxiliary installations | Landscape Lighting; Including Fixings, Supports, Hangers, Accessories And All Ancillary Works As Necessary ; Type Lf(1): 4W Wall Ramp Light, 3000K, Ip68, Ik07 | 75 | Nr | AED | 1538.7
2022-09 | 2 | 2.0516 |  | United Arab Emirates | Dubai | Hard & Soft Landscaping | Al Furjan | Package 17&18 | NAKHEEL | Green & More | Tender | 2022 | Fixed Price Lump Sum | ELECTRICAL ENGINEERING INSTALLATIONS | Accessories | Bollard Lighting; Including Fixings, Fittings, Supports, Bases, Accessories And All Ancillary Works As Necessary ; Type La(1): 9.5W Led Bollard, 3000K, Ip66, Ik07 | 387 | Nr | AED | 2345
2022-09 | 2 | 2.0516 |  | United Arab Emirates | Dubai | Hard & Soft Landscaping | Al Furjan | Package 17&18 | NAKHEEL | Green & More | Tender | 2022 | Fixed Price Lump Sum | ELECTRICAL ENGINEERING INSTALLATIONS | Accessories | Bollard Lighting; Including Fixings, Fittings, Supports, Bases, Accessories And All Ancillary Works As Necessary ; Type La(2): | 53 | Nr | AED | 17551.4
2022-09 | 2 | 2.0516 |  | United Arab Emirates | Dubai | Hard & Soft Landscaping | Al Furjan | Package 17&18 | NAKHEEL | Green & More | Tender | 2022 | Fixed Price Lump Sum | ELECTRICAL ENGINEERING INSTALLATIONS | Accessories | Amenities Lighting; Including Fixings, Fittings, Supports, Hangers, Poles, Accessories And All Ancillary Works As Necessary ; Type Ld(1): 280W Led, Flood Light, 3000K, Ip66, Ik08 | 18 | Nr | AED | 9185.9
2022-09 | 2 | 2.0516 |  | United Arab Emirates | Dubai | Hard & Soft Landscaping | Al Furjan | Package 17&18 | NAKHEEL | Green & More | Tender | 2022 | Fixed Price Lump Sum | ELECTRICAL ENGINEERING INSTALLATIONS | Final sub-circuits and auxiliary installations | Allow For Road Crossing Ducts For Lv Cables Including Accessories And All Ancillary Works As Necessary (Rate Only) | 1 | m | AED | 440
2022-09 | 2 | 2.0517 |  | United Arab Emirates | Dubai | Hard & Soft Landscaping | Al Furjan | Package 17&18 | NAKHEEL | Green & More | Tender | 2022 | Fixed Price Lump Sum | ELECTRICAL ENGINEERING INSTALLATIONS | Final sub-circuits and auxiliary installations | Power Bollard | 4 | Nr | AED | 9990
2022-10 | 2 | 2.0517 |  | United Arab Emirates | Abu Dhabi | Hard & Soft Landscaping | Al Jurf | Gardens, Landscaping Pkg 1 | IMKAN | Barari | Award | 2022 | Fixed Price Lump Sum | SITE WORK | Landscaping | Supply, fix, install, test, commission, maintain and handover Automatic Irrigation System, including all fittings, fixtures, accessories and associated works, all complete as per Tender Documents.; CONNECTION TO EXISTING MAINLINE; 90mm sub mainline tie-in connection with existing mainline, including earthwork, transitional fittings etc. | 5 | Nr | AED | 1604.54
2022-10 | 2 | 2.0517 |  | United Arab Emirates | Abu Dhabi | Hard & Soft Landscaping | Al Jurf | Gardens, Landscaping Pkg 1 | IMKAN | Barari | Award | 2022 | Fixed Price Lump Sum | SITE WORK | Landscaping | Supply, fix, install, test, commission, maintain and handover Automatic Irrigation System, including all fittings, fixtures, accessories and associated works, all complete as per Tender Documents.; CONNECTION TO EXISTING MAINLINE; 110mm sub mainline tie-in connection with existing mainline, including earthwork, transitional fittings etc. | 1 | Nr | AED | 1982.85
2022-10 | 2 | 2.0517 |  | United Arab Emirates | Abu Dhabi | Hard & Soft Landscaping | Al Jurf | Gardens, Landscaping Pkg 1 | IMKAN | Barari | Award | 2022 | Fixed Price Lump Sum | SITE WORK | Landscaping | Supply, fix, install, test, commission, maintain and handover Automatic Irrigation System, including all fittings, fixtures, accessories and associated works, all complete as per Tender Documents.; CONNECTION TO EXISTING MAINLINE; 90mm sub mainline tie-in connection with existing tapping point, including earthwork, transitional fittings etc. | 23 | Nr | AED | 1599.2
2022-10 | 2 | 2.0517 |  | United Arab Emirates | Abu Dhabi | Hard & Soft Landscaping | Al Jurf | Gardens, Landscaping Pkg 1 | IMKAN | Barari | Award | 2022 | Fixed Price Lump Sum | SITE WORK | Landscaping | Pipe work, including earth work excavation, sand bedding, backfilling with selected earth, remove surplus earth from site, piping, joints, fittings, detectable warning tape, accessories etc.; HDPE Pipe, SDR 11, PN16, O.D Ø 90mm | 477 | m | AED | 54.94
2022-10 | 2 | 2.0517 |  | United Arab Emirates | Abu Dhabi | Hard & Soft Landscaping | Al Jurf | Gardens, Landscaping Pkg 1 | IMKAN | Barari | Award | 2022 | Fixed Price Lump Sum | SITE WORK | Landscaping | Pipe work, including earth work excavation, sand bedding, backfilling with selected earth, remove surplus earth from site, piping, joints, fittings, detectable warning tape, accessories etc.; HDPE Pipe, SDR 11, PN16, O.D Ø 110mm | 34 | m | AED | 65.5
2022-10 | 2 | 2.0517 |  | United Arab Emirates | Abu Dhabi | Hard & Soft Landscaping | Al Jurf | Gardens, Landscaping Pkg 1 | IMKAN | Barari | Award | 2022 | Fixed Price Lump Sum | SITE WORK | Paving and surfacing | Concrete encasement ducts for irrigation pipes crossing proposed paving area, by open cut method, including earth works, sand bedding, concrete encasement, pipes, fittings, fixtures, accessories, identification tag, draw rope, etc.; 1 way duct; uPVC, class C, O.D Ø 100mm for laterals | 216 | m | AED | 204.7
2022-10 | 2 | 2.0517 |  | United Arab Emirates | Abu Dhabi | Hard & Soft Landscaping | Al Jurf | Gardens, Landscaping Pkg 1 | IMKAN | Barari | Award | 2022 | Fixed Price Lump Sum | SITE WORK | Underground drainage | Sleeves for irrigation pipes crossing the hardscape elements, including earth works, sand bedding, pipes, fittings, fixtures, accessories, identification tag, draw rope, etc.; uPVC, class C, O.D Ø 200mm for submain line | 98 | m | AED | 177.92
2022-10 | 2 | 2.0517 |  | United Arab Emirates | Abu Dhabi | Hard & Soft Landscaping | Al Jurf | Gardens, Landscaping Pkg 1 | IMKAN | Barari | Award | 2022 | Fixed Price Lump Sum | SITE WORK | Underground drainage | Sleeves for irrigation pipes crossing the hardscape elements, including earth works, sand bedding, pipes, fittings, fixtures, accessories, identification tag, draw rope, etc.; uPVC, class C, O.D Ø 200mm for laterals | 89 | m | AED | 177.92
2022-10 | 2 | 2.0517 |  | United Arab Emirates | Abu Dhabi | Hard & Soft Landscaping | Al Jurf | Gardens, Landscaping Pkg 1 | IMKAN | Barari | Award | 2022 | Fixed Price Lump Sum | SITE WORK | Underground drainage | Sleeves for irrigation pipes crossing the hardscape elements, including earth works, sand bedding, pipes, fittings, fixtures, accessories, identification tag, draw rope, etc.; uPVC, class C, O.D Ø 110mm for laterals | 1981 | m | AED | 78.57
2022-10 | 2 | 2.0518 |  | United Arab Emirates | Abu Dhabi | Hard & Soft Landscaping | Al Jurf | Gardens, Landscaping Pkg 1 | IMKAN | Barari | Award | 2022 | Fixed Price Lump Sum | SITE WORK | Underground drainage | RTU irrigation controller unit (decoder) compactible with ADM SCADA system, including earth work, uPVC conduit pipes, identification tags, concrete works, fittings, accessories etc.; Irrigation controller inside pump room | 1 | Nr | AED | 37426.09
2022-10 | 2 | 2.0518 |  | United Arab Emirates | Abu Dhabi | Hard & Soft Landscaping | Al Jurf | Gardens, Landscaping Pkg 1 | IMKAN | Barari | Award | 2022 | Fixed Price Lump Sum | ELECTRICAL ENGINEERING INSTALLATIONS | Final sub-circuits and auxiliary installations | Conduits for cables, including earth work, sand bedding, uPVC conduit pipes Class 'C', Identification tags, detectable warning tapes, electrical protections, fittings, accessories etc ; 32 mm O.D, for decoder cable | 527 | m | AED | 24.03
2022-10 | 2 | 2.0518 |  | United Arab Emirates | Abu Dhabi | Hard & Soft Landscaping | Al Jurf | Gardens, Landscaping Pkg 1 | IMKAN | Barari | Award | 2022 | Fixed Price Lump Sum | ELECTRICAL ENGINEERING INSTALLATIONS | Final sub-circuits and auxiliary installations | Cabling works including wire connectors, cable markers, terminations, fittings, fixtures, accessories etc.; 12 AWG Decoder control cable | 1054 | m | AED | 29.35
2022-10 | 2 | 2.0518 |  | United Arab Emirates | Abu Dhabi | Hard & Soft Landscaping | Al Jurf | Gardens, Landscaping Pkg 1 | IMKAN | Barari | Award | 2022 | Fixed Price Lump Sum | MECHANICAL ENGINEERING INSTALLATIONS | Pipework and gutterwork | 10" Round Plastic cable pull box, including earthwork, block work support, gravel bed, cable markers, waterproof wire connectors, valve box cover, identification tags, fittings, fixtures, accessories etc. | 47 | Nr | AED | 129.65
2022-10 | 2 | 2.0518 |  | United Arab Emirates | Abu Dhabi | Hard & Soft Landscaping | Al Jurf | Gardens, Landscaping Pkg 1 | IMKAN | Barari | Award | 2022 | Fixed Price Lump Sum | SITE WORK | Underground drainage | Solenoid Valves in Plastic Box Remote control solenoid valve with pressure regulating stem including plastic valve box, single station decoder, surge protection, adaptors, Y-strainers/brass nipple, valve label, gravel infill, pipes, earth works, gravel beddings, fittings, block supports, electrical and mechanical connections.; For Bubbler System; 40mm (1½") Diameter | 14 | Nr | AED | 1382.47
2022-10 | 2 | 2.0518 |  | United Arab Emirates | Abu Dhabi | Hard & Soft Landscaping | Al Jurf | Gardens, Landscaping Pkg 1 | IMKAN | Barari | Award | 2022 | Fixed Price Lump Sum | SITE WORK | Underground drainage | Solenoid Valves in Plastic Box Remote control solenoid valve with pressure regulating stem including plastic valve box, single station decoder, surge protection, adaptors, Y-strainers/brass nipple, valve label, gravel infill, pipes, earth works, gravel beddings, fittings, block supports, electrical and mechanical connections.; For Bubbler System; 25mm (1") Diameter | 1 | Nr | AED | 1225.68
2022-10 | 2 | 2.0518 |  | United Arab Emirates | Abu Dhabi | Hard & Soft Landscaping | Al Jurf | Gardens, Landscaping Pkg 1 | IMKAN | Barari | Award | 2022 | Fixed Price Lump Sum | SITE WORK | Underground drainage | Solenoid Valves in Plastic Box Remote control solenoid valve with pressure regulating stem including plastic valve box, single station decoder, surge protection, adaptors, Y-strainers/brass nipple, valve label, gravel infill, pipes, earth works, gravel beddings, fittings, block supports, electrical and mechanical connections.; For Drip System; 50mm (2") Diameter | 2 | Nr | AED | 1676.45
2022-10 | 2 | 2.0518 |  | United Arab Emirates | Abu Dhabi | Hard & Soft Landscaping | Al Jurf | Gardens, Landscaping Pkg 1 | IMKAN | Barari | Award | 2022 | Fixed Price Lump Sum | SITE WORK | Underground drainage | Solenoid Valves in Plastic Box Remote control solenoid valve with pressure regulating stem including plastic valve box, single station decoder, surge protection, adaptors, Y-strainers/brass nipple, valve label, gravel infill, pipes, earth works, gravel beddings, fittings, block supports, electrical and mechanical connections.; For Drip System; 40mm (1½") Diameter | 23 | Nr | AED | 1382.47
2022-10 | 2 | 2.0518 |  | United Arab Emirates | Abu Dhabi | Hard & Soft Landscaping | Al Jurf | Gardens, Landscaping Pkg 1 | IMKAN | Barari | Award | 2022 | Fixed Price Lump Sum | SITE WORK | Underground drainage | uPVC Pipe Works, including earthwork, sand bedding, pipes, fittings, fixtures, accessories etc.; For Bubbler System; uPVC Pipe (PN10) Ø 90mm | 43 | m | AED | 49.24
2022-10 | 2 | 2.0518 |  | United Arab Emirates | Abu Dhabi | Hard & Soft Landscaping | Al Jurf | Gardens, Landscaping Pkg 1 | IMKAN | Barari | Award | 2022 | Fixed Price Lump Sum | SITE WORK | Underground drainage | uPVC Pipe Works, including earthwork, sand bedding, pipes, fittings, fixtures, accessories etc.; For Bubbler System; uPVC Pipe (PN10) Ø 63mm | 141.2 | m | AED | 39.06
2022-10 | 2 | 2.0519 |  | United Arab Emirates | Abu Dhabi | Hard & Soft Landscaping | Al Jurf | Gardens, Landscaping Pkg 1 | IMKAN | Barari | Award | 2022 | Fixed Price Lump Sum | SITE WORK | Underground drainage | uPVC Pipe Works, including earthwork, sand bedding, pipes, fittings, fixtures, accessories etc.; For Bubbler System; uPVC Pipe (PN10) Ø 50mm | 736.4 | m | AED | 26.6
2022-10 | 2 | 2.0519 |  | United Arab Emirates | Abu Dhabi | Hard & Soft Landscaping | Al Jurf | Gardens, Landscaping Pkg 1 | IMKAN | Barari | Award | 2022 | Fixed Price Lump Sum | SITE WORK | Underground drainage | uPVC Pipe Works, including earthwork, sand bedding, pipes, fittings, fixtures, accessories etc.; For Bubbler System; uPVC Pipe (PN10) Ø 32mm | 1342.6 | m | AED | 21.8
2022-10 | 2 | 2.0519 |  | United Arab Emirates | Abu Dhabi | Hard & Soft Landscaping | Al Jurf | Gardens, Landscaping Pkg 1 | IMKAN | Barari | Award | 2022 | Fixed Price Lump Sum | SITE WORK | Underground drainage | uPVC Pipe Works, including earthwork, sand bedding, pipes, fittings, fixtures, accessories etc.; For Drip System; uPVC Pipe (PN10) Ø 90mm | 468 | m | AED | 49.24
2022-10 | 2 | 2.0519 |  | United Arab Emirates | Abu Dhabi | Hard & Soft Landscaping | Al Jurf | Gardens, Landscaping Pkg 1 | IMKAN | Barari | Award | 2022 | Fixed Price Lump Sum | SITE WORK | Underground drainage | uPVC Pipe Works, including earthwork, sand bedding, pipes, fittings, fixtures, accessories etc.; For Drip System; uPVC Pipe (PN10) Ø 63mm | 935 | m | AED | 39.06
2022-10 | 2 | 2.0519 |  | United Arab Emirates | Abu Dhabi | Hard & Soft Landscaping | Al Jurf | Gardens, Landscaping Pkg 1 | IMKAN | Barari | Award | 2022 | Fixed Price Lump Sum | SITE WORK | Underground drainage | uPVC Pipe Works, including earthwork, sand bedding, pipes, fittings, fixtures, accessories etc.; For Drip System; uPVC Pipe (PN10) Ø 50mm | 3090 | m | AED | 26.6
2022-10 | 2 | 2.0519 |  | United Arab Emirates | Abu Dhabi | Hard & Soft Landscaping | Al Jurf | Gardens, Landscaping Pkg 1 | IMKAN | Barari | Award | 2022 | Fixed Price Lump Sum | SITE WORK | Underground drainage | uPVC Pipe Works, including earthwork, sand bedding, pipes, fittings, fixtures, accessories etc.; For Drip System; uPVC Pipe (PN10) Ø 32mm | 8498 | m | AED | 21.8
2022-10 | 2 | 2.0519 |  | United Arab Emirates | Abu Dhabi | Hard & Soft Landscaping | Al Jurf | Gardens, Landscaping Pkg 1 | IMKAN | Barari | Award | 2022 | Fixed Price Lump Sum | SITE WORK | Landscaping | Flush valves including valve box, valve label, gravel infill, pipes, earth works, gravel beddings, fittings, block supports, electrical and mechanical connections.; Ø 25mm (1") for drip system | 43 | Nr | AED | 402.12
2022-10 | 2 | 2.0519 |  | United Arab Emirates | Abu Dhabi | Hard & Soft Landscaping | Al Jurf | Gardens, Landscaping Pkg 1 | IMKAN | Barari | Award | 2022 | Fixed Price Lump Sum | SITE WORK | Landscaping | Various types of Irrigation Heads, including earth works, sand bedding, inline surface drip tube, PE pipes, and compression fittings.; Surface Bubbler System for Trees Online drip system comprising online PC Emitter on PE pipe, including LDPE pipe including earth works, pipes and fittings.; 16mm O.D LDPE bubbler riser assembly | 966 | Nr | AED | 49.4
2022-10 | 2 | 2.0519 |  | United Arab Emirates | Abu Dhabi | Hard & Soft Landscaping | Al Jurf | Gardens, Landscaping Pkg 1 | IMKAN | Barari | Award | 2022 | Fixed Price Lump Sum | SITE WORK | Landscaping | Various types of Irrigation Heads, including earth works, sand bedding, inline surface drip tube, PE pipes, and compression fittings.; Surface Bubbler System for Trees Online drip system comprising online PC Emitter on PE pipe, including LDPE pipe including earth works, pipes and fittings.; 0.5 gpm Bubbler assembly | 1 | Nr | AED | 9.35
2022-10 | 2 | 2.0519 |  | United Arab Emirates | Abu Dhabi | Hard & Soft Landscaping | Al Jurf | Gardens, Landscaping Pkg 1 | IMKAN | Barari | Award | 2022 | Fixed Price Lump Sum | SITE WORK | Landscaping | For Surface Drip System For Shrubs, For Surface Drip System For Shrubs,; Ornamental grass & Ground Covers Dripline comprising LDPE pipe including earth works, pipes and fittings.; 16mm O.D LDPE drip riser assembly | 12 | Nr | AED | 30.3
2022-10 | 2 | 2.052 |  | United Arab Emirates | Abu Dhabi | Hard & Soft Landscaping | Al Jurf | Gardens, Landscaping Pkg 1 | IMKAN | Barari | Award | 2022 | Fixed Price Lump Sum | SITE WORK | Landscaping | For Surface Drip System For Shrubs, Ornamental grass & Ground Covers Dripline comprising LDPE pipe including earth works, pipes and fittings.; 16mm O.D surface dripline - 3.4 LPH emitters @ 0.457m spacing | 61269 | m | AED | 1.86
2022-10 | 2 | 2.052 |  | United Arab Emirates | Abu Dhabi | Hard & Soft Landscaping | Al Jurf | Gardens, Landscaping Pkg 1 | IMKAN | Barari | Award | 2022 | Fixed Price Lump Sum | SITE WORK | Landscaping | For Surface Drip System For Shrubs, Ornamental grass & Ground Covers Dripline comprising LDPE pipe including earth works, pipes and fittings.; 16mm O.D surface dripline - 3.4 LPH emitters @ 0.305m spacing | 232 | m | AED | 2.12
2022-10 | 2 | 2.052 |  | United Arab Emirates | Abu Dhabi | Hard & Soft Landscaping | Al Jurf | Gardens, Landscaping Pkg 1 | IMKAN | Barari | Award | 2022 | Fixed Price Lump Sum | SITE WORK | Paving and surfacing | Supply and install following precast concrete paving types, cast in situ concrete, tactile studs, gravel, boulders, sand, etc. over granular base/ with sand filled joints, including cutting to pattern / sizes, unbound coarse sand, joint filling, grading, compaction. etc. all complete as per tender documents. Paving items at WF measured in WF bill; In-situ concrete paving; PV-01 / Cycle path & walkway Material: in-situ concrete Thickness: 150mm Finish: Granolithic; Edge: Straight | 1 | m² | AED | 191.54
2022-10 | 2 | 2.052 |  | United Arab Emirates | Abu Dhabi | Hard & Soft Landscaping | Al Jurf | Gardens, Landscaping Pkg 1 | IMKAN | Barari | Award | 2022 | Fixed Price Lump Sum | SITE WORK | Paving and surfacing | Supply and install following precast concrete paving types, cast in situ concrete, tactile studs, gravel, boulders, sand, etc. over granular base/ with sand filled joints, including cutting to pattern / sizes, unbound coarse sand, joint filling, grading, compaction. etc. all complete as per tender documents. Paving items at WF measured in WF bill; In-situ concrete paving; Allow for edge thickening for above as per details | 1700 | m | AED | 45.23
2022-10 | 2 | 2.052 |  | United Arab Emirates | Abu Dhabi | Hard & Soft Landscaping | Al Jurf | Gardens, Landscaping Pkg 1 | IMKAN | Barari | Award | 2022 | Fixed Price Lump Sum | SITE WORK | Paving and surfacing | Supply and install following precast concrete paving types, cast in situ concrete, tactile studs, gravel, boulders, sand, etc. over granular base/ with sand filled joints, including cutting to pattern / sizes, unbound coarse sand, joint filling, grading, compaction. etc. all complete as per tender documents. Paving items at WF measured in WF bill; In-situ concrete paving; Reinforcement mesh type A393 | 1 | m² | AED | 33.59
2022-10 | 2 | 2.052 |  | United Arab Emirates | Abu Dhabi | Hard & Soft Landscaping | Al Jurf | Gardens, Landscaping Pkg 1 | IMKAN | Barari | Award | 2022 | Fixed Price Lump Sum | SITE WORK | Paving and surfacing | Supply and install following precast concrete paving types, cast in situ concrete, tactile studs, gravel, boulders, sand, etc. over granular base/ with sand filled joints, including cutting to pattern / sizes, unbound coarse sand, joint filling, grading, compaction. etc. all complete as per tender documents. Paving items at WF measured in WF bill; Base courses for Cast in situ concrete; Subgrade preparation; preparation of existing ground including filling, grading, compaction and all other necessary earthworks to make-up levels | 26084 | m² | AED | 9.99
2022-10 | 2 | 2.052 |  | United Arab Emirates | Abu Dhabi | Hard & Soft Landscaping | Al Jurf | Gardens, Landscaping Pkg 1 | IMKAN | Barari | Award | 2022 | Fixed Price Lump Sum | SITE WORK | Paving and surfacing | Supply and install following precast concrete paving types, cast in situ concrete, tactile studs, gravel, boulders, sand, etc. over granular base/ with sand filled joints, including cutting to pattern / sizes, unbound coarse sand, joint filling, grading, compaction. etc. all complete as per tender documents. Paving items at WF measured in WF bill; Base courses for Cast in situ concrete; Polythelene sheet | 26084 | m² | AED | 2.54
2022-10 | 2 | 2.052 |  | United Arab Emirates | Abu Dhabi | Hard & Soft Landscaping | Al Jurf | Gardens, Landscaping Pkg 1 | IMKAN | Barari | Award | 2022 | Fixed Price Lump Sum | SITE WORK | Paving and surfacing | Supply and install following precast concrete paving types, cast in situ concrete, tactile studs, gravel, boulders, sand, etc. over granular base/ with sand filled joints, including cutting to pattern / sizes, unbound coarse sand, joint filling, grading, compaction. etc. all complete as per tender documents. Paving items at WF measured in WF bill; Base courses for Cast in situ concrete; 150mm thick sub base | 26084 | m² | AED | 24.96
2022-10 | 2 | 2.052 |  | United Arab Emirates | Abu Dhabi | Hard & Soft Landscaping | Al Jurf | Gardens, Landscaping Pkg 1 | IMKAN | Barari | Award | 2022 | Fixed Price Lump Sum | SITE WORK | Paving and surfacing | Supply and install following precast concrete paving types, cast in situ concrete, tactile studs, gravel, boulders, sand, etc. over granular base/ with sand filled joints, including cutting to pattern / sizes, unbound coarse sand, joint filling, grading, compaction. etc. all complete as per tender documents. Paving items at WF measured in WF bill; Animal Stamp; PV-06/Concrete Animal stamp Allow for animal stamping on PV-01 in-situ concrete paving as per specialist details; Size(mm): 200x2900, Thickness: 2mm | 1 | Nr | AED | 614.56
2022-10 | 2 | 2.052 |  | United Arab Emirates | Abu Dhabi | Hard & Soft Landscaping | Al Jurf | Gardens, Landscaping Pkg 1 | IMKAN | Barari | Award | 2022 | Fixed Price Lump Sum | SITE WORK | Paving and surfacing | Supply and install following precast concrete paving types, cast in situ concrete, tactile studs, gravel, boulders, sand, etc. over granular base/ with sand filled joints, including cutting to pattern / sizes, unbound coarse sand, joint filling, grading, compaction. etc. all complete as per tender documents. Paving items at WF measured in WF bill; Precast Concrete Paving;PV-02/ Paving Type 02 Material: Precast concrete paver, Size(mm): 600x300; Thickness: 60mm, Color: Medium grey; Finish: Granix Edge: Straight-no chamfer | 99 | m² | AED | 86.21
2022-10 | 2 | 2.0521 |  | United Arab Emirates | Abu Dhabi | Hard & Soft Landscaping | Al Jurf | Gardens, Landscaping Pkg 1 | IMKAN | Barari | Award | 2022 | Fixed Price Lump Sum | SITE WORK | Paving and surfacing | Supply and install following precast concrete paving types, cast in situ concrete, tactile studs, gravel, boulders, sand, etc. over granular base/ with sand filled joints, including cutting to pattern / sizes, unbound coarse sand, joint filling, grading, compaction. etc. all complete as per tender documents. Paving items at WF measured in WF bill; Precast Concrete Paving; PV-03/ Flagstone Paving Material: Precast concrete paver, Size(mm): 350x250; Thickness: 80mm, Color: Medium grey; Finish: Natural | 55 | m² | AED | 89.18
2022-10 | 2 | 2.0521 |  | United Arab Emirates | Abu Dhabi | Hard & Soft Landscaping | Al Jurf | Gardens, Landscaping Pkg 1 | IMKAN | Barari | Award | 2022 | Fixed Price Lump Sum | SITE WORK | Paving and surfacing | Supply and install following precast concrete paving types, cast in situ concrete, tactile studs, gravel, boulders, sand, etc. over granular base/ with sand filled joints, including cutting to pattern / sizes, unbound coarse sand, joint filling, grading, compaction. etc. all complete as per tender documents. Paving items at WF measured in WF bill; Precast Concrete Paving; SS-03/ Stepping stone 03 Material: Precast concrete paver; Size(mm): Varies; Thickness: 250mm, Color: Grey, Finish: Shot blasted, Edge: Straight | 12 | m² | AED | 506.25
2022-10 | 2 | 2.0521 |  | United Arab Emirates | Abu Dhabi | Hard & Soft Landscaping | Al Jurf | Gardens, Landscaping Pkg 1 | IMKAN | Barari | Award | 2022 | Fixed Price Lump Sum | SITE WORK | Paving and surfacing | Supply and install following precast concrete paving types, cast in situ concrete, tactile studs, gravel, boulders, sand, etc. over granular base/ with sand filled joints, including cutting to pattern / sizes, unbound coarse sand, joint filling, grading, compaction. etc. all complete as per tender documents. Paving items at WF measured in WF bill; Base courses for precast concrete; Subgrade preparation; preparation of existing ground including filling, grading, compaction and all other necessary earthworks to make-up levels | 166 | m² | AED | 9.99
2022-10 | 2 | 2.0521 |  | United Arab Emirates | Abu Dhabi | Hard & Soft Landscaping | Al Jurf | Gardens, Landscaping Pkg 1 | IMKAN | Barari | Award | 2022 | Fixed Price Lump Sum | SITE WORK | Paving and surfacing | Supply and install following precast concrete paving types, cast in situ concrete, tactile studs, gravel, boulders, sand, etc. over granular base/ with sand filled joints, including cutting to pattern / sizes, unbound coarse sand, joint filling, grading, compaction. etc. all complete as per tender documents. Paving items at WF measured in WF bill; Base courses for precast concrete; 150mm thick sub base | 99 | m² | AED | 24.96
2022-10 | 2 | 2.0521 |  | United Arab Emirates | Abu Dhabi | Hard & Soft Landscaping | Al Jurf | Gardens, Landscaping Pkg 1 | IMKAN | Barari | Award | 2022 | Fixed Price Lump Sum | SITE WORK | Paving and surfacing | Supply and install following precast concrete paving types, cast in situ concrete, tactile studs, gravel, boulders, sand, etc. over granular base/ with sand filled joints, including cutting to pattern / sizes, unbound coarse sand, joint filling, grading, compaction. etc. all complete as per tender documents. Paving items at WF measured in WF bill; Base courses for precast concrete; 200mm thick sub base | 55 | m² | AED | 35.13
2022-10 | 2 | 2.0521 |  | United Arab Emirates | Abu Dhabi | Hard & Soft Landscaping | Al Jurf | Gardens, Landscaping Pkg 1 | IMKAN | Barari | Award | 2022 | Fixed Price Lump Sum | SITE WORK | Paving and surfacing | Supply and install following precast concrete paving types, cast in situ concrete, tactile studs, gravel, boulders, sand, etc. over granular base/ with sand filled joints, including cutting to pattern / sizes, unbound coarse sand, joint filling, grading, compaction. etc. all complete as per tender documents. Paving items at WF measured in WF bill; Base courses for precast concrete; 50mm thick black sand | 166 | m² | AED | 7.31
2022-10 | 2 | 2.0521 |  | United Arab Emirates | Abu Dhabi | Hard & Soft Landscaping | Al Jurf | Gardens, Landscaping Pkg 1 | IMKAN | Barari | Award | 2022 | Fixed Price Lump Sum | SITE WORK | Paving and surfacing | Supply and install following precast concrete paving types, cast in situ concrete, tactile studs, gravel, boulders, sand, etc. over granular base/ with sand filled joints, including cutting to pattern / sizes, unbound coarse sand, joint filling, grading, compaction. etc. all complete as per tender documents. Paving items at WF measured in WF bill; Base courses for precast concrete; 100mm thick Granular sub base | 12 | m² | AED | 17.56
2022-10 | 2 | 2.0521 |  | United Arab Emirates | Abu Dhabi | Hard & Soft Landscaping | Al Jurf | Gardens, Landscaping Pkg 1 | IMKAN | Barari | Award | 2022 | Fixed Price Lump Sum | SITE WORK | Paving and surfacing | Supply and install following precast concrete paving types, cast in situ concrete, tactile studs, gravel, boulders, sand, etc. over granular base/ with sand filled joints, including cutting to pattern / sizes, unbound coarse sand, joint filling, grading, compaction. etc. all complete as per tender documents. Paving items at WF measured in WF bill; Base courses for precast concrete; 50mm thick bedding layer of Fine Gravel | 12 | m² | AED | 7.78
2022-10 | 2 | 2.0521 |  | United Arab Emirates | Abu Dhabi | Hard & Soft Landscaping | Al Jurf | Gardens, Landscaping Pkg 1 | IMKAN | Barari | Award | 2022 | Fixed Price Lump Sum | SITE WORK | Landscaping | Gravel surface Supply and install gravel surfaces, all complete.; GV-01/ Stone mulch Material: Pea gravel Size: 4-8mm Ø; Layer thickness: 80 mm; Color: Beige; Finish: Loose; Edge: Rounded | 2767 | m² | AED | 17.74
2022-10 | 2 | 2.0521 |  | United Arab Emirates | Abu Dhabi | Hard & Soft Landscaping | Al Jurf | Gardens, Landscaping Pkg 1 | IMKAN | Barari | Award | 2022 | Fixed Price Lump Sum | SITE WORK | Landscaping | Gravel surface Supply and install gravel surfaces, all complete.; GV-02/ Stone mulch Material: Wadi gravel; Size: 75-100mm Ø; Layer Thickness150mm; Color: Beige; Finish: Natural, Edge: Angular | 736 | m² | AED | 30.42
2022-10 | 2 | 2.0522 |  | United Arab Emirates | Abu Dhabi | Hard & Soft Landscaping | Al Jurf | Gardens, Landscaping Pkg 1 | IMKAN | Barari | Award | 2022 | Fixed Price Lump Sum | SITE WORK | Filling | Base course for gravel Subgrade preparation; preparation of existing ground including filling, grading, compaction and all other necessary earthworks to make-up levels | 3503 | m² | AED | 9.99
2022-10 | 2 | 2.0522 |  | United Arab Emirates | Abu Dhabi | Hard & Soft Landscaping | Al Jurf | Gardens, Landscaping Pkg 1 | IMKAN | Barari | Award | 2022 | Fixed Price Lump Sum | SITE WORK | Filling | Base course for gravel Geotextile fabric layer, including all laps and joints. | 3503 | m² | AED | 4.23
2022-10 | 2 | 2.0522 |  | United Arab Emirates | Abu Dhabi | Hard & Soft Landscaping | Al Jurf | Gardens, Landscaping Pkg 1 | IMKAN | Barari | Award | 2022 | Fixed Price Lump Sum | SITE WORK | Landscaping | Hoggins HG-01/Hoggins Material: Granitic sand, 0-5mm size Layer thickness: 75mm, Color: Beige | 66 | m² | AED | 36
2022-10 | 2 | 2.0522 |  | United Arab Emirates | Abu Dhabi | Hard & Soft Landscaping | Al Jurf | Gardens, Landscaping Pkg 1 | IMKAN | Barari | Award | 2022 | Fixed Price Lump Sum | SITE WORK | Filling | Base course for hoggins; Subgrade preparation; preparation of existing ground including filling, grading, compaction and all other necessary earthworks to make-up levels | 66 | m² | AED | 9.99
2022-10 | 2 | 2.0522 |  | United Arab Emirates | Abu Dhabi | Hard & Soft Landscaping | Al Jurf | Gardens, Landscaping Pkg 1 | IMKAN | Barari | Award | 2022 | Fixed Price Lump Sum | SITE WORK | Filling | Base course for hoggins; 150mm thick sub base | 66 | m² | AED | 24.96
2022-10 | 2 | 2.0522 |  | United Arab Emirates | Abu Dhabi | Hard & Soft Landscaping | Al Jurf | Gardens, Landscaping Pkg 1 | IMKAN | Barari | Award | 2022 | Fixed Price Lump Sum | SITE WORK | Filling | Base course for hoggins; Geotextile fabric | 66 | m² | AED | 4.23
2022-10 | 2 | 2.0522 |  | United Arab Emirates | Abu Dhabi | Hard & Soft Landscaping | Al Jurf | Gardens, Landscaping Pkg 1 | IMKAN | Barari | Award | 2022 | Fixed Price Lump Sum | SITE WORK | Filling | Sand; ES-01 / Cleaned backfilled sand Compacted filling with selected excavated material from site, Thickness: 200mm | 16853 | m² | AED | 12.29
2022-10 | 2 | 2.0522 |  | United Arab Emirates | Abu Dhabi | Hard & Soft Landscaping | Al Jurf | Gardens, Landscaping Pkg 1 | IMKAN | Barari | Award | 2022 | Fixed Price Lump Sum | SITE WORK | Filling | Sand; Subgrade preparation; preparation of existing ground including filling, grading, compaction and all other necessary earthworks to make-up levels | 16853 | m² | AED | 9.99
2022-10 | 2 | 2.0522 |  | United Arab Emirates | Abu Dhabi | Hard & Soft Landscaping | Al Jurf | Gardens, Landscaping Pkg 1 | IMKAN | Barari | Award | 2022 | Fixed Price Lump Sum | SITE WORK | Filling | Sand; Geotextile fabric | 16853 | m² | AED | 4.23
2022-10 | 2 | 2.0522 |  | United Arab Emirates | Abu Dhabi | Hard & Soft Landscaping | Al Jurf | Gardens, Landscaping Pkg 1 | IMKAN | Barari | Award | 2022 | Fixed Price Lump Sum | SITE WORK | Paving and surfacing | Tactile studs; TT-01/ Tactile Studs Material: Stainless steel, Size: 35 mm dia Thickness: 17mm, Color: Stainless steel; Finish: Polished Metallic: Edge: Rounded | 16440 | Nr | AED | 6.34
2022-10 | 2 | 2.0523 |  | United Arab Emirates | Abu Dhabi | Hard & Soft Landscaping | Al Jurf | Gardens, Landscaping Pkg 1 | IMKAN | Barari | Award | 2022 | Fixed Price Lump Sum | FINISHES | Decorations | Prepare and apply two coats of non-reflective thermoplastic white paint for cycle track and sport courts including lines, arrows, numerals and letterings, etc. all complete.; CY-01/ Cycle track marking type 01 Material: Acrylic paint, reflective white, 120mm wide line | 972 | m | AED | 7.23
2022-10 | 2 | 2.0523 |  | United Arab Emirates | Abu Dhabi | Hard & Soft Landscaping | Al Jurf | Gardens, Landscaping Pkg 1 | IMKAN | Barari | Award | 2022 | Fixed Price Lump Sum | FINISHES | Decorations | Prepare and apply two coats of non-reflective thermoplastic white paint for cycle track and sport courts including lines, arrows, numerals and letterings, etc. all complete.; CY-02/ Cycle track marking type 02 Material: Acrylic paint, reflective white, 120mm wide stripes | 878 | m | AED | 7.23
2022-10 | 2 | 2.0523 |  | United Arab Emirates | Abu Dhabi | Hard & Soft Landscaping | Al Jurf | Gardens, Landscaping Pkg 1 | IMKAN | Barari | Award | 2022 | Fixed Price Lump Sum | FINISHES | Decorations | Prepare and apply two coats of non-reflective thermoplastic white paint for cycle track and sport courts including lines, arrows, numerals and letterings, etc. all complete.; Allow for arrows and symbols for cycle track as per details | 1 | Item | AED | 13550.14
2022-10 | 2 | 2.0523 |  | United Arab Emirates | Abu Dhabi | Hard & Soft Landscaping | Al Jurf | Gardens, Landscaping Pkg 1 | IMKAN | Barari | Award | 2022 | Fixed Price Lump Sum | SITE WORK | Landscaping | Supply and install boulders to various pattern as per design, bedded on compacted subgrade, including subgrade preparation, required filling, etc, all complete; BO-01/Natural Boulders type 01 Size (mm): 500x600x400 | 22 | Nr | AED | 344.24
2022-10 | 2 | 2.0523 |  | United Arab Emirates | Abu Dhabi | Hard & Soft Landscaping | Al Jurf | Gardens, Landscaping Pkg 1 | IMKAN | Barari | Award | 2022 | Fixed Price Lump Sum | SITE WORK | Landscaping | Supply and install boulders to various pattern as per design, bedded on compacted subgrade, including subgrade preparation, required filling, etc, all complete; BO-02/Natural Boulders type 02 Size (mm): 800x1100 x 400-600 | 15 | Nr | AED | 400.78
2022-10 | 2 | 2.0523 |  | United Arab Emirates | Abu Dhabi | Hard & Soft Landscaping | Al Jurf | Gardens, Landscaping Pkg 1 | IMKAN | Barari | Award | 2022 | Fixed Price Lump Sum | SITE WORK | Landscaping | Supply and install boulders to various pattern as per design, bedded on compacted subgrade, including subgrade preparation, required filling, etc, all complete; BO-03/Natural Boulders type 03 Size (mm): 800x1300-1700x 400-600 | 13 | Nr | AED | 593
2022-10 | 2 | 2.0523 |  | United Arab Emirates | Abu Dhabi | Hard & Soft Landscaping | Al Jurf | Gardens, Landscaping Pkg 1 | IMKAN | Barari | Award | 2022 | Fixed Price Lump Sum | SITE WORK | Paving and surfacing | Supply and install following kerbs and edges, including including beds, backing, reinforcement, joints, cutting, transition, earthworks, concrete ancillaries, anchoring spikes, fittings, accessories, joints, cutting, transitions, etc. all complete; EG-01/ Aluminum Edge; Material: Aluminum; Size (mm): 2500x100. Thickness: 6.5 mm Color: Natural; Finish: Natural | 1 | m | AED | 61.75
2022-10 | 2 | 2.0523 |  | United Arab Emirates | Abu Dhabi | Hard & Soft Landscaping | Al Jurf | Gardens, Landscaping Pkg 1 | IMKAN | Barari | Award | 2022 | Fixed Price Lump Sum | SITE WORK | Paving and surfacing | Supply and install following kerbs and edges, including including beds, backing, reinforcement, joints, cutting, transition, earthworks, concrete ancillaries, anchoring spikes, fittings, accessories, joints, cutting, transitions, etc. all complete; EG-02/ Concrete block edge; Material: Precast concrete; Size (mm): 100x100, Thickness:100mm Color: Natural, Finish: Natural | 18 | m | AED | 88.28
2022-10 | 2 | 2.0523 |  | United Arab Emirates | Abu Dhabi | Hard & Soft Landscaping | Al Jurf | Gardens, Landscaping Pkg 1 | IMKAN | Barari | Award | 2022 | Fixed Price Lump Sum | SITE WORK | Paving and surfacing | Supply and install following kerbs and edges, including including beds, backing, reinforcement, joints, cutting, transition, earthworks, concrete ancillaries, anchoring spikes, fittings, accessories, joints, cutting, transitions, etc. all complete; EG-03/ Heel Kerb/ ADQCC type C Material: Precast concrete; Size (mm): 600x100, Thickness:100mm Color: Natural, Finish: Natural | 116 | m | AED | 88.28
2022-10 | 2 | 2.0523 |  | United Arab Emirates | Abu Dhabi | Hard & Soft Landscaping | Al Jurf | Gardens, Landscaping Pkg 1 | IMKAN | Barari | Award | 2022 | Fixed Price Lump Sum | SITE WORK | Paving and surfacing | Supply and install following kerbs and edges, including including beds, backing, reinforcement, joints, cutting, transition, earthworks, concrete ancillaries, anchoring spikes, fittings, accessories, joints, cutting, transitions, etc. all complete; EG-04/ Flush kerb /ADQCC type E Material: Precast concrete; Size (mm): 600x150, Thickness:150mm Color: Natural, Finish: Natural | 9 | m | AED | 90.77
2022-10 | 2 | 2.0524 |  | United Arab Emirates | Abu Dhabi | Hard & Soft Landscaping | Al Jurf | Gardens, Landscaping Pkg 1 | IMKAN | Barari | Award | 2022 | Fixed Price Lump Sum | FURNISHINGS | Generally | Supply and Install following furniture structures to site, including required foundations, fixtures, fittings and accessories, all complete as per Tender Documents.; Benches | 13 | Nr | AED | 5510
2022-10 | 2 | 2.0524 |  | United Arab Emirates | Abu Dhabi | Hard & Soft Landscaping | Al Jurf | Gardens, Landscaping Pkg 1 | IMKAN | Barari | Award | 2022 | Fixed Price Lump Sum | FURNISHINGS | Generally | Supply and Install following furniture structures to site, including required foundations, fixtures, fittings and accessories, all complete as per Tender Documents.; Picnic table PT-01 / Picnic table Material: ropical hardwood with hot dip galvanized steel frame. Size(mm): 2250x1600; Height: 700mm Color, finish and edge as per schedule | 3 | Nr | AED | 5919.16
2022-10 | 2 | 2.0524 |  | United Arab Emirates | Abu Dhabi | Hard & Soft Landscaping | Al Jurf | Gardens, Landscaping Pkg 1 | IMKAN | Barari | Award | 2022 | Fixed Price Lump Sum | FURNISHINGS | Generally | Supply and Install following furniture structures to site, including required foundations, fixtures, fittings and accessories, all complete as per Tender Documents.; Litter bins & Recylce bins; LB-01 / Litter bin Material: Hot dip galvanized steel frame with wood/stone infill Size(mm): 500x500; Height: 890mm Color, finish and edge as per schedule | 16 | Nr | AED | 1773.97
2022-10 | 2 | 2.0524 |  | United Arab Emirates | Abu Dhabi | Hard & Soft Landscaping | Al Jurf | Gardens, Landscaping Pkg 1 | IMKAN | Barari | Award | 2022 | Fixed Price Lump Sum | FURNISHINGS | Generally | Supply and Install following furniture structures to site, including required foundations, fixtures, fittings and accessories, all complete as per Tender Documents.; Litter bins & Recylce bins; RB-01 / Recylce bin 01 Material: Hot dip galvanized steel Size(mm): 960x320; Height: 1000mm Color, finish and edge as per schedule | 50 | Nr | AED | 4065.59
2022-10 | 2 | 2.0524 |  | United Arab Emirates | Abu Dhabi | Hard & Soft Landscaping | Al Jurf | Gardens, Landscaping Pkg 1 | IMKAN | Barari | Award | 2022 | Fixed Price Lump Sum | FURNISHINGS | Generally | Supply and Install following furniture structures to site, including required foundations, fixtures, fittings and accessories, all complete as per Tender Documents.; Bollards; BL-01 / Pedestrian bollard option 01 Size(mm): 120x120; Height: 1000mm Color: Natural Finish and edge as per schedule | 240 | Nr | AED | 760.14
2022-10 | 2 | 2.0524 |  | United Arab Emirates | Abu Dhabi | Hard & Soft Landscaping | Al Jurf | Gardens, Landscaping Pkg 1 | IMKAN | Barari | Award | 2022 | Fixed Price Lump Sum | FURNISHINGS | Generally | Supply and Install following furniture structures to site, including required foundations, fixtures, fittings and accessories, all complete as per Tender Documents.; Bollards; BL-01 / Pedestrian bollard option 02 Size(mm): 120x120; Height: 1000mm Color: Natural+corten steel; Finish and edge as per schedule | 1 | Nr | AED | 760.14
2022-10 | 2 | 2.0524 |  | United Arab Emirates | Abu Dhabi | Hard & Soft Landscaping | Al Jurf | Gardens, Landscaping Pkg 1 | IMKAN | Barari | Award | 2022 | Fixed Price Lump Sum | FURNISHINGS | Generally | Supply and Install following furniture structures to site, including required foundations, fixtures, fittings and accessories, all complete as per Tender Documents.; Cycle tracks; CR-01 / Cycle rack 01 Material: Tropical hardwood with hot dip galvanized steel frame Size(mm): 120x120; Height: 1000mm Color, finish and edge as per schedule | 24 | Nr | AED | 1999.38
2022-10 | 2 | 2.0524 |  | United Arab Emirates | Abu Dhabi | Hard & Soft Landscaping | Al Jurf | Gardens, Landscaping Pkg 1 | IMKAN | Barari | Award | 2022 | Fixed Price Lump Sum | FURNISHINGS | Generally | Supply and Install following furniture structures to site, including required foundations, fixtures, fittings and accessories, all complete as per Tender Documents.; Cycle tracks; CR-02 / Cycle rack 02 Material: Tropical hardwood with hot dip galvanized steel frame Size(mm): 120x120; Height: 1000mm Color, finish and edge as per schedule | 32 | Nr | AED | 1999.38
2022-10 | 2 | 2.0524 |  | United Arab Emirates | Abu Dhabi | Hard & Soft Landscaping | Al Jurf | Gardens, Landscaping Pkg 1 | IMKAN | Barari | Award | 2022 | Fixed Price Lump Sum | FURNISHINGS | Generally | Supply and Install following furniture structures to site, including required foundations, fixtures, fittings and accessories, all complete as per Tender Documents.; Fire pit seating; FP-01/ Fire pit seating Material: Pre-cast Concrete Fire Bowl, Tropical Hardwood Log Seats; Size(mm): 11000x10000; Height: Varies, Color, finish and edge as per schedule | 2 | Nr | AED | 18140.48
2022-10 | 2 | 2.0524 |  | United Arab Emirates | Abu Dhabi | Hard & Soft Landscaping | Al Jurf | Gardens, Landscaping Pkg 1 | IMKAN | Barari | Award | 2022 | Fixed Price Lump Sum | FURNISHINGS | Generally | Supply and Install following furniture structures to site, including required foundations, fixtures, fittings and accessories, all complete as per Tender Documents.; Drift woods; DW-01/ Drift wood 01 Material: Treated natural tree branch Size(mm): 4600x2200 @450Ø, Height: 900mm; Color: Natural wood Finish and edge as per schedule | 1 | Nr | AED | 7375.75
2022-10 | 2 | 2.0525 |  | United Arab Emirates | Abu Dhabi | Hard & Soft Landscaping | Al Jurf | Gardens, Landscaping Pkg 1 | IMKAN | Barari | Award | 2022 | Fixed Price Lump Sum | FURNISHINGS | Generally | Supply and Install following furniture structures to site, including required foundations, fixtures, fittings and accessories, all complete as per Tender Documents.; Drift woods; DW-02/ Drift wood 02 Material: Treated natural wood log Size(mm): 4500 @450Ø, Height:450mm, Color, finish and edge as per schedule | 3 | Nr | AED | 6748.21
2022-10 | 2 | 2.0525 |  | United Arab Emirates | Abu Dhabi | Hard & Soft Landscaping | Al Jurf | Gardens, Landscaping Pkg 1 | IMKAN | Barari | Award | 2022 | Fixed Price Lump Sum | FURNISHINGS | Generally | Supply and Install following furniture structures to site, including required foundations, fixtures, fittings and accessories, all complete as per Tender Documents.; Drift woods; DW-03/ Drift wood 03 Material: Treated natural log Size(mm): 2500 @450Ø, Height:450mm, Color: Natural wood Finish and edge as per schedule | 1 | Nr | AED | 4761.58
2022-10 | 2 | 2.0525 |  | United Arab Emirates | Abu Dhabi | Hard & Soft Landscaping | Al Jurf | Gardens, Landscaping Pkg 1 | IMKAN | Barari | Award | 2022 | Fixed Price Lump Sum | FURNISHINGS | Generally | Supply and Install following furniture structures to site, including required foundations, fixtures, fittings and accessories, all complete as per Tender Documents.; Palisades; PL-01/ Palisade type 01 Material: Treated natural wood log; Size: Varies as per details, Color, finish and edge as per schedule | 4 | Nr | AED | 8402.12
2022-10 | 2 | 2.0525 |  | United Arab Emirates | Abu Dhabi | Hard & Soft Landscaping | Al Jurf | Gardens, Landscaping Pkg 1 | IMKAN | Barari | Award | 2022 | Fixed Price Lump Sum | FURNISHINGS | Generally | Supply and Install following furniture structures to site, including required foundations, fixtures, fittings and accessories, all complete as per Tender Documents.; Other furniture & structures; FF-01/ Feeding bowl Material: Precast concrete Size(mm): 3000Ø; Height: 450mm Color, finish and edge as per schedule | 1 | Nr | AED | 3185.32
2022-10 | 2 | 2.0525 |  | United Arab Emirates | Abu Dhabi | Hard & Soft Landscaping | Al Jurf | Gardens, Landscaping Pkg 1 | IMKAN | Barari | Award | 2022 | Fixed Price Lump Sum | FURNISHINGS | Generally | Supply and Install following furniture structures to site, including required foundations, fixtures, fittings and accessories, all complete as per Tender Documents.; Other furniture & structures; FF-02/ Bird house tree Material: Treated natural wood Size(mm): 600Ø; Height: 2350mm Color, finish and edge as per schedule | 1 | Nr | AED | 2448.85
2022-10 | 2 | 2.0525 |  | United Arab Emirates | Abu Dhabi | Hard & Soft Landscaping | Al Jurf | Gardens, Landscaping Pkg 1 | IMKAN | Barari | Award | 2022 | Fixed Price Lump Sum | FURNISHINGS | Generally | Supply and Install following furniture structures to site, including required foundations, fixtures, fittings and accessories, all complete as per Tender Documents.; Other furniture & structures; FF-03/ Log seat Material: Treated natural wood Size(mm): 250-400Ø; Height: 350-450mm Color, finish and edge as per schedule | 4 | Nr | AED | 728.95
2022-10 | 2 | 2.0525 |  | United Arab Emirates | Abu Dhabi | Hard & Soft Landscaping | Al Jurf | Gardens, Landscaping Pkg 1 | IMKAN | Barari | Award | 2022 | Fixed Price Lump Sum | FURNISHINGS | Generally | Supply and Install following furniture structures to site, including required foundations, fixtures, fittings and accessories, all complete as per Tender Documents.; Other furniture & structures; FF-03/ Wood edge Floor Material: Treated natural wood Size(mm): 250-450Ø; Thickness: 25mm Color, finish and edge as per schedule | 40 | Nr | AED | 211.5
2022-10 | 2 | 2.0525 |  | United Arab Emirates | Abu Dhabi | Hard & Soft Landscaping | Al Jurf | Gardens, Landscaping Pkg 1 | IMKAN | Barari | Award | 2022 | Fixed Price Lump Sum | FURNISHINGS | Generally | Supply and Install following furniture structures to site, including required foundations, fixtures, fittings and accessories, all complete as per Tender Documents.; Other furniture & structures; FF-06/ Feature cocoon Material: Treated natural wood Size(mm): 3000Ø, Height: 3600mm Color, finish and edge as per schedule | 2 | Nr | AED | 25214.63
2022-10 | 2 | 2.0525 |  | United Arab Emirates | Abu Dhabi | Hard & Soft Landscaping | Al Jurf | Gardens, Landscaping Pkg 1 | IMKAN | Barari | Award | 2022 | Fixed Price Lump Sum | FURNISHINGS | Generally | Supply and Install following furniture structures to site, including required foundations, fixtures, fittings and accessories, all complete as per Tender Documents.; Other furniture & structures; FH-01/ Feature hut Material: Wood; Size(mm): 3800x3800; Height: 2700mm, Color, finish and edge as per schedule | 2 | Nr | AED | 24455.79
2022-10 | 2 | 2.0525 |  | United Arab Emirates | Abu Dhabi | Hard & Soft Landscaping | Al Jurf | Gardens, Landscaping Pkg 1 | IMKAN | Barari | Award | 2022 | Fixed Price Lump Sum | ACCESSORIES | Generally | Supply and install following fitness equipment including necessary foundation, all associated elements and works, etc., all complete as per drawings, specifications, other tender documents and authority regulations.; FE-01/ Warm up bench Material: FSC wood; Size (mm): 2000x835; Height:1250mm | 1 | Nr | AED | 6331.91
2022-10 | 2 | 2.0526 |  | United Arab Emirates | Abu Dhabi | Hard & Soft Landscaping | Al Jurf | Gardens, Landscaping Pkg 1 | IMKAN | Barari | Award | 2022 | Fixed Price Lump Sum | ACCESSORIES | Generally | Supply and install following fitness equipment including necessary foundation, all associated elements and works, etc., all complete as per drawings, specifications, other tender documents and authority regulations.; FE-02/ Inclined leg-raise Material: FSC wood; Size (mm): 2125x1080; Height:1450mm | 1 | Nr | AED | 8254.09
2022-10 | 2 | 2.0526 |  | United Arab Emirates | Abu Dhabi | Hard & Soft Landscaping | Al Jurf | Gardens, Landscaping Pkg 1 | IMKAN | Barari | Award | 2022 | Fixed Price Lump Sum | ACCESSORIES | Generally | Supply and install following fitness equipment including necessary foundation, all associated elements and works, etc., all complete as per drawings, specifications, other tender documents and authority regulations.; FE-03/ Chin ups Material: FSC wood; Size (mm): 3350x150; Height:1900mm | 1 | Nr | AED | 6444.98
2022-10 | 2 | 2.0526 |  | United Arab Emirates | Abu Dhabi | Hard & Soft Landscaping | Al Jurf | Gardens, Landscaping Pkg 1 | IMKAN | Barari | Award | 2022 | Fixed Price Lump Sum | ACCESSORIES | Generally | Supply and install following fitness equipment including necessary foundation, all associated elements and works, etc., all complete as per drawings, specifications, other tender documents and authority regulations.; FE-04/ Over and under Material: FSC wood; Size (mm): 2925x2400; Height:600mm | 1 | Nr | AED | 3844.37
2022-10 | 2 | 2.0526 |  | United Arab Emirates | Abu Dhabi | Hard & Soft Landscaping | Al Jurf | Gardens, Landscaping Pkg 1 | IMKAN | Barari | Award | 2022 | Fixed Price Lump Sum | ACCESSORIES | Generally | Supply and install following fitness equipment including necessary foundation, all associated elements and works, etc., all complete as per drawings, specifications, other tender documents and authority regulations.; FE-05/ Monkey bar log Material: FSC wood; Size (mm): 3450x720; Height:2335mm | 1 | Nr | AED | 13568.37
2022-10 | 2 | 2.0526 |  | United Arab Emirates | Abu Dhabi | Hard & Soft Landscaping | Al Jurf | Gardens, Landscaping Pkg 1 | IMKAN | Barari | Award | 2022 | Fixed Price Lump Sum | ELECTRICAL ENGINEERING INSTALLATIONS | Final sub-circuits and auxiliary installations | Supply, fix, install, test, commission, maintain and handover all Electrical Works and landscape lighting works, including earthwork, foundations/ bases, fittings, fixtures, accessories, cable terminations, connections and all other associated works unless otherwise measured elsewhere, all complete as per authority regulations and Tender Documents.; Cabling Cabling work including earthwork, protections, warning tape, fittings, fixtures, accessories, terminations, connections etc.; Incoming from FP; 4Cx25mm² Al XLPE / SWA / PVC+1Cx16mm² Cu PVC ( ECC ) | 1405 | m | AED | 142.06
2022-10 | 2 | 2.0526 |  | United Arab Emirates | Abu Dhabi | Hard & Soft Landscaping | Al Jurf | Gardens, Landscaping Pkg 1 | IMKAN | Barari | Award | 2022 | Fixed Price Lump Sum | ELECTRICAL ENGINEERING INSTALLATIONS | Final sub-circuits and auxiliary installations | Supply, fix, install, test, commission, maintain and handover all Electrical Works and landscape lighting works, including earthwork, foundations/ bases, fittings, fixtures, accessories, cable terminations, connections and all other associated works unless otherwise measured elsewhere, all complete as per authority regulations and Tender Documents.; Lighting cables; 3Cx10mm2 XPLE/SW A/LSF + PVC Y/G | 1357 | m | AED | 96.56
2022-10 | 2 | 2.0526 |  | United Arab Emirates | Abu Dhabi | Hard & Soft Landscaping | Al Jurf | Gardens, Landscaping Pkg 1 | IMKAN | Barari | Award | 2022 | Fixed Price Lump Sum | ELECTRICAL ENGINEERING INSTALLATIONS | Final sub-circuits and auxiliary installations | Supply, fix, install, test, commission, maintain and handover all Electrical Works and landscape lighting works, including earthwork, foundations/ bases, fittings, fixtures, accessories, cable terminations, connections and all other associated works unless otherwise measured elsewhere, all complete as per authority regulations and Tender Documents.; Lighting cables; 3Cx6mm2 Cu XLPE/ SWA/ PVC | 3071 | m | AED | 81.55
2022-10 | 2 | 2.0526 |  | United Arab Emirates | Abu Dhabi | Hard & Soft Landscaping | Al Jurf | Gardens, Landscaping Pkg 1 | IMKAN | Barari | Award | 2022 | Fixed Price Lump Sum | ELECTRICAL ENGINEERING INSTALLATIONS | Final sub-circuits and auxiliary installations | Supply, fix, install, test, commission, maintain and handover all Electrical Works and landscape lighting works, including earthwork, foundations/ bases, fittings, fixtures, accessories, cable terminations, connections and all other associated works unless otherwise measured elsewhere, all complete as per authority regulations and Tender Documents.; Lighting cables; 3Cx4mm² Cu XLPE/ SWA/ PVC cable | 10887 | m | AED | 66.79
2022-10 | 2 | 2.0526 |  | United Arab Emirates | Abu Dhabi | Hard & Soft Landscaping | Al Jurf | Gardens, Landscaping Pkg 1 | IMKAN | Barari | Award | 2022 | Fixed Price Lump Sum | ELECTRICAL ENGINEERING INSTALLATIONS | Final sub-circuits and auxiliary installations | Concrete Encasement Ducts Concrete encasement ducts for electrical cables crossing proposed paving area, by open cut method, including earth works, sand bedding, concrete encasement, pipes, fittings, fixtures, accessories, identification tag, draw rope, etc.; 6 way duct; uPVC, class C, O.D Ø 150mm for Electrical Cables | 61 | m | AED | 963.52
2022-10 | 2 | 2.0526 |  | United Arab Emirates | Abu Dhabi | Hard & Soft Landscaping | Al Jurf | Gardens, Landscaping Pkg 1 | IMKAN | Barari | Award | 2022 | Fixed Price Lump Sum | ELECTRICAL ENGINEERING INSTALLATIONS | Final sub-circuits and auxiliary installations | Concrete Encasement Ducts Concrete encasement ducts for electrical cables crossing proposed paving area, by open cut method, including earth works, sand bedding, concrete encasement, pipes, fittings, fixtures, accessories, identification tag, draw rope, etc.; 4 way duct; uPVC, class C, O.D Ø 150mm for Electrical Cables | 166 | m | AED | 752.6
2022-10 | 2 | 2.0527 |  | United Arab Emirates | Abu Dhabi | Hard & Soft Landscaping | Al Jurf | Gardens, Landscaping Pkg 1 | IMKAN | Barari | Award | 2022 | Fixed Price Lump Sum | ELECTRICAL ENGINEERING INSTALLATIONS | Final sub-circuits and auxiliary installations | Concrete Encasement Ducts Concrete encasement ducts for electrical cables crossing proposed paving area, by open cut method, including earth works, sand bedding, concrete encasement, pipes, fittings, fixtures, accessories, identification tag, draw rope, etc.; 2 way duct; uPVC, class C, O.D Ø 150mm for Electrical Cables | 409 | m | AED | 490.43
2022-10 | 2 | 2.0527 |  | United Arab Emirates | Abu Dhabi | Hard & Soft Landscaping | Al Jurf | Gardens, Landscaping Pkg 1 | IMKAN | Barari | Award | 2022 | Fixed Price Lump Sum | ELECTRICAL ENGINEERING INSTALLATIONS | Final sub-circuits and auxiliary installations | Conduits Conduits for cabling, including fittings, fixtures, accessories, etc.; 100 mm dia uPVC heavy grade conduit | 2006 | m | AED | 45.64
2022-10 | 2 | 2.0527 |  | United Arab Emirates | Abu Dhabi | Hard & Soft Landscaping | Al Jurf | Gardens, Landscaping Pkg 1 | IMKAN | Barari | Award | 2022 | Fixed Price Lump Sum | ELECTRICAL ENGINEERING INSTALLATIONS | Final sub-circuits and auxiliary installations | Conduits Conduits for cabling, including fittings, fixtures, accessories, etc.; 50 mm dia uPVC heavy grade conduit | 29815 | m | AED | 27.14
2022-10 | 2 | 2.0527 |  | United Arab Emirates | Abu Dhabi | Hard & Soft Landscaping | Al Jurf | Gardens, Landscaping Pkg 1 | IMKAN | Barari | Award | 2022 | Fixed Price Lump Sum | ELECTRICAL ENGINEERING INSTALLATIONS | Accessories | Earthing Provide earthing, including all fittings, fixtures, accessories and associated work, etc.; Earthing for Panels | 24 | Nr | AED | 1502.98
2022-10 | 2 | 2.0527 |  | United Arab Emirates | Abu Dhabi | Hard & Soft Landscaping | Al Jurf | Gardens, Landscaping Pkg 1 | IMKAN | Barari | Award | 2022 | Fixed Price Lump Sum | ELECTRICAL ENGINEERING INSTALLATIONS | Accessories | Earthing Provide earthing, including all fittings, fixtures, accessories and associated work, etc.;Earthing for Luminaires/ Signage | 116 | Nr | AED | 1140.03
2022-10 | 2 | 2.0527 |  | United Arab Emirates | Abu Dhabi | Hard & Soft Landscaping | Al Jurf | Gardens, Landscaping Pkg 1 | IMKAN | Barari | Award | 2022 | Fixed Price Lump Sum | ELECTRICAL ENGINEERING INSTALLATIONS | Equipment | KWH meter box KWH meter box including all fittings, fixtures, accessories, earthwork, foundation, connections, terminations, etc. Material: GRP, IP Rating; IP 65 Size: 650mm x 350mm x 1000mm; KWH meter cabinet | 13 | Nr | AED | 5710.02
2022-10 | 2 | 2.0527 |  | United Arab Emirates | Abu Dhabi | Hard & Soft Landscaping | Al Jurf | Gardens, Landscaping Pkg 1 | IMKAN | Barari | Award | 2022 | Fixed Price Lump Sum | ELECTRICAL ENGINEERING INSTALLATIONS | Equipment | KWH meter box KWH meter box including all fittings, fixtures, accessories, earthwork, foundation, connections, terminations, etc. Material: GRP, IP Rating; IP 65 Size: 650mm x 350mm x 1000mm; Foundation/ bases for the above including all the civil works. | 13 | Nr | AED | 1556.5
2022-10 | 2 | 2.0527 |  | United Arab Emirates | Abu Dhabi | Hard & Soft Landscaping | Al Jurf | Gardens, Landscaping Pkg 1 | IMKAN | Barari | Award | 2022 | Fixed Price Lump Sum | ELECTRICAL ENGINEERING INSTALLATIONS | Equipment | KWH meter box KWH meter box including all fittings, fixtures, accessories, earthwork, foundation, connections, terminations, etc. Material: GRP, IP Rating; IP 65 Size: 650mm x 350mm x 1000mm; Removal and Relocation of the Existing KWH meter box including all the civil works. | 1 | Nr | AED | 7596.68
2022-10 | 2 | 2.0527 |  | United Arab Emirates | Abu Dhabi | Hard & Soft Landscaping | Al Jurf | Gardens, Landscaping Pkg 1 | IMKAN | Barari | Award | 2022 | Fixed Price Lump Sum | ELECTRICAL ENGINEERING INSTALLATIONS | Final sub-circuits and auxiliary installations | Lighting Control Panel LCC with timer, photocell and control circuit to operate automatically, depending on the lux level, including all fittings, fixtures, accessories, earthwork, foundation, connections, terminations, etc. Including lighting management system components and requirements.; LCC | 8 | Nr | AED | 22425.5
2022-10 | 2 | 2.0527 |  | United Arab Emirates | Abu Dhabi | Hard & Soft Landscaping | Al Jurf | Gardens, Landscaping Pkg 1 | IMKAN | Barari | Award | 2022 | Fixed Price Lump Sum | ELECTRICAL ENGINEERING INSTALLATIONS | Final sub-circuits and auxiliary installations | Lighting Control Panel LCC with timer, photocell and control circuit to operate automatically, depending on the lux level, including all fittings, fixtures, accessories, earthwork, foundation, connections, terminations, etc. Including lighting management system components and requirements.; Foundation/ bases for the above including all the civil works. | 8 | Nr | AED | 1556.5
2022-10 | 2 | 2.0528 |  | United Arab Emirates | Abu Dhabi | Hard & Soft Landscaping | Al Jurf | Gardens, Landscaping Pkg 1 | IMKAN | Barari | Award | 2022 | Fixed Price Lump Sum | ELECTRICAL ENGINEERING INSTALLATIONS | Final sub-circuits and auxiliary installations | Supply and Install following luminaires with control gear, driver, required length of integrated cable, etc. including foundations and all the required fittings, fixtures, accessories, etc., as per the standard installation procedures/details. Note: Water feature lights shall be priced in water feature bill; LL1 / Pedestrian Pole Light Straight Linear Pole, Size: 220mm x 300mm, Height: 3000mm; Color:Dark Grey, LED light 38W; | 204 | Nr | AED | 6695.75
2022-10 | 2 | 2.0528 |  | United Arab Emirates | Abu Dhabi | Hard & Soft Landscaping | Al Jurf | Gardens, Landscaping Pkg 1 | IMKAN | Barari | Award | 2022 | Fixed Price Lump Sum | ELECTRICAL ENGINEERING INSTALLATIONS | Final sub-circuits and auxiliary installations | Supply and Install following luminaires with control gear, driver, required length of integrated cable, etc. including foundations and all the required fittings, fixtures, accessories, etc., as per the standard installation procedures/details. Note: Water feature lights shall be priced in water feature bill; Foundation/bases for the above including all civil works | 204 | Nr | AED | 1654.31
2022-10 | 2 | 2.0528 |  | United Arab Emirates | Abu Dhabi | Hard & Soft Landscaping | Al Jurf | Gardens, Landscaping Pkg 1 | IMKAN | Barari | Award | 2022 | Fixed Price Lump Sum | ELECTRICAL ENGINEERING INSTALLATIONS | Final sub-circuits and auxiliary installations | Supply and Install following luminaires with control gear, driver, required length of integrated cable, etc. including foundations and all the required fittings, fixtures, accessories, etc., as per the standard installation procedures/details. Note: Water feature lights shall be priced in water feature bill; LL2 / Spike uplight type-1 Spike mounted LED light, COB LED 6W Size:110mmx110mm; Color: Dark grey | 266 | Nr | AED | 1143.88
2022-10 | 2 | 2.0528 |  | United Arab Emirates | Abu Dhabi | Hard & Soft Landscaping | Al Jurf | Gardens, Landscaping Pkg 1 | IMKAN | Barari | Award | 2022 | Fixed Price Lump Sum | ELECTRICAL ENGINEERING INSTALLATIONS | Final sub-circuits and auxiliary installations | Supply and Install following luminaires with control gear, driver, required length of integrated cable, etc. including foundations and all the required fittings, fixtures, accessories, etc., as per the standard installation procedures/details. Note: Water feature lights shall be priced in water feature bill; LL4 / Spike uplight type-2 Spike mounted LED light, COB LED 6.8W, Size:110x110mm; Color: Dark grey | 2 | Nr | AED | 1192.32
2022-10 | 2 | 2.0528 |  | United Arab Emirates | Abu Dhabi | Hard & Soft Landscaping | Al Jurf | Gardens, Landscaping Pkg 1 | IMKAN | Barari | Award | 2022 | Fixed Price Lump Sum | ELECTRICAL ENGINEERING INSTALLATIONS | Final sub-circuits and auxiliary installations | Supply and Install following luminaires with control gear, driver, required length of integrated cable, etc. including foundations and all the required fittings, fixtures, accessories, etc., as per the standard installation procedures/details. Note: Water feature lights shall be priced in water feature bill; LL5 / Recessed uplight type-2 Recess mounted LED light, COB LED 9W Round shape 175mm Ø; Color: Dark grey | 2 | Nr | AED | 1588.09
2022-10 | 2 | 2.0528 |  | United Arab Emirates | Abu Dhabi | Hard & Soft Landscaping | Al Jurf | Gardens, Landscaping Pkg 1 | IMKAN | Barari | Award | 2022 | Fixed Price Lump Sum | ELECTRICAL ENGINEERING INSTALLATIONS | Final sub-circuits and auxiliary installations | Supply and Install following luminaires with control gear, driver, required length of integrated cable, etc. including foundations and all the required fittings, fixtures, accessories, etc., as per the standard installation procedures/details. Note: Water feature lights shall be priced in water feature bill; Foundation/bases for the above including all civil works | 2 | Nr | AED | 134.6
2022-10 | 2 | 2.0528 |  | United Arab Emirates | Abu Dhabi | Hard & Soft Landscaping | Al Jurf | Gardens, Landscaping Pkg 1 | IMKAN | Barari | Award | 2022 | Fixed Price Lump Sum | ELECTRICAL ENGINEERING INSTALLATIONS | Final sub-circuits and auxiliary installations | Supply and Install following luminaires with control gear, driver, required length of integrated cable, etc. including foundations and all the required fittings, fixtures, accessories, etc., as per the standard installation procedures/details. Note: Water feature lights shall be priced in water feature bill; BL2 / Bollard light Ground mounted LED light, LED 20W Size:150x150x1000mm; Color: Dark grey | 134 | Nr | AED | 2248.31
2022-10 | 2 | 2.0528 |  | United Arab Emirates | Abu Dhabi | Hard & Soft Landscaping | Al Jurf | Gardens, Landscaping Pkg 1 | IMKAN | Barari | Award | 2022 | Fixed Price Lump Sum | ELECTRICAL ENGINEERING INSTALLATIONS | Final sub-circuits and auxiliary installations | Supply and Install following luminaires with control gear, driver, required length of integrated cable, etc. including foundations and all the required fittings, fixtures, accessories, etc., as per the standard installation procedures/details. Note: Water feature lights shall be priced in water feature bill; Foundation/bases for the above including all civil works | 134 | Nr | AED | 822.67
2022-10 | 2 | 2.0528 |  | United Arab Emirates | Abu Dhabi | Hard & Soft Landscaping | Al Jurf | Gardens, Landscaping Pkg 1 | IMKAN | Barari | Award | 2022 | Fixed Price Lump Sum | ACCESSORIES | Generally | Supply and install following signage, including foundation, illumination, power, poles, finishes, markings, writings, fittings, fixtures, accessories etc. all complete as per drawings, specifications, other tender documents and authority regulations.; SI-01/ Development Signage Material: Galvanized steel cage and gabion Size(mm): 4000x400mm, Height: 4000mm Color: Sandy beige and corten | 3 | Nr | AED | 15871.08
2022-10 | 2 | 2.0528 |  | United Arab Emirates | Abu Dhabi | Hard & Soft Landscaping | Al Jurf | Gardens, Landscaping Pkg 1 | IMKAN | Barari | Award | 2022 | Fixed Price Lump Sum | ACCESSORIES | Generally | Supply and install following signage, including foundation, illumination, power, poles, finishes, markings, writings, fittings, fixtures, accessories etc. all complete as per drawings, specifications, other tender documents and authority regulations.; SI-02/ Neighborhood Signage Material: Galvanized steel Size(mm): 700x100, Height: 1500mm; Color: Corten, Finish: Smooth | 17 | Nr | AED | 3895.25
2022-10 | 2 | 2.0529 |  | United Arab Emirates | Abu Dhabi | Hard & Soft Landscaping | Al Jurf | Gardens, Landscaping Pkg 1 | IMKAN | Barari | Award | 2022 | Fixed Price Lump Sum | ACCESSORIES | Generally | Supply and install following signage, including foundation, illumination, power, poles, finishes, markings, writings, fittings, fixtures, accessories etc. all complete as per drawings, specifications, other tender documents and authority regulations.; SI-03/ Local Signage Material: Galvanized steel Size(mm): 200x20, Height: 1200mm Color: Corten, Finish: Corten | 8 | Nr | AED | 1780.85
2022-10 | 2 | 2.0529 |  | United Arab Emirates | Abu Dhabi | Hard & Soft Landscaping | Al Jurf | Gardens, Landscaping Pkg 1 | IMKAN | Barari | Award | 2022 | Fixed Price Lump Sum | ACCESSORIES | Generally | Supply and install following signage, including foundation, illumination, power, poles, finishes, markings, writings, fittings, fixtures, accessories etc. all complete as per drawings, specifications, other tender documents and authority regulations.; SI-04/ Directional Signage Material: Galvanized steel cage gabion Size(mm): 400x400, Height: 1200mm Color: Sandy beige and corten | 29 | Nr | AED | 1469.54
2022-10 | 2 | 2.0529 |  | United Arab Emirates | Abu Dhabi | Hard & Soft Landscaping | Al Jurf | Gardens, Landscaping Pkg 1 | IMKAN | Barari | Award | 2022 | Fixed Price Lump Sum | ACCESSORIES | Generally | Supply and install following signage, including foundation, illumination, power, poles, finishes, markings, writings, fittings, fixtures, accessories etc. all complete as per drawings, specifications, other tender documents and authority regulations.; SI-05/ Heritage tree marker Signage Material: Teated wood with galvanize steel plate; Size(mm): 200x200, Height: 900mm Color & Finish: Treated natural wood | 50 | Nr | AED | 2323.58
2022-10 | 2 | 2.0529 |  | United Arab Emirates | Abu Dhabi | Hard & Soft Landscaping | Al Jurf | Gardens, Landscaping Pkg 2 | IMKAN | Barari | Award | 2022 | Fixed Price Lump Sum | SITE WORK | Landscaping | Preparation work for plants, including cleaning site area, excavation to required depth and dimensions, disposal of excavated material, substrate preparation, planting soil, application of nutrients, soil additives, levelling, fine grading, watering basins, other associated works, all complete as per Tender Documents.; For replanting palms from nursery. | 1 | Nr | AED | 493.29
2022-10 | 2 | 2.0529 |  | United Arab Emirates | Abu Dhabi | Hard & Soft Landscaping | Al Jurf | Gardens, Landscaping Pkg 2 | IMKAN | Barari | Award | 2022 | Fixed Price Lump Sum | SITE WORK | Landscaping | Preparation work for plants, including cleaning site area, excavation to required depth and dimensions, disposal of excavated material, substrate preparation, planting soil, application of nutrients, soil additives, levelling, fine grading, watering basins, other associated works, all complete as per Tender Documents.; For replanting trees from nursery | 27 | Nr | AED | 514.95
2022-10 | 2 | 2.0529 |  | United Arab Emirates | Abu Dhabi | Hard & Soft Landscaping | Al Jurf | Gardens, Landscaping Pkg 2 | IMKAN | Barari | Award | 2022 | Fixed Price Lump Sum | SITE WORK | Landscaping | Preparation work for plants, including cleaning site area, excavation to required depth and dimensions, disposal of excavated material, substrate preparation, planting soil, application of nutrients, soil additives, levelling, fine grading, watering basins, other associated works, all complete as per Tender Documents.; For palms | 1 | Nr | AED | 469.77
2022-10 | 2 | 2.0529 |  | United Arab Emirates | Abu Dhabi | Hard & Soft Landscaping | Al Jurf | Gardens, Landscaping Pkg 2 | IMKAN | Barari | Award | 2022 | Fixed Price Lump Sum | SITE WORK | Landscaping | Preparation work for plants, including cleaning site area, excavation to required depth and dimensions, disposal of excavated material, substrate preparation, planting soil, application of nutrients, soil additives, levelling, fine grading, watering basins, other associated works, all complete as per Tender Documents.; For trees | 2206 | Nr | AED | 242.43
2022-10 | 2 | 2.0529 |  | United Arab Emirates | Abu Dhabi | Hard & Soft Landscaping | Al Jurf | Gardens, Landscaping Pkg 2 | IMKAN | Barari | Award | 2022 | Fixed Price Lump Sum | SITE WORK | Landscaping | Preparation work for plants, including cleaning site area, excavation to required depth and dimensions, disposal of excavated material, substrate preparation, planting soil, application of nutrients, soil additives, levelling, fine grading, watering basins, other associated works, all complete as per Tender Documents.; For shrubs | 24472 | m² | AED | 57.62
2022-10 | 2 | 2.0529 |  | United Arab Emirates | Abu Dhabi | Hard & Soft Landscaping | Al Jurf | Gardens, Landscaping Pkg 2 | IMKAN | Barari | Award | 2022 | Fixed Price Lump Sum | SITE WORK | Landscaping | Preparation work for plants, including cleaning site area, excavation to required depth and dimensions, disposal of excavated material, substrate preparation, planting soil, application of nutrients, soil additives, levelling, fine grading, watering basins, other associated works, all complete as per Tender Documents.; For climbers | 1913 | Nr | AED | 14.41
2022-10 | 2 | 2.0529 |  | United Arab Emirates | Abu Dhabi | Hard & Soft Landscaping | Al Jurf | Gardens, Landscaping Pkg 2 | IMKAN | Barari | Award | 2022 | Fixed Price Lump Sum | SITE WORK | Landscaping | Preparation work for plants, including cleaning site area, excavation to required depth and dimensions, disposal of excavated material, substrate preparation, planting soil, application of nutrients, soil additives, levelling, fine grading, watering basins, other associated works, all complete as per Tender Documents.; For specimen shrubs | 57844 | Nr | AED | 19.19
2022-10 | 2 | 2.053 |  | United Arab Emirates | Abu Dhabi | Hard & Soft Landscaping | Al Jurf | Gardens, Landscaping Pkg 2 | IMKAN | Barari | Award | 2022 | Fixed Price Lump Sum | SITE WORK | Landscaping | Preparation work for plants, including cleaning site area, excavation to required depth and dimensions, disposal of excavated material, substrate preparation, planting soil, application of nutrients, soil additives, levelling, fine grading, watering basins, other associated works, all complete as per Tender Documents.; For ornamental Grass | 4861 | m² | AED | 36.29
2022-10 | 2 | 2.053 |  | United Arab Emirates | Abu Dhabi | Hard & Soft Landscaping | Al Jurf | Gardens, Landscaping Pkg 2 | IMKAN | Barari | Award | 2022 | Fixed Price Lump Sum | SITE WORK | Landscaping | Preparation work for plants, including cleaning site area, excavation to required depth and dimensions, disposal of excavated material, substrate preparation, planting soil, application of nutrients, soil additives, levelling, fine grading, watering basins, other associated works, all complete as per Tender Documents.; For ground covers | 2142 | m² | AED | 31.59
2022-10 | 2 | 2.053 |  | United Arab Emirates | Abu Dhabi | Hard & Soft Landscaping | Al Jurf | Gardens, Landscaping Pkg 2 | IMKAN | Barari | Award | 2022 | Fixed Price Lump Sum | SITE WORK | Landscaping | Preparation work for plants, including cleaning site area, excavation to required depth and dimensions, disposal of excavated material, substrate preparation, planting soil, application of nutrients, soil additives, levelling, fine grading, watering basins, other associated works, all complete as per Tender Documents.; For lawn | 3516 | m² | AED | 31.59
2022-10 | 2 | 2.053 |  | United Arab Emirates | Abu Dhabi | Hard & Soft Landscaping | Al Jurf | Gardens, Landscaping Pkg 2 | IMKAN | Barari | Award | 2022 | Fixed Price Lump Sum | SITE WORK | Landscaping | Supply and install geosynthetic salt barrier & root barrier, including necessary laps, joints etc.; Salt barrier for palms | 1 | m² | AED | 21.58
2022-10 | 2 | 2.053 |  | United Arab Emirates | Abu Dhabi | Hard & Soft Landscaping | Al Jurf | Gardens, Landscaping Pkg 2 | IMKAN | Barari | Award | 2022 | Fixed Price Lump Sum | SITE WORK | Landscaping | Supply and install geosynthetic salt barrier & root barrier, including necessary laps, joints etc.; Salt barrier for trees | 10049 | m² | AED | 21.58
2022-10 | 2 | 2.053 |  | United Arab Emirates | Abu Dhabi | Hard & Soft Landscaping | Al Jurf | Gardens, Landscaping Pkg 2 | IMKAN | Barari | Award | 2022 | Fixed Price Lump Sum | SITE WORK | Landscaping | Supply and install geosynthetic salt barrier & root barrier, including necessary laps, joints etc.; Root barrier cum salt barrier for trees | 10049 | m² | AED | 40.03
2022-10 | 2 | 2.053 |  | United Arab Emirates | Abu Dhabi | Hard & Soft Landscaping | Al Jurf | Gardens, Landscaping Pkg 2 | IMKAN | Barari | Award | 2022 | Fixed Price Lump Sum | SITE WORK | Landscaping | Supply and install geosynthetic salt barrier & root barrier, including necessary laps, joints etc.; For specimen shrubs | 1 | m² | AED | 21.58
2022-10 | 2 | 2.053 |  | United Arab Emirates | Abu Dhabi | Hard & Soft Landscaping | Al Jurf | Gardens, Landscaping Pkg 2 | IMKAN | Barari | Award | 2022 | Fixed Price Lump Sum | SITE WORK | Landscaping | Supply and install geosynthetic salt barrier & root barrier, including necessary laps, joints etc.; For shrubs, Ground Covers & Ornamental Grass | 1 | m² | AED | 21.58
2022-10 | 2 | 2.053 |  | United Arab Emirates | Abu Dhabi | Hard & Soft Landscaping | Al Jurf | Gardens, Landscaping Pkg 2 | IMKAN | Barari | Award | 2022 | Fixed Price Lump Sum | SITE WORK | Landscaping | Supply and install 100 mm thick gravel layer, with geotextile membrane, including necessary laps, joints etc. all complete.; Horizontal gravel bed for trees and palms | 6279 | m² | AED | 33
2022-10 | 2 | 2.053 |  | United Arab Emirates | Abu Dhabi | Hard & Soft Landscaping | Al Jurf | Gardens, Landscaping Pkg 2 | IMKAN | Barari | Award | 2022 | Fixed Price Lump Sum | SITE WORK | Landscaping | Supply, plant, maintain and hand over following plants; all complete as per Tender Documents. Including sourcing, obtaining, delivering to site and planting all the plant species. Including stakes, ties, protection and all other related works. (Preparation work for planting, including planting soil and additives measured separately). All complete as per Tender documents.; Palms; CHA HUM / Chamaerops humilis (Emeiterranean fan palm) | 1 | Nr | AED | 2693.41
2022-10 | 2 | 2.0531 |  | United Arab Emirates | Abu Dhabi | Hard & Soft Landscaping | Al Jurf | Gardens, Landscaping Pkg 2 | IMKAN | Barari | Award | 2022 | Fixed Price Lump Sum | SITE WORK | Landscaping | Supply, plant, maintain and hand over following plants; all complete as per Tender Documents. Including sourcing, obtaining, delivering to site and planting all the plant species. Including stakes, ties, protection and all other related works. (Preparation work for planting, including planting soil and additives measured separately). All complete as per Tender documents.; Palms; COC NUC / Cocos nucifera (Coconut palm) | 1 | Nr | AED | 1117.22
2022-10 | 2 | 2.0531 |  | United Arab Emirates | Abu Dhabi | Hard & Soft Landscaping | Al Jurf | Gardens, Landscaping Pkg 2 | IMKAN | Barari | Award | 2022 | Fixed Price Lump Sum | SITE WORK | Landscaping | Supply, plant, maintain and hand over following plants; all complete as per Tender Documents. Including sourcing, obtaining, delivering to site and planting all the plant species. Including stakes, ties, protection and all other related works. (Preparation work for planting, including planting soil and additives measured separately). All complete as per Tender documents.; Palms; PHO DAC / Phoenix dactylifera (Date palm) replanting existing from nursery | 1 | Nr | AED | 1219.32
2022-10 | 2 | 2.0531 |  | United Arab Emirates | Abu Dhabi | Hard & Soft Landscaping | Al Jurf | Gardens, Landscaping Pkg 2 | IMKAN | Barari | Award | 2022 | Fixed Price Lump Sum | SITE WORK | Landscaping | Supply, plant, maintain and hand over following plants; all complete as per Tender Documents. Including sourcing, obtaining, delivering to site and planting all the plant species. Including stakes, ties, protection and all other related works. (Preparation work for planting, including planting soil and additives measured separately). All complete as per Tender documents.; Trees; ACA FAR / Acacia farnesiana (Sweet acaica) | 97 | Nr | AED | 622.82
2022-10 | 2 | 2.0531 |  | United Arab Emirates | Abu Dhabi | Hard & Soft Landscaping | Al Jurf | Gardens, Landscaping Pkg 2 | IMKAN | Barari | Award | 2022 | Fixed Price Lump Sum | SITE WORK | Landscaping | Supply, plant, maintain and hand over following plants; all complete as per Tender Documents. Including sourcing, obtaining, delivering to site and planting all the plant species. Including stakes, ties, protection and all other related works. (Preparation work for planting, including planting soil and additives measured separately). All complete as per Tender documents.; Trees; COC UVI / Cocoloba uvifera (Sea grape) | 56 | Nr | AED | 1018.57
2022-10 | 2 | 2.0531 |  | United Arab Emirates | Abu Dhabi | Hard & Soft Landscaping | Al Jurf | Gardens, Landscaping Pkg 2 | IMKAN | Barari | Award | 2022 | Fixed Price Lump Sum | SITE WORK | Landscaping | Supply, plant, maintain and hand over following plants; all complete as per Tender Documents. Including sourcing, obtaining, delivering to site and planting all the plant species. Including stakes, ties, protection and all other related works. (Preparation work for planting, including planting soil and additives measured separately). All complete as per Tender documents.; Trees; COR MYX / Cordia myxa (Lasura) | 53 | Nr | AED | 1018.57
2022-10 | 2 | 2.0531 |  | United Arab Emirates | Abu Dhabi | Hard & Soft Landscaping | Al Jurf | Gardens, Landscaping Pkg 2 | IMKAN | Barari | Award | 2022 | Fixed Price Lump Sum | SITE WORK | Landscaping | Supply, plant, maintain and hand over following plants; all complete as per Tender Documents. Including sourcing, obtaining, delivering to site and planting all the plant species. Including stakes, ties, protection and all other related works. (Preparation work for planting, including planting soil and additives measured separately). All complete as per Tender documents.; Trees; MOR OLE / Moringa oleifera (Drumstick tree) | 22 | Nr | AED | 622.82
2022-10 | 2 | 2.0531 |  | United Arab Emirates | Abu Dhabi | Hard & Soft Landscaping | Al Jurf | Gardens, Landscaping Pkg 2 | IMKAN | Barari | Award | 2022 | Fixed Price Lump Sum | SITE WORK | Landscaping | Supply, plant, maintain and hand over following plants; all complete as per Tender Documents. Including sourcing, obtaining, delivering to site and planting all the plant species. Including stakes, ties, protection and all other related works. (Preparation work for planting, including planting soil and additives measured separately). All complete as per Tender documents.; Trees; PRO CIN / Prosopis Cinerariac (Ghaf Tree) | 37 | Nr | AED | 1400.28
2022-10 | 2 | 2.0531 |  | United Arab Emirates | Abu Dhabi | Hard & Soft Landscaping | Al Jurf | Gardens, Landscaping Pkg 2 | IMKAN | Barari | Award | 2022 | Fixed Price Lump Sum | SITE WORK | Landscaping | Supply, plant, maintain and hand over following plants; all complete as per Tender Documents. Including sourcing, obtaining, delivering to site and planting all the plant species. Including stakes, ties, protection and all other related works. (Preparation work for planting, including planting soil and additives measured separately). All complete as per Tender documents.; Trees; TER CAT / Terminalia catappa (Almound) | 269 | Nr | AED | 1075.1
2022-10 | 2 | 2.0531 |  | United Arab Emirates | Abu Dhabi | Hard & Soft Landscaping | Al Jurf | Gardens, Landscaping Pkg 2 | IMKAN | Barari | Award | 2022 | Fixed Price Lump Sum | SITE WORK | Landscaping | Supply, plant, maintain and hand over following plants; all complete as per Tender Documents. Including sourcing, obtaining, delivering to site and planting all the plant species. Including stakes, ties, protection and all other related works. (Preparation work for planting, including planting soil and additives measured separately). All complete as per Tender documents.; Trees; VIV AGN / Vintex agnus-castus (Chaste tree) | 197 | Nr | AED | 317.53
2022-10 | 2 | 2.0531 |  | United Arab Emirates | Abu Dhabi | Hard & Soft Landscaping | Al Jurf | Gardens, Landscaping Pkg 2 | IMKAN | Barari | Award | 2022 | Fixed Price Lump Sum | SITE WORK | Landscaping | Supply, plant, maintain and hand over following plants; all complete as per Tender Documents. Including sourcing, obtaining, delivering to site and planting all the plant species. Including stakes, ties, protection and all other related works. (Preparation work for planting, including planting soil and additives measured separately). All complete as per Tender documents.; Flowering Trees; ALB JUL / Albizia julibrissin (Silk tree) | 135 | Nr | AED | 1018.57
2022-10 | 2 | 2.0532 |  | United Arab Emirates | Abu Dhabi | Hard & Soft Landscaping | Al Jurf | Gardens, Landscaping Pkg 2 | IMKAN | Barari | Award | 2022 | Fixed Price Lump Sum | SITE WORK | Landscaping | Supply, plant, maintain and hand over following plants; all complete as per Tender Documents. Including sourcing, obtaining, delivering to site and planting all the plant species. Including stakes, ties, protection and all other related works. (Preparation work for planting, including planting soil and additives measured separately). All complete as per Tender documents.; Flowering Trees; AL LEB / Albizia lebbeck (woman's tongue) | 96 | Nr | AED | 1075.1
2022-10 | 2 | 2.0532 |  | United Arab Emirates | Abu Dhabi | Hard & Soft Landscaping | Al Jurf | Gardens, Landscaping Pkg 2 | IMKAN | Barari | Award | 2022 | Fixed Price Lump Sum | SITE WORK | Landscaping | Supply, plant, maintain and hand over following plants; all complete as per Tender Documents. Including sourcing, obtaining, delivering to site and planting all the plant species. Including stakes, ties, protection and all other related works. (Preparation work for planting, including planting soil and additives measured separately). All complete as per Tender documents.; Flowering Trees; CAL VIM / Callistermon viminalis (Weeping bottlebush) | 155 | Nr | AED | 848.96
2022-10 | 2 | 2.0532 |  | United Arab Emirates | Abu Dhabi | Hard & Soft Landscaping | Al Jurf | Gardens, Landscaping Pkg 2 | IMKAN | Barari | Award | 2022 | Fixed Price Lump Sum | SITE WORK | Landscaping | Supply, plant, maintain and hand over following plants; all complete as per Tender Documents. Including sourcing, obtaining, delivering to site and planting all the plant species. Including stakes, ties, protection and all other related works. (Preparation work for planting, including planting soil and additives measured separately). All complete as per Tender documents.; Flowering Trees; COR SEB / Cordia sebestena (Orange geinger tree) | 133 | Nr | AED | 622.82
2022-10 | 2 | 2.0532 |  | United Arab Emirates | Abu Dhabi | Hard & Soft Landscaping | Al Jurf | Gardens, Landscaping Pkg 2 | IMKAN | Barari | Award | 2022 | Fixed Price Lump Sum | SITE WORK | Landscaping | Supply, plant, maintain and hand over following plants; all complete as per Tender Documents. Including sourcing, obtaining, delivering to site and planting all the plant species. Including stakes, ties, protection and all other related works. (Preparation work for planting, including planting soil and additives measured separately). All complete as per Tender documents.; Flowering Trees; DEL REG / Delonix regia (Roayl poinciana) | 133 | Nr | AED | 2205.8
2022-10 | 2 | 2.0532 |  | United Arab Emirates | Abu Dhabi | Hard & Soft Landscaping | Al Jurf | Gardens, Landscaping Pkg 2 | IMKAN | Barari | Award | 2022 | Fixed Price Lump Sum | SITE WORK | Landscaping | Supply, plant, maintain and hand over following plants; all complete as per Tender Documents. Including sourcing, obtaining, delivering to site and planting all the plant species. Including stakes, ties, protection and all other related works. (Preparation work for planting, including planting soil and additives measured separately). All complete as per Tender documents.; Flowering Trees; MIL HOR / Millingtonia hortensis (Indian cork tree) | 78 | Nr | AED | 962.03
2022-10 | 2 | 2.0532 |  | United Arab Emirates | Abu Dhabi | Hard & Soft Landscaping | Al Jurf | Gardens, Landscaping Pkg 2 | IMKAN | Barari | Award | 2022 | Fixed Price Lump Sum | SITE WORK | Landscaping | Supply, plant, maintain and hand over following plants; all complete as per Tender Documents. Including sourcing, obtaining, delivering to site and planting all the plant species. Including stakes, ties, protection and all other related works. (Preparation work for planting, including planting soil and additives measured separately). All complete as per Tender documents.; Flowering Trees; PEL PTE / Peltophorum pterocarpum (Yellow poinciana) | 62 | Nr | AED | 1075.1
2022-10 | 2 | 2.0532 |  | United Arab Emirates | Abu Dhabi | Hard & Soft Landscaping | Al Jurf | Gardens, Landscaping Pkg 2 | IMKAN | Barari | Award | 2022 | Fixed Price Lump Sum | SITE WORK | Landscaping | Supply, plant, maintain and hand over following plants; all complete as per Tender Documents. Including sourcing, obtaining, delivering to site and planting all the plant species. Including stakes, ties, protection and all other related works. (Preparation work for planting, including planting soil and additives measured separately). All complete as per Tender documents.; Flowering Trees; TAB ROS / Tabebuia rosea (Rosy trumpet tree) | 509 | Nr | AED | 1583.91
2022-10 | 2 | 2.0532 |  | United Arab Emirates | Abu Dhabi | Hard & Soft Landscaping | Al Jurf | Gardens, Landscaping Pkg 2 | IMKAN | Barari | Award | 2022 | Fixed Price Lump Sum | SITE WORK | Landscaping | Supply, plant, maintain and hand over following plants; all complete as per Tender Documents. Including sourcing, obtaining, delivering to site and planting all the plant species. Including stakes, ties, protection and all other related works. (Preparation work for planting, including planting soil and additives measured separately). All complete as per Tender documents.; Flowering Trees; TEC UND / Tecomella undulata (Desert teak) | 1 | Nr | AED | 735.89
2022-10 | 2 | 2.0532 |  | United Arab Emirates | Abu Dhabi | Hard & Soft Landscaping | Al Jurf | Gardens, Landscaping Pkg 2 | IMKAN | Barari | Award | 2022 | Fixed Price Lump Sum | SITE WORK | Landscaping | Supply, plant, maintain and hand over following plants; all complete as per Tender Documents. Including sourcing, obtaining, delivering to site and planting all the plant species. Including stakes, ties, protection and all other related works. (Preparation work for planting, including planting soil and additives measured separately). All complete as per Tender documents.; Flowering Trees; THE POP / Thespesia populnea (Portia tree) | 98 | Nr | AED | 1075.1
2022-10 | 2 | 2.0532 |  | United Arab Emirates | Abu Dhabi | Hard & Soft Landscaping | Al Jurf | Gardens, Landscaping Pkg 2 | IMKAN | Barari | Award | 2022 | Fixed Price Lump Sum | SITE WORK | Landscaping | Supply, plant, maintain and hand over following plants; all complete as per Tender Documents. Including sourcing, obtaining, delivering to site and planting all the plant species. Including stakes, ties, protection and all other related works. (Preparation work for planting, including planting soil and additives measured separately). All complete as per Tender documents.; Fruit Trees; PIT DUL / Pithecelolobium dulce 'varigata' (Manila tarmarind) | 75 | Nr | AED | 1075.1
2022-10 | 2 | 2.0533 |  | United Arab Emirates | Abu Dhabi | Hard & Soft Landscaping | Al Jurf | Gardens, Landscaping Pkg 2 | IMKAN | Barari | Award | 2022 | Fixed Price Lump Sum | SITE WORK | Landscaping | Supply, plant, maintain and hand over following plants; all complete as per Tender Documents. Including sourcing, obtaining, delivering to site and planting all the plant species. Including stakes, ties, protection and all other related works. (Preparation work for planting, including planting soil and additives measured separately). All complete as per Tender documents.; Trees (Re-planting of existing trees); ACA TOR / Acacia Tortilis (Umbrella Thorn) | 27 | Nr | AED | 1400.28
2022-10 | 2 | 2.0533 |  | United Arab Emirates | Abu Dhabi | Hard & Soft Landscaping | Al Jurf | Gardens, Landscaping Pkg 2 | IMKAN | Barari | Award | 2022 | Fixed Price Lump Sum | SITE WORK | Landscaping | Supply, plant, maintain and hand over following plants; all complete as per Tender Documents. Including sourcing, obtaining, delivering to site and planting all the plant species. Including stakes, ties, protection and all other related works. (Preparation work for planting, including planting soil and additives measured separately). All complete as per Tender documents.; Shrubs; CAS ART / Cassia artemisioides (Silver cassia) | 6695 | Nr | AED | 16.25
2022-10 | 2 | 2.0533 |  | United Arab Emirates | Abu Dhabi | Hard & Soft Landscaping | Al Jurf | Gardens, Landscaping Pkg 2 | IMKAN | Barari | Award | 2022 | Fixed Price Lump Sum | SITE WORK | Landscaping | Supply, plant, maintain and hand over following plants; all complete as per Tender Documents. Including sourcing, obtaining, delivering to site and planting all the plant species. Including stakes, ties, protection and all other related works. (Preparation work for planting, including planting soil and additives measured separately). All complete as per Tender documents.; Shrubs; CON VIR / Convolvulus virgatus (Bindweed) | 40682 | Nr | AED | 19.64
2022-10 | 2 | 2.0533 |  | United Arab Emirates | Abu Dhabi | Hard & Soft Landscaping | Al Jurf | Gardens, Landscaping Pkg 2 | IMKAN | Barari | Award | 2022 | Fixed Price Lump Sum | SITE WORK | Landscaping | Supply, plant, maintain and hand over following plants; all complete as per Tender Documents. Including sourcing, obtaining, delivering to site and planting all the plant species. Including stakes, ties, protection and all other related works. (Preparation work for planting, including planting soil and additives measured separately). All complete as per Tender documents.; Shrubs; DOD PUR / Dodonaea viscosa 'purupurea' (Purple hopseed bush) | 6775 | Nr | AED | 12.86
2022-10 | 2 | 2.0533 |  | United Arab Emirates | Abu Dhabi | Hard & Soft Landscaping | Al Jurf | Gardens, Landscaping Pkg 2 | IMKAN | Barari | Award | 2022 | Fixed Price Lump Sum | SITE WORK | Landscaping | Supply, plant, maintain and hand over following plants; all complete as per Tender Documents. Including sourcing, obtaining, delivering to site and planting all the plant species. Including stakes, ties, protection and all other related works. (Preparation work for planting, including planting soil and additives measured separately). All complete as per Tender documents.; Shrubs; LEU CAN / Leucophyllym Candidum (Silver cloud texas sage) | 22994 | Nr | AED | 12.29
2022-10 | 2 | 2.0533 |  | United Arab Emirates | Abu Dhabi | Hard & Soft Landscaping | Al Jurf | Gardens, Landscaping Pkg 2 | IMKAN | Barari | Award | 2022 | Fixed Price Lump Sum | SITE WORK | Landscaping | Supply, plant, maintain and hand over following plants; all complete as per Tender Documents. Including sourcing, obtaining, delivering to site and planting all the plant species. Including stakes, ties, protection and all other related works. (Preparation work for planting, including planting soil and additives measured separately). All complete as per Tender documents.; Shrubs; LEU FRU / Leucophyllum cadidium 'silver' (Silver cloud texas sage) | 419 | Nr | AED | 12.86
2022-10 | 2 | 2.0533 |  | United Arab Emirates | Abu Dhabi | Hard & Soft Landscaping | Al Jurf | Gardens, Landscaping Pkg 2 | IMKAN | Barari | Award | 2022 | Fixed Price Lump Sum | SITE WORK | Landscaping | Supply, plant, maintain and hand over following plants; all complete as per Tender Documents. Including sourcing, obtaining, delivering to site and planting all the plant species. Including stakes, ties, protection and all other related works. (Preparation work for planting, including planting soil and additives measured separately). All complete as per Tender documents.; Shrubs; SCA TAC / Scaevola taccada (Beach naupaka) | 3740 | Nr | AED | 13.99
2022-10 | 2 | 2.0533 |  | United Arab Emirates | Abu Dhabi | Hard & Soft Landscaping | Al Jurf | Gardens, Landscaping Pkg 2 | IMKAN | Barari | Award | 2022 | Fixed Price Lump Sum | SITE WORK | Landscaping | Supply, plant, maintain and hand over following plants; all complete as per Tender Documents. Including sourcing, obtaining, delivering to site and planting all the plant species. Including stakes, ties, protection and all other related works. (Preparation work for planting, including planting soil and additives measured separately). All complete as per Tender documents.; Shrubs; VIT ROT / Vitex rotundifolia (Beach vitex) | 10962 | Nr | AED | 10.6
2022-10 | 2 | 2.0533 |  | United Arab Emirates | Abu Dhabi | Hard & Soft Landscaping | Al Jurf | Gardens, Landscaping Pkg 2 | IMKAN | Barari | Award | 2022 | Fixed Price Lump Sum | SITE WORK | Landscaping | Supply, plant, maintain and hand over following plants; all complete as per Tender Documents. Including sourcing, obtaining, delivering to site and planting all the plant species. Including stakes, ties, protection and all other related works. (Preparation work for planting, including planting soil and additives measured separately). All complete as per Tender documents.; Shrubs; BOU JAM / Bougainvillea glbra-white jamaica white (Bougainvillea white) | 3821 | Nr | AED | 12.86
2022-10 | 2 | 2.0533 |  | United Arab Emirates | Abu Dhabi | Hard & Soft Landscaping | Al Jurf | Gardens, Landscaping Pkg 2 | IMKAN | Barari | Award | 2022 | Fixed Price Lump Sum | SITE WORK | Landscaping | Supply, plant, maintain and hand over following plants; all complete as per Tender Documents. Including sourcing, obtaining, delivering to site and planting all the plant species. Including stakes, ties, protection and all other related works. (Preparation work for planting, including planting soil and additives measured separately). All complete as per Tender documents.; Shrubs; BOU SCA / Bougainvillea glbra-red scarlet o hara (Bougainvillea red) | 7395 | Nr | AED | 12.86
2022-10 | 2 | 2.0534 |  | United Arab Emirates | Abu Dhabi | Hard & Soft Landscaping | Al Jurf | Gardens, Landscaping Pkg 2 | IMKAN | Barari | Award | 2022 | Fixed Price Lump Sum | SITE WORK | Landscaping | Supply, plant, maintain and hand over following plants; all complete as per Tender Documents. Including sourcing, obtaining, delivering to site and planting all the plant species. Including stakes, ties, protection and all other related works. (Preparation work for planting, including planting soil and additives measured separately). All complete as per Tender documents.; Shrubs; BOU OKN / Bougainvillea glbra-orange orange king (Bougainvillea orange) | 5027 | Nr | AED | 12.86
2022-10 | 2 | 2.0534 |  | United Arab Emirates | Abu Dhabi | Hard & Soft Landscaping | Al Jurf | Gardens, Landscaping Pkg 2 | IMKAN | Barari | Award | 2022 | Fixed Price Lump Sum | SITE WORK | Landscaping | Supply, plant, maintain and hand over following plants; all complete as per Tender Documents. Including sourcing, obtaining, delivering to site and planting all the plant species. Including stakes, ties, protection and all other related works. (Preparation work for planting, including planting soil and additives measured separately). All complete as per Tender documents.; Climber plant; QUI IND / Quisqualis indica (Rangoon creeper) | 1913 | Nr | AED | 25.3
2022-10 | 2 | 2.0534 |  | United Arab Emirates | Abu Dhabi | Hard & Soft Landscaping | Al Jurf | Gardens, Landscaping Pkg 2 | IMKAN | Barari | Award | 2022 | Fixed Price Lump Sum | SITE WORK | Landscaping | Supply, plant, maintain and hand over following plants; all complete as per Tender Documents. Including sourcing, obtaining, delivering to site and planting all the plant species. Including stakes, ties, protection and all other related works. (Preparation work for planting, including planting soil and additives measured separately). All complete as per Tender documents.; Xeriscape/ Shrubs / Native species); ADE OBE1 (Medium) / Adenium Obesum (Desert rose) | 1607 | Nr | AED | 25.3
2022-10 | 2 | 2.0534 |  | United Arab Emirates | Abu Dhabi | Hard & Soft Landscaping | Al Jurf | Gardens, Landscaping Pkg 2 | IMKAN | Barari | Award | 2022 | Fixed Price Lump Sum | SITE WORK | Landscaping | Supply, plant, maintain and hand over following plants; all complete as per Tender Documents. Including sourcing, obtaining, delivering to site and planting all the plant species. Including stakes, ties, protection and all other related works. (Preparation work for planting, including planting soil and additives measured separately). All complete as per Tender documents.; Xeriscape/ Shrubs / Native species); ADE OBE2 (Large) / Adenium Obesum (Desert rose) | 537 | Nr | AED | 25.3
2022-10 | 2 | 2.0534 |  | United Arab Emirates | Abu Dhabi | Hard & Soft Landscaping | Al Jurf | Gardens, Landscaping Pkg 2 | IMKAN | Barari | Award | 2022 | Fixed Price Lump Sum | SITE WORK | Landscaping | Supply, plant, maintain and hand over following plants; all complete as per Tender Documents. Including sourcing, obtaining, delivering to site and planting all the plant species. Including stakes, ties, protection and all other related works. (Preparation work for planting, including planting soil and additives measured separately). All complete as per Tender documents.; Xeriscape/ Shrubs / Native species); AER JAV / Aerva javanica (Java Aerva) | 5234 | Nr | AED | 15.12
2022-10 | 2 | 2.0534 |  | United Arab Emirates | Abu Dhabi | Hard & Soft Landscaping | Al Jurf | Gardens, Landscaping Pkg 2 | IMKAN | Barari | Award | 2022 | Fixed Price Lump Sum | SITE WORK | Landscaping | Supply, plant, maintain and hand over following plants; all complete as per Tender Documents. Including sourcing, obtaining, delivering to site and planting all the plant species. Including stakes, ties, protection and all other related works. (Preparation work for planting, including planting soil and additives measured separately). All complete as per Tender documents.; Xeriscape/ Shrubs / Native species); CYP CON / Cyperus Conglomeratus (Tamachek) | 156 | Nr | AED | 19.64
2022-10 | 2 | 2.0534 |  | United Arab Emirates | Abu Dhabi | Hard & Soft Landscaping | Al Jurf | Gardens, Landscaping Pkg 2 | IMKAN | Barari | Award | 2022 | Fixed Price Lump Sum | SITE WORK | Landscaping | Supply, plant, maintain and hand over following plants; all complete as per Tender Documents. Including sourcing, obtaining, delivering to site and planting all the plant species. Including stakes, ties, protection and all other related works. (Preparation work for planting, including planting soil and additives measured separately). All complete as per Tender documents.; Xeriscape/ Shrubs / Native species); HAM ELE / Hammada Elegans (Bunge) | 274 | Nr | AED | 19.64
2022-10 | 2 | 2.0534 |  | United Arab Emirates | Abu Dhabi | Hard & Soft Landscaping | Al Jurf | Gardens, Landscaping Pkg 2 | IMKAN | Barari | Award | 2022 | Fixed Price Lump Sum | SITE WORK | Landscaping | Supply, plant, maintain and hand over following plants; all complete as per Tender Documents. Including sourcing, obtaining, delivering to site and planting all the plant species. Including stakes, ties, protection and all other related works. (Preparation work for planting, including planting soil and additives measured separately). All complete as per Tender documents.; Xeriscape/ Shrubs / Native species); JUN RIG / Juncus rigidus (Rush) | 7557 | Nr | AED | 19.64
2022-10 | 2 | 2.0534 |  | United Arab Emirates | Abu Dhabi | Hard & Soft Landscaping | Al Jurf | Gardens, Landscaping Pkg 2 | IMKAN | Barari | Award | 2022 | Fixed Price Lump Sum | SITE WORK | Landscaping | Supply, plant, maintain and hand over following plants; all complete as per Tender Documents. Including sourcing, obtaining, delivering to site and planting all the plant species. Including stakes, ties, protection and all other related works. (Preparation work for planting, including planting soil and additives measured separately). All complete as per Tender documents.; Xeriscape/ Shrubs / Native species); PAN VEI / Pandanus veitchii (Screw pine) | 16240 | Nr | AED | 13.99
2022-10 | 2 | 2.0534 |  | United Arab Emirates | Abu Dhabi | Hard & Soft Landscaping | Al Jurf | Gardens, Landscaping Pkg 2 | IMKAN | Barari | Award | 2022 | Fixed Price Lump Sum | SITE WORK | Landscaping | Supply, plant, maintain and hand over following plants; all complete as per Tender Documents. Including sourcing, obtaining, delivering to site and planting all the plant species. Including stakes, ties, protection and all other related works. (Preparation work for planting, including planting soil and additives measured separately). All complete as per Tender documents.; Xeriscape/ Shrubs / Native species); TEP APO / Tephrosia apollina (Turkey Pea) | 26240 | Nr | AED | 16.25
2022-10 | 2 | 2.0535 |  | United Arab Emirates | Abu Dhabi | Hard & Soft Landscaping | Al Jurf | Gardens, Landscaping Pkg 2 | IMKAN | Barari | Award | 2022 | Fixed Price Lump Sum | SITE WORK | Landscaping | Supply, plant, maintain and hand over following plants; all complete as per Tender Documents. Including sourcing, obtaining, delivering to site and planting all the plant species. Including stakes, ties, protection and all other related works. (Preparation work for planting, including planting soil and additives measured separately). All complete as per Tender documents.; Ornamental grass; PEN SET / Pennisetum setaceum) (Fountain grass) | 8735 | Nr | AED | 9.24
2022-10 | 2 | 2.0535 |  | United Arab Emirates | Abu Dhabi | Hard & Soft Landscaping | Al Jurf | Gardens, Landscaping Pkg 2 | IMKAN | Barari | Award | 2022 | Fixed Price Lump Sum | SITE WORK | Landscaping | Supply, plant, maintain and hand over following plants; all complete as per Tender Documents. Including sourcing, obtaining, delivering to site and planting all the plant species. Including stakes, ties, protection and all other related works. (Preparation work for planting, including planting soil and additives measured separately). All complete as per Tender documents.; Ornamental grass; PEN IL / Pennistum villosum (Feather top) | 5848 | Nr | AED | 10.6
2022-10 | 2 | 2.0535 |  | United Arab Emirates | Abu Dhabi | Hard & Soft Landscaping | Al Jurf | Gardens, Landscaping Pkg 2 | IMKAN | Barari | Award | 2022 | Fixed Price Lump Sum | SITE WORK | Landscaping | Supply, plant, maintain and hand over following plants; all complete as per Tender Documents. Including sourcing, obtaining, delivering to site and planting all the plant species. Including stakes, ties, protection and all other related works. (Preparation work for planting, including planting soil and additives measured separately). All complete as per Tender documents.; Ground covers; HEL BAC / Heliotropiumnacciferum (Heliotrope) | 8271 | Nr | AED | 8.99
2022-10 | 2 | 2.0535 |  | United Arab Emirates | Abu Dhabi | Hard & Soft Landscaping | Al Jurf | Gardens, Landscaping Pkg 2 | IMKAN | Barari | Award | 2022 | Fixed Price Lump Sum | SITE WORK | Landscaping | Supply, plant, maintain and hand over following plants; all complete as per Tender Documents. Including sourcing, obtaining, delivering to site and planting all the plant species. Including stakes, ties, protection and all other related works. (Preparation work for planting, including planting soil and additives measured separately). All complete as per Tender documents.; Ground covers; IPO PES / Ipomoea pes-caprea (Beach morning glory)0 | 3055 | Nr | AED | 4.47
2022-10 | 2 | 2.0535 |  | United Arab Emirates | Abu Dhabi | Hard & Soft Landscaping | Al Jurf | Gardens, Landscaping Pkg 2 | IMKAN | Barari | Award | 2022 | Fixed Price Lump Sum | SITE WORK | Landscaping | Supply, plant, maintain and hand over following plants; all complete as per Tender Documents. Including sourcing, obtaining, delivering to site and planting all the plant species. Including stakes, ties, protection and all other related works. (Preparation work for planting, including planting soil and additives measured separately). All complete as per Tender documents.; Lawn; PAS VAG / Paspalum vaginatum (Seashore paspalum) | 3516 | m² | AED | 27.84
2022-10 | 2 | 2.0535 |  | United Arab Emirates | Abu Dhabi | Hard & Soft Landscaping | Al Jurf | Gardens, Landscaping Pkg 2 | IMKAN | Barari | Award | 2022 | Fixed Price Lump Sum | SITE WORK | Landscaping | Supply, plant, maintain and hand over following plants; all complete as per Tender Documents. Including sourcing, obtaining, delivering to site and planting all the plant species. Including stakes, ties, protection and all other related works. (Preparation work for planting, including planting soil and additives measured separately). All complete as per Tender documents.; Deadman anchoring; For palms | 1 | Nr | AED | 312.07
2022-10 | 2 | 2.0535 |  | United Arab Emirates | Abu Dhabi | Hard & Soft Landscaping | Al Jurf | Gardens, Landscaping Pkg 2 | IMKAN | Barari | Award | 2022 | Fixed Price Lump Sum | SITE WORK | Landscaping | Supply, fix, install, test, commission, maintain and handover Automatic Irrigation System, including all fittings, fixtures, accessories and associated works, all complete as per Tender Documents.; CONNECTION TO EXISTING MAINLINE; 90mm sub mainline tie-in connection with existing mainline, including earthwork, transitional fittings etc. | 7 | Nr | AED | 1604.54
2022-10 | 2 | 2.0535 |  | United Arab Emirates | Abu Dhabi | Hard & Soft Landscaping | Al Jurf | Gardens, Landscaping Pkg 2 | IMKAN | Barari | Award | 2022 | Fixed Price Lump Sum | SITE WORK | Landscaping | Supply, fix, install, test, commission, maintain and handover Automatic Irrigation System, including all fittings, fixtures, accessories and associated works, all complete as per Tender Documents.; CONNECTION TO EXISTING MAINLINE; 110mm sub mainline tie-in connection with existing mainline, including earthwork, transitional fittings etc. | 3 | Nr | AED | 1982.85
2022-10 | 2 | 2.0535 |  | United Arab Emirates | Abu Dhabi | Hard & Soft Landscaping | Al Jurf | Gardens, Landscaping Pkg 2 | IMKAN | Barari | Award | 2022 | Fixed Price Lump Sum | SITE WORK | Landscaping | Supply, fix, install, test, commission, maintain and handover Automatic Irrigation System, including all fittings, fixtures, accessories and associated works, all complete as per Tender Documents.; CONNECTION TO EXISTING MAINLINE; 90mm sub mainline tie-in connection with existing tapping point, including earthwork, transitional fittings etc. | 58 | Nr | AED | 1599.2
2022-10 | 2 | 2.0535 |  | United Arab Emirates | Abu Dhabi | Hard & Soft Landscaping | Al Jurf | Gardens, Landscaping Pkg 2 | IMKAN | Barari | Award | 2022 | Fixed Price Lump Sum | SITE WORK | Landscaping | Pipe work, including earth work excavation, sand bedding, backfilling with selected earth, remove surplus earth from site, piping, joints, fittings, detectable warning tape, accessories etc.; HDPE Pipe, SDR 11, PN16, O.D Ø 90mm | 1045 | m | AED | 54.94
2022-10 | 2 | 2.0536 |  | United Arab Emirates | Abu Dhabi | Hard & Soft Landscaping | Al Jurf | Gardens, Landscaping Pkg 2 | IMKAN | Barari | Award | 2022 | Fixed Price Lump Sum | SITE WORK | Landscaping | Pipe work, including earth work excavation, sand bedding, backfilling with selected earth, remove surplus earth from site, piping, joints, fittings, detectable warning tape, accessories etc.; HDPE Pipe, SDR 11, PN16, O.D Ø 110mm | 148 | m | AED | 65.5
2022-10 | 2 | 2.0536 |  | United Arab Emirates | Abu Dhabi | Hard & Soft Landscaping | Al Jurf | Gardens, Landscaping Pkg 2 | IMKAN | Barari | Award | 2022 | Fixed Price Lump Sum | SITE WORK | Paving and surfacing | Concrete encasement ducts for irrigation pipes crossing proposed paving area, by open cut method, including earth works, sand bedding, concrete encasement, pipes, fittings, fixtures, accessories, identification tag, draw rope, etc.; 1 way duct; uPVC, class C, O.D Ø 200mm for submain line | 75 | m | AED | 328.34
2022-10 | 2 | 2.0536 |  | United Arab Emirates | Abu Dhabi | Hard & Soft Landscaping | Al Jurf | Gardens, Landscaping Pkg 2 | IMKAN | Barari | Award | 2022 | Fixed Price Lump Sum | SITE WORK | Paving and surfacing | Concrete encasement ducts for irrigation pipes crossing proposed paving area, by open cut method, including earth works, sand bedding, concrete encasement, pipes, fittings, fixtures, accessories, identification tag, draw rope, etc.; 1 way duct; uPVC, class C, O.D Ø 200mm for laterals | 8 | m | AED | 328.34
2022-10 | 2 | 2.0536 |  | United Arab Emirates | Abu Dhabi | Hard & Soft Landscaping | Al Jurf | Gardens, Landscaping Pkg 2 | IMKAN | Barari | Award | 2022 | Fixed Price Lump Sum | SITE WORK | Paving and surfacing | Concrete encasement ducts for irrigation pipes crossing proposed paving area, by open cut method, including earth works, sand bedding, concrete encasement, pipes, fittings, fixtures, accessories, identification tag, draw rope, etc.; 1 way duct; uPVC, class C, O.D Ø 110mm for laterals | 1372 | m | AED | 204.7
2022-10 | 2 | 2.0536 |  | United Arab Emirates | Abu Dhabi | Hard & Soft Landscaping | Al Jurf | Gardens, Landscaping Pkg 2 | IMKAN | Barari | Award | 2022 | Fixed Price Lump Sum | SITE WORK | Paving and surfacing | Concrete encasement ducts for irrigation pipes crossing proposed paving area, by open cut method, including earth works, sand bedding, concrete encasement, pipes, fittings, fixtures, accessories, identification tag, draw rope, etc.; 1 way duct; uPVC, class C, O.D Ø 110mm for power supply | 13 | m | AED | 204.7
2022-10 | 2 | 2.0536 |  | United Arab Emirates | Abu Dhabi | Hard & Soft Landscaping | Al Jurf | Gardens, Landscaping Pkg 2 | IMKAN | Barari | Award | 2022 | Fixed Price Lump Sum | SITE WORK | Underground drainage | Sleeves for irrigation pipes crossing the hardscape elements, including earth works, sand bedding, pipes, fittings, fixtures, accessories, identification tag, draw rope, etc.; uPVC, class C, O.D Ø 200mm for submain line | 34 | m | AED | 177.92
2022-10 | 2 | 2.0536 |  | United Arab Emirates | Abu Dhabi | Hard & Soft Landscaping | Al Jurf | Gardens, Landscaping Pkg 2 | IMKAN | Barari | Award | 2022 | Fixed Price Lump Sum | SITE WORK | Underground drainage | Sleeves for irrigation pipes crossing the hardscape elements, including earth works, sand bedding, pipes, fittings, fixtures, accessories, identification tag, draw rope, etc.; uPVC, class C, O.D Ø 200mm for laterals | 23 | m | AED | 177.92
2022-10 | 2 | 2.0536 |  | United Arab Emirates | Abu Dhabi | Hard & Soft Landscaping | Al Jurf | Gardens, Landscaping Pkg 2 | IMKAN | Barari | Award | 2022 | Fixed Price Lump Sum | SITE WORK | Underground drainage | Sleeves for irrigation pipes crossing the hardscape elements, including earth works, sand bedding, pipes, fittings, fixtures, accessories, identification tag, draw rope, etc.; uPVC, class C, O.D Ø 110mm for laterals | 1889 | m | AED | 78.57
2022-10 | 2 | 2.0536 |  | United Arab Emirates | Abu Dhabi | Hard & Soft Landscaping | Al Jurf | Gardens, Landscaping Pkg 2 | IMKAN | Barari | Award | 2022 | Fixed Price Lump Sum | SITE WORK | Underground drainage | RTU irrigation controller unit (decoder) compactible with ADM SCADA system, including earth work, uPVC conduit pipes, identification tags, concrete works, fittings, accessories etc.; Irrigation controller inside pump room | 2 | Nr | AED | 37426.09
2022-10 | 2 | 2.0536 |  | United Arab Emirates | Abu Dhabi | Hard & Soft Landscaping | Al Jurf | Gardens, Landscaping Pkg 2 | IMKAN | Barari | Award | 2022 | Fixed Price Lump Sum | ELECTRICAL ENGINEERING INSTALLATIONS | Final sub-circuits and auxiliary installations | Conduits for cables, including earth work, sand bedding, uPVC conduit pipes Class 'C', Identification tags, detectable warning tapes, electrical protections, fittings, accessories etc ; 32 mm O.D, for decoder cable | 990 | m | AED | 24.03
2022-10 | 2 | 2.0537 |  | United Arab Emirates | Abu Dhabi | Hard & Soft Landscaping | Al Jurf | Gardens, Landscaping Pkg 2 | IMKAN | Barari | Award | 2022 | Fixed Price Lump Sum | ELECTRICAL ENGINEERING INSTALLATIONS | Final sub-circuits and auxiliary installations | Conduits for cables, including earth work, sand bedding, uPVC conduit pipes Class 'C', Identification tags, detectable warning tapes, electrical protections, fittings, accessories etc ; 32 mm O.D, for power supply | 94 | m | AED | 24.03
2022-10 | 2 | 2.0537 |  | United Arab Emirates | Abu Dhabi | Hard & Soft Landscaping | Al Jurf | Gardens, Landscaping Pkg 2 | IMKAN | Barari | Award | 2022 | Fixed Price Lump Sum | ELECTRICAL ENGINEERING INSTALLATIONS | Final sub-circuits and auxiliary installations | Cabling works including wire connectors, cable markers, terminations, fittings, fixtures, accessories etc.; 14 AWG - 2 Wire Decoder control cable | 990 | m | AED | 20.99
2022-10 | 2 | 2.0537 |  | United Arab Emirates | Abu Dhabi | Hard & Soft Landscaping | Al Jurf | Gardens, Landscaping Pkg 2 | IMKAN | Barari | Award | 2022 | Fixed Price Lump Sum | MECHANICAL ENGINEERING INSTALLATIONS | Pipework and gutterwork | 10" Round Plastic cable pull box, including earthwork, block work support, gravel bed, cable markers, waterproof wire connectors, valve box cover, identification tags, fittings, fixtures, accessories etc. | 111 | Nr | AED | 129.65
2022-10 | 2 | 2.0537 |  | United Arab Emirates | Abu Dhabi | Hard & Soft Landscaping | Al Jurf | Gardens, Landscaping Pkg 2 | IMKAN | Barari | Award | 2022 | Fixed Price Lump Sum | SITE WORK | Underground drainage | Solenoid Valves in Plastic Box Remote control solenoid valve with pressure regulating stem including plastic valve box, single station decoder, surge protection, adaptors, Y-strainers/brass nipple, valve label, gravel infill, pipes, earth works, gravel beddings, fittings, block supports, electrical and mechanical connections.; For Bubbler System; 50mm (2") Diameter | 1 | Nr | AED | 2447.14
2022-10 | 2 | 2.0537 |  | United Arab Emirates | Abu Dhabi | Hard & Soft Landscaping | Al Jurf | Gardens, Landscaping Pkg 2 | IMKAN | Barari | Award | 2022 | Fixed Price Lump Sum | SITE WORK | Underground drainage | Solenoid Valves in Plastic Box Remote control solenoid valve with pressure regulating stem including plastic valve box, single station decoder, surge protection, adaptors, Y-strainers/brass nipple, valve label, gravel infill, pipes, earth works, gravel beddings, fittings, block supports, electrical and mechanical connections.; For Bubbler System; 40mm (1½") Diameter | 12 | Nr | AED | 1382.47
2022-10 | 2 | 2.0537 |  | United Arab Emirates | Abu Dhabi | Hard & Soft Landscaping | Al Jurf | Gardens, Landscaping Pkg 2 | IMKAN | Barari | Award | 2022 | Fixed Price Lump Sum | SITE WORK | Underground drainage | Solenoid Valves in Plastic Box Remote control solenoid valve with pressure regulating stem including plastic valve box, single station decoder, surge protection, adaptors, Y-strainers/brass nipple, valve label, gravel infill, pipes, earth works, gravel beddings, fittings, block supports, electrical and mechanical connections.; For Bubbler System; 25mm (1") Diameter | 2 | Nr | AED | 1225.68
2022-10 | 2 | 2.0537 |  | United Arab Emirates | Abu Dhabi | Hard & Soft Landscaping | Al Jurf | Gardens, Landscaping Pkg 2 | IMKAN | Barari | Award | 2022 | Fixed Price Lump Sum | SITE WORK | Underground drainage | Solenoid Valves in Plastic Box Remote control solenoid valve with pressure regulating stem including plastic valve box, single station decoder, surge protection, adaptors, Y-strainers/brass nipple, valve label, gravel infill, pipes, earth works, gravel beddings, fittings, block supports, electrical and mechanical connections.; For Drip System; 50mm (2") Diameter | 3 | Nr | AED | 1676.45
2022-10 | 2 | 2.0537 |  | United Arab Emirates | Abu Dhabi | Hard & Soft Landscaping | Al Jurf | Gardens, Landscaping Pkg 2 | IMKAN | Barari | Award | 2022 | Fixed Price Lump Sum | SITE WORK | Underground drainage | Solenoid Valves in Plastic Box Remote control solenoid valve with pressure regulating stem including plastic valve box, single station decoder, surge protection, adaptors, Y-strainers/brass nipple, valve label, gravel infill, pipes, earth works, gravel beddings, fittings, block supports, electrical and mechanical connections.; For Drip System; 40mm (1½") Diameter | 100 | Nr | AED | 1382.47
2022-10 | 2 | 2.0537 |  | United Arab Emirates | Abu Dhabi | Hard & Soft Landscaping | Al Jurf | Gardens, Landscaping Pkg 2 | IMKAN | Barari | Award | 2022 | Fixed Price Lump Sum | SITE WORK | Underground drainage | Solenoid Valves in Plastic Box Remote control solenoid valve with pressure regulating stem including plastic valve box, single station decoder, surge protection, adaptors, Y-strainers/brass nipple, valve label, gravel infill, pipes, earth works, gravel beddings, fittings, block supports, electrical and mechanical connections.; For Drip System; 25mm (1") Diameter | 7 | Nr | AED | 1225.68
2022-10 | 2 | 2.0537 |  | United Arab Emirates | Abu Dhabi | Hard & Soft Landscaping | Al Jurf | Gardens, Landscaping Pkg 2 | IMKAN | Barari | Award | 2022 | Fixed Price Lump Sum | SITE WORK | Underground drainage | Solenoid Valves in Plastic Box Remote control solenoid valve with pressure regulating stem including plastic valve box, single station decoder, surge protection, adaptors, Y-strainers/brass nipple, valve label, gravel infill, pipes, earth works, gravel beddings, fittings, block supports, electrical and mechanical connections.; For Sprayer and sub surface System; 50mm (2") Diameter | 1 | Nr | AED | 1676.45
2022-10 | 2 | 2.0538 |  | United Arab Emirates | Abu Dhabi | Hard & Soft Landscaping | Al Jurf | Gardens, Landscaping Pkg 2 | IMKAN | Barari | Award | 2022 | Fixed Price Lump Sum | SITE WORK | Underground drainage | Solenoid Valves in Plastic Box Remote control solenoid valve with pressure regulating stem including plastic valve box, single station decoder, surge protection, adaptors, Y-strainers/brass nipple, valve label, gravel infill, pipes, earth works, gravel beddings, fittings, block supports, electrical and mechanical connections.; For Sprayer and sub surface System; 40mm (1½") Diameter | 9 | Nr | AED | 1382.47
2022-10 | 2 | 2.0538 |  | United Arab Emirates | Abu Dhabi | Hard & Soft Landscaping | Al Jurf | Gardens, Landscaping Pkg 2 | IMKAN | Barari | Award | 2022 | Fixed Price Lump Sum | SITE WORK | Underground drainage | Solenoid Valves in Plastic Box Remote control solenoid valve with pressure regulating stem including plastic valve box, single station decoder, surge protection, adaptors, Y-strainers/brass nipple, valve label, gravel infill, pipes, earth works, gravel beddings, fittings, block supports, electrical and mechanical connections.; For Sprayer and sub surface System; 25mm (1") Diameter | 5 | Nr | AED | 1225.68
2022-10 | 2 | 2.0538 |  | United Arab Emirates | Abu Dhabi | Hard & Soft Landscaping | Al Jurf | Gardens, Landscaping Pkg 2 | IMKAN | Barari | Award | 2022 | Fixed Price Lump Sum | SITE WORK | Underground drainage | uPVC Pipe Works, including earthwork, sand bedding, pipes, fittings, fixtures, accessories etc.; For Bubbler System; uPVC Pipe (PN10) Ø 90mm | 78 | m | AED | 49.24
2022-10 | 2 | 2.0538 |  | United Arab Emirates | Abu Dhabi | Hard & Soft Landscaping | Al Jurf | Gardens, Landscaping Pkg 2 | IMKAN | Barari | Award | 2022 | Fixed Price Lump Sum | SITE WORK | Underground drainage | uPVC Pipe Works, including earthwork, sand bedding, pipes, fittings, fixtures, accessories etc.; For Bubbler System; uPVC Pipe (PN10) Ø 63mm | 178 | m | AED | 39.06
2022-10 | 2 | 2.0538 |  | United Arab Emirates | Abu Dhabi | Hard & Soft Landscaping | Al Jurf | Gardens, Landscaping Pkg 2 | IMKAN | Barari | Award | 2022 | Fixed Price Lump Sum | SITE WORK | Underground drainage | uPVC Pipe Works, including earthwork, sand bedding, pipes, fittings, fixtures, accessories etc.; For Bubbler System; uPVC Pipe (PN10) Ø 50mm | 1087 | m | AED | 26.6
2022-10 | 2 | 2.0538 |  | United Arab Emirates | Abu Dhabi | Hard & Soft Landscaping | Al Jurf | Gardens, Landscaping Pkg 2 | IMKAN | Barari | Award | 2022 | Fixed Price Lump Sum | SITE WORK | Underground drainage | uPVC Pipe Works, including earthwork, sand bedding, pipes, fittings, fixtures, accessories etc.; For Bubbler System; uPVC Pipe (PN10) Ø 32mm | 3931 | m | AED | 21.8
2022-10 | 2 | 2.0538 |  | United Arab Emirates | Abu Dhabi | Hard & Soft Landscaping | Al Jurf | Gardens, Landscaping Pkg 2 | IMKAN | Barari | Award | 2022 | Fixed Price Lump Sum | SITE WORK | Underground drainage | uPVC Pipe Works, including earthwork, sand bedding, pipes, fittings, fixtures, accessories etc.; For Drip System; uPVC Pipe (PN10) Ø 90mm | 911 | m | AED | 49.24
2022-10 | 2 | 2.0538 |  | United Arab Emirates | Abu Dhabi | Hard & Soft Landscaping | Al Jurf | Gardens, Landscaping Pkg 2 | IMKAN | Barari | Award | 2022 | Fixed Price Lump Sum | SITE WORK | Underground drainage | uPVC Pipe Works, including earthwork, sand bedding, pipes, fittings, fixtures, accessories etc.; For Drip System; uPVC Pipe (PN10) Ø 63mm | 4586 | m | AED | 39.06
2022-10 | 2 | 2.0538 |  | United Arab Emirates | Abu Dhabi | Hard & Soft Landscaping | Al Jurf | Gardens, Landscaping Pkg 2 | IMKAN | Barari | Award | 2022 | Fixed Price Lump Sum | SITE WORK | Underground drainage | uPVC Pipe Works, including earthwork, sand bedding, pipes, fittings, fixtures, accessories etc.; For Drip System; uPVC Pipe (PN10) Ø 50mm | 4770 | m | AED | 26.6
2022-10 | 2 | 2.0538 |  | United Arab Emirates | Abu Dhabi | Hard & Soft Landscaping | Al Jurf | Gardens, Landscaping Pkg 2 | IMKAN | Barari | Award | 2022 | Fixed Price Lump Sum | SITE WORK | Underground drainage | uPVC Pipe Works, including earthwork, sand bedding, pipes, fittings, fixtures, accessories etc.; For Drip System; uPVC Pipe (PN10) Ø 32mm | 17786 | m | AED | 21.8
2022-10 | 2 | 2.0539 |  | United Arab Emirates | Abu Dhabi | Hard & Soft Landscaping | Al Jurf | Gardens, Landscaping Pkg 2 | IMKAN | Barari | Award | 2022 | Fixed Price Lump Sum | SITE WORK | Underground drainage | uPVC Pipe Works, including earthwork, sand bedding, pipes, fittings, fixtures, accessories etc.; For Subsurface & Sprayer System; uPVC Pipe (PN10) Ø 90mm | 10 | m | AED | 49.24
2022-10 | 2 | 2.0539 |  | United Arab Emirates | Abu Dhabi | Hard & Soft Landscaping | Al Jurf | Gardens, Landscaping Pkg 2 | IMKAN | Barari | Award | 2022 | Fixed Price Lump Sum | SITE WORK | Underground drainage | uPVC Pipe Works, including earthwork, sand bedding, pipes, fittings, fixtures, accessories etc.; For Subsurface & Sprayer System; uPVC Pipe (PN10) Ø 63mm | 496 | m | AED | 39.06
2022-10 | 2 | 2.0539 |  | United Arab Emirates | Abu Dhabi | Hard & Soft Landscaping | Al Jurf | Gardens, Landscaping Pkg 2 | IMKAN | Barari | Award | 2022 | Fixed Price Lump Sum | SITE WORK | Underground drainage | uPVC Pipe Works, including earthwork, sand bedding, pipes, fittings, fixtures, accessories etc.; For Subsurface & Sprayer System; uPVC Pipe (PN10) Ø 50mm | 377 | m | AED | 26.6
2022-10 | 2 | 2.0539 |  | United Arab Emirates | Abu Dhabi | Hard & Soft Landscaping | Al Jurf | Gardens, Landscaping Pkg 2 | IMKAN | Barari | Award | 2022 | Fixed Price Lump Sum | SITE WORK | Underground drainage | uPVC Pipe Works, including earthwork, sand bedding, pipes, fittings, fixtures, accessories etc.; For Subsurface & Sprayer System; uPVC Pipe (PN10) Ø 32mm | 593 | m | AED | 21.8
2022-10 | 2 | 2.0539 |  | United Arab Emirates | Abu Dhabi | Hard & Soft Landscaping | Al Jurf | Gardens, Landscaping Pkg 2 | IMKAN | Barari | Award | 2022 | Fixed Price Lump Sum | SITE WORK | Landscaping | Flush valves including valve box, valve label, gravel infill, pipes, earth works, gravel beddings, fittings, block supports, electrical and mechanical connections.; Ø 25mm (1") for drip system | 80 | Nr | AED | 402.12
2022-10 | 2 | 2.0539 |  | United Arab Emirates | Abu Dhabi | Hard & Soft Landscaping | Al Jurf | Gardens, Landscaping Pkg 2 | IMKAN | Barari | Award | 2022 | Fixed Price Lump Sum | SITE WORK | Landscaping | Air vent valves including valve box, valve label, gravel infill, pipes, earth works, gravel beddings, fittings, block supports, electrical and mechanical connections.; Ø 25mm (1") for subsruface system | 47 | Nr | AED | 1414.34
2022-10 | 2 | 2.0539 |  | United Arab Emirates | Abu Dhabi | Hard & Soft Landscaping | Al Jurf | Gardens, Landscaping Pkg 2 | IMKAN | Barari | Award | 2022 | Fixed Price Lump Sum | SITE WORK | Landscaping | Various types of Irrigation Heads, including earth works, sand bedding, inline surface drip tube, PE pipes, and compression fittings.; Surface Bubbler System for Trees Online drip system comprising online PC Emitter on PE pipe, including LDPE pipe including earth works, pipes and fittings.; 16mm O.D LDPE bubbler riser assembly | 1978.9 | Nr | AED | 49.4
2022-10 | 2 | 2.0539 |  | United Arab Emirates | Abu Dhabi | Hard & Soft Landscaping | Al Jurf | Gardens, Landscaping Pkg 2 | IMKAN | Barari | Award | 2022 | Fixed Price Lump Sum | SITE WORK | Landscaping | Various types of Irrigation Heads, including earth works, sand bedding, inline surface drip tube, PE pipes, and compression fittings.; Surface Bubbler System for Trees Online drip system comprising online PC Emitter on PE pipe, including LDPE pipe including earth works, pipes and fittings.; 1 gpm Bubbler assembly | 1 | Nr | AED | 9.35
2022-10 | 2 | 2.0539 |  | United Arab Emirates | Abu Dhabi | Hard & Soft Landscaping | Al Jurf | Gardens, Landscaping Pkg 2 | IMKAN | Barari | Award | 2022 | Fixed Price Lump Sum | SITE WORK | Landscaping | For Surface Drip System For Shrubs, For Surface Drip System For Shrubs,; Ornamental grass & Ground Covers Dripline comprising LDPE pipe including earth works, pipes and fittings.; 16mm O.D LDPE drip riser assembly | 3395 | Nr | AED | 30.3
2022-10 | 2 | 2.0539 |  | United Arab Emirates | Abu Dhabi | Hard & Soft Landscaping | Al Jurf | Gardens, Landscaping Pkg 2 | IMKAN | Barari | Award | 2022 | Fixed Price Lump Sum | SITE WORK | Landscaping | For Surface Drip System For Shrubs, Ornamental grass & Ground Covers Dripline comprising LDPE pipe including earth works, pipes and fittings.; 16mm O.D surface dripline - 3.4 LPH emitters @ 0.457m spacing | 83068 | Nr | AED | 1.86
2022-10 | 2 | 2.054 |  | United Arab Emirates | Abu Dhabi | Hard & Soft Landscaping | Al Jurf | Gardens, Landscaping Pkg 2 | IMKAN | Barari | Award | 2022 | Fixed Price Lump Sum | SITE WORK | Landscaping | For Surface Drip System For Shrubs, Ornamental grass & Ground Covers Dripline comprising LDPE pipe including earth works, pipes and fittings.; 16mm O.D surface dripline - 3.4 LPH emitters @ 0.305m spacing | 27814 | Nr | AED | 2.12
2022-10 | 2 | 2.054 |  | United Arab Emirates | Abu Dhabi | Hard & Soft Landscaping | Al Jurf | Gardens, Landscaping Pkg 2 | IMKAN | Barari | Award | 2022 | Fixed Price Lump Sum | SITE WORK | Filling | Sub surface drip System Inline sub surface drip system comprising LDPE pipe with inline PC Emitter including earth works, fittings, etc.; 20mm O.D LDPE sub surface drip riser assembly, for lawn | 419 | Nr | AED | 41.61
2022-10 | 2 | 2.054 |  | United Arab Emirates | Abu Dhabi | Hard & Soft Landscaping | Al Jurf | Gardens, Landscaping Pkg 2 | IMKAN | Barari | Award | 2022 | Fixed Price Lump Sum | SITE WORK | Filling | Sub surface drip System Inline sub surface drip system comprising LDPE pipe with inline PC Emitter including earth works, fittings, etc.; Operation indicator | 47 | Nr | AED | 74.06
2022-10 | 2 | 2.054 |  | United Arab Emirates | Abu Dhabi | Hard & Soft Landscaping | Al Jurf | Gardens, Landscaping Pkg 2 | IMKAN | Barari | Award | 2022 | Fixed Price Lump Sum | SITE WORK | Filling | Sub surface drip System Inline sub surface drip system comprising LDPE pipe with inline PC Emitter including earth works, fittings, etc.; 16mm O.D sub surface dripline with 3.4 LPH inline PC emitters @ 0.305m spacing | 9832 | m | AED | 4.39
2022-10 | 2 | 2.054 |  | United Arab Emirates | Abu Dhabi | Hard & Soft Landscaping | Al Jurf | Gardens, Landscaping Pkg 2 | IMKAN | Barari | Award | 2022 | Fixed Price Lump Sum | SITE WORK | Landscaping | Sprayer System Sprayer heads including multi trajectory nozzle and pop-up sprayer heads with build in check valve and pressure regulation stem, nozzles, PE pipes and fittings, accessories, earthworks, etc.; Head with 9.0 m radius multi trajectory nozzle | 40 | Nr | AED | 72.55
2022-10 | 2 | 2.054 |  | United Arab Emirates | Abu Dhabi | Hard & Soft Landscaping | Al Jurf | Gardens, Landscaping Pkg 2 | IMKAN | Barari | Award | 2022 | Fixed Price Lump Sum | SITE WORK | Landscaping | Sprayer System Sprayer heads including multi trajectory nozzle and pop-up sprayer heads with build in check valve and pressure regulation stem, nozzles, PE pipes and fittings, accessories, earthworks, etc.; Head with 6.0m radius multi trajectory nozzle | 25 | Nr | AED | 72.55
2022-10 | 2 | 2.054 |  | United Arab Emirates | Abu Dhabi | Hard & Soft Landscaping | Al Jurf | Gardens, Landscaping Pkg 2 | IMKAN | Barari | Award | 2022 | Fixed Price Lump Sum | SITE WORK | Landscaping | Sprayer System Sprayer heads including multi trajectory nozzle and pop-up sprayer heads with build in check valve and pressure regulation stem, nozzles, PE pipes and fittings, accessories, earthworks, etc.; Head with radius 2.0-2.9m Pop-Up Sprayers | 29 | Nr | AED | 58.57
2022-10 | 2 | 2.054 |  | United Arab Emirates | Abu Dhabi | Hard & Soft Landscaping | Al Jurf | Gardens, Landscaping Pkg 2 | IMKAN | Barari | Award | 2022 | Fixed Price Lump Sum | SITE WORK | Landscaping | Sprayer System Sprayer heads including multi trajectory nozzle and pop-up sprayer heads with build in check valve and pressure regulation stem, nozzles, PE pipes and fittings, accessories, earthworks, etc.; Head with radius 2.0-3.5m Pop-Up Sprayers | 32 | Nr | AED | 58.57
2022-10 | 2 | 2.054 |  | United Arab Emirates | Abu Dhabi | Hard & Soft Landscaping | Al Jurf | Gardens, Landscaping Pkg 2 | IMKAN | Barari | Award | 2022 | Fixed Price Lump Sum | SITE WORK | Landscaping | Sprayer System Sprayer heads including multi trajectory nozzle and pop-up sprayer heads with build in check valve and pressure regulation stem, nozzles, PE pipes and fittings, accessories, earthworks, etc.; Head with radius 4.0-5.2m Pop-Up Sprayers | 15 | Nr | AED | 58.64
2022-10 | 2 | 2.054 |  | United Arab Emirates | Abu Dhabi | Hard & Soft Landscaping | Al Jurf | Gardens, Landscaping Pkg 2 | IMKAN | Barari | Award | 2022 | Fixed Price Lump Sum | SITE WORK | Paving and surfacing | Supply and install following precast concrete paving types, cast in situ concrete, tactile studs, gravel, boulders, sand, etc. over granular base/ with sand filled joints, including cutting to pattern / sizes, unbound coarse sand, joint filling, grading, compaction. etc. all complete as per tender documents. Paving items at WF measured in WF bill; In-situ concrete paving; PV-01 / Cycle path & walkway Material: in-situ concrete Thickness: 150mm Finish: Granolithic; Edge: Straight | 1 | m² | AED | 191.54
2022-10 | 2 | 2.0541 |  | United Arab Emirates | Abu Dhabi | Hard & Soft Landscaping | Al Jurf | Gardens, Landscaping Pkg 2 | IMKAN | Barari | Award | 2022 | Fixed Price Lump Sum | SITE WORK | Paving and surfacing | Supply and install following precast concrete paving types, cast in situ concrete, tactile studs, gravel, boulders, sand, etc. over granular base/ with sand filled joints, including cutting to pattern / sizes, unbound coarse sand, joint filling, grading, compaction. etc. all complete as per tender documents. Paving items at WF measured in WF bill; In-situ concrete paving; Allow for edge thickening for above as per details | 850 | m | AED | 45.23
2022-10 | 2 | 2.0541 |  | United Arab Emirates | Abu Dhabi | Hard & Soft Landscaping | Al Jurf | Gardens, Landscaping Pkg 2 | IMKAN | Barari | Award | 2022 | Fixed Price Lump Sum | SITE WORK | Paving and surfacing | Supply and install following precast concrete paving types, cast in situ concrete, tactile studs, gravel, boulders, sand, etc. over granular base/ with sand filled joints, including cutting to pattern / sizes, unbound coarse sand, joint filling, grading, compaction. etc. all complete as per tender documents. Paving items at WF measured in WF bill; In-situ concrete paving; Reinforcement mesh type A393 | 1 | m² | AED | 33.59
2022-10 | 2 | 2.0541 |  | United Arab Emirates | Abu Dhabi | Hard & Soft Landscaping | Al Jurf | Gardens, Landscaping Pkg 2 | IMKAN | Barari | Award | 2022 | Fixed Price Lump Sum | SITE WORK | Paving and surfacing | Supply and install following precast concrete paving types, cast in situ concrete, tactile studs, gravel, boulders, sand, etc. over granular base/ with sand filled joints, including cutting to pattern / sizes, unbound coarse sand, joint filling, grading, compaction. etc. all complete as per tender documents. Paving items at WF measured in WF bill; Base courses for Cast in situ concrete; Subgrade preparation; preparation of existing ground including filling, grading, compaction and all other necessary earthworks to make-up levels | 14306 | m² | AED | 9.99
2022-10 | 2 | 2.0541 |  | United Arab Emirates | Abu Dhabi | Hard & Soft Landscaping | Al Jurf | Gardens, Landscaping Pkg 2 | IMKAN | Barari | Award | 2022 | Fixed Price Lump Sum | SITE WORK | Paving and surfacing | Supply and install following precast concrete paving types, cast in situ concrete, tactile studs, gravel, boulders, sand, etc. over granular base/ with sand filled joints, including cutting to pattern / sizes, unbound coarse sand, joint filling, grading, compaction. etc. all complete as per tender documents. Paving items at WF measured in WF bill; Base courses for Cast in situ concrete; Polythelene sheet | 14306 | m² | AED | 2.54
2022-10 | 2 | 2.0541 |  | United Arab Emirates | Abu Dhabi | Hard & Soft Landscaping | Al Jurf | Gardens, Landscaping Pkg 2 | IMKAN | Barari | Award | 2022 | Fixed Price Lump Sum | SITE WORK | Paving and surfacing | Supply and install following precast concrete paving types, cast in situ concrete, tactile studs, gravel, boulders, sand, etc. over granular base/ with sand filled joints, including cutting to pattern / sizes, unbound coarse sand, joint filling, grading, compaction. etc. all complete as per tender documents. Paving items at WF measured in WF bill; Base courses for Cast in situ concrete; 150mm thick sub base | 14306 | m² | AED | 24.96
2022-10 | 2 | 2.0541 |  | United Arab Emirates | Abu Dhabi | Hard & Soft Landscaping | Al Jurf | Gardens, Landscaping Pkg 2 | IMKAN | Barari | Award | 2022 | Fixed Price Lump Sum | SITE WORK | Paving and surfacing | Supply and install following precast concrete paving types, cast in situ concrete, tactile studs, gravel, boulders, sand, etc. over granular base/ with sand filled joints, including cutting to pattern / sizes, unbound coarse sand, joint filling, grading, compaction. etc. all complete as per tender documents. Paving items at WF measured in WF bill; Animal Stamp; PV-06/Concrete Animal stamp Allow for animal stamping on PV-01 in-situ concrete paving as per specialist details; Size(mm): 200x2900, Thickness: 2mm | 12 | Nr | AED | 614.56
2022-10 | 2 | 2.0541 |  | United Arab Emirates | Abu Dhabi | Hard & Soft Landscaping | Al Jurf | Gardens, Landscaping Pkg 2 | IMKAN | Barari | Award | 2022 | Fixed Price Lump Sum | SITE WORK | Paving and surfacing | Supply and install following precast concrete paving types, cast in situ concrete, tactile studs, gravel, boulders, sand, etc. over granular base/ with sand filled joints, including cutting to pattern / sizes, unbound coarse sand, joint filling, grading, compaction. etc. all complete as per tender documents. Paving items at WF measured in WF bill; Precast Concrete Paving;PV-02/ Paving Type 02 Material: Precast concrete paver, Size(mm): 600x300; Thickness: 60mm, Color: Medium grey; Finish: Granix Edge: Straight-no chamfer | 61160 | m² | AED | 86.21
2022-10 | 2 | 2.0541 |  | United Arab Emirates | Abu Dhabi | Hard & Soft Landscaping | Al Jurf | Gardens, Landscaping Pkg 2 | IMKAN | Barari | Award | 2022 | Fixed Price Lump Sum | SITE WORK | Paving and surfacing | Supply and install following precast concrete paving types, cast in situ concrete, tactile studs, gravel, boulders, sand, etc. over granular base/ with sand filled joints, including cutting to pattern / sizes, unbound coarse sand, joint filling, grading, compaction. etc. all complete as per tender documents. Paving items at WF measured in WF bill; Precast Concrete Paving; PV-03/ Flagstone Paving Material: Precast concrete paver, Size(mm): 350x250; Thickness: 80mm, Color: Medium grey; Finish: Natural | 20026 | m² | AED | 89.18
2022-10 | 2 | 2.0541 |  | United Arab Emirates | Abu Dhabi | Hard & Soft Landscaping | Al Jurf | Gardens, Landscaping Pkg 2 | IMKAN | Barari | Award | 2022 | Fixed Price Lump Sum | SITE WORK | Paving and surfacing | Supply and install following precast concrete paving types, cast in situ concrete, tactile studs, gravel, boulders, sand, etc. over granular base/ with sand filled joints, including cutting to pattern / sizes, unbound coarse sand, joint filling, grading, compaction. etc. all complete as per tender documents. Paving items at WF measured in WF bill; Precast Concrete Paving; SS-01/ Stepping stone 01 Material: Precast concrete paver; Size(mm): 400x400; Thickness: 60mm, Color: Grey, Finish: Shot blasted, Edge: Straight | 1265 | m² | AED | 90.72
2022-10 | 2 | 2.0541 |  | United Arab Emirates | Abu Dhabi | Hard & Soft Landscaping | Al Jurf | Gardens, Landscaping Pkg 2 | IMKAN | Barari | Award | 2022 | Fixed Price Lump Sum | SITE WORK | Paving and surfacing | Supply and install following precast concrete paving types, cast in situ concrete, tactile studs, gravel, boulders, sand, etc. over granular base/ with sand filled joints, including cutting to pattern / sizes, unbound coarse sand, joint filling, grading, compaction. etc. all complete as per tender documents. Paving items at WF measured in WF bill; Precast Concrete Paving; SS-02/ Stepping stone 02 Material: Precast concrete paver; Size(mm): 800x800; Thickness: 120mm, Color: Grey, Finish: Shot blasted, Edge: Straight | 224 | m² | AED | 464.7
2022-10 | 2 | 2.0542 |  | United Arab Emirates | Abu Dhabi | Hard & Soft Landscaping | Al Jurf | Gardens, Landscaping Pkg 2 | IMKAN | Barari | Award | 2022 | Fixed Price Lump Sum | SITE WORK | Paving and surfacing | Supply and install following precast concrete paving types, cast in situ concrete, tactile studs, gravel, boulders, sand, etc. over granular base/ with sand filled joints, including cutting to pattern / sizes, unbound coarse sand, joint filling, grading, compaction. etc. all complete as per tender documents. Paving items at WF measured in WF bill; Precast Concrete Paving; SS-03/ Stepping stone 03 Material: Precast concrete paver; Size(mm): Varies; Thickness: 250mm, Color: Grey, Finish: Shot blasted, Edge: Straight | 26 | m² | AED | 506.25
2022-10 | 2 | 2.0542 |  | United Arab Emirates | Abu Dhabi | Hard & Soft Landscaping | Al Jurf | Gardens, Landscaping Pkg 2 | IMKAN | Barari | Award | 2022 | Fixed Price Lump Sum | SITE WORK | Paving and surfacing | Supply and install following precast concrete paving types, cast in situ concrete, tactile studs, gravel, boulders, sand, etc. over granular base/ with sand filled joints, including cutting to pattern / sizes, unbound coarse sand, joint filling, grading, compaction. etc. all complete as per tender documents. Paving items at WF measured in WF bill; Base courses for precast concrete; Subgrade preparation; preparation of existing ground including filling, grading, compaction and all other necessary earthworks to make-up levels | 62675 | m² | AED | 9.99
2022-10 | 2 | 2.0542 |  | United Arab Emirates | Abu Dhabi | Hard & Soft Landscaping | Al Jurf | Gardens, Landscaping Pkg 2 | IMKAN | Barari | Award | 2022 | Fixed Price Lump Sum | SITE WORK | Paving and surfacing | Supply and install following precast concrete paving types, cast in situ concrete, tactile studs, gravel, boulders, sand, etc. over granular base/ with sand filled joints, including cutting to pattern / sizes, unbound coarse sand, joint filling, grading, compaction. etc. all complete as per tender documents. Paving items at WF measured in WF bill; Base courses for precast concrete; 150mm thick sub base | 61060 | m² | AED | 24.96
2022-10 | 2 | 2.0542 |  | United Arab Emirates | Abu Dhabi | Hard & Soft Landscaping | Al Jurf | Gardens, Landscaping Pkg 2 | IMKAN | Barari | Award | 2022 | Fixed Price Lump Sum | SITE WORK | Paving and surfacing | Supply and install following precast concrete paving types, cast in situ concrete, tactile studs, gravel, boulders, sand, etc. over granular base/ with sand filled joints, including cutting to pattern / sizes, unbound coarse sand, joint filling, grading, compaction. etc. all complete as per tender documents. Paving items at WF measured in WF bill; Base courses for precast concrete; 200mm thick sub base | 20026 | m² | AED | 35.13
2022-10 | 2 | 2.0542 |  | United Arab Emirates | Abu Dhabi | Hard & Soft Landscaping | Al Jurf | Gardens, Landscaping Pkg 2 | IMKAN | Barari | Award | 2022 | Fixed Price Lump Sum | SITE WORK | Paving and surfacing | Supply and install following precast concrete paving types, cast in situ concrete, tactile studs, gravel, boulders, sand, etc. over granular base/ with sand filled joints, including cutting to pattern / sizes, unbound coarse sand, joint filling, grading, compaction. etc. all complete as per tender documents. Paving items at WF measured in WF bill; Base courses for precast concrete; 50mm thick black sand | 62675 | m² | AED | 7.31
2022-10 | 2 | 2.0542 |  | United Arab Emirates | Abu Dhabi | Hard & Soft Landscaping | Al Jurf | Gardens, Landscaping Pkg 2 | IMKAN | Barari | Award | 2022 | Fixed Price Lump Sum | SITE WORK | Paving and surfacing | Supply and install following precast concrete paving types, cast in situ concrete, tactile studs, gravel, boulders, sand, etc. over granular base/ with sand filled joints, including cutting to pattern / sizes, unbound coarse sand, joint filling, grading, compaction. etc. all complete as per tender documents. Paving items at WF measured in WF bill; Base courses for precast concrete; 50mm thick mortar | 20026 | m² | AED | 16.64
2022-10 | 2 | 2.0542 |  | United Arab Emirates | Abu Dhabi | Hard & Soft Landscaping | Al Jurf | Gardens, Landscaping Pkg 2 | IMKAN | Barari | Award | 2022 | Fixed Price Lump Sum | SITE WORK | Paving and surfacing | Supply and install following precast concrete paving types, cast in situ concrete, tactile studs, gravel, boulders, sand, etc. over granular base/ with sand filled joints, including cutting to pattern / sizes, unbound coarse sand, joint filling, grading, compaction. etc. all complete as per tender documents. Paving items at WF measured in WF bill; Base courses for precast concrete; Polythelene sheet | 20026 | m² | AED | 2.54
2022-10 | 2 | 2.0542 |  | United Arab Emirates | Abu Dhabi | Hard & Soft Landscaping | Al Jurf | Gardens, Landscaping Pkg 2 | IMKAN | Barari | Award | 2022 | Fixed Price Lump Sum | SITE WORK | Paving and surfacing | Supply and install following precast concrete paving types, cast in situ concrete, tactile studs, gravel, boulders, sand, etc. over granular base/ with sand filled joints, including cutting to pattern / sizes, unbound coarse sand, joint filling, grading, compaction. etc. all complete as per tender documents. Paving items at WF measured in WF bill; Base courses for precast concrete; 100mm thick Granular sub base | 250 | m² | AED | 17.56
2022-10 | 2 | 2.0542 |  | United Arab Emirates | Abu Dhabi | Hard & Soft Landscaping | Al Jurf | Gardens, Landscaping Pkg 2 | IMKAN | Barari | Award | 2022 | Fixed Price Lump Sum | SITE WORK | Paving and surfacing | Supply and install following precast concrete paving types, cast in situ concrete, tactile studs, gravel, boulders, sand, etc. over granular base/ with sand filled joints, including cutting to pattern / sizes, unbound coarse sand, joint filling, grading, compaction. etc. all complete as per tender documents. Paving items at WF measured in WF bill; Base courses for precast concrete; 50mm thick bedding layer of Fine Gravel | 250 | m² | AED | 7.78
2022-10 | 2 | 2.0542 |  | United Arab Emirates | Abu Dhabi | Hard & Soft Landscaping | Al Jurf | Gardens, Landscaping Pkg 2 | IMKAN | Barari | Award | 2022 | Fixed Price Lump Sum | SITE WORK | Paving and surfacing | Supply and install following precast concrete paving types, cast in situ concrete, tactile studs, gravel, boulders, sand, etc. over granular base/ with sand filled joints, including cutting to pattern / sizes, unbound coarse sand, joint filling, grading, compaction. etc. all complete as per tender documents. Paving items at WF measured in WF bill; Play Surface; PV-04/ Play area surface Material: TPV -Thermoplastic vulcanisates Thickness: 80 mm (As per manufacturer), Color: Multicolor | 760 | m² | AED | 155.19
2022-10 | 2 | 2.0543 |  | United Arab Emirates | Abu Dhabi | Hard & Soft Landscaping | Al Jurf | Gardens, Landscaping Pkg 2 | IMKAN | Barari | Award | 2022 | Fixed Price Lump Sum | SITE WORK | Paving and surfacing | Supply and install following precast concrete paving types, cast in situ concrete, tactile studs, gravel, boulders, sand, etc. over granular base/ with sand filled joints, including cutting to pattern / sizes, unbound coarse sand, joint filling, grading, compaction. etc. all complete as per tender documents. Paving items at WF measured in WF bill; Play Surface; Extra over above for mount prepartaion | 1 | Item | AED | 8062.24
2022-10 | 2 | 2.0543 |  | United Arab Emirates | Abu Dhabi | Hard & Soft Landscaping | Al Jurf | Gardens, Landscaping Pkg 2 | IMKAN | Barari | Award | 2022 | Fixed Price Lump Sum | SITE WORK | Paving and surfacing | Supply and install following precast concrete paving types, cast in situ concrete, tactile studs, gravel, boulders, sand, etc. over granular base/ with sand filled joints, including cutting to pattern / sizes, unbound coarse sand, joint filling, grading, compaction. etc. all complete as per tender documents. Paving items at WF measured in WF bill; Base courses for play surface; Subgrade preparation; preparation of existing ground including filling, grading, compaction and all other necessary earthworks to make-up levels | 760 | m² | AED | 9.99
2022-10 | 2 | 2.0543 |  | United Arab Emirates | Abu Dhabi | Hard & Soft Landscaping | Al Jurf | Gardens, Landscaping Pkg 2 | IMKAN | Barari | Award | 2022 | Fixed Price Lump Sum | SITE WORK | Paving and surfacing | Supply and install following precast concrete paving types, cast in situ concrete, tactile studs, gravel, boulders, sand, etc. over granular base/ with sand filled joints, including cutting to pattern / sizes, unbound coarse sand, joint filling, grading, compaction. etc. all complete as per tender documents. Paving items at WF measured in WF bill; Base courses for play surface; 150mm thick sub base | 760 | m² | AED | 24.96
2022-10 | 2 | 2.0543 |  | United Arab Emirates | Abu Dhabi | Hard & Soft Landscaping | Al Jurf | Gardens, Landscaping Pkg 2 | IMKAN | Barari | Award | 2022 | Fixed Price Lump Sum | SITE WORK | Paving and surfacing | Supply and install following precast concrete paving types, cast in situ concrete, tactile studs, gravel, boulders, sand, etc. over granular base/ with sand filled joints, including cutting to pattern / sizes, unbound coarse sand, joint filling, grading, compaction. etc. all complete as per tender documents. Paving items at WF measured in WF bill; Base courses for play surface; Polyethylene sheet | 760 | m² | AED | 2.54
2022-10 | 2 | 2.0543 |  | United Arab Emirates | Abu Dhabi | Hard & Soft Landscaping | Al Jurf | Gardens, Landscaping Pkg 2 | IMKAN | Barari | Award | 2022 | Fixed Price Lump Sum | SITE WORK | Paving and surfacing | Supply and install following precast concrete paving types, cast in situ concrete, tactile studs, gravel, boulders, sand, etc. over granular base/ with sand filled joints, including cutting to pattern / sizes, unbound coarse sand, joint filling, grading, compaction. etc. all complete as per tender documents. Paving items at WF measured in WF bill; Base courses for play surface; 150mm thick concrete base | 760 | m² | AED | 55.58
2022-10 | 2 | 2.0543 |  | United Arab Emirates | Abu Dhabi | Hard & Soft Landscaping | Al Jurf | Gardens, Landscaping Pkg 2 | IMKAN | Barari | Award | 2022 | Fixed Price Lump Sum | SITE WORK | Paving and surfacing | Supply and install following precast concrete paving types, cast in situ concrete, tactile studs, gravel, boulders, sand, etc. over granular base/ with sand filled joints, including cutting to pattern / sizes, unbound coarse sand, joint filling, grading, compaction. etc. all complete as per tender documents. Paving items at WF measured in WF bill; Base courses for play surface; Reinforcement mesh type A393 | 760 | m² | AED | 32.59
2022-10 | 2 | 2.0543 |  | United Arab Emirates | Abu Dhabi | Hard & Soft Landscaping | Al Jurf | Gardens, Landscaping Pkg 2 | IMKAN | Barari | Award | 2022 | Fixed Price Lump Sum | SITE WORK | Paving and surfacing | Supply and install following precast concrete paving types, cast in situ concrete, tactile studs, gravel, boulders, sand, etc. over granular base/ with sand filled joints, including cutting to pattern / sizes, unbound coarse sand, joint filling, grading, compaction. etc. all complete as per tender documents. Paving items at WF measured in WF bill; Base courses for play surface; SBR base, as per critical fall height | 760 | m² | AED | 189.67
2022-10 | 2 | 2.0543 |  | United Arab Emirates | Abu Dhabi | Hard & Soft Landscaping | Al Jurf | Gardens, Landscaping Pkg 2 | IMKAN | Barari | Award | 2022 | Fixed Price Lump Sum | SITE WORK | Paving and surfacing | Supply and install following precast concrete paving types, cast in situ concrete, tactile studs, gravel, boulders, sand, etc. over granular base/ with sand filled joints, including cutting to pattern / sizes, unbound coarse sand, joint filling, grading, compaction. etc. all complete as per tender documents. Paving items at WF measured in WF bill; Concrete Board walk; PV-05/ Precast Concrete Deck Material: Permatrak Precast concrete Size(mm): 3400x260; Thickness: 140mm, Color: Oak brown; Finish: wood; Edge: Straight | 1380 | m² | AED | 670.66
2022-10 | 2 | 2.0543 |  | United Arab Emirates | Abu Dhabi | Hard & Soft Landscaping | Al Jurf | Gardens, Landscaping Pkg 2 | IMKAN | Barari | Award | 2022 | Fixed Price Lump Sum | SITE WORK | Paving and surfacing | Supply and install following precast concrete paving types, cast in situ concrete, tactile studs, gravel, boulders, sand, etc. over granular base/ with sand filled joints, including cutting to pattern / sizes, unbound coarse sand, joint filling, grading, compaction. etc. all complete as per tender documents. Paving items at WF measured in WF bill; Base courses for concrete deck; Subgrade preparation; preparation of existing ground including filling, grading, compaction and all other necessary earthworks to make-up levels | 1380 | m² | AED | 9.99
2022-10 | 2 | 2.0543 |  | United Arab Emirates | Abu Dhabi | Hard & Soft Landscaping | Al Jurf | Gardens, Landscaping Pkg 2 | IMKAN | Barari | Award | 2022 | Fixed Price Lump Sum | SITE WORK | Paving and surfacing | Supply and install following precast concrete paving types, cast in situ concrete, tactile studs, gravel, boulders, sand, etc. over granular base/ with sand filled joints, including cutting to pattern / sizes, unbound coarse sand, joint filling, grading, compaction. etc. all complete as per tender documents. Paving items at WF measured in WF bill; Base courses for concrete deck; 150mm thick sub base | 1380 | m² | AED | 24.96
2022-10 | 2 | 2.0544 |  | United Arab Emirates | Abu Dhabi | Hard & Soft Landscaping | Al Jurf | Gardens, Landscaping Pkg 2 | IMKAN | Barari | Award | 2022 | Fixed Price Lump Sum | SITE WORK | Paving and surfacing | Supply and install following precast concrete paving types, cast in situ concrete, tactile studs, gravel, boulders, sand, etc. over granular base/ with sand filled joints, including cutting to pattern / sizes, unbound coarse sand, joint filling, grading, compaction. etc. all complete as per tender documents. Paving items at WF measured in WF bill; Base courses for concrete deck; Polyethylene sheet | 1380 | m² | AED | 2.54
2022-10 | 2 | 2.0544 |  | United Arab Emirates | Abu Dhabi | Hard & Soft Landscaping | Al Jurf | Gardens, Landscaping Pkg 2 | IMKAN | Barari | Award | 2022 | Fixed Price Lump Sum | SITE WORK | Paving and surfacing | Supply and install following precast concrete paving types, cast in situ concrete, tactile studs, gravel, boulders, sand, etc. over granular base/ with sand filled joints, including cutting to pattern / sizes, unbound coarse sand, joint filling, grading, compaction. etc. all complete as per tender documents. Paving items at WF measured in WF bill; Base courses for concrete deck; 100mm thick concrete base | 1380 | m² | AED | 37.19
2022-10 | 2 | 2.0544 |  | United Arab Emirates | Abu Dhabi | Hard & Soft Landscaping | Al Jurf | Gardens, Landscaping Pkg 2 | IMKAN | Barari | Award | 2022 | Fixed Price Lump Sum | SITE WORK | Paving and surfacing | Supply and install following precast concrete paving types, cast in situ concrete, tactile studs, gravel, boulders, sand, etc. over granular base/ with sand filled joints, including cutting to pattern / sizes, unbound coarse sand, joint filling, grading, compaction. etc. all complete as per tender documents. Paving items at WF measured in WF bill; Base courses for concrete deck; Reinforcement mesh type A393 | 1380 | m² | AED | 32.59
2022-10 | 2 | 2.0544 |  | United Arab Emirates | Abu Dhabi | Hard & Soft Landscaping | Al Jurf | Gardens, Landscaping Pkg 2 | IMKAN | Barari | Award | 2022 | Fixed Price Lump Sum | SITE WORK | Paving and surfacing | Supply and install following precast concrete paving types, cast in situ concrete, tactile studs, gravel, boulders, sand, etc. over granular base/ with sand filled joints, including cutting to pattern / sizes, unbound coarse sand, joint filling, grading, compaction. etc. all complete as per tender documents. Paving items at WF measured in WF bill; Base courses for concrete deck; 25mm thick mortar | 1380 | m² | AED | 10.64
2022-10 | 2 | 2.0544 |  | United Arab Emirates | Abu Dhabi | Hard & Soft Landscaping | Al Jurf | Gardens, Landscaping Pkg 2 | IMKAN | Barari | Award | 2022 | Fixed Price Lump Sum | SITE WORK | Landscaping | Gravel surface Supply and install gravel surfaces, all complete.; GV-01/ Stone mulch Material: Pea gravel Size: 4-8mm Ø; Layer thickness: 80 mm; Color: Beige; Finish: Loose; Edge: Rounded | 1320 | m² | AED | 17.74
2022-10 | 2 | 2.0544 |  | United Arab Emirates | Abu Dhabi | Hard & Soft Landscaping | Al Jurf | Gardens, Landscaping Pkg 2 | IMKAN | Barari | Award | 2022 | Fixed Price Lump Sum | SITE WORK | Landscaping | Gravel surface Supply and install gravel surfaces, all complete.; GV-02/ Stone mulch Material: Wadi gravel; Size: 75-100mm Ø; Layer Thickness150mm; Color: Beige; Finish: Natural, Edge: Angular | 37 | m² | AED | 30.42
2022-10 | 2 | 2.0544 |  | United Arab Emirates | Abu Dhabi | Hard & Soft Landscaping | Al Jurf | Gardens, Landscaping Pkg 2 | IMKAN | Barari | Award | 2022 | Fixed Price Lump Sum | SITE WORK | Filling | Base course for gravel; Subgrade preparation; preparation of existing ground including filling, grading, compaction and all other necessary earthworks to make-up levels | 1357 | m² | AED | 9.99
2022-10 | 2 | 2.0544 |  | United Arab Emirates | Abu Dhabi | Hard & Soft Landscaping | Al Jurf | Gardens, Landscaping Pkg 2 | IMKAN | Barari | Award | 2022 | Fixed Price Lump Sum | SITE WORK | Filling | Base course for gravel; Geotextile fabric layer, including all laps and joints. | 1357 | m² | AED | 4.23
2022-10 | 2 | 2.0544 |  | United Arab Emirates | Abu Dhabi | Hard & Soft Landscaping | Al Jurf | Gardens, Landscaping Pkg 2 | IMKAN | Barari | Award | 2022 | Fixed Price Lump Sum | SITE WORK | Landscaping | Hoggins; HG-01/Hoggins Material: Granitic sand, 0-5mm size Layer thickness: 75mm, Color: Beige | 6902 | m² | AED | 36
2022-10 | 2 | 2.0544 |  | United Arab Emirates | Abu Dhabi | Hard & Soft Landscaping | Al Jurf | Gardens, Landscaping Pkg 2 | IMKAN | Barari | Award | 2022 | Fixed Price Lump Sum | SITE WORK | Filling | Base course for hoggins; Subgrade preparation; preparation of existing ground including filling, grading, compaction and all other necessary earthworks to make-up levels | 6902 | m² | AED | 9.99
2022-10 | 2 | 2.0545 |  | United Arab Emirates | Abu Dhabi | Hard & Soft Landscaping | Al Jurf | Gardens, Landscaping Pkg 2 | IMKAN | Barari | Award | 2022 | Fixed Price Lump Sum | SITE WORK | Filling | Base course for hoggins; 150mm thick sub base | 6902 | m² | AED | 24.96
2022-10 | 2 | 2.0545 |  | United Arab Emirates | Abu Dhabi | Hard & Soft Landscaping | Al Jurf | Gardens, Landscaping Pkg 2 | IMKAN | Barari | Award | 2022 | Fixed Price Lump Sum | SITE WORK | Filling | Base course for hoggins; Geotextile fabric | 6902 | m² | AED | 4.23
2022-10 | 2 | 2.0545 |  | United Arab Emirates | Abu Dhabi | Hard & Soft Landscaping | Al Jurf | Gardens, Landscaping Pkg 2 | IMKAN | Barari | Award | 2022 | Fixed Price Lump Sum | SITE WORK | Filling | Sand; ES-01 / Cleaned backfilled sand Compacted filling with selected excavated material from site, Thickness: 200mm | 65529 | m² | AED | 12.29
2022-10 | 2 | 2.0545 |  | United Arab Emirates | Abu Dhabi | Hard & Soft Landscaping | Al Jurf | Gardens, Landscaping Pkg 2 | IMKAN | Barari | Award | 2022 | Fixed Price Lump Sum | SITE WORK | Filling | Sand; ES-02 / Play sand Play sand, Thickness: 300mm | 1858 | m² | AED | 57.63
2022-10 | 2 | 2.0545 |  | United Arab Emirates | Abu Dhabi | Hard & Soft Landscaping | Al Jurf | Gardens, Landscaping Pkg 2 | IMKAN | Barari | Award | 2022 | Fixed Price Lump Sum | SITE WORK | Filling | Sand; Subgrade preparation; preparation of existing ground including filling, grading, compaction and all other necessary earthworks to make-up levels | 67387 | m² | AED | 9.99
2022-10 | 2 | 2.0545 |  | United Arab Emirates | Abu Dhabi | Hard & Soft Landscaping | Al Jurf | Gardens, Landscaping Pkg 2 | IMKAN | Barari | Award | 2022 | Fixed Price Lump Sum | SITE WORK | Filling | Sand; Geotextile fabric | 67387 | m² | AED | 4.23
2022-10 | 2 | 2.0545 |  | United Arab Emirates | Abu Dhabi | Hard & Soft Landscaping | Al Jurf | Gardens, Landscaping Pkg 2 | IMKAN | Barari | Award | 2022 | Fixed Price Lump Sum | SITE WORK | Paving and surfacing | Tactile studs; TT-01/ Tactile Studs Material: Stainless steel, Size: 35 mm dia Thickness: 17mm, Color: Stainless steel; Finish: Polished Metallic: Edge: Rounded | 20824 | Nr | AED | 6.34
2022-10 | 2 | 2.0545 |  | United Arab Emirates | Abu Dhabi | Hard & Soft Landscaping | Al Jurf | Gardens, Landscaping Pkg 2 | IMKAN | Barari | Award | 2022 | Fixed Price Lump Sum | SITE WORK | Landscaping | Acrylic painted asphalt; Supply and install acrylic painted asphalt including base course, wearing course, tack coat, acrylic coating, sub base and sub grade preparation etc. comple as per detail. Marking measrued separate; PV-07/ Sports court Acrylic painted asphalt sports court, Thickness: 6mm Color: Blue (RAL 5007) | 1306 | m² | AED | 185.85
2022-10 | 2 | 2.0545 |  | United Arab Emirates | Abu Dhabi | Hard & Soft Landscaping | Al Jurf | Gardens, Landscaping Pkg 2 | IMKAN | Barari | Award | 2022 | Fixed Price Lump Sum | FINISHES | Decorations | Prepare and apply two coats of non-reflective thermoplastic white paint for cycle track and sport courts including lines, arrows, numerals and letterings, etc. all complete.; Allow for markings for sports /muga courts | 1 | Item | AED | 9169.31
2022-10 | 2 | 2.0545 |  | United Arab Emirates | Abu Dhabi | Hard & Soft Landscaping | Al Jurf | Gardens, Landscaping Pkg 2 | IMKAN | Barari | Award | 2022 | Fixed Price Lump Sum | SITE WORK | Landscaping | Supply and install boulders to various pattern as per design, bedded on compacted subgrade, including subgrade preparation, required filling, etc, all complete; BO-01/Natural Boulders type 01 Size (mm): 500x600x400 | 192 | Nr | AED | 344.24
2022-10 | 2 | 2.0546 |  | United Arab Emirates | Abu Dhabi | Hard & Soft Landscaping | Al Jurf | Gardens, Landscaping Pkg 2 | IMKAN | Barari | Award | 2022 | Fixed Price Lump Sum | SITE WORK | Landscaping | Supply and install boulders to various pattern as per design, bedded on compacted subgrade, including subgrade preparation, required filling, etc, all complete; BO-02/Natural Boulders type 02 Size (mm): 800x1100 x 400-600 | 266 | Nr | AED | 400.78
2022-10 | 2 | 2.0546 |  | United Arab Emirates | Abu Dhabi | Hard & Soft Landscaping | Al Jurf | Gardens, Landscaping Pkg 2 | IMKAN | Barari | Award | 2022 | Fixed Price Lump Sum | SITE WORK | Landscaping | Supply and install boulders to various pattern as per design, bedded on compacted subgrade, including subgrade preparation, required filling, etc, all complete; BO-03/Natural Boulders type 03 Size (mm): 800x1300-1700x 400-600 | 221 | Nr | AED | 593
2022-10 | 2 | 2.0546 |  | United Arab Emirates | Abu Dhabi | Hard & Soft Landscaping | Al Jurf | Gardens, Landscaping Pkg 2 | IMKAN | Barari | Award | 2022 | Fixed Price Lump Sum | SITE WORK | Paving and surfacing | Supply and install following kerbs and edges, including including beds, backing, reinforcement, joints, cutting, transition, earthworks, concrete ancillaries, anchoring spikes, fittings, accessories, joints, cutting, transitions, etc. all complete; EG-01/ Aluminum Edge; Material: Aluminum; Size (mm): 2500x100. Thickness: 6.5 mm Color: Natural; Finish: Natural | 1 | m | AED | 61.75
2022-10 | 2 | 2.0546 |  | United Arab Emirates | Abu Dhabi | Hard & Soft Landscaping | Al Jurf | Gardens, Landscaping Pkg 2 | IMKAN | Barari | Award | 2022 | Fixed Price Lump Sum | SITE WORK | Paving and surfacing | Supply and install following kerbs and edges, including including beds, backing, reinforcement, joints, cutting, transition, earthworks, concrete ancillaries, anchoring spikes, fittings, accessories, joints, cutting, transitions, etc. all complete; EG-02/ Concrete block edge; Material: Precast concrete; Size (mm): 100x100, Thickness:100mm Color: Natural, Finish: Natural | 9941 | m | AED | 88.28
2022-10 | 2 | 2.0546 |  | United Arab Emirates | Abu Dhabi | Hard & Soft Landscaping | Al Jurf | Gardens, Landscaping Pkg 2 | IMKAN | Barari | Award | 2022 | Fixed Price Lump Sum | SITE WORK | Paving and surfacing | Supply and install following kerbs and edges, including including beds, backing, reinforcement, joints, cutting, transition, earthworks, concrete ancillaries, anchoring spikes, fittings, accessories, joints, cutting, transitions, etc. all complete; EG-03/ Heel Kerb/ ADQCC type C Material: Precast concrete; Size (mm): 600x100, Thickness:100mm Color: Natural, Finish: Natural | 9795 | m | AED | 88.28
2022-10 | 2 | 2.0546 |  | United Arab Emirates | Abu Dhabi | Hard & Soft Landscaping | Al Jurf | Gardens, Landscaping Pkg 2 | IMKAN | Barari | Award | 2022 | Fixed Price Lump Sum | SITE WORK | Paving and surfacing | Supply and install following kerbs and edges, including including beds, backing, reinforcement, joints, cutting, transition, earthworks, concrete ancillaries, anchoring spikes, fittings, accessories, joints, cutting, transitions, etc. all complete; EG-04/ Flush kerb /ADQCC type E Material: Precast concrete; Size (mm): 600x150, Thickness:150mm Color: Natural, Finish: Natural | 4700 | m | AED | 90.77
2022-10 | 2 | 2.0546 |  | United Arab Emirates | Abu Dhabi | Hard & Soft Landscaping | Al Jurf | Gardens, Landscaping Pkg 2 | IMKAN | Barari | Award | 2022 | Fixed Price Lump Sum | CONCRETE WORK | Reinforcement | Reinforcement mesh type A252 | 14306 | m² | AED | 32.77
2022-10 | 2 | 2.0546 |  | United Arab Emirates | Abu Dhabi | Hard & Soft Landscaping | Al Jurf | Gardens, Landscaping Pkg 2 | IMKAN | Barari | Award | 2022 | Fixed Price Lump Sum | FURNISHINGS | Generally | Supply and Install following furniture structures to site, including required foundations, fixtures, fittings and accessories, all complete as per Tender Documents.; Benches; BE-01 / Bench type 01 (with back rest) Material: Tropical hardwood with hot dip galvanized steel frame. Size(mm): 1800x630; Height: 450mm Color, finish and edge as per schedule | 129 | Nr | AED | 5510
2022-10 | 2 | 2.0546 |  | United Arab Emirates | Abu Dhabi | Hard & Soft Landscaping | Al Jurf | Gardens, Landscaping Pkg 2 | IMKAN | Barari | Award | 2022 | Fixed Price Lump Sum | FURNISHINGS | Generally | Supply and Install following furniture structures to site, including required foundations, fixtures, fittings and accessories, all complete as per Tender Documents.; Benches; BE-02 / Bench type 02 (without back rest) Material: Tropical hard wood with hot dip galvanized steel frame. Size(mm): 1800x630; Height: 450mm Color, finish and edge as per schedule | 21 | Nr | AED | 3814.84
2022-10 | 2 | 2.0546 |  | United Arab Emirates | Abu Dhabi | Hard & Soft Landscaping | Al Jurf | Gardens, Landscaping Pkg 2 | IMKAN | Barari | Award | 2022 | Fixed Price Lump Sum | FURNISHINGS | Generally | Supply and Install following furniture structures to site, including required foundations, fixtures, fittings and accessories, all complete as per Tender Documents.; Picnic table PT-01 / Picnic table Material: ropical hardwood with hot dip galvanized steel frame. Size(mm): 2250x1600; Height: 700mm Color, finish and edge as per schedule | 20 | Nr | AED | 5919.16
2022-10 | 2 | 2.0547 |  | United Arab Emirates | Abu Dhabi | Hard & Soft Landscaping | Al Jurf | Gardens, Landscaping Pkg 2 | IMKAN | Barari | Award | 2022 | Fixed Price Lump Sum | FURNISHINGS | Generally | Supply and Install following furniture structures to site, including required foundations, fixtures, fittings and accessories, all complete as per Tender Documents.; Litter bins & Recylce bins; LB-01 / Litter bin Material: Hot dip galvanized steel frame with wood/stone infill Size(mm): 500x500; Height: 890mm Color, finish and edge as per schedule | 109 | Nr | AED | 1773.97
2022-10 | 2 | 2.0547 |  | United Arab Emirates | Abu Dhabi | Hard & Soft Landscaping | Al Jurf | Gardens, Landscaping Pkg 2 | IMKAN | Barari | Award | 2022 | Fixed Price Lump Sum | FURNISHINGS | Generally | Supply and Install following furniture structures to site, including required foundations, fixtures, fittings and accessories, all complete as per Tender Documents.; Litter bins & Recylce bins; RB-01 / Recylce bin 01 Material: Hot dip galvanized steel Size(mm): 960x320; Height: 1000mm Color, finish and edge as per schedule | 25 | Nr | AED | 4065.59
2022-10 | 2 | 2.0547 |  | United Arab Emirates | Abu Dhabi | Hard & Soft Landscaping | Al Jurf | Gardens, Landscaping Pkg 2 | IMKAN | Barari | Award | 2022 | Fixed Price Lump Sum | FURNISHINGS | Generally | Supply and Install following furniture structures to site, including required foundations, fixtures, fittings and accessories, all complete as per Tender Documents.; Bollards; BL-01 / Pedestrian bollard option 01 Size(mm): 120x120; Height: 1000mm Color: Natural Finish and edge as per schedule | 304 | Nr | AED | 760.14
2022-10 | 2 | 2.0547 |  | United Arab Emirates | Abu Dhabi | Hard & Soft Landscaping | Al Jurf | Gardens, Landscaping Pkg 2 | IMKAN | Barari | Award | 2022 | Fixed Price Lump Sum | FURNISHINGS | Generally | Supply and Install following furniture structures to site, including required foundations, fixtures, fittings and accessories, all complete as per Tender Documents.; Bollards; BL-01 / Pedestrian bollard option 02 Size(mm): 120x120; Height: 1000mm Color: Natural+corten steel; Finish and edge as per schedule | 1 | Nr | AED | 760.14
2022-10 | 2 | 2.0547 |  | United Arab Emirates | Abu Dhabi | Hard & Soft Landscaping | Al Jurf | Gardens, Landscaping Pkg 2 | IMKAN | Barari | Award | 2022 | Fixed Price Lump Sum | FURNISHINGS | Generally | Supply and Install following furniture structures to site, including required foundations, fixtures, fittings and accessories, all complete as per Tender Documents.; Cycle tracks; CR-01 / Cycle rack 01 Material: Tropical hardwood with hot dip galvanized steel frame Size(mm): 120x120; Height: 1000mm Color, finish and edge as per schedule | 7 | Nr | AED | 1999.38
2022-10 | 2 | 2.0547 |  | United Arab Emirates | Abu Dhabi | Hard & Soft Landscaping | Al Jurf | Gardens, Landscaping Pkg 2 | IMKAN | Barari | Award | 2022 | Fixed Price Lump Sum | FURNISHINGS | Generally | Supply and Install following furniture structures to site, including required foundations, fixtures, fittings and accessories, all complete as per Tender Documents.; Cycle tracks; CR-02 / Cycle rack 02 Material: Tropical hardwood with hot dip galvanized steel frame Size(mm): 120x120; Height: 1000mm Color, finish and edge as per schedule | 9 | Nr | AED | 1999.38
2022-10 | 2 | 2.0547 |  | United Arab Emirates | Abu Dhabi | Hard & Soft Landscaping | Al Jurf | Gardens, Landscaping Pkg 2 | IMKAN | Barari | Award | 2022 | Fixed Price Lump Sum | FURNISHINGS | Generally | Supply and Install following furniture structures to site, including required foundations, fixtures, fittings and accessories, all complete as per Tender Documents.; Accent seatings; AS-01/ Accent seating 01 Material:Precast concrete Size(mm): 1000x1000; Height: 600mm Color: Medium grey, Finish: Polished, Edge: Chamfered | 4 | Nr | AED | 2789.58
2022-10 | 2 | 2.0547 |  | United Arab Emirates | Abu Dhabi | Hard & Soft Landscaping | Al Jurf | Gardens, Landscaping Pkg 2 | IMKAN | Barari | Award | 2022 | Fixed Price Lump Sum | FURNISHINGS | Generally | Supply and Install following furniture structures to site, including required foundations, fixtures, fittings and accessories, all complete as per Tender Documents.; Accent seatings; AS-02/ Accent seating 02 Material:Precast concrete Size(mm): 1500x1500; Height: 450-600mm Color, finish and edge as per schedule | 5 | Nr | AED | 4615.9
2022-10 | 2 | 2.0547 |  | United Arab Emirates | Abu Dhabi | Hard & Soft Landscaping | Al Jurf | Gardens, Landscaping Pkg 2 | IMKAN | Barari | Award | 2022 | Fixed Price Lump Sum | FURNISHINGS | Generally | Supply and Install following furniture structures to site, including required foundations, fixtures, fittings and accessories, all complete as per Tender Documents.; Beach seatings; BS-01/ Beach seating 01 Material: Treated natural wood Size(mm): 4000x1300, Height: 1300mm Color, finish and edge as per schedule | 3 | Nr | AED | 24424.42
2022-10 | 2 | 2.0547 |  | United Arab Emirates | Abu Dhabi | Hard & Soft Landscaping | Al Jurf | Gardens, Landscaping Pkg 2 | IMKAN | Barari | Award | 2022 | Fixed Price Lump Sum | FURNISHINGS | Generally | Supply and Install following furniture structures to site, including required foundations, fixtures, fittings and accessories, all complete as per Tender Documents.; Fire pit seating; FP-01/ Fire pit seating Material: Pre-cast Concrete Fire Bowl, Tropical Hardwood Log Seats; Size(mm): 11000x10000; Height: Varies, Color, finish and edge as per schedule | 3 | Nr | AED | 18140.48
2022-10 | 2 | 2.0548 |  | United Arab Emirates | Abu Dhabi | Hard & Soft Landscaping | Al Jurf | Gardens, Landscaping Pkg 2 | IMKAN | Barari | Award | 2022 | Fixed Price Lump Sum | FURNISHINGS | Generally | Supply and Install following furniture structures to site, including required foundations, fixtures, fittings and accessories, all complete as per Tender Documents.; Drift woods; DW-01/ Drift wood 01 Material: Treated natural tree branch Size(mm): 4600x2200 @450Ø, Height: 900mm; Color: Natural wood Finish and edge as per schedule | 1 | Nr | AED | 7375.75
2022-10 | 2 | 2.0548 |  | United Arab Emirates | Abu Dhabi | Hard & Soft Landscaping | Al Jurf | Gardens, Landscaping Pkg 2 | IMKAN | Barari | Award | 2022 | Fixed Price Lump Sum | FURNISHINGS | Generally | Supply and Install following furniture structures to site, including required foundations, fixtures, fittings and accessories, all complete as per Tender Documents.; Drift woods; DW-02/ Drift wood 02 Material: Treated natural wood log Size(mm): 4500 @450Ø, Height:450mm, Color, finish and edge as per schedule | 1 | Nr | AED | 6748.21
2022-10 | 2 | 2.0548 |  | United Arab Emirates | Abu Dhabi | Hard & Soft Landscaping | Al Jurf | Gardens, Landscaping Pkg 2 | IMKAN | Barari | Award | 2022 | Fixed Price Lump Sum | FURNISHINGS | Generally | Supply and Install following furniture structures to site, including required foundations, fixtures, fittings and accessories, all complete as per Tender Documents.; Drift woods; DW-03/ Drift wood 03 Material: Treated natural log Size(mm): 2500 @450Ø, Height:450mm, Color: Natural wood Finish and edge as per schedule | 1 | Nr | AED | 4761.58
2022-10 | 2 | 2.0548 |  | United Arab Emirates | Abu Dhabi | Hard & Soft Landscaping | Al Jurf | Gardens, Landscaping Pkg 2 | IMKAN | Barari | Award | 2022 | Fixed Price Lump Sum | FURNISHINGS | Generally | Supply and Install following furniture structures to site, including required foundations, fixtures, fittings and accessories, all complete as per Tender Documents.; Drift woods; DW-04/ Drift wood 04 Material: Treated natural wood log Size(mm): 2000 @450Ø, Height:450mm, Color: Natural wood Finish and edge as per schedule | 1 | Nr | AED | 2880.1
2022-10 | 2 | 2.0548 |  | United Arab Emirates | Abu Dhabi | Hard & Soft Landscaping | Al Jurf | Gardens, Landscaping Pkg 2 | IMKAN | Barari | Award | 2022 | Fixed Price Lump Sum | FURNISHINGS | Generally | Supply and Install following furniture structures to site, including required foundations, fixtures, fittings and accessories, all complete as per Tender Documents.; Palisades; PL-01/ Palisade type 01 Material: Treated natural wood log; Size: Varies as per details, Color, finish and edge as per schedule | 18 | Nr | AED | 8402.12
2022-10 | 2 | 2.0548 |  | United Arab Emirates | Abu Dhabi | Hard & Soft Landscaping | Al Jurf | Gardens, Landscaping Pkg 2 | IMKAN | Barari | Award | 2022 | Fixed Price Lump Sum | FURNISHINGS | Generally | Supply and Install following furniture structures to site, including required foundations, fixtures, fittings and accessories, all complete as per Tender Documents.; Palisades; PL-02/ Palisade type 02 Material: Treated natural wood log with painted feature; Size: Varies as per details, Color, finish and edge as per schedule | 9 | Nr | AED | 7720.95
2022-10 | 2 | 2.0548 |  | United Arab Emirates | Abu Dhabi | Hard & Soft Landscaping | Al Jurf | Gardens, Landscaping Pkg 2 | IMKAN | Barari | Award | 2022 | Fixed Price Lump Sum | FURNISHINGS | Generally | Supply and Install following furniture structures to site, including required foundations, fixtures, fittings and accessories, all complete as per Tender Documents.; Palisades; PL-03/ Palisade type 03 Material: Treated natural wood log; Size(mm): 200x70; Height: Varies, Color, finish and edge as per schedule | 7 | Nr | AED | 26885.61
2022-10 | 2 | 2.0548 |  | United Arab Emirates | Abu Dhabi | Hard & Soft Landscaping | Al Jurf | Gardens, Landscaping Pkg 2 | IMKAN | Barari | Award | 2022 | Fixed Price Lump Sum | FURNISHINGS | Generally | Supply and Install following furniture structures to site, including required foundations, fixtures, fittings and accessories, all complete as per Tender Documents.; Other furniture & structures; FF-01/ Feeding bowl Material: Precast concrete Size(mm): 3000Ø; Height: 450mm Color, finish and edge as per schedule | 14 | Nr | AED | 3185.32
2022-10 | 2 | 2.0548 |  | United Arab Emirates | Abu Dhabi | Hard & Soft Landscaping | Al Jurf | Gardens, Landscaping Pkg 2 | IMKAN | Barari | Award | 2022 | Fixed Price Lump Sum | FURNISHINGS | Generally | Supply and Install following furniture structures to site, including required foundations, fixtures, fittings and accessories, all complete as per Tender Documents.; Other furniture & structures; FF-02/ Bird house tree Material: Treated natural wood Size(mm): 600Ø; Height: 2350mm Color, finish and edge as per schedule | 1 | Nr | AED | 2448.85
2022-10 | 2 | 2.0548 |  | United Arab Emirates | Abu Dhabi | Hard & Soft Landscaping | Al Jurf | Gardens, Landscaping Pkg 2 | IMKAN | Barari | Award | 2022 | Fixed Price Lump Sum | FURNISHINGS | Generally | Supply and Install following furniture structures to site, including required foundations, fixtures, fittings and accessories, all complete as per Tender Documents.; Other furniture & structures; FF-03/ Log seat Material: Treated natural wood Size(mm): 250-400Ø; Height: 350-450mm Color, finish and edge as per schedule | 62 | Nr | AED | 728.95
2022-10 | 2 | 2.0549 |  | United Arab Emirates | Abu Dhabi | Hard & Soft Landscaping | Al Jurf | Gardens, Landscaping Pkg 2 | IMKAN | Barari | Award | 2022 | Fixed Price Lump Sum | FURNISHINGS | Generally | Supply and Install following furniture structures to site, including required foundations, fixtures, fittings and accessories, all complete as per Tender Documents.; Other furniture & structures; FF-03/ Wood edge Floor Material: Treated natural wood Size(mm): 250-450Ø; Thickness: 25mm Color, finish and edge as per schedule | 557 | Nr | AED | 211.5
2022-10 | 2 | 2.0549 |  | United Arab Emirates | Abu Dhabi | Hard & Soft Landscaping | Al Jurf | Gardens, Landscaping Pkg 2 | IMKAN | Barari | Award | 2022 | Fixed Price Lump Sum | FURNISHINGS | Generally | Supply and Install following furniture structures to site, including required foundations, fixtures, fittings and accessories, all complete as per Tender Documents.; Other furniture & structures; FF-04/ Animal sculpture Material: Treated natural wood Size and height: Vareis; Color, finish and edge as per schedule | 1 | Nr | AED | 20926.24
2022-10 | 2 | 2.0549 |  | United Arab Emirates | Abu Dhabi | Hard & Soft Landscaping | Al Jurf | Gardens, Landscaping Pkg 2 | IMKAN | Barari | Award | 2022 | Fixed Price Lump Sum | FURNISHINGS | Generally | Supply and Install following furniture structures to site, including required foundations, fixtures, fittings and accessories, all complete as per Tender Documents.; Other furniture & structures; FF-05/ Feature frame Material: Treaed natural woodd Size(mm): 3400x500, Height: 3000mm Color, finish and edge as per schedule | 1 | Nr | AED | 15414.11
2022-10 | 2 | 2.0549 |  | United Arab Emirates | Abu Dhabi | Hard & Soft Landscaping | Al Jurf | Gardens, Landscaping Pkg 2 | IMKAN | Barari | Award | 2022 | Fixed Price Lump Sum | FURNISHINGS | Generally | Supply and Install following furniture structures to site, including required foundations, fixtures, fittings and accessories, all complete as per Tender Documents.; Other furniture & structures; FF-06/ Feature cocoon Material: Treated natural wood Size(mm): 3000Ø, Height: 3600mm Color, finish and edge as per schedule | 6 | Nr | AED | 25214.63
2022-10 | 2 | 2.0549 |  | United Arab Emirates | Abu Dhabi | Hard & Soft Landscaping | Al Jurf | Gardens, Landscaping Pkg 2 | IMKAN | Barari | Award | 2022 | Fixed Price Lump Sum | FURNISHINGS | Generally | Supply and Install following furniture structures to site, including required foundations, fixtures, fittings and accessories, all complete as per Tender Documents.; Other furniture & structures; SW-01/ Swing Material: Tropical hardwood, hot dip galvanised steel, rope Size(mm): 3000x320, Height: 3300mm; Color, finish and edge as per schedule | 3 | Nr | AED | 4498.27
2022-10 | 2 | 2.0549 |  | United Arab Emirates | Abu Dhabi | Hard & Soft Landscaping | Al Jurf | Gardens, Landscaping Pkg 2 | IMKAN | Barari | Award | 2022 | Fixed Price Lump Sum | FURNISHINGS | Generally | Supply and Install following furniture structures to site, including required foundations, fixtures, fittings and accessories, all complete as per Tender Documents.; Other furniture & structures; HA-01/ Hammock Material: Tropical hardwood, hot dip galvanised steel, rope Size(mm): 3220x1000, Height: 3150mm; Color, finish and edge as per schedule | 6 | Nr | AED | 5627.83
2022-10 | 2 | 2.0549 |  | United Arab Emirates | Abu Dhabi | Hard & Soft Landscaping | Al Jurf | Gardens, Landscaping Pkg 2 | IMKAN | Barari | Award | 2022 | Fixed Price Lump Sum | FURNISHINGS | Generally | Supply and Install following furniture structures to site, including required foundations, fixtures, fittings and accessories, all complete as per Tender Documents.; Other furniture & structures; FH-01/ Feature hut Material: Wood; Size(mm): 3800x3800; Height: 2700mm, Color, finish and edge as per schedule | 10 | Nr | AED | 24455.79
2022-10 | 2 | 2.0549 |  | United Arab Emirates | Abu Dhabi | Hard & Soft Landscaping | Al Jurf | Gardens, Landscaping Pkg 2 | IMKAN | Barari | Award | 2022 | Fixed Price Lump Sum | FURNISHINGS | Generally | Supply and Install following furniture structures to site, including required foundations, fixtures, fittings and accessories, all complete as per Tender Documents.; Other furniture & structures; LG-01/ Lifegaurd tower Material: Wood; Size(mm): 6200x6200; Height: 9800mm, Color, finish and edge as per schedule | 1 | Nr | AED | 29106.79
2022-10 | 2 | 2.0549 |  | United Arab Emirates | Abu Dhabi | Hard & Soft Landscaping | Al Jurf | Gardens, Landscaping Pkg 2 | IMKAN | Barari | Award | 2022 | Fixed Price Lump Sum | FURNISHINGS | Generally | Supply and Install following furniture structures to site, including required foundations, fixtures, fittings and accessories, all complete as per Tender Documents.; Other furniture & structures; OS-01/ Outdoor shower Material: Natural wood posts, stainless steel acessories; Size(mm): 5200x1800; Height: 2400mm, Color, finish and edge as per schedule | 1 | set | AED | 16876.7
2022-10 | 2 | 2.0549 |  | United Arab Emirates | Abu Dhabi | Hard & Soft Landscaping | Al Jurf | Gardens, Landscaping Pkg 2 | IMKAN | Barari | Award | 2022 | Fixed Price Lump Sum | FURNISHINGS | Generally | Supply and Install following furniture structures to site, including required foundations, fixtures, fittings and accessories, all complete as per Tender Documents.; Other furniture & structures; SH-01/ Shade structure Material: Fabric and hot dip galvanized steel post; Size(mm): 11000x8000; Height: Varies, Color, finish and edge as per schedule | 4 | Nr | AED | 50970.06
2022-10 | 2 | 2.055 |  | United Arab Emirates | Abu Dhabi | Hard & Soft Landscaping | Al Jurf | Gardens, Landscaping Pkg 2 | IMKAN | Barari | Award | 2022 | Fixed Price Lump Sum | FURNISHINGS | Generally | Play courts equipments Court and markings measured separately; CO-01/ Basket ball court (Full) 01 | 2 | Item | AED | 83208.15
2022-10 | 2 | 2.055 |  | United Arab Emirates | Abu Dhabi | Hard & Soft Landscaping | Al Jurf | Gardens, Landscaping Pkg 2 | IMKAN | Barari | Award | 2022 | Fixed Price Lump Sum | FURNISHINGS | Generally | Play courts equipments Court and markings measured separately; CO-02/ Basket ball court (Half) 02 | 1 | Item | AED | 41604.07
2022-10 | 2 | 2.055 |  | United Arab Emirates | Abu Dhabi | Hard & Soft Landscaping | Al Jurf | Gardens, Landscaping Pkg 2 | IMKAN | Barari | Award | 2022 | Fixed Price Lump Sum | FURNISHINGS | Generally | Play courts equipments Court and markings measured separately; CO-01/ Muga court | 1 | Item | AED | 46485.98
2022-10 | 2 | 2.055 |  | United Arab Emirates | Abu Dhabi | Hard & Soft Landscaping | Al Jurf | Gardens, Landscaping Pkg 2 | IMKAN | Barari | Award | 2022 | Fixed Price Lump Sum | FURNISHINGS | Generally | Fence; Muga court/sport court/ Soccer Pitch fence, including foundations, fittings, access doors all complete as per details | 297 | m | AED | 559.15
2022-10 | 2 | 2.055 |  | United Arab Emirates | Abu Dhabi | Hard & Soft Landscaping | Al Jurf | Gardens, Landscaping Pkg 2 | IMKAN | Barari | Award | 2022 | Fixed Price Lump Sum | SITE WORK | Paving and surfacing | Steps/ramps; Steps/ramps at beach entrance including foundations, finishes, all other related work, all complete as per details | 50 | Nr | AED | 403.12
2022-10 | 2 | 2.055 |  | United Arab Emirates | Abu Dhabi | Hard & Soft Landscaping | Al Jurf | Gardens, Landscaping Pkg 2 | IMKAN | Barari | Award | 2022 | Fixed Price Lump Sum | FURNISHINGS | Generally | Gabion Walls; Gabion wall 19572x500x2200 sized - including earthworks, foundations and all related works,etc., all complete as per details | 1 | Nr | AED | 66355.4
2022-10 | 2 | 2.055 |  | United Arab Emirates | Abu Dhabi | Hard & Soft Landscaping | Al Jurf | Gardens, Landscaping Pkg 2 | IMKAN | Barari | Award | 2022 | Fixed Price Lump Sum | ACCESSORIES | Generally | Supply and install following play equipment including necessary foundation, all associated elements and works, etc., all complete as per drawings, specifications, other tender documents and authority regulations.; PE-01/ Stepping logs Material: FSC Wood; Size (mm):1900x312.5; Height: 300-500mm | 20 | Nr | AED | 1469.91
2022-10 | 2 | 2.055 |  | United Arab Emirates | Abu Dhabi | Hard & Soft Landscaping | Al Jurf | Gardens, Landscaping Pkg 2 | IMKAN | Barari | Award | 2022 | Fixed Price Lump Sum | ACCESSORIES | Generally | Supply and install following play equipment including necessary foundation, all associated elements and works, etc., all complete as per drawings, specifications, other tender documents and authority regulations.; PE-02/ See saw Material: Wood; Size (mm):4000x700; Height: 600mm | 7 | Nr | AED | 20352.56
2022-10 | 2 | 2.055 |  | United Arab Emirates | Abu Dhabi | Hard & Soft Landscaping | Al Jurf | Gardens, Landscaping Pkg 2 | IMKAN | Barari | Award | 2022 | Fixed Price Lump Sum | ACCESSORIES | Generally | Supply and install following play equipment including necessary foundation, all associated elements and works, etc., all complete as per drawings, specifications, other tender documents and authority regulations.; PE-03/ Spring trampoline Material: Wood and steel; Size (mm):1000Ø; Height: 350mm | 14 | Nr | AED | 9837.07
2022-10 | 2 | 2.055 |  | United Arab Emirates | Abu Dhabi | Hard & Soft Landscaping | Al Jurf | Gardens, Landscaping Pkg 2 | IMKAN | Barari | Award | 2022 | Fixed Price Lump Sum | ACCESSORIES | Generally | Supply and install following play equipment including necessary foundation, all associated elements and works, etc., all complete as per drawings, specifications, other tender documents and authority regulations.; PE-04/ Climbers Material: Wood and climbing grips; Size (mm):1200x200; Height: 3700mm | 1 | Nr | AED | 13681.44
2022-10 | 2 | 2.0551 |  | United Arab Emirates | Abu Dhabi | Hard & Soft Landscaping | Al Jurf | Gardens, Landscaping Pkg 2 | IMKAN | Barari | Award | 2022 | Fixed Price Lump Sum | ACCESSORIES | Generally | Supply and install following play equipment including necessary foundation, all associated elements and works, etc., all complete as per drawings, specifications, other tender documents and authority regulations.; PE-05/ Wigwam Material: FSC wood; Size (mm):2000Ø; Height: 1336mm | 5 | Nr | AED | 9271.72
2022-10 | 2 | 2.0551 |  | United Arab Emirates | Abu Dhabi | Hard & Soft Landscaping | Al Jurf | Gardens, Landscaping Pkg 2 | IMKAN | Barari | Award | 2022 | Fixed Price Lump Sum | ACCESSORIES | Generally | Supply and install following play equipment including necessary foundation, all associated elements and works, etc., all complete as per drawings, specifications, other tender documents and authority regulations.; PE-06/ Slide from the hill type 01 Material: FRP+Wood; Size (mm):4150x450x; Height: 2900mm | 1 | Nr | AED | 17073.53
2022-10 | 2 | 2.0551 |  | United Arab Emirates | Abu Dhabi | Hard & Soft Landscaping | Al Jurf | Gardens, Landscaping Pkg 2 | IMKAN | Barari | Award | 2022 | Fixed Price Lump Sum | ACCESSORIES | Generally | Supply and install following play equipment including necessary foundation, all associated elements and works, etc., all complete as per drawings, specifications, other tender documents and authority regulations.; PE-07/ Slide from the hill type 02 Material: FRP; Size (mm):5800x1000x; Height:3550mm | 1 | Nr | AED | 28832.79
2022-10 | 2 | 2.0551 |  | United Arab Emirates | Abu Dhabi | Hard & Soft Landscaping | Al Jurf | Gardens, Landscaping Pkg 2 | IMKAN | Barari | Award | 2022 | Fixed Price Lump Sum | ACCESSORIES | Generally | Supply and install following play equipment including necessary foundation, all associated elements and works, etc., all complete as per drawings, specifications, other tender documents and authority regulations.; PE-08/ Bird nest swing Material: Wood; Size (mm):8600x4300; Height:2800mm | 4 | Nr | AED | 24083.86
2022-10 | 2 | 2.0551 |  | United Arab Emirates | Abu Dhabi | Hard & Soft Landscaping | Al Jurf | Gardens, Landscaping Pkg 2 | IMKAN | Barari | Award | 2022 | Fixed Price Lump Sum | ACCESSORIES | Generally | Supply and install following play equipment including necessary foundation, all associated elements and works, etc., all complete as per drawings, specifications, other tender documents and authority regulations.; PE-09/ Standing carousel Material: Wood and steel; Size (mm): 1900Ø; Height:850mm | 3 | Nr | AED | 10402.42
2022-10 | 2 | 2.0551 |  | United Arab Emirates | Abu Dhabi | Hard & Soft Landscaping | Al Jurf | Gardens, Landscaping Pkg 2 | IMKAN | Barari | Award | 2022 | Fixed Price Lump Sum | ACCESSORIES | Generally | Supply and install following play equipment including necessary foundation, all associated elements and works, etc., all complete as per drawings, specifications, other tender documents and authority regulations.; PE-10/ Climbing structure Material: Wood and rope Size (mm): 10000x5500; Height:3000mm | 1 | Nr | AED | 68407.2
2022-10 | 2 | 2.0551 |  | United Arab Emirates | Abu Dhabi | Hard & Soft Landscaping | Al Jurf | Gardens, Landscaping Pkg 2 | IMKAN | Barari | Award | 2022 | Fixed Price Lump Sum | ACCESSORIES | Generally | Supply and install following play equipment including necessary foundation, all associated elements and works, etc., all complete as per drawings, specifications, other tender documents and authority regulations.; PE-11/ Climbing rope course small Material: Wood and FRP; Size (mm): 4000x4000; Height:Varies | 2 | Nr | AED | 6671.12
2022-10 | 2 | 2.0551 |  | United Arab Emirates | Abu Dhabi | Hard & Soft Landscaping | Al Jurf | Gardens, Landscaping Pkg 2 | IMKAN | Barari | Award | 2022 | Fixed Price Lump Sum | ACCESSORIES | Generally | Supply and install following play equipment including necessary foundation, all associated elements and works, etc., all complete as per drawings, specifications, other tender documents and authority regulations.; PE-12/ Climbing rope course medium Material: Concrete Columns and Ropes; Size (mm): 12000x6000; Height:3500mm | 1 | Nr | AED | 19900.28
2022-10 | 2 | 2.0551 |  | United Arab Emirates | Abu Dhabi | Hard & Soft Landscaping | Al Jurf | Gardens, Landscaping Pkg 2 | IMKAN | Barari | Award | 2022 | Fixed Price Lump Sum | ACCESSORIES | Generally | Supply and install following play equipment including necessary foundation, all associated elements and works, etc., all complete as per drawings, specifications, other tender documents and authority regulations.; PE-13/ Climbing rope course large Material: Concrete Columns and Ropes; Size (mm): 12000x9000; Height:3550mm | 1 | Nr | AED | 88307.48
2022-10 | 2 | 2.0551 |  | United Arab Emirates | Abu Dhabi | Hard & Soft Landscaping | Al Jurf | Gardens, Landscaping Pkg 2 | IMKAN | Barari | Award | 2022 | Fixed Price Lump Sum | ACCESSORIES | Generally | Supply and install following play equipment including necessary foundation, all associated elements and works, etc., all complete as per drawings, specifications, other tender documents and authority regulations.; PE-14/ Cable up to 30m Material: Steel Post and cables; Size (mm): 4350x34000; Height:3550mm | 1 | Nr | AED | 73608.41
2022-10 | 2 | 2.0552 |  | United Arab Emirates | Abu Dhabi | Hard & Soft Landscaping | Al Jurf | Gardens, Landscaping Pkg 2 | IMKAN | Barari | Award | 2022 | Fixed Price Lump Sum | ACCESSORIES | Generally | Supply and install following fitness equipment including necessary foundation, all associated elements and works, etc., all complete as per drawings, specifications, other tender documents and authority regulations.; FE-01/ Warm up bench Material: FSC wood; Size (mm): 2000x835; Height:1250mm | 1 | Nr | AED | 6331.91
2022-10 | 2 | 2.0552 |  | United Arab Emirates | Abu Dhabi | Hard & Soft Landscaping | Al Jurf | Gardens, Landscaping Pkg 2 | IMKAN | Barari | Award | 2022 | Fixed Price Lump Sum | ACCESSORIES | Generally | Supply and install following fitness equipment including necessary foundation, all associated elements and works, etc., all complete as per drawings, specifications, other tender documents and authority regulations.; FE-02/ Inclined leg-raise Material: FSC wood; Size (mm): 2125x1080; Height:1450mm | 5 | Nr | AED | 8254.09
2022-10 | 2 | 2.0552 |  | United Arab Emirates | Abu Dhabi | Hard & Soft Landscaping | Al Jurf | Gardens, Landscaping Pkg 2 | IMKAN | Barari | Award | 2022 | Fixed Price Lump Sum | ACCESSORIES | Generally | Supply and install following fitness equipment including necessary foundation, all associated elements and works, etc., all complete as per drawings, specifications, other tender documents and authority regulations.; FE-03/ Chin ups Material: FSC wood; Size (mm): 3350x150; Height:1900mm | 6 | Nr | AED | 6444.98
2022-10 | 2 | 2.0552 |  | United Arab Emirates | Abu Dhabi | Hard & Soft Landscaping | Al Jurf | Gardens, Landscaping Pkg 2 | IMKAN | Barari | Award | 2022 | Fixed Price Lump Sum | ACCESSORIES | Generally | Supply and install following fitness equipment including necessary foundation, all associated elements and works, etc., all complete as per drawings, specifications, other tender documents and authority regulations.; FE-04/ Over and under Material: FSC wood; Size (mm): 2925x2400; Height:600mm | 2 | Nr | AED | 3844.37
2022-10 | 2 | 2.0552 |  | United Arab Emirates | Abu Dhabi | Hard & Soft Landscaping | Al Jurf | Gardens, Landscaping Pkg 2 | IMKAN | Barari | Award | 2022 | Fixed Price Lump Sum | ACCESSORIES | Generally | Supply and install following fitness equipment including necessary foundation, all associated elements and works, etc., all complete as per drawings, specifications, other tender documents and authority regulations.; FE-05/ Monkey bar log Material: FSC wood; Size (mm): 3450x720; Height:2335mm | 2 | Nr | AED | 13568.37
2022-10 | 2 | 2.0552 |  | United Arab Emirates | Abu Dhabi | Hard & Soft Landscaping | Al Jurf | Gardens, Landscaping Pkg 2 | IMKAN | Barari | Award | 2022 | Fixed Price Lump Sum | ACCESSORIES | Generally | Supply and install following fitness equipment including necessary foundation, all associated elements and works, etc., all complete as per drawings, specifications, other tender documents and authority regulations.; FE-06/ Parallel bars Material: FSC wood and steel; Size (mm): 2400x725; Height:1175mm | 4 | Nr | AED | 6784.19
2022-10 | 2 | 2.0552 |  | United Arab Emirates | Abu Dhabi | Hard & Soft Landscaping | Al Jurf | Gardens, Landscaping Pkg 2 | IMKAN | Barari | Award | 2022 | Fixed Price Lump Sum | ACCESSORIES | Generally | Supply and install following fitness equipment including necessary foundation, all associated elements and works, etc., all complete as per drawings, specifications, other tender documents and authority regulations.; FE-07/ Run and leap Material: FSC wood; Size (mm): 2400x2125; Height:1200mm | 3 | Nr | AED | 7914.88
2022-10 | 2 | 2.0552 |  | United Arab Emirates | Abu Dhabi | Hard & Soft Landscaping | Al Jurf | Gardens, Landscaping Pkg 2 | IMKAN | Barari | Award | 2022 | Fixed Price Lump Sum | ACCESSORIES | Generally | Supply and install following fitness equipment including necessary foundation, all associated elements and works, etc., all complete as per drawings, specifications, other tender documents and authority regulations.; FE-08/ Lumber climber Material: FSC wood; Size (mm): 1900x300; Height:1900mm | 4 | Nr | AED | 8480.23
2022-10 | 2 | 2.0552 |  | United Arab Emirates | Abu Dhabi | Hard & Soft Landscaping | Al Jurf | Gardens, Landscaping Pkg 2 | IMKAN | Barari | Award | 2022 | Fixed Price Lump Sum | ACCESSORIES | Generally | Supply and install following fitness equipment including necessary foundation, all associated elements and works, etc., all complete as per drawings, specifications, other tender documents and authority regulations.; FE-09/ Step ups Material: FSC wood; Size (mm): 2675x300; Height:600mm | 2 | Nr | AED | 3731.3
2022-10 | 2 | 2.0552 |  | United Arab Emirates | Abu Dhabi | Hard & Soft Landscaping | Al Jurf | Gardens, Landscaping Pkg 2 | IMKAN | Barari | Award | 2022 | Fixed Price Lump Sum | ELECTRICAL ENGINEERING INSTALLATIONS | Final sub-circuits and auxiliary installations | Supply, fix, install, test, commission, maintain and handover all Electrical Works and landscape lighting works, including earthwork, foundations/ bases, fittings, fixtures, accessories, cable terminations, connections and all other associated works unless otherwise measured elsewhere, all complete as per authority regulations and Tender Documents.; Cabling Cabling work including earthwork, protections, warning tape, fittings, fixtures, accessories, terminations, connections etc.; Incoming from FP; 4Cx35mm² Al XLPE / SWA / PVC+1Cx16mm² Cu PVC ( ECC ) | 368 | m | AED | 163.82
2022-10 | 2 | 2.0553 |  | United Arab Emirates | Abu Dhabi | Hard & Soft Landscaping | Al Jurf | Gardens, Landscaping Pkg 2 | IMKAN | Barari | Award | 2022 | Fixed Price Lump Sum | ELECTRICAL ENGINEERING INSTALLATIONS | Final sub-circuits and auxiliary installations | Supply, fix, install, test, commission, maintain and handover all Electrical Works and landscape lighting works, including earthwork, foundations/ bases, fittings, fixtures, accessories, cable terminations, connections and all other associated works unless otherwise measured elsewhere, all complete as per authority regulations and Tender Documents.; Cabling Cabling work including earthwork, protections, warning tape, fittings, fixtures, accessories, terminations, connections etc.; Incoming from FP; 4Cx25mm² Al XLPE / SWA / PVC+1Cx16mm² Cu PVC ( ECC ) | 1464 | m | AED | 142.06
2022-10 | 2 | 2.0553 |  | United Arab Emirates | Abu Dhabi | Hard & Soft Landscaping | Al Jurf | Gardens, Landscaping Pkg 2 | IMKAN | Barari | Award | 2022 | Fixed Price Lump Sum | ELECTRICAL ENGINEERING INSTALLATIONS | Final sub-circuits and auxiliary installations | Supply, fix, install, test, commission, maintain and handover all Electrical Works and landscape lighting works, including earthwork, foundations/ bases, fittings, fixtures, accessories, cable terminations, connections and all other associated works unless otherwise measured elsewhere, all complete as per authority regulations and Tender Documents.; Lighting cables; 3Cx6mm2 Cu XLPE/ SWA/ PVC | 3886 | m | AED | 81.55
2022-10 | 2 | 2.0553 |  | United Arab Emirates | Abu Dhabi | Hard & Soft Landscaping | Al Jurf | Gardens, Landscaping Pkg 2 | IMKAN | Barari | Award | 2022 | Fixed Price Lump Sum | ELECTRICAL ENGINEERING INSTALLATIONS | Final sub-circuits and auxiliary installations | Supply, fix, install, test, commission, maintain and handover all Electrical Works and landscape lighting works, including earthwork, foundations/ bases, fittings, fixtures, accessories, cable terminations, connections and all other associated works unless otherwise measured elsewhere, all complete as per authority regulations and Tender Documents.; Lighting cables; 3Cx4mm² Cu XLPE/ SWA/ PVC cable | 38484 | m | AED | 66.79
2022-10 | 2 | 2.0553 |  | United Arab Emirates | Abu Dhabi | Hard & Soft Landscaping | Al Jurf | Gardens, Landscaping Pkg 2 | IMKAN | Barari | Award | 2022 | Fixed Price Lump Sum | ELECTRICAL ENGINEERING INSTALLATIONS | Final sub-circuits and auxiliary installations | Concrete Encasement Ducts Concrete encasement ducts for electrical cables crossing proposed paving area, by open cut method, including earth works, sand bedding, concrete encasement, pipes, fittings, fixtures, accessories, identification tag, draw rope, etc.; 8 way duct; uPVC, class C, O.D Ø 150mm for Electrical Cables | 10 | m | AED | 1174.41
2022-10 | 2 | 2.0553 |  | United Arab Emirates | Abu Dhabi | Hard & Soft Landscaping | Al Jurf | Gardens, Landscaping Pkg 2 | IMKAN | Barari | Award | 2022 | Fixed Price Lump Sum | ELECTRICAL ENGINEERING INSTALLATIONS | Final sub-circuits and auxiliary installations | Concrete Encasement Ducts Concrete encasement ducts for electrical cables crossing proposed paving area, by open cut method, including earth works, sand bedding, concrete encasement, pipes, fittings, fixtures, accessories, identification tag, draw rope, etc.; 6 way duct; uPVC, class C, O.D Ø 150mm for Electrical Cables | 16 | m | AED | 963.52
2022-10 | 2 | 2.0553 |  | United Arab Emirates | Abu Dhabi | Hard & Soft Landscaping | Al Jurf | Gardens, Landscaping Pkg 2 | IMKAN | Barari | Award | 2022 | Fixed Price Lump Sum | ELECTRICAL ENGINEERING INSTALLATIONS | Final sub-circuits and auxiliary installations | Concrete Encasement Ducts Concrete encasement ducts for electrical cables crossing proposed paving area, by open cut method, including earth works, sand bedding, concrete encasement, pipes, fittings, fixtures, accessories, identification tag, draw rope, etc.; 4 way duct; uPVC, class C, O.D Ø 150mm for Electrical Cables | 266 | m | AED | 752.6
2022-10 | 2 | 2.0553 |  | United Arab Emirates | Abu Dhabi | Hard & Soft Landscaping | Al Jurf | Gardens, Landscaping Pkg 2 | IMKAN | Barari | Award | 2022 | Fixed Price Lump Sum | ELECTRICAL ENGINEERING INSTALLATIONS | Final sub-circuits and auxiliary installations | Concrete Encasement Ducts Concrete encasement ducts for electrical cables crossing proposed paving area, by open cut method, including earth works, sand bedding, concrete encasement, pipes, fittings, fixtures, accessories, identification tag, draw rope, etc.; 2 way duct; uPVC, class C, O.D Ø 150mm for Electrical Cables | 10 | m | AED | 490.43
2022-10 | 2 | 2.0553 |  | United Arab Emirates | Abu Dhabi | Hard & Soft Landscaping | Al Jurf | Gardens, Landscaping Pkg 2 | IMKAN | Barari | Award | 2022 | Fixed Price Lump Sum | ELECTRICAL ENGINEERING INSTALLATIONS | Final sub-circuits and auxiliary installations | Conduits Conduits for cabling, including fittings, fixtures, accessories, etc.; 100 mm dia uPVC heavy grade conduit | 2096 | m | AED | 45.64
2022-10 | 2 | 2.0553 |  | United Arab Emirates | Abu Dhabi | Hard & Soft Landscaping | Al Jurf | Gardens, Landscaping Pkg 2 | IMKAN | Barari | Award | 2022 | Fixed Price Lump Sum | ELECTRICAL ENGINEERING INSTALLATIONS | Final sub-circuits and auxiliary installations | Conduits Conduits for cabling, including fittings, fixtures, accessories, etc.; 50 mm dia uPVC heavy grade conduit | 68026 | m | AED | 27.14
2022-10 | 2 | 2.0553 |  | United Arab Emirates | Abu Dhabi | Hard & Soft Landscaping | Al Jurf | Gardens, Landscaping Pkg 2 | IMKAN | Barari | Award | 2022 | Fixed Price Lump Sum | ELECTRICAL ENGINEERING INSTALLATIONS | Accessories | Earthing Provide earthing, including all fittings, fixtures, accessories and associated work, etc.; Earthing for Panels | 41 | Nr | AED | 1502.98
2022-10 | 2 | 2.0554 |  | United Arab Emirates | Abu Dhabi | Hard & Soft Landscaping | Al Jurf | Gardens, Landscaping Pkg 2 | IMKAN | Barari | Award | 2022 | Fixed Price Lump Sum | ELECTRICAL ENGINEERING INSTALLATIONS | Accessories | Earthing Provide earthing, including all fittings, fixtures, accessories and associated work, etc.;Earthing for Luminaires/ Signage | 348 | Nr | AED | 1140.03
2022-10 | 2 | 2.0554 |  | United Arab Emirates | Abu Dhabi | Hard & Soft Landscaping | Al Jurf | Gardens, Landscaping Pkg 2 | IMKAN | Barari | Award | 2022 | Fixed Price Lump Sum | ELECTRICAL ENGINEERING INSTALLATIONS | Equipment | KWH meter box KWH meter box including all fittings, fixtures, accessories, earthwork, foundation, connections, terminations, etc. Material: GRP, IP Rating; IP 65 Size: 650mm x 350mm x 1000mm; KWH meter cabinet | 12 | Nr | AED | 5710.02
2022-10 | 2 | 2.0554 |  | United Arab Emirates | Abu Dhabi | Hard & Soft Landscaping | Al Jurf | Gardens, Landscaping Pkg 2 | IMKAN | Barari | Award | 2022 | Fixed Price Lump Sum | ELECTRICAL ENGINEERING INSTALLATIONS | Equipment | KWH meter box KWH meter box including all fittings, fixtures, accessories, earthwork, foundation, connections, terminations, etc. Material: GRP, IP Rating; IP 65 Size: 650mm x 350mm x 1000mm; Foundation/ bases for the above including all the civil works. | 12 | Nr | AED | 1556.5
2022-10 | 2 | 2.0554 |  | United Arab Emirates | Abu Dhabi | Hard & Soft Landscaping | Al Jurf | Gardens, Landscaping Pkg 2 | IMKAN | Barari | Award | 2022 | Fixed Price Lump Sum | ELECTRICAL ENGINEERING INSTALLATIONS | Equipment | KWH meter box KWH meter box including all fittings, fixtures, accessories, earthwork, foundation, connections, terminations, etc. Material: GRP, IP Rating; IP 65 Size: 650mm x 350mm x 1000mm; Removal and Relocation of the Existing KWH meter box including all the civil works. | 13 | Nr | AED | 7596.68
2022-10 | 2 | 2.0554 |  | United Arab Emirates | Abu Dhabi | Hard & Soft Landscaping | Al Jurf | Gardens, Landscaping Pkg 2 | IMKAN | Barari | Award | 2022 | Fixed Price Lump Sum | ELECTRICAL ENGINEERING INSTALLATIONS | Equipment | KWH meter box KWH meter box including all fittings, fixtures, accessories, earthwork, foundation, connections, terminations, etc. Material: GRP, IP Rating; IP 65 Size: 650mm x 350mm x 1000mm; Provide Connection to the Existing KWH meter box including all the civil works. | 6 | Nr | AED | 1925.69
2022-10 | 2 | 2.0554 |  | United Arab Emirates | Abu Dhabi | Hard & Soft Landscaping | Al Jurf | Gardens, Landscaping Pkg 2 | IMKAN | Barari | Award | 2022 | Fixed Price Lump Sum | ELECTRICAL ENGINEERING INSTALLATIONS | Final sub-circuits and auxiliary installations | Lighting Control Panel LCC with timer, photocell and control circuit to operate automatically, depending on the lux level, including all fittings, fixtures, accessories, earthwork, foundation, connections, terminations, etc. Including lighting management system components and requirements.; LCC | 19 | Nr | AED | 22425.5
2022-10 | 2 | 2.0554 |  | United Arab Emirates | Abu Dhabi | Hard & Soft Landscaping | Al Jurf | Gardens, Landscaping Pkg 2 | IMKAN | Barari | Award | 2022 | Fixed Price Lump Sum | ELECTRICAL ENGINEERING INSTALLATIONS | Final sub-circuits and auxiliary installations | Lighting Control Panel LCC with timer, photocell and control circuit to operate automatically, depending on the lux level, including all fittings, fixtures, accessories, earthwork, foundation, connections, terminations, etc. Including lighting management system components and requirements.; Foundation/ bases for the above including all the civil works. | 19 | Nr | AED | 1556.5
2022-10 | 2 | 2.0554 |  | United Arab Emirates | Abu Dhabi | Hard & Soft Landscaping | Al Jurf | Gardens, Landscaping Pkg 2 | IMKAN | Barari | Award | 2022 | Fixed Price Lump Sum | ELECTRICAL ENGINEERING INSTALLATIONS | Final sub-circuits and auxiliary installations | Supply and Install following luminaires with control gear, driver, required length of integrated cable, etc. including foundations and all the required fittings, fixtures, accessories, etc., as per the standard installation procedures/details. Note: Water feature lights shall be priced in water feature bill; LL1 / Pedestrian Pole Light Straight Linear Pole, Size: 220mm x 300mm, Height: 3000mm; Color:Dark Grey, LED light 38W; | 57 | Nr | AED | 6695.75
2022-10 | 2 | 2.0554 |  | United Arab Emirates | Abu Dhabi | Hard & Soft Landscaping | Al Jurf | Gardens, Landscaping Pkg 2 | IMKAN | Barari | Award | 2022 | Fixed Price Lump Sum | ELECTRICAL ENGINEERING INSTALLATIONS | Final sub-circuits and auxiliary installations | Supply and Install following luminaires with control gear, driver, required length of integrated cable, etc. including foundations and all the required fittings, fixtures, accessories, etc., as per the standard installation procedures/details. Note: Water feature lights shall be priced in water feature bill; Foundation/bases for the above including all civil works | 57 | Nr | AED | 1654.31
2022-10 | 2 | 2.0554 |  | United Arab Emirates | Abu Dhabi | Hard & Soft Landscaping | Al Jurf | Gardens, Landscaping Pkg 2 | IMKAN | Barari | Award | 2022 | Fixed Price Lump Sum | ELECTRICAL ENGINEERING INSTALLATIONS | Final sub-circuits and auxiliary installations | Supply and Install following luminaires with control gear, driver, required length of integrated cable, etc. including foundations and all the required fittings, fixtures, accessories, etc., as per the standard installation procedures/details. Note: Water feature lights shall be priced in water feature bill; LL2 / Spike uplight type-1 Spike mounted LED light, COB LED 6W Size:110mmx110mm; Color: Dark grey | 704 | Nr | AED | 1143.88
2022-10 | 2 | 2.0555 |  | United Arab Emirates | Abu Dhabi | Hard & Soft Landscaping | Al Jurf | Gardens, Landscaping Pkg 2 | IMKAN | Barari | Award | 2022 | Fixed Price Lump Sum | ELECTRICAL ENGINEERING INSTALLATIONS | Final sub-circuits and auxiliary installations | Supply and Install following luminaires with control gear, driver, required length of integrated cable, etc. including foundations and all the required fittings, fixtures, accessories, etc., as per the standard installation procedures/details. Note: Water feature lights shall be priced in water feature bill; LL3 / Recessed uplight type-1 Recess mounted LED light, COB LED 7W Round shape 175mm Ø; Color: Dark grey | 248 | Nr | AED | 1512.72
2022-10 | 2 | 2.0555 |  | United Arab Emirates | Abu Dhabi | Hard & Soft Landscaping | Al Jurf | Gardens, Landscaping Pkg 2 | IMKAN | Barari | Award | 2022 | Fixed Price Lump Sum | ELECTRICAL ENGINEERING INSTALLATIONS | Final sub-circuits and auxiliary installations | Supply and Install following luminaires with control gear, driver, required length of integrated cable, etc. including foundations and all the required fittings, fixtures, accessories, etc., as per the standard installation procedures/details. Note: Water feature lights shall be priced in water feature bill; Foundation/bases for the above including all civil works | 248 | Nr | AED | 134.6
2022-10 | 2 | 2.0555 |  | United Arab Emirates | Abu Dhabi | Hard & Soft Landscaping | Al Jurf | Gardens, Landscaping Pkg 2 | IMKAN | Barari | Award | 2022 | Fixed Price Lump Sum | ELECTRICAL ENGINEERING INSTALLATIONS | Final sub-circuits and auxiliary installations | Supply and Install following luminaires with control gear, driver, required length of integrated cable, etc. including foundations and all the required fittings, fixtures, accessories, etc., as per the standard installation procedures/details. Note: Water feature lights shall be priced in water feature bill; LL4 / Spike uplight type-2 Spike mounted LED light, COB LED 6.8W, Size:110x110mm; Color: Dark grey | 114 | Nr | AED | 1192.32
2022-10 | 2 | 2.0555 |  | United Arab Emirates | Abu Dhabi | Hard & Soft Landscaping | Al Jurf | Gardens, Landscaping Pkg 2 | IMKAN | Barari | Award | 2022 | Fixed Price Lump Sum | ELECTRICAL ENGINEERING INSTALLATIONS | Final sub-circuits and auxiliary installations | Supply and Install following luminaires with control gear, driver, required length of integrated cable, etc. including foundations and all the required fittings, fixtures, accessories, etc., as per the standard installation procedures/details. Note: Water feature lights shall be priced in water feature bill; LL5 / Recessed uplight type-2 Recess mounted LED light, COB LED 9W Round shape 175mm Ø; Color: Dark grey | 142 | Nr | AED | 1588.09
2022-10 | 2 | 2.0555 |  | United Arab Emirates | Abu Dhabi | Hard & Soft Landscaping | Al Jurf | Gardens, Landscaping Pkg 2 | IMKAN | Barari | Award | 2022 | Fixed Price Lump Sum | ELECTRICAL ENGINEERING INSTALLATIONS | Final sub-circuits and auxiliary installations | Supply and Install following luminaires with control gear, driver, required length of integrated cable, etc. including foundations and all the required fittings, fixtures, accessories, etc., as per the standard installation procedures/details. Note: Water feature lights shall be priced in water feature bill; Foundation/bases for the above including all civil works | 142 | Nr | AED | 134.6
2022-10 | 2 | 2.0555 |  | United Arab Emirates | Abu Dhabi | Hard & Soft Landscaping | Al Jurf | Gardens, Landscaping Pkg 2 | IMKAN | Barari | Award | 2022 | Fixed Price Lump Sum | ELECTRICAL ENGINEERING INSTALLATIONS | Final sub-circuits and auxiliary installations | Supply and Install following luminaires with control gear, driver, required length of integrated cable, etc. including foundations and all the required fittings, fixtures, accessories, etc., as per the standard installation procedures/details. Note: Water feature lights shall be priced in water feature bill; BL1 / Mini bollard light Ground mounted LED light, LED 10W Size:150x150x350mm; Color: Dark grey | 499 | Nr | AED | 1610.97
2022-10 | 2 | 2.0555 |  | United Arab Emirates | Abu Dhabi | Hard & Soft Landscaping | Al Jurf | Gardens, Landscaping Pkg 2 | IMKAN | Barari | Award | 2022 | Fixed Price Lump Sum | ELECTRICAL ENGINEERING INSTALLATIONS | Final sub-circuits and auxiliary installations | Supply and Install following luminaires with control gear, driver, required length of integrated cable, etc. including foundations and all the required fittings, fixtures, accessories, etc., as per the standard installation procedures/details. Note: Water feature lights shall be priced in water feature bill; Foundation/bases for the above including all civil works | 499 | Nr | AED | 822.67
2022-10 | 2 | 2.0555 |  | United Arab Emirates | Abu Dhabi | Hard & Soft Landscaping | Al Jurf | Gardens, Landscaping Pkg 2 | IMKAN | Barari | Award | 2022 | Fixed Price Lump Sum | ELECTRICAL ENGINEERING INSTALLATIONS | Final sub-circuits and auxiliary installations | Supply and Install following luminaires with control gear, driver, required length of integrated cable, etc. including foundations and all the required fittings, fixtures, accessories, etc., as per the standard installation procedures/details. Note: Water feature lights shall be priced in water feature bill; BL2 / Bollard light Ground mounted LED light, LED 20W Size:150x150x1000mm; Color: Dark grey | 274 | Nr | AED | 2248.31
2022-10 | 2 | 2.0555 |  | United Arab Emirates | Abu Dhabi | Hard & Soft Landscaping | Al Jurf | Gardens, Landscaping Pkg 2 | IMKAN | Barari | Award | 2022 | Fixed Price Lump Sum | ELECTRICAL ENGINEERING INSTALLATIONS | Final sub-circuits and auxiliary installations | Supply and Install following luminaires with control gear, driver, required length of integrated cable, etc. including foundations and all the required fittings, fixtures, accessories, etc., as per the standard installation procedures/details. Note: Water feature lights shall be priced in water feature bill; Foundation/bases for the above including all civil works | 274 | Nr | AED | 822.67
2022-10 | 2 | 2.0555 |  | United Arab Emirates | Abu Dhabi | Hard & Soft Landscaping | Al Jurf | Gardens, Landscaping Pkg 2 | IMKAN | Barari | Award | 2022 | Fixed Price Lump Sum | ELECTRICAL ENGINEERING INSTALLATIONS | Final sub-circuits and auxiliary installations | Supply and Install following luminaires with control gear, driver, required length of integrated cable, etc. including foundations and all the required fittings, fixtures, accessories, etc., as per the standard installation procedures/details. Note: Water feature lights shall be priced in water feature bill; FL1 / Flood light type-1 Wall mounted LED light,COB LED 20W Size:110x110mm; Color: Dark grey | 13 | Nr | AED | 1610.97
2022-10 | 2 | 2.0556 |  | United Arab Emirates | Abu Dhabi | Hard & Soft Landscaping | Al Jurf | Gardens, Landscaping Pkg 2 | IMKAN | Barari | Award | 2022 | Fixed Price Lump Sum | ELECTRICAL ENGINEERING INSTALLATIONS | Final sub-circuits and auxiliary installations | Supply and Install following luminaires with control gear, driver, required length of integrated cable, etc. including foundations and all the required fittings, fixtures, accessories, etc., as per the standard installation procedures/details. Note: Water feature lights shall be priced in water feature bill; Foundation/bases for the above including all civil works | 13 | Nr | AED | 4582.22
2022-10 | 2 | 2.0556 |  | United Arab Emirates | Abu Dhabi | Hard & Soft Landscaping | Al Jurf | Gardens, Landscaping Pkg 2 | IMKAN | Barari | Award | 2022 | Fixed Price Lump Sum | ELECTRICAL ENGINEERING INSTALLATIONS | Final sub-circuits and auxiliary installations | Supply and Install following luminaires with control gear, driver, required length of integrated cable, etc. including foundations and all the required fittings, fixtures, accessories, etc., as per the standard installation procedures/details. Note: Water feature lights shall be priced in water feature bill; FL2 / Flood light type-2 Pole mounted LED light,COB LED 188W Size:437x486, 10m pole; Color: Dark grey | 14 | Nr | AED | 9672.25
2022-10 | 2 | 2.0556 |  | United Arab Emirates | Abu Dhabi | Hard & Soft Landscaping | Al Jurf | Gardens, Landscaping Pkg 2 | IMKAN | Barari | Award | 2022 | Fixed Price Lump Sum | ELECTRICAL ENGINEERING INSTALLATIONS | Final sub-circuits and auxiliary installations | Supply and Install following luminaires with control gear, driver, required length of integrated cable, etc. including foundations and all the required fittings, fixtures, accessories, etc., as per the standard installation procedures/details. Note: Water feature lights shall be priced in water feature bill; Foundation/bases for the above including all civil works | 14 | Nr | AED | 4582.22
2022-10 | 2 | 2.0556 |  | United Arab Emirates | Abu Dhabi | Hard & Soft Landscaping | Al Jurf | Gardens, Landscaping Pkg 2 | IMKAN | Barari | Award | 2022 | Fixed Price Lump Sum | ELECTRICAL ENGINEERING INSTALLATIONS | Final sub-circuits and auxiliary installations | Supply and Install following luminaires with control gear, driver, required length of integrated cable, etc. including foundations and all the required fittings, fixtures, accessories, etc., as per the standard installation procedures/details. Note: Water feature lights shall be priced in water feature bill; FL3 / Flood light type-3 Pole mounted LED light,COB LED 2x190W Size:437x486, 10m pole; Color: Dark grey | 12 | Nr | AED | 15629.29
2022-10 | 2 | 2.0556 |  | United Arab Emirates | Abu Dhabi | Hard & Soft Landscaping | Al Jurf | Gardens, Landscaping Pkg 2 | IMKAN | Barari | Award | 2022 | Fixed Price Lump Sum | ELECTRICAL ENGINEERING INSTALLATIONS | Final sub-circuits and auxiliary installations | Supply and Install following luminaires with control gear, driver, required length of integrated cable, etc. including foundations and all the required fittings, fixtures, accessories, etc., as per the standard installation procedures/details. Note: Water feature lights shall be priced in water feature bill; Foundation/bases for the above including all civil works | 12 | Nr | AED | 4582.22
2022-10 | 2 | 2.0556 |  | United Arab Emirates | Abu Dhabi | Hard & Soft Landscaping | Al Jurf | Gardens, Landscaping Pkg 2 | IMKAN | Barari | Award | 2022 | Fixed Price Lump Sum | ACCESSORIES | Generally | Supply and install following signage, including foundation, illumination, power, poles, finishes, markings, writings, fittings, fixtures, accessories etc. all complete as per drawings, specifications, other tender documents and authority regulations.; SI-02/ Neighborhood Signage Material: Galvanized steel Size(mm): 700x100, Height: 1500mm; Color: Corten, Finish: Smooth | 74 | Nr | AED | 3895.25
2022-10 | 2 | 2.0556 |  | United Arab Emirates | Abu Dhabi | Hard & Soft Landscaping | Al Jurf | Gardens, Landscaping Pkg 2 | IMKAN | Barari | Award | 2022 | Fixed Price Lump Sum | ACCESSORIES | Generally | Supply and install following signage, including foundation, illumination, power, poles, finishes, markings, writings, fittings, fixtures, accessories etc. all complete as per drawings, specifications, other tender documents and authority regulations.; SI-03/ Local Signage Material: Galvanized steel Size(mm): 200x20, Height: 1200mm Color: Corten, Finish: Corten | 32 | Nr | AED | 1780.85
2022-10 | 2 | 2.0556 |  | United Arab Emirates | Abu Dhabi | Hard & Soft Landscaping | Al Jurf | Gardens, Landscaping Pkg 2 | IMKAN | Barari | Award | 2022 | Fixed Price Lump Sum | ACCESSORIES | Generally | Supply and install following signage, including foundation, illumination, power, poles, finishes, markings, writings, fittings, fixtures, accessories etc. all complete as per drawings, specifications, other tender documents and authority regulations.; SI-04/ Directional Signage Material: Galvanized steel cage gabion Size(mm): 400x400, Height: 1200mm Color: Sandy beige and corten | 46 | Nr | AED | 1469.54
2022-10 | 2 | 2.0556 |  | United Arab Emirates | Abu Dhabi | Hard & Soft Landscaping | Al Jurf | Gardens, Landscaping Pkg 2 | IMKAN | Barari | Award | 2022 | Fixed Price Lump Sum | ACCESSORIES | Generally | Supply and install following signage, including foundation, illumination, power, poles, finishes, markings, writings, fittings, fixtures, accessories etc. all complete as per drawings, specifications, other tender documents and authority regulations.; SI-05/ Heritage tree marker Signage Material: Teated wood with galvanize steel plate; Size(mm): 200x200, Height: 900mm Color & Finish: Treated natural wood | 50 | Nr | AED | 2323.58
2022-11 | 2 | 2.0556 |  | United Arab Emirates | Abu Dhabi | Hard & Soft Landscaping | Al Maqta Police Museum | Park Landscaping | DMT | Western Beach | Award | 2022 | Fixed Price Lump Sum | SITE WORK | Demolitions and alterations | Demolish Or Remove Existing Site Elements, Including Shoring, Scaffolding, Demolitions, Supports, Protection, Necessary Excavation, Backfill, Surplus Removal, Removal Of Foundations And Base Courses, Reinstatement Of Damaged Adjacent Surfaces Or Elements, Cart Away Debris Off The Site, Clearing And Cleaning The Site Etc., All Complete As Per Tender Documents. Note: The Contractor Is Specifically Requested To Visit The Site And Ascertain For Himself The Items Of Demolition Described Hereunder Before Pricing This Section; Remove And Dispose Existing Hardscape (60Mm Thick) With Edges Including Concrete Base (150Mm Thick)/ Sub‐Base (200Mm Thick). | 1243 | m² | AED | 38
2022-11 | 2 | 2.0557 |  | United Arab Emirates | Abu Dhabi | Hard & Soft Landscaping | Al Maqta Police Museum | Park Landscaping | DMT | Western Beach | Award | 2022 | Fixed Price Lump Sum | SITE WORK | Demolitions and alterations | Demolish Or Remove Existing Site Elements, Including Shoring, Scaffolding, Demolitions, Supports, Protection, Necessary Excavation, Backfill, Surplus Removal, Removal Of Foundations And Base Courses, Reinstatement Of Damaged Adjacent Surfaces Or Elements, Cart Away Debris Off The Site, Clearing And Cleaning The Site Etc., All Complete As Per Tender Documents. Note: The Contractor Is Specifically Requested To Visit The Site And Ascertain For Himself The Items Of Demolition Described Hereunder Before Pricing This Section; Remove And Dispose Existing Asphalt Paving With Edges Including Bases (200Mm Thick). " | 1710 | m² | AED | 38
2022-11 | 2 | 2.0557 |  | United Arab Emirates | Abu Dhabi | Hard & Soft Landscaping | Al Maqta Police Museum | Park Landscaping | DMT | Western Beach | Award | 2022 | Fixed Price Lump Sum | SITE WORK | Demolitions and alterations | Demolish Or Remove Existing Site Elements, Including Shoring, Scaffolding, Demolitions, Supports, Protection, Necessary Excavation, Backfill, Surplus Removal, Removal Of Foundations And Base Courses, Reinstatement Of Damaged Adjacent Surfaces Or Elements, Cart Away Debris Off The Site, Clearing And Cleaning The Site Etc., All Complete As Per Tender Documents. Note: The Contractor Is Specifically Requested To Visit The Site And Ascertain For Himself The Items Of Demolition Described Hereunder Before Pricing This Section; Remove And Dispose Existing Hardscape Paving (60Mm Thick) Excluding Concrete Base/ Subbase. | 256 | m² | AED | 38
2022-11 | 2 | 2.0557 |  | United Arab Emirates | Abu Dhabi | Hard & Soft Landscaping | Al Maqta Police Museum | Park Landscaping | DMT | Western Beach | Award | 2022 | Fixed Price Lump Sum | SITE WORK | Demolitions and alterations | Demolish Or Remove Existing Site Elements, Including Shoring, Scaffolding, Demolitions, Supports, Protection, Necessary Excavation, Backfill, Surplus Removal, Removal Of Foundations And Base Courses, Reinstatement Of Damaged Adjacent Surfaces Or Elements, Cart Away Debris Off The Site, Clearing And Cleaning The Site Etc., All Complete As Per Tender Documents. Note: The Contractor Is Specifically Requested To Visit The Site And Ascertain For Himself The Items Of Demolition Described Hereunder Before Pricing This Section; Remove And Dispose Existing Retaining Wall Including Foundations. Width 500Mm; Height: 700 (Approx.) | 11 | m | AED | 300
2022-11 | 2 | 2.0557 |  | United Arab Emirates | Abu Dhabi | Hard & Soft Landscaping | Al Maqta Police Museum | Park Landscaping | DMT | Western Beach | Award | 2022 | Fixed Price Lump Sum | SITE WORK | Demolitions and alterations | Demolish Or Remove Existing Site Elements, Including Shoring, Scaffolding, Demolitions, Supports, Protection, Necessary Excavation, Backfill, Surplus Removal, Removal Of Foundations And Base Courses, Reinstatement Of Damaged Adjacent Surfaces Or Elements, Cart Away Debris Off The Site, Clearing And Cleaning The Site Etc., All Complete As Per Tender Documents. Note: The Contractor Is Specifically Requested To Visit The Site And Ascertain For Himself The Items Of Demolition Described Hereunder Before Pricing This Section; Remove For Relocation, Existing Palm. | 1 | Nr | AED | 1500
2022-11 | 2 | 2.0557 |  | United Arab Emirates | Abu Dhabi | Hard & Soft Landscaping | Al Maqta Police Museum | Park Landscaping | DMT | Western Beach | Award | 2022 | Fixed Price Lump Sum | SITE WORK | Demolitions and alterations | Demolish Or Remove Existing Site Elements, Including Shoring, Scaffolding, Demolitions, Supports, Protection, Necessary Excavation, Backfill, Surplus Removal, Removal Of Foundations And Base Courses, Reinstatement Of Damaged Adjacent Surfaces Or Elements, Cart Away Debris Off The Site, Clearing And Cleaning The Site Etc., All Complete As Per Tender Documents. Note: The Contractor Is Specifically Requested To Visit The Site And Ascertain For Himself The Items Of Demolition Described Hereunder Before Pricing This Section; Remove For Relocation, Existing Trees | 5 | Nr | AED | 1500
2022-11 | 2 | 2.0557 |  | United Arab Emirates | Abu Dhabi | Hard & Soft Landscaping | Al Maqta Police Museum | Park Landscaping | DMT | Western Beach | Award | 2022 | Fixed Price Lump Sum | SITE WORK | Demolitions and alterations | Demolish Or Remove Existing Site Elements, Including Shoring, Scaffolding, Demolitions, Supports, Protection, Necessary Excavation, Backfill, Surplus Removal, Removal Of Foundations And Base Courses, Reinstatement Of Damaged Adjacent Surfaces Or Elements, Cart Away Debris Off The Site, Clearing And Cleaning The Site Etc., All Complete As Per Tender Documents. Note: The Contractor Is Specifically Requested To Visit The Site And Ascertain For Himself The Items Of Demolition Described Hereunder Before Pricing This Section; Remove And Dispose Existing Shrub/ Hedges | 1140 | m² | AED | 32
2022-11 | 2 | 2.0557 |  | United Arab Emirates | Abu Dhabi | Hard & Soft Landscaping | Al Maqta Police Museum | Park Landscaping | DMT | Western Beach | Award | 2022 | Fixed Price Lump Sum | SITE WORK | Demolitions and alterations | Demolish Or Remove Existing Site Elements, Including Shoring, Scaffolding, Demolitions, Supports, Protection, Necessary Excavation, Backfill, Surplus Removal, Removal Of Foundations And Base Courses, Reinstatement Of Damaged Adjacent Surfaces Or Elements, Cart Away Debris Off The Site, Clearing And Cleaning The Site Etc., All Complete As Per Tender Documents. Note: The Contractor Is Specifically Requested To Visit The Site And Ascertain For Himself The Items Of Demolition Described Hereunder Before Pricing This Section; Remove And Dispose Existing Ground Cover | 366 | m² | AED | 16
2022-11 | 2 | 2.0557 |  | United Arab Emirates | Abu Dhabi | Hard & Soft Landscaping | Al Maqta Police Museum | Park Landscaping | DMT | Western Beach | Award | 2022 | Fixed Price Lump Sum | SITE WORK | Demolitions and alterations | Demolish Or Remove Existing Site Elements, Including Shoring, Scaffolding, Demolitions, Supports, Protection, Necessary Excavation, Backfill, Surplus Removal, Removal Of Foundations And Base Courses, Reinstatement Of Damaged Adjacent Surfaces Or Elements, Cart Away Debris Off The Site, Clearing And Cleaning The Site Etc., All Complete As Per Tender Documents. Note: The Contractor Is Specifically Requested To Visit The Site And Ascertain For Himself The Items Of Demolition Described Hereunder Before Pricing This Section; Remove And Dispose Existing Lawn | 7010 | m² | AED | 16
2022-11 | 2 | 2.0557 |  | United Arab Emirates | Abu Dhabi | Hard & Soft Landscaping | Al Maqta Police Museum | Park Landscaping | DMT | Western Beach | Award | 2022 | Fixed Price Lump Sum | SITE WORK | Demolitions and alterations | Demolish Or Remove Existing Site Elements, Including Shoring, Scaffolding, Demolitions, Supports, Protection, Necessary Excavation, Backfill, Surplus Removal, Removal Of Foundations And Base Courses, Reinstatement Of Damaged Adjacent Surfaces Or Elements, Cart Away Debris Off The Site, Clearing And Cleaning The Site Etc., All Complete As Per Tender Documents. Note: The Contractor Is Specifically Requested To Visit The Site And Ascertain For Himself The Items Of Demolition Described Hereunder Before Pricing This Section; Remove And Dispose Existing Shrub/ Hedges (Highway Buffer Zone). | 589 | m² | AED | 32
2022-11 | 2 | 2.0557 |  | United Arab Emirates | Abu Dhabi | Hard & Soft Landscaping | Al Maqta Police Museum | Park Landscaping | DMT | Western Beach | Award | 2022 | Fixed Price Lump Sum | SITE WORK | Demolitions and alterations | Demolish Or Remove Existing Site Elements, Including Shoring, Scaffolding, Demolitions, Supports, Protection, Necessary Excavation, Backfill, Surplus Removal, Removal Of Foundations And Base Courses, Reinstatement Of Damaged Adjacent Surfaces Or Elements, Cart Away Debris Off The Site, Clearing And Cleaning The Site Etc., All Complete As Per Tender Documents. Note: The Contractor Is Specifically Requested To Visit The Site And Ascertain For Himself The Items Of Demolition Described Hereunder Before Pricing This Section;Remove And Dispose Existing Lawn (Highway Buffer Zone). | 980 | m² | AED | 16
2022-11 | 2 | 2.0558 |  | United Arab Emirates | Abu Dhabi | Hard & Soft Landscaping | Al Maqta Police Museum | Park Landscaping | DMT | Western Beach | Award | 2022 | Fixed Price Lump Sum | SITE WORK | Demolitions and alterations | Demolish Or Remove Existing Site Elements, Including Shoring, Scaffolding, Demolitions, Supports, Protection, Necessary Excavation, Backfill, Surplus Removal, Removal Of Foundations And Base Courses, Reinstatement Of Damaged Adjacent Surfaces Or Elements, Cart Away Debris Off The Site, Clearing And Cleaning The Site Etc., All Complete As Per Tender Documents. Note: The Contractor Is Specifically Requested To Visit The Site And Ascertain For Himself The Items Of Demolition Described Hereunder Before Pricing This Section; Remove And Handover Existing Recessed Uplights. | 43 | Nr | AED | 300
2022-11 | 2 | 2.0558 |  | United Arab Emirates | Abu Dhabi | Hard & Soft Landscaping | Al Maqta Police Museum | Park Landscaping | DMT | Western Beach | Award | 2022 | Fixed Price Lump Sum | SITE WORK | Demolitions and alterations | Demolish Or Remove Existing Site Elements, Including Shoring, Scaffolding, Demolitions, Supports, Protection, Necessary Excavation, Backfill, Surplus Removal, Removal Of Foundations And Base Courses, Reinstatement Of Damaged Adjacent Surfaces Or Elements, Cart Away Debris Off The Site, Clearing And Cleaning The Site Etc., All Complete As Per Tender Documents. Note: The Contractor Is Specifically Requested To Visit The Site And Ascertain For Himself The Items Of Demolition Described Hereunder Before Pricing This Section; Demolition And Disposal Of Bases Of Recessed Uplight | 43 | Nr | AED | 300
2022-11 | 2 | 2.0558 |  | United Arab Emirates | Abu Dhabi | Hard & Soft Landscaping | Al Maqta Police Museum | Park Landscaping | DMT | Western Beach | Award | 2022 | Fixed Price Lump Sum | SITE WORK | Demolitions and alterations | Demolish Or Remove Existing Site Elements, Including Shoring, Scaffolding, Demolitions, Supports, Protection, Necessary Excavation, Backfill, Surplus Removal, Removal Of Foundations And Base Courses, Reinstatement Of Damaged Adjacent Surfaces Or Elements, Cart Away Debris Off The Site, Clearing And Cleaning The Site Etc., All Complete As Per Tender Documents. Note: The Contractor Is Specifically Requested To Visit The Site And Ascertain For Himself The Items Of Demolition Described Hereunder Before Pricing This Section; Remove And Handover Existing Lamp Posts | 11 | Nr | AED | 300
2022-11 | 2 | 2.0558 |  | United Arab Emirates | Abu Dhabi | Hard & Soft Landscaping | Al Maqta Police Museum | Park Landscaping | DMT | Western Beach | Award | 2022 | Fixed Price Lump Sum | SITE WORK | Demolitions and alterations | Demolish Or Remove Existing Site Elements, Including Shoring, Scaffolding, Demolitions, Supports, Protection, Necessary Excavation, Backfill, Surplus Removal, Removal Of Foundations And Base Courses, Reinstatement Of Damaged Adjacent Surfaces Or Elements, Cart Away Debris Off The Site, Clearing And Cleaning The Site Etc., All Complete As Per Tender Documents. Note: The Contractor Is Specifically Requested To Visit The Site And Ascertain For Himself The Items Of Demolition Described Hereunder Before Pricing This Section; Demolition & Disposal Of Foundation Of Lamp Posts | 11 | Nr | AED | 300
2022-11 | 2 | 2.0558 |  | United Arab Emirates | Abu Dhabi | Hard & Soft Landscaping | Al Maqta Police Museum | Park Landscaping | DMT | Western Beach | Award | 2022 | Fixed Price Lump Sum | SITE WORK | Demolitions and alterations | Demolish Or Remove Existing Site Elements, Including Shoring, Scaffolding, Demolitions, Supports, Protection, Necessary Excavation, Backfill, Surplus Removal, Removal Of Foundations And Base Courses, Reinstatement Of Damaged Adjacent Surfaces Or Elements, Cart Away Debris Off The Site, Clearing And Cleaning The Site Etc., All Complete As Per Tender Documents. Note: The Contractor Is Specifically Requested To Visit The Site And Ascertain For Himself The Items Of Demolition Described Hereunder Before Pricing This Section; Relocate Existing Telecom Manholes | 1 | Item | AED | 16000
2022-11 | 2 | 2.0558 |  | United Arab Emirates | Abu Dhabi | Hard & Soft Landscaping | Al Maqta Police Museum | Park Landscaping | DMT | Western Beach | Award | 2022 | Fixed Price Lump Sum | SITE WORK | Demolitions and alterations | Demolish Or Remove Existing Site Elements, Including Shoring, Scaffolding, Demolitions, Supports, Protection, Necessary Excavation, Backfill, Surplus Removal, Removal Of Foundations And Base Courses, Reinstatement Of Damaged Adjacent Surfaces Or Elements, Cart Away Debris Off The Site, Clearing And Cleaning The Site Etc., All Complete As Per Tender Documents. Note: The Contractor Is Specifically Requested To Visit The Site And Ascertain For Himself The Items Of Demolition Described Hereunder Before Pricing This Section; Refurbish And Adjust Cover Levels Of Existing Utility Manholes. | 21 | Nr | AED | 2500
2022-11 | 2 | 2.0558 |  | United Arab Emirates | Abu Dhabi | Hard & Soft Landscaping | Al Maqta Police Museum | Park Landscaping | DMT | Western Beach | Award | 2022 | Fixed Price Lump Sum | SITE WORK | Demolitions and alterations | Demolish Or Remove Existing Site Elements, Including Shoring, Scaffolding, Demolitions, Supports, Protection, Necessary Excavation, Backfill, Surplus Removal, Removal Of Foundations And Base Courses, Reinstatement Of Damaged Adjacent Surfaces Or Elements, Cart Away Debris Off The Site, Clearing And Cleaning The Site Etc., All Complete As Per Tender Documents. Note: The Contractor Is Specifically Requested To Visit The Site And Ascertain For Himself The Items Of Demolition Described Hereunder Before Pricing This Section; Demolish And Dispose Existing Utility Manholes | 1 | Item | AED | 24000
2022-11 | 2 | 2.0558 |  | United Arab Emirates | Abu Dhabi | Hard & Soft Landscaping | Al Maqta Police Museum | Park Landscaping | DMT | Western Beach | Award | 2022 | Fixed Price Lump Sum | SITE WORK | Demolitions and alterations | Demolish Or Remove Existing Site Elements, Including Shoring, Scaffolding, Demolitions, Supports, Protection, Necessary Excavation, Backfill, Surplus Removal, Removal Of Foundations And Base Courses, Reinstatement Of Damaged Adjacent Surfaces Or Elements, Cart Away Debris Off The Site, Clearing And Cleaning The Site Etc., All Complete As Per Tender Documents. Note: The Contractor Is Specifically Requested To Visit The Site And Ascertain For Himself The Items Of Demolition Described Hereunder Before Pricing This Section; Remove And Handover Existing Metal Fence Height 1.8M, Including Demolition And Disposal Of Concrete Base/Foundation | 13 | m | AED | 120
2022-11 | 2 | 2.0558 |  | United Arab Emirates | Abu Dhabi | Hard & Soft Landscaping | Al Maqta Police Museum | Park Landscaping | DMT | Western Beach | Award | 2022 | Fixed Price Lump Sum | SITE WORK | Demolitions and alterations | Demolish Or Remove Existing Site Elements, Including Shoring, Scaffolding, Demolitions, Supports, Protection, Necessary Excavation, Backfill, Surplus Removal, Removal Of Foundations And Base Courses, Reinstatement Of Damaged Adjacent Surfaces Or Elements, Cart Away Debris Off The Site, Clearing And Cleaning The Site Etc., All Complete As Per Tender Documents. Note: The Contractor Is Specifically Requested To Visit The Site And Ascertain For Himself The Items Of Demolition Described Hereunder Before Pricing This Section; Demolition & Disposal Of Foundation Of Fence | 1 | m³ | AED | 200
2022-11 | 2 | 2.0558 |  | United Arab Emirates | Abu Dhabi | Hard & Soft Landscaping | Al Maqta Police Museum | Park Landscaping | DMT | Western Beach | Award | 2022 | Fixed Price Lump Sum | SITE WORK | Demolitions and alterations | Demolish Or Remove Existing Site Elements, Including Shoring, Scaffolding, Demolitions, Supports, Protection, Necessary Excavation, Backfill, Surplus Removal, Removal Of Foundations And Base Courses, Reinstatement Of Damaged Adjacent Surfaces Or Elements, Cart Away Debris Off The Site, Clearing And Cleaning The Site Etc., All Complete As Per Tender Documents. Note: The Contractor Is Specifically Requested To Visit The Site And Ascertain For Himself The Items Of Demolition Described Hereunder Before Pricing This Section; Remove And Handover To Client, Existing Metal Fence (Height: 1.8M) Excluding Concrete Base /Foundation | 175 | m | AED | 120
2022-11 | 2 | 2.0559 |  | United Arab Emirates | Abu Dhabi | Hard & Soft Landscaping | Al Maqta Police Museum | Park Landscaping | DMT | Western Beach | Award | 2022 | Fixed Price Lump Sum | SITE WORK | Demolitions and alterations | Demolish Or Remove Existing Site Elements, Including Shoring, Scaffolding, Demolitions, Supports, Protection, Necessary Excavation, Backfill, Surplus Removal, Removal Of Foundations And Base Courses, Reinstatement Of Damaged Adjacent Surfaces Or Elements, Cart Away Debris Off The Site, Clearing And Cleaning The Site Etc., All Complete As Per Tender Documents. Note: The Contractor Is Specifically Requested To Visit The Site And Ascertain For Himself The Items Of Demolition Described Hereunder Before Pricing This Section; Remove Existing Irrigation Network Impeding Proposed Construction And Hand Over To Client All Salvaged Items. | 1 | Item | AED | 24000
2022-11 | 2 | 2.0559 |  | United Arab Emirates | Abu Dhabi | Hard & Soft Landscaping | Al Maqta Police Museum | Park Landscaping | DMT | Western Beach | Award | 2022 | Fixed Price Lump Sum | SITE WORK | Demolitions and alterations | Demolish Or Remove Existing Site Elements, Including Shoring, Scaffolding, Demolitions, Supports, Protection, Necessary Excavation, Backfill, Surplus Removal, Removal Of Foundations And Base Courses, Reinstatement Of Damaged Adjacent Surfaces Or Elements, Cart Away Debris Off The Site, Clearing And Cleaning The Site Etc., All Complete As Per Tender Documents. Note: The Contractor Is Specifically Requested To Visit The Site And Ascertain For Himself The Items Of Demolition Described Hereunder Before Pricing This Section; Remove And Store Temporarily, Existing Sign Posts For Reinstallation Upon Completion Of The New Development. | 18 | Nr | AED | 1200
2022-11 | 2 | 2.0559 |  | United Arab Emirates | Abu Dhabi | Hard & Soft Landscaping | Al Maqta Police Museum | Park Landscaping | DMT | Western Beach | Award | 2022 | Fixed Price Lump Sum | SITE WORK | Demolitions and alterations | Demolish Or Remove Existing Site Elements, Including Shoring, Scaffolding, Demolitions, Supports, Protection, Necessary Excavation, Backfill, Surplus Removal, Removal Of Foundations And Base Courses, Reinstatement Of Damaged Adjacent Surfaces Or Elements, Cart Away Debris Off The Site, Clearing And Cleaning The Site Etc., All Complete As Per Tender Documents. Note: The Contractor Is Specifically Requested To Visit The Site And Ascertain For Himself The Items Of Demolition Described Hereunder Before Pricing This Section; Remove And Store Temporarily, Existing Flag Poles For Relocation. | 2 | Nr | AED | 1200
2022-11 | 2 | 2.0559 |  | United Arab Emirates | Abu Dhabi | Hard & Soft Landscaping | Al Maqta Police Museum | Park Landscaping | DMT | Western Beach | Award | 2022 | Fixed Price Lump Sum | SITE WORK | Demolitions and alterations | Demolish Or Remove Existing Site Elements, Including Shoring, Scaffolding, Demolitions, Supports, Protection, Necessary Excavation, Backfill, Surplus Removal, Removal Of Foundations And Base Courses, Reinstatement Of Damaged Adjacent Surfaces Or Elements, Cart Away Debris Off The Site, Clearing And Cleaning The Site Etc., All Complete As Per Tender Documents. Note: The Contractor Is Specifically Requested To Visit The Site And Ascertain For Himself The Items Of Demolition Described Hereunder Before Pricing This Section; Demolition And Disposal Of Foundation Of Flag Poles | 1 | Nr | AED | 200
2022-11 | 2 | 2.0559 |  | United Arab Emirates | Abu Dhabi | Hard & Soft Landscaping | Al Maqta Police Museum | Park Landscaping | DMT | Western Beach | Award | 2022 | Fixed Price Lump Sum | SITE WORK | Demolitions and alterations | Demolish Or Remove Existing Site Elements, Including Shoring, Scaffolding, Demolitions, Supports, Protection, Necessary Excavation, Backfill, Surplus Removal, Removal Of Foundations And Base Courses, Reinstatement Of Damaged Adjacent Surfaces Or Elements, Cart Away Debris Off The Site, Clearing And Cleaning The Site Etc., All Complete As Per Tender Documents. Note: The Contractor Is Specifically Requested To Visit The Site And Ascertain For Himself The Items Of Demolition Described Hereunder Before Pricing This Section; Remove Existing Underground Electric Line, 11Kv (Out Of Service) | 292 | m | AED | 60
2022-11 | 2 | 2.0559 |  | United Arab Emirates | Abu Dhabi | Hard & Soft Landscaping | Al Maqta Police Museum | Park Landscaping | DMT | Western Beach | Award | 2022 | Fixed Price Lump Sum | SITE WORK | Demolitions and alterations | Demolish Or Remove Existing Site Elements, Including Shoring, Scaffolding, Demolitions, Supports, Protection, Necessary Excavation, Backfill, Surplus Removal, Removal Of Foundations And Base Courses, Reinstatement Of Damaged Adjacent Surfaces Or Elements, Cart Away Debris Off The Site, Clearing And Cleaning The Site Etc., All Complete As Per Tender Documents. Note: The Contractor Is Specifically Requested To Visit The Site And Ascertain For Himself The Items Of Demolition Described Hereunder Before Pricing This Section; Remove Existing Underground Electric Line (Others) | 188 | m | AED | 60
2022-11 | 2 | 2.0559 |  | United Arab Emirates | Abu Dhabi | Hard & Soft Landscaping | Al Maqta Police Museum | Park Landscaping | DMT | Western Beach | Award | 2022 | Fixed Price Lump Sum | SITE WORK | Demolitions and alterations | Demolish Or Remove Existing Site Elements, Including Shoring, Scaffolding, Demolitions, Supports, Protection, Necessary Excavation, Backfill, Surplus Removal, Removal Of Foundations And Base Courses, Reinstatement Of Damaged Adjacent Surfaces Or Elements, Cart Away Debris Off The Site, Clearing And Cleaning The Site Etc., All Complete As Per Tender Documents. Note: The Contractor Is Specifically Requested To Visit The Site And Ascertain For Himself The Items Of Demolition Described Hereunder Before Pricing This Section; Demolish And Dispose Existing Telecom Manholes | 1 | Nr | AED | 12000
2022-11 | 2 | 2.0559 |  | United Arab Emirates | Abu Dhabi | Hard & Soft Landscaping | Al Maqta Police Museum | Park Landscaping | DMT | Western Beach | Award | 2022 | Fixed Price Lump Sum | SITE WORK | Landscaping | Pv01/ Pedestrian Paving Infill Material: Precast Concrete Paver Size(Mm): 200X200, Thickness:60Mm; Color: Light Grey; Finish: Shot Blasted; Edges: Straight Cut | 1355 | m² | AED | 95
2022-11 | 2 | 2.0559 |  | United Arab Emirates | Abu Dhabi | Hard & Soft Landscaping | Al Maqta Police Museum | Park Landscaping | DMT | Western Beach | Award | 2022 | Fixed Price Lump Sum | SITE WORK | Landscaping | Pv02/ Vehicular Paving Infill Material: Precast Concrete Paver Size(Mm) :200X200, Thickness: 80Mm; Color: Light Grey; Finish: Shot Blasted; Edges: Straight Cut | 1887 | m² | AED | 95
2022-11 | 2 | 2.0559 |  | United Arab Emirates | Abu Dhabi | Hard & Soft Landscaping | Al Maqta Police Museum | Park Landscaping | DMT | Western Beach | Award | 2022 | Fixed Price Lump Sum | SITE WORK | Landscaping | Grading To Makeup Levels, Including Necessary Cut & Fill, Compaction, Surplus Disposal, Etc. | 3242 | m² | AED | 24
2022-11 | 2 | 2.056 |  | United Arab Emirates | Abu Dhabi | Hard & Soft Landscaping | Al Maqta Police Museum | Park Landscaping | DMT | Western Beach | Award | 2022 | Fixed Price Lump Sum | SITE WORK | Landscaping | Salt Barrier | 3242 | m² | AED | 12
2022-11 | 2 | 2.056 |  | United Arab Emirates | Abu Dhabi | Hard & Soft Landscaping | Al Maqta Police Museum | Park Landscaping | DMT | Western Beach | Award | 2022 | Fixed Price Lump Sum | SITE WORK | Filling | Sub Grade: 150Mm Thick | 1355 | m² | AED | 26
2022-11 | 2 | 2.056 |  | United Arab Emirates | Abu Dhabi | Hard & Soft Landscaping | Al Maqta Police Museum | Park Landscaping | DMT | Western Beach | Award | 2022 | Fixed Price Lump Sum | SITE WORK | Landscaping | Aggregate Base: 200Mm Thick | 1887 | m² | AED | 34
2022-11 | 2 | 2.056 |  | United Arab Emirates | Abu Dhabi | Hard & Soft Landscaping | Al Maqta Police Museum | Park Landscaping | DMT | Western Beach | Award | 2022 | Fixed Price Lump Sum | SITE WORK | Filling | Levelling Course: Course Sand, 50Mm Thick | 3242 | m² | AED | 12
2022-11 | 2 | 2.056 |  | United Arab Emirates | Abu Dhabi | Hard & Soft Landscaping | Al Maqta Police Museum | Park Landscaping | DMT | Western Beach | Award | 2022 | Fixed Price Lump Sum | SITE WORK | Landscaping | Pv03A/Pedestrian Paving Infill Material: Sand Stone Paver Size(Mm): 150(Min.)X(450Max.), Thickness: 60Mm; Color: Beige; Finish: Flamed/Riven; Edges: Straight Cut | 2103 | m² | AED | 400
2022-11 | 2 | 2.056 |  | United Arab Emirates | Abu Dhabi | Hard & Soft Landscaping | Al Maqta Police Museum | Park Landscaping | DMT | Western Beach | Award | 2022 | Fixed Price Lump Sum | SITE WORK | Landscaping | Pv03B/Vehicular Paving Infill Material: Sand Stone Paver Size(Mm): 150(Min.)X(450Max.), Thickness: 80Mm; Color: Beige; Finish: Flamed/Riven; Edges: Straight Cut | 88 | m² | AED | 400
2022-11 | 2 | 2.056 |  | United Arab Emirates | Abu Dhabi | Hard & Soft Landscaping | Al Maqta Police Museum | Park Landscaping | DMT | Western Beach | Award | 2022 | Fixed Price Lump Sum | SITE WORK | Landscaping | Grading To Makeup Levels Including Necessary Cut & Fill, Compaction, Surplus Disposal, Etc. | 2191 | m² | AED | 24
2022-11 | 2 | 2.056 |  | United Arab Emirates | Abu Dhabi | Hard & Soft Landscaping | Al Maqta Police Museum | Park Landscaping | DMT | Western Beach | Award | 2022 | Fixed Price Lump Sum | SITE WORK | Landscaping | Salt Barrier | 2191 | m² | AED | 12
2022-11 | 2 | 2.056 |  | United Arab Emirates | Abu Dhabi | Hard & Soft Landscaping | Al Maqta Police Museum | Park Landscaping | DMT | Western Beach | Award | 2022 | Fixed Price Lump Sum | SITE WORK | Filling | Sub Grade: 150Mm Thick | 2103 | m² | AED | 26
2022-11 | 2 | 2.056 |  | United Arab Emirates | Abu Dhabi | Hard & Soft Landscaping | Al Maqta Police Museum | Park Landscaping | DMT | Western Beach | Award | 2022 | Fixed Price Lump Sum | SITE WORK | Landscaping | Aggregate Base: 200Mm Thick | 88 | m² | AED | 36
2022-11 | 2 | 2.0561 |  | United Arab Emirates | Abu Dhabi | Hard & Soft Landscaping | Al Maqta Police Museum | Park Landscaping | DMT | Western Beach | Award | 2022 | Fixed Price Lump Sum | SITE WORK | Filling | Levelling Course: Course Sand, 50Mm Thick | 2191 | m² | AED | 12
2022-11 | 2 | 2.0561 |  | United Arab Emirates | Abu Dhabi | Hard & Soft Landscaping | Al Maqta Police Museum | Park Landscaping | DMT | Western Beach | Award | 2022 | Fixed Price Lump Sum | SITE WORK | Landscaping | Pv05A/Pedestrian Paving Infill Material: Granite Paver Size(Mm): 600X600; 30Mm Thick; Color: Imperial White; Finish: Flamed | 740 | m² | AED | 660
2022-11 | 2 | 2.0561 |  | United Arab Emirates | Abu Dhabi | Hard & Soft Landscaping | Al Maqta Police Museum | Park Landscaping | DMT | Western Beach | Award | 2022 | Fixed Price Lump Sum | SITE WORK | Landscaping | Grading To Makeup Levels Including Necessary Cut & Fill, Compaction, Surplus Disposal, Etc. | 740 | m² | AED | 24
2022-11 | 2 | 2.0561 |  | United Arab Emirates | Abu Dhabi | Hard & Soft Landscaping | Al Maqta Police Museum | Park Landscaping | DMT | Western Beach | Award | 2022 | Fixed Price Lump Sum | SITE WORK | Landscaping | Aggregate Base Course, 200Mm Thick | 740 | m² | AED | 36
2022-11 | 2 | 2.0561 |  | United Arab Emirates | Abu Dhabi | Hard & Soft Landscaping | Al Maqta Police Museum | Park Landscaping | DMT | Western Beach | Award | 2022 | Fixed Price Lump Sum | THERMAL AND MOISTURE PROTECTION | Coverings and linings | Polythene Sheet | 740 | m² | AED | 2
2022-11 | 2 | 2.0561 |  | United Arab Emirates | Abu Dhabi | Hard & Soft Landscaping | Al Maqta Police Museum | Park Landscaping | DMT | Western Beach | Award | 2022 | Fixed Price Lump Sum | SITE WORK | Landscaping | Mesh Reinforced Concrete Base Slab, 100Mm Thick | 740 | m² | AED | 120
2022-11 | 2 | 2.0561 |  | United Arab Emirates | Abu Dhabi | Hard & Soft Landscaping | Al Maqta Police Museum | Park Landscaping | DMT | Western Beach | Award | 2022 | Fixed Price Lump Sum | SITE WORK | Landscaping | Cement Mortar: 25Mm Thick Resin Bound Aggregate Surfacing | 740 | m² | AED | 12
2022-11 | 2 | 2.0561 |  | United Arab Emirates | Abu Dhabi | Hard & Soft Landscaping | Al Maqta Police Museum | Park Landscaping | DMT | Western Beach | Award | 2022 | Fixed Price Lump Sum | SITE WORK | Landscaping | Pv04/ Pedestrian Paving Infill Material: Resin Bound Aggregate Layer Thickness: 4Mm; Color: Light Beige; Finish: Fine | 610 | m² | AED | 120
2022-11 | 2 | 2.0561 |  | United Arab Emirates | Abu Dhabi | Hard & Soft Landscaping | Al Maqta Police Museum | Park Landscaping | DMT | Western Beach | Award | 2022 | Fixed Price Lump Sum | SITE WORK | Landscaping | Grading To Makeup Levels Including Necessary Cut & Fill, Compaction, Surplus Disposal, Etc. | 610 | m² | AED | 24
2022-11 | 2 | 2.0561 |  | United Arab Emirates | Abu Dhabi | Hard & Soft Landscaping | Al Maqta Police Museum | Park Landscaping | DMT | Western Beach | Award | 2022 | Fixed Price Lump Sum | THERMAL AND MOISTURE PROTECTION | Coverings and linings | Polythene Sheet | 610 | m² | AED | 2
2022-11 | 2 | 2.0562 |  | United Arab Emirates | Abu Dhabi | Hard & Soft Landscaping | Al Maqta Police Museum | Park Landscaping | DMT | Western Beach | Award | 2022 | Fixed Price Lump Sum | SITE WORK | Landscaping | Mesh Reinforced Concrete Base Slab,150Mm Thick | 610 | m² | AED | 120
2022-11 | 2 | 2.0562 |  | United Arab Emirates | Abu Dhabi | Hard & Soft Landscaping | Al Maqta Police Museum | Park Landscaping | DMT | Western Beach | Award | 2022 | Fixed Price Lump Sum | SITE WORK | Landscaping | Pv06/Vehicular Paving Infill Material: Reinforced Gravel Size (Mm): 20‐30 Ø; Thickness: 110Mm; Color: Beige; Finish: Natural; Edges: Angular | 1716 | m² | AED | 55
2022-11 | 2 | 2.0562 |  | United Arab Emirates | Abu Dhabi | Hard & Soft Landscaping | Al Maqta Police Museum | Park Landscaping | DMT | Western Beach | Award | 2022 | Fixed Price Lump Sum | SITE WORK | Landscaping | Grading To Makeup Levels Including Necessary Cut & Fill, Compaction, Surplus Disposal, Etc. | 1716 | m² | AED | 18
2022-11 | 2 | 2.0562 |  | United Arab Emirates | Abu Dhabi | Hard & Soft Landscaping | Al Maqta Police Museum | Park Landscaping | DMT | Western Beach | Award | 2022 | Fixed Price Lump Sum | SITE WORK | Filling | Sub Base: 200Mm Thick | 1716 | m² | AED | 36
2022-11 | 2 | 2.0562 |  | United Arab Emirates | Abu Dhabi | Hard & Soft Landscaping | Al Maqta Police Museum | Park Landscaping | DMT | Western Beach | Award | 2022 | Fixed Price Lump Sum | SITE WORK | Landscaping | Geotextile Fabric, 80Gsm | 1716 | m² | AED | 4
2022-11 | 2 | 2.0562 |  | United Arab Emirates | Abu Dhabi | Hard & Soft Landscaping | Al Maqta Police Museum | Park Landscaping | DMT | Western Beach | Award | 2022 | Fixed Price Lump Sum | SITE WORK | Landscaping | Hdpe Geoweb Grid; 100Mm Thick | 1716 | m² | AED | 120
2022-11 | 2 | 2.0562 |  | United Arab Emirates | Abu Dhabi | Hard & Soft Landscaping | Al Maqta Police Museum | Park Landscaping | DMT | Western Beach | Award | 2022 | Fixed Price Lump Sum | SITE WORK | Landscaping | Pv08A/Existing Natural Sand Clean Off Debris And Reinstate 300Mm Depth Of Existing Top Soil | 1886 | m² | AED | 24
2022-11 | 2 | 2.0562 |  | United Arab Emirates | Abu Dhabi | Hard & Soft Landscaping | Al Maqta Police Museum | Park Landscaping | DMT | Western Beach | Award | 2022 | Fixed Price Lump Sum | SITE WORK | Landscaping | Pv08B/Play Sand Play Sand At Play Areas, 300Mm Depth | 69 | m² | AED | 80
2022-11 | 2 | 2.0562 |  | United Arab Emirates | Abu Dhabi | Hard & Soft Landscaping | Al Maqta Police Museum | Park Landscaping | DMT | Western Beach | Award | 2022 | Fixed Price Lump Sum | SITE WORK | Landscaping | Grading To Makeup Levels Including Necessary Cut & Fill, Compaction, Surplus Disposal, Etc. | 69 | m² | AED | 24
2022-11 | 2 | 2.0562 |  | United Arab Emirates | Abu Dhabi | Hard & Soft Landscaping | Al Maqta Police Museum | Park Landscaping | DMT | Western Beach | Award | 2022 | Fixed Price Lump Sum | SITE WORK | Landscaping | Geotextile Fabric, 80Gsm | 69 | m² | AED | 4
2022-11 | 2 | 2.0563 |  | United Arab Emirates | Abu Dhabi | Hard & Soft Landscaping | Al Maqta Police Museum | Park Landscaping | DMT | Western Beach | Award | 2022 | Fixed Price Lump Sum | SITE WORK | Landscaping | Supply And Install Following Boulders To Various Patterns As Per Design, Including Compacted Subgrade, All Complete As Per Tender Documents. Material: Natural Boulders Color: Beige; Finish: Natural, Edges: Angular; Pv09‐A/ Boulders_Type Bl‐A Size(Mm) X:1200‐1500, Y:1000‐1200" | 30 | Nr | AED | 1200
2022-11 | 2 | 2.0563 |  | United Arab Emirates | Abu Dhabi | Hard & Soft Landscaping | Al Maqta Police Museum | Park Landscaping | DMT | Western Beach | Award | 2022 | Fixed Price Lump Sum | SITE WORK | Landscaping | Supply And Install Following Boulders To Various Patterns As Per Design, Including Compacted Subgrade, All Complete As Per Tender Documents. Material: Natural Boulders Color: Beige; Finish: Natural, Edges: Angular; Pv09‐B/ Boulders_Type Bl‐B Size(Mm) X:900‐1200, Y: 800‐1000" | 72 | Nr | AED | 1200
2022-11 | 2 | 2.0563 |  | United Arab Emirates | Abu Dhabi | Hard & Soft Landscaping | Al Maqta Police Museum | Park Landscaping | DMT | Western Beach | Award | 2022 | Fixed Price Lump Sum | SITE WORK | Landscaping | Supply And Install Following Boulders To Various Patterns As Per Design, Including Compacted Subgrade, All Complete As Per Tender Documents. Material: Natural Boulders Color: Beige; Finish: Natural, Edges: Angular; Pv09‐C/ Boulders_Type Bl‐C Size(Mm) X:600‐900, Y: 500‐800" | 51 | Nr | AED | 900
2022-11 | 2 | 2.0563 |  | United Arab Emirates | Abu Dhabi | Hard & Soft Landscaping | Al Maqta Police Museum | Park Landscaping | DMT | Western Beach | Award | 2022 | Fixed Price Lump Sum | SITE WORK | Paving and surfacing | Supply And Install Following Edges, Cut To Lengths And Radius As Required, Laid To Required Lines And Grades, Including Associated Earth Works, Compacted Bases, Foundations, Haunching, Mortar Bed, Polythene Sheet Etc. All Complete As Per Tender Documents; E1: Upstand Kerb/ Parking Material: Precast Concrete; Size(Mm):\ 915X150Xradius Cut Pieces; Thickness: 300Mm Color: Grey; Finish: Shot Blasted; Edges: Straight/Chamfered To Radius | 541 | m | AED | 120
2022-11 | 2 | 2.0563 |  | United Arab Emirates | Abu Dhabi | Hard & Soft Landscaping | Al Maqta Police Museum | Park Landscaping | DMT | Western Beach | Award | 2022 | Fixed Price Lump Sum | SITE WORK | Paving and surfacing | Supply And Install Following Edges, Cut To Lengths And Radius As Required, Laid To Required Lines And Grades, Including Associated Earth Works, Compacted Bases, Foundations, Haunching, Mortar Bed, Polythene Sheet Etc. All Complete As Per Tender Documents; E2: Flush Kerb/Parking Material: Precast Concrete; Size(Mm): 915X150,Thickness: 300Mm; Color: Grey; Finish: Shot Blasted; Edges: Straight | 667 | m | AED | 120
2022-11 | 2 | 2.0563 |  | United Arab Emirates | Abu Dhabi | Hard & Soft Landscaping | Al Maqta Police Museum | Park Landscaping | DMT | Western Beach | Award | 2022 | Fixed Price Lump Sum | SITE WORK | Paving and surfacing | Supply And Install Following Edges, Cut To Lengths And Radius As Required, Laid To Required Lines And Grades, Including Associated Earth Works, Compacted Bases, Foundations, Haunching, Mortar Bed, Polythene Sheet Etc. All Complete As Per Tender Documents; E3: Heel Kerb/ Pedestrian Material: Precast Concrete; Size(Mm): 600X75,Thickness: 150Mm; Color: Grey; Finish: Shot Blasted; Edges: Straight | 652 | m | AED | 120
2022-11 | 2 | 2.0563 |  | United Arab Emirates | Abu Dhabi | Hard & Soft Landscaping | Al Maqta Police Museum | Park Landscaping | DMT | Western Beach | Award | 2022 | Fixed Price Lump Sum | SITE WORK | Paving and surfacing | Supply And Install Following Edges, Cut To Lengths And Radius As Required, Laid To Required Lines And Grades, Including Associated Earth Works, Compacted Bases, Foundations, Haunching, Mortar Bed, Polythene Sheet Etc. All Complete As Per Tender Documents; E4: Transition Kerb/ Pedestrian Material: Precast Concrete; Size(Mm): 50(Radius Cut Pieces) Thickness: 300Mm;Color: Grey; Finish: Shot Blasted; Edges: Straight | 20 | m | AED | 150
2022-11 | 2 | 2.0563 |  | United Arab Emirates | Abu Dhabi | Hard & Soft Landscaping | Al Maqta Police Museum | Park Landscaping | DMT | Western Beach | Award | 2022 | Fixed Price Lump Sum | SITE WORK | Paving and surfacing | Supply And Install Following Edges, Cut To Lengths And Radius As Required, Laid To Required Lines And Grades, Including Associated Earth Works, Compacted Bases, Foundations, Haunching, Mortar Bed, Polythene Sheet Etc. All Complete As Per Tender Documents; E5: Wheel Stoppers/ Parking Material: Precast Concrete; Size(Mm): 2000X150, Thickness: 100Mm; Color: Grey; Finish: Plain | 21 | Nr | AED | 300
2022-11 | 2 | 2.0563 |  | United Arab Emirates | Abu Dhabi | Hard & Soft Landscaping | Al Maqta Police Museum | Park Landscaping | DMT | Western Beach | Award | 2022 | Fixed Price Lump Sum | SITE WORK | Filling | Structural Filling With Imported Material To Make Up Required Level At Terrace Including Supply Laying Of Approved Filling Material Well Compacted By Layers, Etc. All Complete As Per Tender Documents | 360 | m³ | AED | 120
2022-11 | 2 | 2.0563 |  | United Arab Emirates | Abu Dhabi | Hard & Soft Landscaping | Al Maqta Police Museum | Park Landscaping | DMT | Western Beach | Award | 2022 | Fixed Price Lump Sum | SITE WORK | Landscaping | Earthwork; Earthwork Including Excavation, Surplus Material Disposal, Etc. | 198 | m³ | AED | 65
2022-11 | 2 | 2.0564 |  | United Arab Emirates | Abu Dhabi | Hard & Soft Landscaping | Al Maqta Police Museum | Park Landscaping | DMT | Western Beach | Award | 2022 | Fixed Price Lump Sum | THERMAL AND MOISTURE PROTECTION | Coverings and linings | Earthwork; Polyethylene Sheet 1000 Gauge | 198 | m² | AED | 5
2022-11 | 2 | 2.0564 |  | United Arab Emirates | Abu Dhabi | Hard & Soft Landscaping | Al Maqta Police Museum | Park Landscaping | DMT | Western Beach | Award | 2022 | Fixed Price Lump Sum | SITE WORK | Landscaping | Earthwork; Blinding Concrete: 75Mm Thick | 15 | m³ | AED | 400
2022-11 | 2 | 2.0564 |  | United Arab Emirates | Abu Dhabi | Hard & Soft Landscaping | Al Maqta Police Museum | Park Landscaping | DMT | Western Beach | Award | 2022 | Fixed Price Lump Sum | CONCRETE WORK | Poured concrete | Reinforced Concrete; For Footing | 53 | m³ | AED | 800
2022-11 | 2 | 2.0564 |  | United Arab Emirates | Abu Dhabi | Hard & Soft Landscaping | Al Maqta Police Museum | Park Landscaping | DMT | Western Beach | Award | 2022 | Fixed Price Lump Sum | CONCRETE WORK | Poured concrete | Reinforced Concrete; For Retaining Wall | 61 | m³ | AED | 800
2022-11 | 2 | 2.0564 |  | United Arab Emirates | Abu Dhabi | Hard & Soft Landscaping | Al Maqta Police Museum | Park Landscaping | DMT | Western Beach | Award | 2022 | Fixed Price Lump Sum | CONCRETE WORK | Reinforcement | Reinforced Concrete; Reinforcement | 14515 | kg | AED | 6
2022-11 | 2 | 2.0564 |  | United Arab Emirates | Abu Dhabi | Hard & Soft Landscaping | Al Maqta Police Museum | Park Landscaping | DMT | Western Beach | Award | 2022 | Fixed Price Lump Sum | CONCRETE WORK | Shuttering | Formwork; For Retaining Wall | 60 | m² | AED | 200
2022-11 | 2 | 2.0564 |  | United Arab Emirates | Abu Dhabi | Hard & Soft Landscaping | Al Maqta Police Museum | Park Landscaping | DMT | Western Beach | Award | 2022 | Fixed Price Lump Sum | CONCRETE WORK | Shuttering | Formwork; For Retaining Wall | 489 | m² | AED | 200
2022-11 | 2 | 2.0564 |  | United Arab Emirates | Abu Dhabi | Hard & Soft Landscaping | Al Maqta Police Museum | Park Landscaping | DMT | Western Beach | Award | 2022 | Fixed Price Lump Sum | THERMAL AND MOISTURE PROTECTION | Coverings and linings | Water Proofing System Comprising Bituminous Paint Primer Coat, Sbs Modified Bituminous Membrane And Protection Board/ Screed; Horizontal | 178 | m² | AED | 80
2022-11 | 2 | 2.0564 |  | United Arab Emirates | Abu Dhabi | Hard & Soft Landscaping | Al Maqta Police Museum | Park Landscaping | DMT | Western Beach | Award | 2022 | Fixed Price Lump Sum | THERMAL AND MOISTURE PROTECTION | Coverings and linings | Water Proofing System Comprising Bituminous Paint Primer Coat, Sbs Modified Bituminous Membrane And Protection Board/ Screed; Vertical | 548 | m² | AED | 80
2022-11 | 2 | 2.0564 |  | United Arab Emirates | Abu Dhabi | Hard & Soft Landscaping | Al Maqta Police Museum | Park Landscaping | DMT | Western Beach | Award | 2022 | Fixed Price Lump Sum | FINISHES | Finishings | Finishes; Cl‐01/ Rendered Concrete Finish; 10Mm Thick Cement Plaster, Plain Finish, Straight Edges" | 185 | m² | AED | 200
2022-11 | 2 | 2.0565 |  | United Arab Emirates | Abu Dhabi | Hard & Soft Landscaping | Al Maqta Police Museum | Park Landscaping | DMT | Western Beach | Award | 2022 | Fixed Price Lump Sum | FINISHES | Decorations | Finishes; Cl‐01/ White (Ra L9016) Color Paint | 185 | m² | AED | 200
2022-11 | 2 | 2.0565 |  | United Arab Emirates | Abu Dhabi | Hard & Soft Landscaping | Al Maqta Police Museum | Park Landscaping | DMT | Western Beach | Award | 2022 | Fixed Price Lump Sum | CONCRETE WORK | Poured concrete | Reinforced Concrete Planter Wall 200Mm Width, 750Mm Above Pedestrian Paving Level | 10 | m | AED | 500
2022-11 | 2 | 2.0565 |  | United Arab Emirates | Abu Dhabi | Hard & Soft Landscaping | Al Maqta Police Museum | Park Landscaping | DMT | Western Beach | Award | 2022 | Fixed Price Lump Sum | SITE WORK | Landscaping | Earthwork; Earthwork Including Excavation, Surplus Material Disposal,Etc. | 16 | m³ | AED | 65
2022-11 | 2 | 2.0565 |  | United Arab Emirates | Abu Dhabi | Hard & Soft Landscaping | Al Maqta Police Museum | Park Landscaping | DMT | Western Beach | Award | 2022 | Fixed Price Lump Sum | THERMAL AND MOISTURE PROTECTION | Coverings and linings | Earthwork; Polyethylene Sheet 1000 Gauge | 16 | m² | AED | 5
2022-11 | 2 | 2.0565 |  | United Arab Emirates | Abu Dhabi | Hard & Soft Landscaping | Al Maqta Police Museum | Park Landscaping | DMT | Western Beach | Award | 2022 | Fixed Price Lump Sum | SITE WORK | Landscaping | Earthwork; Blinding Concrete: 75Mm Thick | 1 | m³ | AED | 400
2022-11 | 2 | 2.0565 |  | United Arab Emirates | Abu Dhabi | Hard & Soft Landscaping | Al Maqta Police Museum | Park Landscaping | DMT | Western Beach | Award | 2022 | Fixed Price Lump Sum | CONCRETE WORK | Poured concrete | Reinforced Concrete; For Footing | 4 | m³ | AED | 800
2022-11 | 2 | 2.0565 |  | United Arab Emirates | Abu Dhabi | Hard & Soft Landscaping | Al Maqta Police Museum | Park Landscaping | DMT | Western Beach | Award | 2022 | Fixed Price Lump Sum | CONCRETE WORK | Poured concrete | Reinforced Concrete; For Retaining Wall | 3 | m³ | AED | 800
2022-11 | 2 | 2.0565 |  | United Arab Emirates | Abu Dhabi | Hard & Soft Landscaping | Al Maqta Police Museum | Park Landscaping | DMT | Western Beach | Award | 2022 | Fixed Price Lump Sum | CONCRETE WORK | Reinforcement | Reinforced Concrete; Reinforcement | 825 | kg | AED | 6
2022-11 | 2 | 2.0565 |  | United Arab Emirates | Abu Dhabi | Hard & Soft Landscaping | Al Maqta Police Museum | Park Landscaping | DMT | Western Beach | Award | 2022 | Fixed Price Lump Sum | CONCRETE WORK | Shuttering | Formwork; For Footing | 6 | m² | AED | 200
2022-11 | 2 | 2.0565 |  | United Arab Emirates | Abu Dhabi | Hard & Soft Landscaping | Al Maqta Police Museum | Park Landscaping | DMT | Western Beach | Award | 2022 | Fixed Price Lump Sum | CONCRETE WORK | Shuttering | Formwork; For Retaining Wall | 27 | m² | AED | 200
2022-11 | 2 | 2.0566 |  | United Arab Emirates | Abu Dhabi | Hard & Soft Landscaping | Al Maqta Police Museum | Park Landscaping | DMT | Western Beach | Award | 2022 | Fixed Price Lump Sum | THERMAL AND MOISTURE PROTECTION | Coverings and linings | Water Proofing System Comprising Bituminous Paint Primer Coat, Sbs Modified Bituminous Membrane And Protection Board/ Screed; Horizontal | 14 | m² | AED | 80
2022-11 | 2 | 2.0566 |  | United Arab Emirates | Abu Dhabi | Hard & Soft Landscaping | Al Maqta Police Museum | Park Landscaping | DMT | Western Beach | Award | 2022 | Fixed Price Lump Sum | THERMAL AND MOISTURE PROTECTION | Coverings and linings | Water Proofing System Comprising Bituminous Paint Primer Coat, Sbs Modified Bituminous Membrane And Protection Board/ Screed; Vertical | 33 | m² | AED | 80
2022-11 | 2 | 2.0566 |  | United Arab Emirates | Abu Dhabi | Hard & Soft Landscaping | Al Maqta Police Museum | Park Landscaping | DMT | Western Beach | Award | 2022 | Fixed Price Lump Sum | FINISHES | Finishings | Finishes; Cl‐01/ Rendered Concrete Finish 10Mm Thick Cement Plaster, Plain Finish, Straight Edges | 10 | m² | AED | 200
2022-11 | 2 | 2.0566 |  | United Arab Emirates | Abu Dhabi | Hard & Soft Landscaping | Al Maqta Police Museum | Park Landscaping | DMT | Western Beach | Award | 2022 | Fixed Price Lump Sum | FINISHES | Decorations | Finishes; Cl‐01/ White (Ra L9016) Color Paint | 10 | m² | AED | 200
2022-11 | 2 | 2.0566 |  | United Arab Emirates | Abu Dhabi | Hard & Soft Landscaping | Al Maqta Police Museum | Park Landscaping | DMT | Western Beach | Award | 2022 | Fixed Price Lump Sum | THERMAL AND MOISTURE PROTECTION | Coverings and linings | Water Proofing System Comprising Bituminous Paint Primer Coat, Sbs Modified Bituminous Membrane And Protection Board/ Screed; Horizontal | 1 | m² | AED | 80
2022-11 | 2 | 2.0566 |  | United Arab Emirates | Abu Dhabi | Hard & Soft Landscaping | Al Maqta Police Museum | Park Landscaping | DMT | Western Beach | Award | 2022 | Fixed Price Lump Sum | THERMAL AND MOISTURE PROTECTION | Coverings and linings | Water Proofing System Comprising Bituminous Paint Primer Coat, Sbs Modified Bituminous Membrane And Protection Board/ Screed; Vertical | 2 | m² | AED | 80
2022-11 | 2 | 2.0566 |  | United Arab Emirates | Abu Dhabi | Hard & Soft Landscaping | Al Maqta Police Museum | Park Landscaping | DMT | Western Beach | Award | 2022 | Fixed Price Lump Sum | FINISHES | Finishings | Finishes; Cl‐01/ Rendered Concrete Finish 10Mm Thick Cement Plaster, Plain Finish, Straight Edges | 3 | m² | AED | 200
2022-11 | 2 | 2.0566 |  | United Arab Emirates | Abu Dhabi | Hard & Soft Landscaping | Al Maqta Police Museum | Park Landscaping | DMT | Western Beach | Award | 2022 | Fixed Price Lump Sum | FINISHES | Decorations | Finishes; Cl‐01/ White (Ra L9016) Color Paint | 3 | m² | AED | 200
2022-11 | 2 | 2.0566 |  | United Arab Emirates | Abu Dhabi | Hard & Soft Landscaping | Al Maqta Police Museum | Park Landscaping | DMT | Western Beach | Award | 2022 | Fixed Price Lump Sum | SITE WORK | Filling | Ramps Including Earthwork, Blinding, Reinforced Concrete, Formwork, Water Proofing, Metal Works, Finishes, Fitting, Fixtures, Accessories, Etc. ; Earthwork Including Excavation, Surplus Material Disposal,Etc. | 71 | m³ | AED | 65
2022-11 | 2 | 2.0566 |  | United Arab Emirates | Abu Dhabi | Hard & Soft Landscaping | Al Maqta Police Museum | Park Landscaping | DMT | Western Beach | Award | 2022 | Fixed Price Lump Sum | SITE WORK | Filling | Ramps Including Earthwork, Blinding, Reinforced Concrete, Formwork, Water Proofing, Metal Works, Finishes, Fitting, Fixtures, Accessories, Etc. ; Sub Grade | 89 | m² | AED | 24
2022-11 | 2 | 2.0567 |  | United Arab Emirates | Abu Dhabi | Hard & Soft Landscaping | Al Maqta Police Museum | Park Landscaping | DMT | Western Beach | Award | 2022 | Fixed Price Lump Sum | SITE WORK | Filling | Ramps Including Earthwork, Blinding, Reinforced Concrete, Formwork, Water Proofing, Metal Works, Finishes, Fitting, Fixtures, Accessories, Etc. ; Sub Base: 250Mm Thick | 11 | m² | AED | 36
2022-11 | 2 | 2.0567 |  | United Arab Emirates | Abu Dhabi | Hard & Soft Landscaping | Al Maqta Police Museum | Park Landscaping | DMT | Western Beach | Award | 2022 | Fixed Price Lump Sum | THERMAL AND MOISTURE PROTECTION | Coverings and linings | Ramps Including Earthwork, Blinding, Reinforced Concrete, Formwork, Water Proofing, Metal Works, Finishes, Fitting, Fixtures, Accessories, Etc. ; Polyethylene Sheet 1000 Gauge | 89 | m² | AED | 5
2022-11 | 2 | 2.0567 |  | United Arab Emirates | Abu Dhabi | Hard & Soft Landscaping | Al Maqta Police Museum | Park Landscaping | DMT | Western Beach | Award | 2022 | Fixed Price Lump Sum | CONCRETE WORK | Poured concrete | Ramps Including Earthwork, Blinding, Reinforced Concrete, Formwork, Water Proofing, Metal Works, Finishes, Fitting, Fixtures, Accessories, Etc. ; Blinding Concrete: 75Mm Thick | 3 | m³ | AED | 400
2022-11 | 2 | 2.0567 |  | United Arab Emirates | Abu Dhabi | Hard & Soft Landscaping | Al Maqta Police Museum | Park Landscaping | DMT | Western Beach | Award | 2022 | Fixed Price Lump Sum | THERMAL AND MOISTURE PROTECTION | Coverings and linings | Reinforced Concrete Including Concrete, Formwork, Rebars, Waterproofing, Etc.; For Foundation | 13 | m³ | AED | 800
2022-11 | 2 | 2.0567 |  | United Arab Emirates | Abu Dhabi | Hard & Soft Landscaping | Al Maqta Police Museum | Park Landscaping | DMT | Western Beach | Award | 2022 | Fixed Price Lump Sum | THERMAL AND MOISTURE PROTECTION | Coverings and linings | Reinforced Concrete Including Concrete, Formwork, Rebars, Waterproofing, Etc.; For Grade Beam | 3 | m³ | AED | 800
2022-11 | 2 | 2.0567 |  | United Arab Emirates | Abu Dhabi | Hard & Soft Landscaping | Al Maqta Police Museum | Park Landscaping | DMT | Western Beach | Award | 2022 | Fixed Price Lump Sum | THERMAL AND MOISTURE PROTECTION | Coverings and linings | Reinforced Concrete Including Concrete, Formwork, Rebars, Waterproofing, Etc.; For Ramp Slab | 10 | m³ | AED | 800
2022-11 | 2 | 2.0567 |  | United Arab Emirates | Abu Dhabi | Hard & Soft Landscaping | Al Maqta Police Museum | Park Landscaping | DMT | Western Beach | Award | 2022 | Fixed Price Lump Sum | SITE WORK | Landscaping | Earthwork Including Excavation, Surplus Material Disposal | 15 | m³ | AED | 65
2022-11 | 2 | 2.0567 |  | United Arab Emirates | Abu Dhabi | Hard & Soft Landscaping | Al Maqta Police Museum | Park Landscaping | DMT | Western Beach | Award | 2022 | Fixed Price Lump Sum | SITE WORK | Filling | Sub Grade: 250Mm Thick | 59 | m² | AED | 24
2022-11 | 2 | 2.0567 |  | United Arab Emirates | Abu Dhabi | Hard & Soft Landscaping | Al Maqta Police Museum | Park Landscaping | DMT | Western Beach | Award | 2022 | Fixed Price Lump Sum | THERMAL AND MOISTURE PROTECTION | Coverings and linings | Polyethylene Sheet 1000 Gauge | 59 | m² | AED | 5
2022-11 | 2 | 2.0567 |  | United Arab Emirates | Abu Dhabi | Hard & Soft Landscaping | Al Maqta Police Museum | Park Landscaping | DMT | Western Beach | Award | 2022 | Fixed Price Lump Sum | CONCRETE WORK | Poured concrete | Blinding Concrete: 75Mm Thick | 3 | m³ | AED | 400
2022-11 | 2 | 2.0568 |  | United Arab Emirates | Abu Dhabi | Hard & Soft Landscaping | Al Maqta Police Museum | Park Landscaping | DMT | Western Beach | Award | 2022 | Fixed Price Lump Sum | CONCRETE WORK | Poured concrete | Reinforced Concrete Including Concrete, Formwork, Rebars, Waterproofing, Etc.; For Foundation | 12 | m³ | AED | 800
2022-11 | 2 | 2.0568 |  | United Arab Emirates | Abu Dhabi | Hard & Soft Landscaping | Al Maqta Police Museum | Park Landscaping | DMT | Western Beach | Award | 2022 | Fixed Price Lump Sum | CONCRETE WORK | Poured concrete | Reinforced Concrete Including Concrete, Formwork, Rebars, Waterproofing, Etc.; For Ramp Slab | 5 | m³ | AED | 800
2022-11 | 2 | 2.0568 |  | United Arab Emirates | Abu Dhabi | Hard & Soft Landscaping | Al Maqta Police Museum | Park Landscaping | DMT | Western Beach | Award | 2022 | Fixed Price Lump Sum | CONCRETE WORK | Poured concrete | Reinforced Concrete Including Concrete, Formwork, Rebars, Waterproofing, Etc.; For Steps | 10 | m³ | AED | 800
2022-11 | 2 | 2.0568 |  | United Arab Emirates | Abu Dhabi | Hard & Soft Landscaping | Al Maqta Police Museum | Park Landscaping | DMT | Western Beach | Award | 2022 | Fixed Price Lump Sum | SITE WORK | Landscaping | Earthwork Including Excavation, Surplus Material Disposal | 6 | m³ | AED | 65
2022-11 | 2 | 2.0568 |  | United Arab Emirates | Abu Dhabi | Hard & Soft Landscaping | Al Maqta Police Museum | Park Landscaping | DMT | Western Beach | Award | 2022 | Fixed Price Lump Sum | SITE WORK | Filling | Sub Grade: 250Mm Thick | 15 | m² | AED | 24
2022-11 | 2 | 2.0568 |  | United Arab Emirates | Abu Dhabi | Hard & Soft Landscaping | Al Maqta Police Museum | Park Landscaping | DMT | Western Beach | Award | 2022 | Fixed Price Lump Sum | THERMAL AND MOISTURE PROTECTION | Coverings and linings | Polyethylene Sheet 1000 Gauge | 15 | m² | AED | 5
2022-11 | 2 | 2.0568 |  | United Arab Emirates | Abu Dhabi | Hard & Soft Landscaping | Al Maqta Police Museum | Park Landscaping | DMT | Western Beach | Award | 2022 | Fixed Price Lump Sum | CONCRETE WORK | Poured concrete | Blinding Concrete: 75Mm Thick | 1 | m³ | AED | 400
2022-11 | 2 | 2.0568 |  | United Arab Emirates | Abu Dhabi | Hard & Soft Landscaping | Al Maqta Police Museum | Park Landscaping | DMT | Western Beach | Award | 2022 | Fixed Price Lump Sum | CONCRETE WORK | Poured concrete | Reinforced Concrete Including Concrete, Formwork, Rebars, Waterproofing, Etc.; For Foundation | 5 | m³ | AED | 800
2022-11 | 2 | 2.0568 |  | United Arab Emirates | Abu Dhabi | Hard & Soft Landscaping | Al Maqta Police Museum | Park Landscaping | DMT | Western Beach | Award | 2022 | Fixed Price Lump Sum | CONCRETE WORK | Poured concrete | Reinforced Concrete Including Concrete, Formwork, Rebars, Waterproofing, Etc.; For Steps | 5 | m³ | AED | 800
2022-11 | 2 | 2.0568 |  | United Arab Emirates | Abu Dhabi | Hard & Soft Landscaping | Al Maqta Police Museum | Park Landscaping | DMT | Western Beach | Award | 2022 | Fixed Price Lump Sum | FINISHES | Finishings | Finishing Including 20Mm Cement Mortar Bedding; Pv‐05A/ Granite Paving For Ramps Size(Mm): 300X600X30; Color: Imperial White; Finish: Flamed, Edges: Straight Cut | 70 | m² | AED | 600
2022-11 | 2 | 2.0569 |  | United Arab Emirates | Abu Dhabi | Hard & Soft Landscaping | Al Maqta Police Museum | Park Landscaping | DMT | Western Beach | Award | 2022 | Fixed Price Lump Sum | FINISHES | Finishings | Finishing Including 20Mm Cement Mortar Bedding; Pv‐05/ Granite Cladding And Coping Size(Mm): 300X600X30; Color: Imperial White; Finish: Flamed, Edges: Straight Cut | 17 | m² | AED | 600
2022-11 | 2 | 2.0569 |  | United Arab Emirates | Abu Dhabi | Hard & Soft Landscaping | Al Maqta Police Museum | Park Landscaping | DMT | Western Beach | Award | 2022 | Fixed Price Lump Sum | FINISHES | Finishings | Finishing Including 20Mm Cement Mortar Bedding; Pv‐05B/ Granite Tread Size(Mm): 600X600X60; Color: Imperial White; Finish: Flamed, Edges: Straight Cut" | 58 | m² | AED | 600
2022-11 | 2 | 2.0569 |  | United Arab Emirates | Abu Dhabi | Hard & Soft Landscaping | Al Maqta Police Museum | Park Landscaping | DMT | Western Beach | Award | 2022 | Fixed Price Lump Sum | FINISHES | Finishings | Finishing Including 20Mm Cement Mortar Bedding; Pv‐05C/ Granite Riser Cut To Size, 20Mm Thick; Color: Imperial White; Finish: Flamed Edges: Straight Cut | 15 | m² | AED | 600
2022-11 | 2 | 2.0569 |  | United Arab Emirates | Abu Dhabi | Hard & Soft Landscaping | Al Maqta Police Museum | Park Landscaping | DMT | Western Beach | Award | 2022 | Fixed Price Lump Sum | FINISHES | Finishings | Finishing Including 20Mm Cement Mortar Bedding; Cl‐01/ Rendered Concrete Finish‐Outer 10Mm Thick Cement Plaster, Plain Finish, Straight Edges | 27 | m² | AED | 200
2022-11 | 2 | 2.0569 |  | United Arab Emirates | Abu Dhabi | Hard & Soft Landscaping | Al Maqta Police Museum | Park Landscaping | DMT | Western Beach | Award | 2022 | Fixed Price Lump Sum | FINISHES | Finishings | Finishing Including 20Mm Cement Mortar Bedding; Cl‐01/ White (Ra L9016) Color Paint | 27 | m² | AED | 200
2022-11 | 2 | 2.0569 |  | United Arab Emirates | Abu Dhabi | Hard & Soft Landscaping | Al Maqta Police Museum | Park Landscaping | DMT | Western Beach | Award | 2022 | Fixed Price Lump Sum | SITE WORK | Filling | Reinforced Concrete Structure Including Earthwork, Blinding, Concrete, Water Proofing, Balustrade, Etc. Size(Mm): 8000X4000X2850; Excavation To Required Level Including Surplus Removal, Etc. | 1 | Item | AED | 4000
2022-11 | 2 | 2.0569 |  | United Arab Emirates | Abu Dhabi | Hard & Soft Landscaping | Al Maqta Police Museum | Park Landscaping | DMT | Western Beach | Award | 2022 | Fixed Price Lump Sum | SITE WORK | Filling | Reinforced Concrete Structure Including Earthwork, Blinding, Concrete, Water Proofing, Balustrade, Etc. Size(Mm): 8000X4000X2850; Sub Grade: 250Mm Thick | 23 | m² | AED | 24
2022-11 | 2 | 2.0569 |  | United Arab Emirates | Abu Dhabi | Hard & Soft Landscaping | Al Maqta Police Museum | Park Landscaping | DMT | Western Beach | Award | 2022 | Fixed Price Lump Sum | THERMAL AND MOISTURE PROTECTION | Coverings and linings | Reinforced Concrete Structure Including Earthwork, Blinding, Concrete, Water Proofing, Balustrade, Etc. Size(Mm): 8000X4000X2850; Polyethylene Sheet 1000 Gauge | 23 | m² | AED | 5
2022-11 | 2 | 2.0569 |  | United Arab Emirates | Abu Dhabi | Hard & Soft Landscaping | Al Maqta Police Museum | Park Landscaping | DMT | Western Beach | Award | 2022 | Fixed Price Lump Sum | CONCRETE WORK | Poured concrete | Reinforced Concrete Structure Including Earthwork, Blinding, Concrete, Water Proofing, Balustrade, Etc. Size(Mm): 8000X4000X2850; Blinding Concrete: 75Mm Thick For Grade Beam And Grade Slab | 2 | m³ | AED | 400
2022-11 | 2 | 2.0569 |  | United Arab Emirates | Abu Dhabi | Hard & Soft Landscaping | Al Maqta Police Museum | Park Landscaping | DMT | Western Beach | Award | 2022 | Fixed Price Lump Sum | CONCRETE WORK | Poured concrete | Reinforced Concrete; For Footing | 4 | m³ | AED | 800
2022-11 | 2 | 2.057 |  | United Arab Emirates | Abu Dhabi | Hard & Soft Landscaping | Al Maqta Police Museum | Park Landscaping | DMT | Western Beach | Award | 2022 | Fixed Price Lump Sum | CONCRETE WORK | Poured concrete | Reinforced Concrete; For Columns | 2 | m³ | AED | 800
2022-11 | 2 | 2.057 |  | United Arab Emirates | Abu Dhabi | Hard & Soft Landscaping | Al Maqta Police Museum | Park Landscaping | DMT | Western Beach | Award | 2022 | Fixed Price Lump Sum | CONCRETE WORK | Poured concrete | Reinforced Concrete; For Grade Beams | 1 | m³ | AED | 800
2022-11 | 2 | 2.057 |  | United Arab Emirates | Abu Dhabi | Hard & Soft Landscaping | Al Maqta Police Museum | Park Landscaping | DMT | Western Beach | Award | 2022 | Fixed Price Lump Sum | CONCRETE WORK | Poured concrete | Reinforced Concrete; For Slab On Grade | 3 | m³ | AED | 800
2022-11 | 2 | 2.057 |  | United Arab Emirates | Abu Dhabi | Hard & Soft Landscaping | Al Maqta Police Museum | Park Landscaping | DMT | Western Beach | Award | 2022 | Fixed Price Lump Sum | CONCRETE WORK | Poured concrete | Reinforced Concrete; For Beams | 2 | m³ | AED | 800
2022-11 | 2 | 2.057 |  | United Arab Emirates | Abu Dhabi | Hard & Soft Landscaping | Al Maqta Police Museum | Park Landscaping | DMT | Western Beach | Award | 2022 | Fixed Price Lump Sum | CONCRETE WORK | Poured concrete | Reinforced Concrete; For Roof Slab | 5 | m³ | AED | 800
2022-11 | 2 | 2.057 |  | United Arab Emirates | Abu Dhabi | Hard & Soft Landscaping | Al Maqta Police Museum | Park Landscaping | DMT | Western Beach | Award | 2022 | Fixed Price Lump Sum | CONCRETE WORK | Shuttering | Formwork; For Footing | 10 | m² | AED | 200
2022-11 | 2 | 2.057 |  | United Arab Emirates | Abu Dhabi | Hard & Soft Landscaping | Al Maqta Police Museum | Park Landscaping | DMT | Western Beach | Award | 2022 | Fixed Price Lump Sum | CONCRETE WORK | Shuttering | Formwork; For Columns | 24 | m² | AED | 200
2022-11 | 2 | 2.057 |  | United Arab Emirates | Abu Dhabi | Hard & Soft Landscaping | Al Maqta Police Museum | Park Landscaping | DMT | Western Beach | Award | 2022 | Fixed Price Lump Sum | CONCRETE WORK | Shuttering | Formwork; For Grade Beams | 13 | m² | AED | 200
2022-11 | 2 | 2.057 |  | United Arab Emirates | Abu Dhabi | Hard & Soft Landscaping | Al Maqta Police Museum | Park Landscaping | DMT | Western Beach | Award | 2022 | Fixed Price Lump Sum | CONCRETE WORK | Shuttering | Formwork; For Roof Beams | 24 | m² | AED | 200
2022-11 | 2 | 2.057 |  | United Arab Emirates | Abu Dhabi | Hard & Soft Landscaping | Al Maqta Police Museum | Park Landscaping | DMT | Western Beach | Award | 2022 | Fixed Price Lump Sum | CONCRETE WORK | Shuttering | Formwork; For Roof Slab | 27 | m² | AED | 200
2022-11 | 2 | 2.0571 |  | United Arab Emirates | Abu Dhabi | Hard & Soft Landscaping | Al Maqta Police Museum | Park Landscaping | DMT | Western Beach | Award | 2022 | Fixed Price Lump Sum | CONCRETE WORK | Reinforcement | Reinforcement ‐Dia 16Mm; For Grade Beam | 133 | kg | AED | 6
2022-11 | 2 | 2.0571 |  | United Arab Emirates | Abu Dhabi | Hard & Soft Landscaping | Al Maqta Police Museum | Park Landscaping | DMT | Western Beach | Award | 2022 | Fixed Price Lump Sum | CONCRETE WORK | Reinforcement | Reinforcement ‐Dia 16Mm; For Roof Beams | 147 | kg | AED | 6
2022-11 | 2 | 2.0571 |  | United Arab Emirates | Abu Dhabi | Hard & Soft Landscaping | Al Maqta Police Museum | Park Landscaping | DMT | Western Beach | Award | 2022 | Fixed Price Lump Sum | CONCRETE WORK | Reinforcement | Reinforcement ‐Dia 12Mm; For Footing | 78 | kg | AED | 6
2022-11 | 2 | 2.0571 |  | United Arab Emirates | Abu Dhabi | Hard & Soft Landscaping | Al Maqta Police Museum | Park Landscaping | DMT | Western Beach | Award | 2022 | Fixed Price Lump Sum | CONCRETE WORK | Reinforcement | Reinforcement ‐Dia 12Mm; For Columns | 31 | kg | AED | 6
2022-11 | 2 | 2.0571 |  | United Arab Emirates | Abu Dhabi | Hard & Soft Landscaping | Al Maqta Police Museum | Park Landscaping | DMT | Western Beach | Award | 2022 | Fixed Price Lump Sum | CONCRETE WORK | Reinforcement | Reinforcement ‐Dia 12Mm; For Roof Slab | 288 | kg | AED | 6
2022-11 | 2 | 2.0571 |  | United Arab Emirates | Abu Dhabi | Hard & Soft Landscaping | Al Maqta Police Museum | Park Landscaping | DMT | Western Beach | Award | 2022 | Fixed Price Lump Sum | CONCRETE WORK | Reinforcement | Reinforcement ‐Dia 8Mm; For Columnsz | 40 | kg | AED | 6
2022-11 | 2 | 2.0571 |  | United Arab Emirates | Abu Dhabi | Hard & Soft Landscaping | Al Maqta Police Museum | Park Landscaping | DMT | Western Beach | Award | 2022 | Fixed Price Lump Sum | CONCRETE WORK | Reinforcement | Reinforcement ‐Dia 8Mm; For Grade Beams | 45 | kg | AED | 6
2022-11 | 2 | 2.0571 |  | United Arab Emirates | Abu Dhabi | Hard & Soft Landscaping | Al Maqta Police Museum | Park Landscaping | DMT | Western Beach | Award | 2022 | Fixed Price Lump Sum | CONCRETE WORK | Reinforcement | Reinforcement ‐Dia 8Mm; For Roof Beams | 56 | kg | AED | 6
2022-11 | 2 | 2.0571 |  | United Arab Emirates | Abu Dhabi | Hard & Soft Landscaping | Al Maqta Police Museum | Park Landscaping | DMT | Western Beach | Award | 2022 | Fixed Price Lump Sum | CONCRETE WORK | Reinforcement | Reinforcement Mesh; Brc Mesh A393 For Grade Slab | 27 | m² | AED | 80
2022-11 | 2 | 2.0571 |  | United Arab Emirates | Abu Dhabi | Hard & Soft Landscaping | Al Maqta Police Museum | Park Landscaping | DMT | Western Beach | Award | 2022 | Fixed Price Lump Sum | CONCRETE WORK | Sundries | Isolation Joint; Isolation Joint For Grade Slab | 23 | m | AED | 100
2022-11 | 2 | 2.0572 |  | United Arab Emirates | Abu Dhabi | Hard & Soft Landscaping | Al Maqta Police Museum | Park Landscaping | DMT | Western Beach | Award | 2022 | Fixed Price Lump Sum | THERMAL AND MOISTURE PROTECTION | Coverings and linings | Water Proofing; Water Proofing System Comprising Bituminous Paint Primer Coat, Sbs Modified Bituminous Membrane And Protection Board/ Screed | 152 | m² | AED | 80
2022-11 | 2 | 2.0572 |  | United Arab Emirates | Abu Dhabi | Hard & Soft Landscaping | Al Maqta Police Museum | Park Landscaping | DMT | Western Beach | Award | 2022 | Fixed Price Lump Sum | METALWORK | Non structural metalwork | Handrail; Grc Handrail (100X200Mm) Finish: Smooth, Color: White | 14 | m | AED | 600
2022-11 | 2 | 2.0572 |  | United Arab Emirates | Abu Dhabi | Hard & Soft Landscaping | Al Maqta Police Museum | Park Landscaping | DMT | Western Beach | Award | 2022 | Fixed Price Lump Sum | CONCRETE WORK | Precast concrete | Grc Balustrade; | 6 | m | AED | 600
2022-11 | 2 | 2.0572 |  | United Arab Emirates | Abu Dhabi | Hard & Soft Landscaping | Al Maqta Police Museum | Park Landscaping | DMT | Western Beach | Award | 2022 | Fixed Price Lump Sum | CONCRETE WORK | Precast concrete | Grc Balustrade; | 6 | m | AED | 600
2022-11 | 2 | 2.0572 |  | United Arab Emirates | Abu Dhabi | Hard & Soft Landscaping | Al Maqta Police Museum | Park Landscaping | DMT | Western Beach | Award | 2022 | Fixed Price Lump Sum | CONCRETE WORK | Precast concrete | Grc Balustrade; | 2 | Nr | AED | 700
2022-11 | 2 | 2.0572 |  | United Arab Emirates | Abu Dhabi | Hard & Soft Landscaping | Al Maqta Police Museum | Park Landscaping | DMT | Western Beach | Award | 2022 | Fixed Price Lump Sum | CONCRETE WORK | Precast concrete | Grc Balustrade; | 2 | Nr | AED | 600
2022-11 | 2 | 2.0572 |  | United Arab Emirates | Abu Dhabi | Hard & Soft Landscaping | Al Maqta Police Museum | Park Landscaping | DMT | Western Beach | Award | 2022 | Fixed Price Lump Sum | METALWORK | Non structural metalwork | Decorative Downspout; Decorative Downspout, Galvanized Steel Powder Coated, Color: White (Ral 9016) | 6 | Nr | AED | 6000
2022-11 | 2 | 2.0572 |  | United Arab Emirates | Abu Dhabi | Hard & Soft Landscaping | Al Maqta Police Museum | Park Landscaping | DMT | Western Beach | Award | 2022 | Fixed Price Lump Sum | FINISHES | Finishings | Finishes; Finishing Including Cement Mortar Bedding; Cl‐01/ Rendered Concrete Finish 10Mm Thick, White (Ra L9016) Color, Plain Finish, Straight Edges | 109 | m² | AED | 200
2022-11 | 2 | 2.0572 |  | United Arab Emirates | Abu Dhabi | Hard & Soft Landscaping | Al Maqta Police Museum | Park Landscaping | DMT | Western Beach | Award | 2022 | Fixed Price Lump Sum | FINISHES | Finishings | Finishes; Finishing Including Cement Mortar Bedding; Pv05A_Granite Paving Type 05A Size(Mm): 600X600X30; 30Mm Thick; Color: Imperial White; Finish: Flamed | 32 | m² | AED | 660
2022-11 | 2 | 2.0572 |  | United Arab Emirates | Abu Dhabi | Hard & Soft Landscaping | Al Maqta Police Museum | Park Landscaping | DMT | Western Beach | Award | 2022 | Fixed Price Lump Sum | FINISHES | Finishings | Finishes; Finishing Including Cement Mortar Bedding; Pv05_Granite Cladding Type 05 Size(Mm): 600X150X30; 30Mm Thick; Color: Imperial White; Finish: Flamed | 4 | m² | AED | 660
2022-11 | 2 | 2.0573 |  | United Arab Emirates | Abu Dhabi | Hard & Soft Landscaping | Al Maqta Police Museum | Park Landscaping | DMT | Western Beach | Award | 2022 | Fixed Price Lump Sum | CONCRETE WORK | Poured concrete | Reinforced Concrete Structure Including Earthwork, Blinding, Concrete, Water Proofing, Balustrade, Etc. Size(Mm): 4700X4000X2580; Excavation To Required Level Including Surplus Removal, Etc. | 1 | Item | AED | 4000
2022-11 | 2 | 2.0573 |  | United Arab Emirates | Abu Dhabi | Hard & Soft Landscaping | Al Maqta Police Museum | Park Landscaping | DMT | Western Beach | Award | 2022 | Fixed Price Lump Sum | SITE WORK | Filling | Reinforced Concrete Structure Including Earthwork, Blinding, Concrete, Water Proofing, Balustrade, Etc. Size(Mm): 4700X4000X2580; Sub Grade: 250Mm Thick | 16 | m² | AED | 24
2022-11 | 2 | 2.0573 |  | United Arab Emirates | Abu Dhabi | Hard & Soft Landscaping | Al Maqta Police Museum | Park Landscaping | DMT | Western Beach | Award | 2022 | Fixed Price Lump Sum | THERMAL AND MOISTURE PROTECTION | Coverings and linings | Reinforced Concrete Structure Including Earthwork, Blinding, Concrete, Water Proofing, Balustrade, Etc. Size(Mm): 4700X4000X2580; Polyethylene Sheet 1000 Gauge | 16 | m² | AED | 5
2022-11 | 2 | 2.0573 |  | United Arab Emirates | Abu Dhabi | Hard & Soft Landscaping | Al Maqta Police Museum | Park Landscaping | DMT | Western Beach | Award | 2022 | Fixed Price Lump Sum | CONCRETE WORK | Poured concrete | Reinforced Concrete Structure Including Earthwork, Blinding, Concrete, Water Proofing, Balustrade, Etc. Size(Mm): 4700X4000X2580; Blinding Concrete: 75Mm Thick For Grade Beam And Grade Slab | 1 | m³ | AED | 400
2022-11 | 2 | 2.0573 |  | United Arab Emirates | Abu Dhabi | Hard & Soft Landscaping | Al Maqta Police Museum | Park Landscaping | DMT | Western Beach | Award | 2022 | Fixed Price Lump Sum | CONCRETE WORK | Poured concrete | Reinforced Concret; For Footing | 2 | m³ | AED | 800
2022-11 | 2 | 2.0573 |  | United Arab Emirates | Abu Dhabi | Hard & Soft Landscaping | Al Maqta Police Museum | Park Landscaping | DMT | Western Beach | Award | 2022 | Fixed Price Lump Sum | CONCRETE WORK | Poured concrete | Reinforced Concret; For Columns | 1 | m³ | AED | 800
2022-11 | 2 | 2.0573 |  | United Arab Emirates | Abu Dhabi | Hard & Soft Landscaping | Al Maqta Police Museum | Park Landscaping | DMT | Western Beach | Award | 2022 | Fixed Price Lump Sum | CONCRETE WORK | Poured concrete | Reinforced Concret; For Grade Beams | 1 | m³ | AED | 800
2022-11 | 2 | 2.0573 |  | United Arab Emirates | Abu Dhabi | Hard & Soft Landscaping | Al Maqta Police Museum | Park Landscaping | DMT | Western Beach | Award | 2022 | Fixed Price Lump Sum | CONCRETE WORK | Poured concrete | Reinforced Concret; For Slab On Grade | 1 | m³ | AED | 800
2022-11 | 2 | 2.0573 |  | United Arab Emirates | Abu Dhabi | Hard & Soft Landscaping | Al Maqta Police Museum | Park Landscaping | DMT | Western Beach | Award | 2022 | Fixed Price Lump Sum | CONCRETE WORK | Poured concrete | Reinforced Concret; For Beams | 1 | m³ | AED | 800
2022-11 | 2 | 2.0573 |  | United Arab Emirates | Abu Dhabi | Hard & Soft Landscaping | Al Maqta Police Museum | Park Landscaping | DMT | Western Beach | Award | 2022 | Fixed Price Lump Sum | CONCRETE WORK | Poured concrete | Reinforced Concret; For Roof Slab | 3 | m³ | AED | 800
2022-11 | 2 | 2.0574 |  | United Arab Emirates | Abu Dhabi | Hard & Soft Landscaping | Al Maqta Police Museum | Park Landscaping | DMT | Western Beach | Award | 2022 | Fixed Price Lump Sum | CONCRETE WORK | Shuttering | Formwork; For Footing | 7 | m² | AED | 200
2022-11 | 2 | 2.0574 |  | United Arab Emirates | Abu Dhabi | Hard & Soft Landscaping | Al Maqta Police Museum | Park Landscaping | DMT | Western Beach | Award | 2022 | Fixed Price Lump Sum | CONCRETE WORK | Shuttering | Formwork; For Columns | 13 | m² | AED | 200
2022-11 | 2 | 2.0574 |  | United Arab Emirates | Abu Dhabi | Hard & Soft Landscaping | Al Maqta Police Museum | Park Landscaping | DMT | Western Beach | Award | 2022 | Fixed Price Lump Sum | CONCRETE WORK | Shuttering | Formwork; For Grade Beams | 9 | m² | AED | 200
2022-11 | 2 | 2.0574 |  | United Arab Emirates | Abu Dhabi | Hard & Soft Landscaping | Al Maqta Police Museum | Park Landscaping | DMT | Western Beach | Award | 2022 | Fixed Price Lump Sum | CONCRETE WORK | Shuttering | Formwork; For Roof Beams | 5 | m² | AED | 200
2022-11 | 2 | 2.0574 |  | United Arab Emirates | Abu Dhabi | Hard & Soft Landscaping | Al Maqta Police Museum | Park Landscaping | DMT | Western Beach | Award | 2022 | Fixed Price Lump Sum | CONCRETE WORK | Shuttering | Formwork; For Roof Slab | 17 | m² | AED | 200
2022-11 | 2 | 2.0574 |  | United Arab Emirates | Abu Dhabi | Hard & Soft Landscaping | Al Maqta Police Museum | Park Landscaping | DMT | Western Beach | Award | 2022 | Fixed Price Lump Sum | CONCRETE WORK | Reinforcement | Reinforcement ‐Dia 16Mm; For Grade Beam | 122 | kg | AED | 6
2022-11 | 2 | 2.0574 |  | United Arab Emirates | Abu Dhabi | Hard & Soft Landscaping | Al Maqta Police Museum | Park Landscaping | DMT | Western Beach | Award | 2022 | Fixed Price Lump Sum | CONCRETE WORK | Reinforcement | Reinforcement ‐Dia 16Mm; For Roof Beams | 51 | kg | AED | 6
2022-11 | 2 | 2.0574 |  | United Arab Emirates | Abu Dhabi | Hard & Soft Landscaping | Al Maqta Police Museum | Park Landscaping | DMT | Western Beach | Award | 2022 | Fixed Price Lump Sum | CONCRETE WORK | Reinforcement | Reinforcement ‐Dia 12Mm; For Footing | 78 | kg | AED | 6
2022-11 | 2 | 2.0574 |  | United Arab Emirates | Abu Dhabi | Hard & Soft Landscaping | Al Maqta Police Museum | Park Landscaping | DMT | Western Beach | Award | 2022 | Fixed Price Lump Sum | CONCRETE WORK | Reinforcement | Reinforcement ‐Dia 12Mm; For Columns | 12 | kg | AED | 6
2022-11 | 2 | 2.0574 |  | United Arab Emirates | Abu Dhabi | Hard & Soft Landscaping | Al Maqta Police Museum | Park Landscaping | DMT | Western Beach | Award | 2022 | Fixed Price Lump Sum | CONCRETE WORK | Reinforcement | Reinforcement ‐Dia 12Mm; For Roof Slab | 114 | kg | AED | 6
2022-11 | 2 | 2.0575 |  | United Arab Emirates | Abu Dhabi | Hard & Soft Landscaping | Al Maqta Police Museum | Park Landscaping | DMT | Western Beach | Award | 2022 | Fixed Price Lump Sum | CONCRETE WORK | Reinforcement | Reinforcement ‐Dia 10Mm; For Columns | 12 | kg | AED | 6
2022-11 | 2 | 2.0575 |  | United Arab Emirates | Abu Dhabi | Hard & Soft Landscaping | Al Maqta Police Museum | Park Landscaping | DMT | Western Beach | Award | 2022 | Fixed Price Lump Sum | CONCRETE WORK | Reinforcement | Reinforcement ‐Dia 10Mm; For Grade Beam | 178 | kg | AED | 6
2022-11 | 2 | 2.0575 |  | United Arab Emirates | Abu Dhabi | Hard & Soft Landscaping | Al Maqta Police Museum | Park Landscaping | DMT | Western Beach | Award | 2022 | Fixed Price Lump Sum | CONCRETE WORK | Reinforcement | Reinforcement ‐Dia 8Mm; For Columns | 22 | kg | AED | 6
2022-11 | 2 | 2.0575 |  | United Arab Emirates | Abu Dhabi | Hard & Soft Landscaping | Al Maqta Police Museum | Park Landscaping | DMT | Western Beach | Award | 2022 | Fixed Price Lump Sum | CONCRETE WORK | Reinforcement | Reinforcement ‐Dia 8Mm; For Roof Beams | 70 | kg | AED | 6
2022-11 | 2 | 2.0575 |  | United Arab Emirates | Abu Dhabi | Hard & Soft Landscaping | Al Maqta Police Museum | Park Landscaping | DMT | Western Beach | Award | 2022 | Fixed Price Lump Sum | CONCRETE WORK | Reinforcement | Reinforcement Mesh; Brc Mesh A393 For Grade Slab | 16 | m² | AED | 80
2022-11 | 2 | 2.0575 |  | United Arab Emirates | Abu Dhabi | Hard & Soft Landscaping | Al Maqta Police Museum | Park Landscaping | DMT | Western Beach | Award | 2022 | Fixed Price Lump Sum | CONCRETE WORK | Sundries | Isolation Joint; Isolation Joint For Grade Slab | 15 | m | AED | 100
2022-11 | 2 | 2.0575 |  | United Arab Emirates | Abu Dhabi | Hard & Soft Landscaping | Al Maqta Police Museum | Park Landscaping | DMT | Western Beach | Award | 2022 | Fixed Price Lump Sum | THERMAL AND MOISTURE PROTECTION | Coverings and linings | Water Proofing; Water Proofing System Comprising Bituminous Paint Primer Coat, Sbs Modified Bituminous Membrane And Protection Board/ Screed | 1 | Item | AED | 6000
2022-11 | 2 | 2.0575 |  | United Arab Emirates | Abu Dhabi | Hard & Soft Landscaping | Al Maqta Police Museum | Park Landscaping | DMT | Western Beach | Award | 2022 | Fixed Price Lump Sum | FINISHES | Finishings | Finishing; Finishing Including Cement Mortar Bedding; Cl‐01/ Rendered Concrete Finish 10Mm Thick, White (Ra L9016) Color, Plain Finish, Straight Edges | 52 | m² | AED | 200
2022-11 | 2 | 2.0575 |  | United Arab Emirates | Abu Dhabi | Hard & Soft Landscaping | Al Maqta Police Museum | Park Landscaping | DMT | Western Beach | Award | 2022 | Fixed Price Lump Sum | FINISHES | Finishings | Finishing; Finishing Including Cement Mortar Bedding; Pv05A_Granite Paving Type 05A Size(Mm): 600X600X30; 30Mm Thick; Color: Imperial White; Finish: Flamed | 19 | m² | AED | 600
2022-11 | 2 | 2.0575 |  | United Arab Emirates | Abu Dhabi | Hard & Soft Landscaping | Al Maqta Police Museum | Park Landscaping | DMT | Western Beach | Award | 2022 | Fixed Price Lump Sum | CONCRETE WORK | Poured concrete | Concrete Wall Extension, To Existing Underground Water Tank, At Terrace, Including Concrete Work, Formwork, Rebars, Chemical Dowelling Etc. Height/ Depth: 660 Mm, Thickness: 250 Mm | 13 | m | AED | 2000
2022-11 | 2 | 2.0576 |  | United Arab Emirates | Abu Dhabi | Hard & Soft Landscaping | Al Maqta Police Museum | Park Landscaping | DMT | Western Beach | Award | 2022 | Fixed Price Lump Sum | METALWORK | Non structural metalwork | Heavy Duty Recessed Di Access Cover And Frame. Size: 3351 X 2356 Mm | 1 | Nr | AED | 3000
2022-11 | 2 | 2.0576 |  | United Arab Emirates | Abu Dhabi | Hard & Soft Landscaping | Al Maqta Police Museum | Park Landscaping | DMT | Western Beach | Award | 2022 | Fixed Price Lump Sum | METALWORK | Non structural metalwork | Supply And Install Following Fence, Balustrade And Handrails, Including All Foundations, Fixtures, Accessories, Etc. Complete.; F1/ Fence Type 1 Material: 75X75X6Mm Hollow Section Metal Support Post With Tension Wires; Size(Mm): 1200 H; Color: Brown/Natural Color; Finish: Powder Coated/ Natural Finish | 370 | m | AED | 950
2022-11 | 2 | 2.0576 |  | United Arab Emirates | Abu Dhabi | Hard & Soft Landscaping | Al Maqta Police Museum | Park Landscaping | DMT | Western Beach | Award | 2022 | Fixed Price Lump Sum | METALWORK | Non structural metalwork | Supply And Install Following Fence, Balustrade And Handrails, Including All Foundations, Fixtures, Accessories, Etc. Complete.; Gate ‐ Metal Gate At Fence (5M Wide)Allow For Reinforced Concrete Foundations For Posts, 500X500X500Mm Size Including Earthworks, 75Mm Thick Blinding, 150Mm Thick Sub Base , Etc. | 1 | Nr | AED | 12000
2022-11 | 2 | 2.0576 |  | United Arab Emirates | Abu Dhabi | Hard & Soft Landscaping | Al Maqta Police Museum | Park Landscaping | DMT | Western Beach | Award | 2022 | Fixed Price Lump Sum | CONCRETE WORK | Poured concrete | Supply And Install Following Fence, Balustrade And Handrails, Including All Foundations, Fixtures, Accessories, Etc. Complete.; Foundation For Fence And Gates | 186 | Nr | AED | 200
2022-11 | 2 | 2.0576 |  | United Arab Emirates | Abu Dhabi | Hard & Soft Landscaping | Al Maqta Police Museum | Park Landscaping | DMT | Western Beach | Award | 2022 | Fixed Price Lump Sum | METALWORK | Non structural metalwork | H1/ Glass Balustrade; Material: Galvanized Steel Support With Tempered Glass; Size(Mm): 1200H Support, 10 Thk Glass; Color: Brown(Ral 8011) Support, Transparent/Mild Frosted Glass; Finish: Powder Coated Support, Smooth Glass; Fixed On Concrete As Per Manufacturer'S Recommendations; At Viewing Deck | 97 | m | AED | 1400
2022-11 | 2 | 2.0576 |  | United Arab Emirates | Abu Dhabi | Hard & Soft Landscaping | Al Maqta Police Museum | Park Landscaping | DMT | Western Beach | Award | 2022 | Fixed Price Lump Sum | METALWORK | Non structural metalwork | H1/ Glass Balustrade; Material: Galvanized Steel Support With Tempered Glass; Size(Mm): 1200H Support, 10 Thk Glass; Color: Brown(Ral 8011) Support, Transparent/Mild Frosted Glass; Finish: Powder Coated Support, Smooth Glass; Fixed On Concrete As Per Manufacturer'S Recommendations; At Museum Terrace | 97 | m | AED | 1400
2022-11 | 2 | 2.0576 |  | United Arab Emirates | Abu Dhabi | Hard & Soft Landscaping | Al Maqta Police Museum | Park Landscaping | DMT | Western Beach | Award | 2022 | Fixed Price Lump Sum | METALWORK | Non structural metalwork | Handrail With In‐Built Light; Material: Galvanized Steel Section And Supports; Size(Mm): 950Mm High; 45Mm Ø Section With Provision For Inbuilt (24X24Mm) Light Fixture; Color: Brown; Finish: Powder Coated; H2/Ramp Handrail | 60 | m | AED | 1200
2022-11 | 2 | 2.0576 |  | United Arab Emirates | Abu Dhabi | Hard & Soft Landscaping | Al Maqta Police Museum | Park Landscaping | DMT | Western Beach | Award | 2022 | Fixed Price Lump Sum | METALWORK | Non structural metalwork | Handrail With In‐Built Light; Material: Galvanized Steel Section And Supports; Size(Mm): 950Mm High; 45Mm Ø Section With Provision For Inbuilt (24X24Mm) Light Fixture; Color: Brown; Finish: Powder Coated; H3/Step Handrail | 6 | m | AED | 1200
2022-11 | 2 | 2.0576 |  | United Arab Emirates | Abu Dhabi | Hard & Soft Landscaping | Al Maqta Police Museum | Park Landscaping | DMT | Western Beach | Award | 2022 | Fixed Price Lump Sum | SITE WORK | Landscaping | Flag Poles (Reinstallation Of Existing); Refurbish, Paint White (Ral 9016) And Install In Proposed Location, Removed Existing Flag Poles Including All Fittings, Fixtures, Accessories, Etc.. | 2 | Nr | AED | 6000
2022-11 | 2 | 2.0576 |  | United Arab Emirates | Abu Dhabi | Hard & Soft Landscaping | Al Maqta Police Museum | Park Landscaping | DMT | Western Beach | Award | 2022 | Fixed Price Lump Sum | ACCESSORIES | Generally | Foundation For Flag Pole; Reinforced Concrete Foundation Including Earthworks, Subgrade Preparation, Waterproofing, Blinding, Formwork, Rebars, Concrete, Holding Down Bolts, Etc. Size: 4X2X1.2M | 1 | Nr | AED | 6000
2022-11 | 2 | 2.0577 |  | United Arab Emirates | Abu Dhabi | Hard & Soft Landscaping | Al Maqta Police Museum | Park Landscaping | DMT | Western Beach | Award | 2022 | Fixed Price Lump Sum | ACCESSORIES | Generally | Supply And Install Following Furniture, Including All Associated Elements And Works, All Complete As Per Tender Documents.; B1/ Bench Type 1 ‐ Long Bench Material: Precast Concrete(Colored); Size (Mm):2000X400X400; Color: White; | 23 | Nr | AED | 6000
2022-11 | 2 | 2.0577 |  | United Arab Emirates | Abu Dhabi | Hard & Soft Landscaping | Al Maqta Police Museum | Park Landscaping | DMT | Western Beach | Award | 2022 | Fixed Price Lump Sum | ACCESSORIES | Generally | Supply And Install Following Furniture, Including All Associated Elements And Works, All Complete As Per Tender Documents.; Bo1/ Bollard Type 1‐Removable Galvanized Steel; 273 Mmø; Color: White (Ral 9016); Finish: Powder Coated | 8 | Nr | AED | 3000
2022-11 | 2 | 2.0577 |  | United Arab Emirates | Abu Dhabi | Hard & Soft Landscaping | Al Maqta Police Museum | Park Landscaping | DMT | Western Beach | Award | 2022 | Fixed Price Lump Sum | ACCESSORIES | Generally | Supply And Install Following Furniture, Including All Associated Elements And Works, All Complete As Per Tender Documents.; Bd/ Barrel Display Material: Metal Rust Formation With Heavy Duty Sticker And Text; Size(Mm):650Ø;850 H Color: White‐Ral 9016(Barrel)/ Blue ‐Ral 5005 (Text On Stricker)Finish: Rustic Metal (Barrel)/ Reflective And Gloss (Sticker) | 23 | Nr | AED | 1500
2022-11 | 2 | 2.0577 |  | United Arab Emirates | Abu Dhabi | Hard & Soft Landscaping | Al Maqta Police Museum | Park Landscaping | DMT | Western Beach | Award | 2022 | Fixed Price Lump Sum | ACCESSORIES | Generally | Supply And Install Following Furniture, Including All Associated Elements And Works, All Complete As Per Tender Documents.; Bg1/ Barrel Gate With Wooden Barriermaterial: Metal Rest Formation Size(Mm): 650Ø; 850H; 2700 Total Height; Color: White(Barrel)/Natural(Wood); Finish: Rustic Metal(Barrel)/Smooth(Wood) | 1 | Nr | AED | 4000
2022-11 | 2 | 2.0577 |  | United Arab Emirates | Abu Dhabi | Hard & Soft Landscaping | Al Maqta Police Museum | Park Landscaping | DMT | Western Beach | Award | 2022 | Fixed Price Lump Sum | ACCESSORIES | Generally | Supply And Install Following Furniture, Including All Associated Elements And Works, All Complete As Per Tender Documents.; Cd/Camel Display ‐ Standing Material: Grp; Size(Mm): 2997X846X2400H Color: Brown‐Ral 8011; Finish: Antique | 1 | Nr | AED | 24000
2022-11 | 2 | 2.0577 |  | United Arab Emirates | Abu Dhabi | Hard & Soft Landscaping | Al Maqta Police Museum | Park Landscaping | DMT | Western Beach | Award | 2022 | Fixed Price Lump Sum | ACCESSORIES | Generally | Supply And Install Following Furniture, Including All Associated Elements And Works, All Complete As Per Tender Documents.; Cd/Camel Display ‐ Sitting Material: Grp; Size(Mm): 2960X843X1432 H Color: Brown‐Ral 8011; Finish: Antique | 1 | Nr | AED | 22000
2022-11 | 2 | 2.0577 |  | United Arab Emirates | Abu Dhabi | Hard & Soft Landscaping | Al Maqta Police Museum | Park Landscaping | DMT | Western Beach | Award | 2022 | Fixed Price Lump Sum | ACCESSORIES | Generally | Supply And Install Following Furniture, Including All Associated Elements And Works, All Complete As Per Tender Documents.; Reinforced Concrete Foundation For Camels Size(Mm): 1100X1100X400 Including Earthwork, Subgrade, Sub Base, 75Mm Thick Blinding, Rebar, Formwork, Concrete, Waterproofing, Etc. | 4 | Nr | AED | 4000
2022-11 | 2 | 2.0577 |  | United Arab Emirates | Abu Dhabi | Hard & Soft Landscaping | Al Maqta Police Museum | Park Landscaping | DMT | Western Beach | Award | 2022 | Fixed Price Lump Sum | ACCESSORIES | Generally | Supply And Install Following Furniture, Including All Associated Elements And Works, All Complete As Per Tender Documents.; Bt/ Boat Display Material: Grp; Size(Mm);3000 L (Appr.); Color: To Be Confirmed ; Finish: Smooth, Including 12Mm Thick Base Plate, Anchor Bolts, 30Mm Thick Non Shrink Grout, Etc. | 1 | Nr | AED | 22000
2022-11 | 2 | 2.0577 |  | United Arab Emirates | Abu Dhabi | Hard & Soft Landscaping | Al Maqta Police Museum | Park Landscaping | DMT | Western Beach | Award | 2022 | Fixed Price Lump Sum | ACCESSORIES | Generally | Supply And Install Following Furniture, Including All Associated Elements And Works, All Complete As Per Tender Documents.; Reinforced Concrete Foundation For Boat Size(Mm): 400X400X500 Including Earthwork, Subgrade, Sub Base, 75Mm Thick Blinding, Rebar, Formwork, Concrete, Waterproofing, Etc. | 3 | Nr | AED | 4000
2022-11 | 2 | 2.0577 |  | United Arab Emirates | Abu Dhabi | Hard & Soft Landscaping | Al Maqta Police Museum | Park Landscaping | DMT | Western Beach | Award | 2022 | Fixed Price Lump Sum | ACCESSORIES | Generally | Supply And Install Following Furniture, Including All Associated Elements And Works, All Complete As Per Tender Documents.; Lb1/ Litter Bin Material: Precast Concrete; Size(Mm): 570 X 570X 1070; Color: White‐W12P; Finish: Polished | 19 | Nr | AED | 2500
2022-11 | 2 | 2.0578 |  | United Arab Emirates | Abu Dhabi | Hard & Soft Landscaping | Al Maqta Police Museum | Park Landscaping | DMT | Western Beach | Award | 2022 | Fixed Price Lump Sum | ACCESSORIES | Generally | Supply And Install Following Furniture, Including All Associated Elements And Works, All Complete As Per Tender Documents.; Lb2/ Recycle Bins (3 Nos) Material: Precast Concrete With Engraved Letters As Per Details; Size(Mm): 570 X 570X 1070 Each; Color: White‐W12P; Finish: Polished | 1 | Nr | AED | 9000
2022-11 | 2 | 2.0578 |  | United Arab Emirates | Abu Dhabi | Hard & Soft Landscaping | Al Maqta Police Museum | Park Landscaping | DMT | Western Beach | Award | 2022 | Fixed Price Lump Sum | ACCESSORIES | Generally | Supply And Install Following Furniture, Including All Associated Elements And Works, All Complete As Per Tender Documents.; Cr/ Cycle Racks Galvanized Steel With Zinc Coating; Size(Mm): 600X60X1005H; Color: Brown(Ral 8011); Finish: Powder Coated; | 5 | Nr | AED | 1500
2022-11 | 2 | 2.0578 |  | United Arab Emirates | Abu Dhabi | Hard & Soft Landscaping | Al Maqta Police Museum | Park Landscaping | DMT | Western Beach | Award | 2022 | Fixed Price Lump Sum | ACCESSORIES | Generally | Supply And Install Following Furniture, Including All Associated Elements And Works, All Complete As Per Tender Documents.; Reinforced Concrete Foundation For Cycle Rack; Size: 300X300X300Mm, Including Earthwork, Subgrade, Sub Base, 75Mm Thick Blinding, Rebar, Formwork, Concrete, Waterproofing, Etc. | 10 | Nr | AED | 200
2022-11 | 2 | 2.0578 |  | United Arab Emirates | Abu Dhabi | Hard & Soft Landscaping | Al Maqta Police Museum | Park Landscaping | DMT | Western Beach | Award | 2022 | Fixed Price Lump Sum | ACCESSORIES | Generally | Supply And Install Following Furniture, Including All Associated Elements And Works, All Complete As Per Tender Documents.; Bg2/ Boom Gate‐ Electrically Operated. Material: Metal; Color: White‐Ral 9016 Size(Mm):340L X 332W X 1204H; Finish: Powder Coated. | 2 | Nr | AED | 12000
2022-11 | 2 | 2.0578 |  | United Arab Emirates | Abu Dhabi | Hard & Soft Landscaping | Al Maqta Police Museum | Park Landscaping | DMT | Western Beach | Award | 2022 | Fixed Price Lump Sum | ACCESSORIES | Generally | Supply And Install Following Furniture, Including All Associated Elements And Works, All Complete As Per Tender Documents.; Reinforced Concrete Foundation For Boom Gate; Size: 600X600X500Mm, Including Earthwork, Subgrade, Sub Base, 75Mm Thick Blinding, Rebar, Formwork, Concrete, Waterproofing, Etc. | 2 | Nr | AED | 6000
2022-11 | 2 | 2.0578 |  | United Arab Emirates | Abu Dhabi | Hard & Soft Landscaping | Al Maqta Police Museum | Park Landscaping | DMT | Western Beach | Award | 2022 | Fixed Price Lump Sum | ACCESSORIES | Generally | Supply And Install Following Furniture, Including All Associated Elements And Works, All Complete As Per Tender Documents.; Wb1/ General Waste Bin Color: Black (Ral 6029) | 1 | Nr | AED | 800
2022-11 | 2 | 2.0578 |  | United Arab Emirates | Abu Dhabi | Hard & Soft Landscaping | Al Maqta Police Museum | Park Landscaping | DMT | Western Beach | Award | 2022 | Fixed Price Lump Sum | ACCESSORIES | Generally | Supply And Install Following Furniture, Including All Associated Elements And Works, All Complete As Per Tender Documents.; Wb2/ Non‐Metal Waste Bin Color: Green (Ral 6029) | 1 | Nr | AED | 800
2022-11 | 2 | 2.0578 |  | United Arab Emirates | Abu Dhabi | Hard & Soft Landscaping | Al Maqta Police Museum | Park Landscaping | DMT | Western Beach | Award | 2022 | Fixed Price Lump Sum | ACCESSORIES | Generally | Supply And Install Following Play Equipment, Including All Associated Elements And Works, All Complete As Per Tender Documents.; Cp/ Car Play Equipment Material: Play Car, Size(Mm): 52100L X 2031W X 1813H; Wheels To Be Buried Min 100Mm. | 1 | Nr | AED | 150000
2022-11 | 2 | 2.0578 |  | United Arab Emirates | Abu Dhabi | Hard & Soft Landscaping | Al Maqta Police Museum | Park Landscaping | DMT | Western Beach | Award | 2022 | Fixed Price Lump Sum | ELECTRICAL ENGINEERING INSTALLATIONS | Accessories | 90 Mm Mainline Tie‐In Connection With Existing Addc Supply Line Including Earthwork, Transitional Fittings, Etc. | 1 | Nr | AED | 36000
2022-11 | 2 | 2.0578 |  | United Arab Emirates | Abu Dhabi | Hard & Soft Landscaping | Al Maqta Police Museum | Park Landscaping | DMT | Western Beach | Award | 2022 | Fixed Price Lump Sum | MECHANICAL ENGINEERING INSTALLATIONS | Pipework and gutterwork | Water Meter 1Kw | 1 | Nr | AED | 16000
2022-11 | 2 | 2.0579 |  | United Arab Emirates | Abu Dhabi | Hard & Soft Landscaping | Al Maqta Police Museum | Park Landscaping | DMT | Western Beach | Award | 2022 | Fixed Price Lump Sum | MECHANICAL ENGINEERING INSTALLATIONS | Pipework and gutterwork | Flanged D.I Isolation Gate Valves Assembly Including R.C Concrete Valve Chamber With Nonrecessed Covers, Excavation, Disposal, Backfilling, Blinding Concrete, Gravel Fill, Puddle Flange With Short Pipes, Flange Adaptor, And Extension Spindle, Grp Ladder, Air Vents, Water Proofing Membrane, Epoxy Coating, Etc. All Are Complete As Per Tender Documents.; 90Mm Dia Isolation Gate Valve | 1 | Nr | AED | 12000
2022-11 | 2 | 2.0579 |  | United Arab Emirates | Abu Dhabi | Hard & Soft Landscaping | Al Maqta Police Museum | Park Landscaping | DMT | Western Beach | Award | 2022 | Fixed Price Lump Sum | SITE WORK | Landscaping | Pipe Work, Including Earth Work Excavation, Sand Bedding, Backfilling With Selected Earth, Remove Surplus Earth From Site, Piping, Joints, Fittings, Detectable Warning Tape, Accessories Etc.; Ldpe Pipe, Pn16, 110 Mm O.D | 440 | m | AED | 120
2022-11 | 2 | 2.0579 |  | United Arab Emirates | Abu Dhabi | Hard & Soft Landscaping | Al Maqta Police Museum | Park Landscaping | DMT | Western Beach | Award | 2022 | Fixed Price Lump Sum | SITE WORK | Underground drainage | Sleeves For Irrigation Pipes Crossing The Hardscape Elements, Including Earth Works, Sand Bedding, Pipes, Fittings, Fixtures, Accessories, Identification Tag, Draw Rope, Etc.; Upvc Pipe, Class C, 160 Mm O.D | 210 | m | AED | 120
2022-11 | 2 | 2.0579 |  | United Arab Emirates | Abu Dhabi | Hard & Soft Landscaping | Al Maqta Police Museum | Park Landscaping | DMT | Western Beach | Award | 2022 | Fixed Price Lump Sum | SITE WORK | Underground drainage | Sleeves For Irrigation Pipes Crossing The Hardscape Elements, Including Earth Works, Sand Bedding, Pipes, Fittings, Fixtures, Accessories, Identification Tag, Draw Rope, Etc.; Upvc Pipe, Class C, 110 Mm O.D | 22 | m | AED | 85
2022-11 | 2 | 2.0579 |  | United Arab Emirates | Abu Dhabi | Hard & Soft Landscaping | Al Maqta Police Museum | Park Landscaping | DMT | Western Beach | Award | 2022 | Fixed Price Lump Sum | SITE WORK | Underground drainage | Sleeves For Irrigation Pipes Crossing The Hardscape Elements, Including Earth Works, Sand Bedding, Pipes, Fittings, Fixtures, Accessories, Identification Tag, Draw Rope, Etc.; Upvc Pipe, Class C, 90 Mm O.D | 150 | m | AED | 55
2022-11 | 2 | 2.0579 |  | United Arab Emirates | Abu Dhabi | Hard & Soft Landscaping | Al Maqta Police Museum | Park Landscaping | DMT | Western Beach | Award | 2022 | Fixed Price Lump Sum | SITE WORK | Landscaping | Irrigation Multiwire Modular Type Controller Unit, Including Earth Work, Upvc Conduit Pipes, Cable Markers, Identification Tags, Wire Connectors, Electrical Protections, Concrete Works, Fittings, Accessories Etc.; Controller ‐ Pedestal Mount (Min. 18 Stations) | 1 | Nr | AED | 35000
2022-11 | 2 | 2.0579 |  | United Arab Emirates | Abu Dhabi | Hard & Soft Landscaping | Al Maqta Police Museum | Park Landscaping | DMT | Western Beach | Award | 2022 | Fixed Price Lump Sum | ELECTRICAL ENGINEERING INSTALLATIONS | Final sub-circuits and auxiliary installations | Conduits For Cables, Including Earth Work, Sand Bedding, Upvc Conduit Pipes Class 'C', Identification Tags, Detectable Warning Tapes, Electrical Protections, Fittings, Fixtures, Accessories Etc.; Upvc Pipe, Class 'C', 50Mm O.D | 114 | m | AED | 25
2022-11 | 2 | 2.0579 |  | United Arab Emirates | Abu Dhabi | Hard & Soft Landscaping | Al Maqta Police Museum | Park Landscaping | DMT | Western Beach | Award | 2022 | Fixed Price Lump Sum | ELECTRICAL ENGINEERING INSTALLATIONS | Final sub-circuits and auxiliary installations | Conduits For Cables, Including Earth Work, Sand Bedding, Upvc Conduit Pipes Class 'C', Identification Tags, Detectable Warning Tapes, Electrical Protections, Fittings, Fixtures, Accessories Etc.; Upvc Pipe, Class 'C', 32 Mm O.D | 268 | m | AED | 15
2022-11 | 2 | 2.0579 |  | United Arab Emirates | Abu Dhabi | Hard & Soft Landscaping | Al Maqta Police Museum | Park Landscaping | DMT | Western Beach | Award | 2022 | Fixed Price Lump Sum | ELECTRICAL ENGINEERING INSTALLATIONS | Final sub-circuits and auxiliary installations | Cabling Works (Control And Power Cable) Including Wire Connectors, Cable Markers, Terminations, Fittings, Fixtures, Accessories Etc.; 14 Wire Awg Control Cable | 2100 | m | AED | 19
2022-11 | 2 | 2.0579 |  | United Arab Emirates | Abu Dhabi | Hard & Soft Landscaping | Al Maqta Police Museum | Park Landscaping | DMT | Western Beach | Award | 2022 | Fixed Price Lump Sum | ELECTRICAL ENGINEERING INSTALLATIONS | Final sub-circuits and auxiliary installations | Cabling Works (Control And Power Cable) Including Wire Connectors, Cable Markers, Terminations, Fittings, Fixtures, Accessories Etc.; 12 Awg Common Cable | 150 | m | AED | 19
2022-11 | 2 | 2.058 |  | United Arab Emirates | Abu Dhabi | Hard & Soft Landscaping | Al Maqta Police Museum | Park Landscaping | DMT | Western Beach | Award | 2022 | Fixed Price Lump Sum | MECHANICAL ENGINEERING INSTALLATIONS | Pipework and gutterwork | 10" Round Plastic Cable Pull Box, Including Earthwork, Block Work Support, Gravel Bed, Cable Markers, Waterproof Wire Connectors, Valve Box Cover, Identification Tags, Fittings, Fixtures, Accessories Etc. | 19 | Nr | AED | 120
2022-11 | 2 | 2.058 |  | United Arab Emirates | Abu Dhabi | Hard & Soft Landscaping | Al Maqta Police Museum | Park Landscaping | DMT | Western Beach | Award | 2022 | Fixed Price Lump Sum | SITE WORK | Underground drainage | Solenoid Valves In Plastic Box; Remote Control Solenoid Valve Assembly With Pressure Regulating System Including Plastic Valve Box, Grp Solenoid Valve, Gate Valve, Adaptors, Y‐Strainers/Brass Nipple, Valve Label, Gravel Infill, Pipes, Earth Works, Gravel Beddings, Fittings, Block Supports, Electrical And Mechanical Connections.; Solenoid Valve For Surface Drip System; (2") Diameter | 5 | Nr | AED | 4500
2022-11 | 2 | 2.058 |  | United Arab Emirates | Abu Dhabi | Hard & Soft Landscaping | Al Maqta Police Museum | Park Landscaping | DMT | Western Beach | Award | 2022 | Fixed Price Lump Sum | SITE WORK | Underground drainage | Solenoid Valves In Plastic Bo; Remote Control Solenoid Valve Assembly With Pressure Regulating System Including Plastic Valve Box, Grp Solenoid Valve, Gate Valve, Adaptors, Valve Label, Gravel Infill, Pipes, Earth Works, Gravel Beddings, Fittings, Block Supports, Electrical And Mechanical Connections.; Solenoid Valve For Popup Spray System; (2") Diameter | 6 | Nr | AED | 4500
2022-11 | 2 | 2.058 |  | United Arab Emirates | Abu Dhabi | Hard & Soft Landscaping | Al Maqta Police Museum | Park Landscaping | DMT | Western Beach | Award | 2022 | Fixed Price Lump Sum | MECHANICAL ENGINEERING INSTALLATIONS | Pipework and gutterwork | Solenoid Valve For Bubbler System; (2") Diameter | 1 | Nr | AED | 4500
2022-11 | 2 | 2.058 |  | United Arab Emirates | Abu Dhabi | Hard & Soft Landscaping | Al Maqta Police Museum | Park Landscaping | DMT | Western Beach | Award | 2022 | Fixed Price Lump Sum | MECHANICAL ENGINEERING INSTALLATIONS | Pipework and gutterwork | Quick Coupling Valve Assembly Including Brass Qcv, Valve Box, Valve Labels, Earth Works, Sand Bedding, Piping, Fittings, Thrust Blocks And Accessories; 32Mm Dia | 8 | Nr | AED | 2500
2022-11 | 2 | 2.058 |  | United Arab Emirates | Abu Dhabi | Hard & Soft Landscaping | Al Maqta Police Museum | Park Landscaping | DMT | Western Beach | Award | 2022 | Fixed Price Lump Sum | SITE WORK | Underground drainage | Upvc Pipe Works. Including Earth Works, Sand Bedding, Pipes, Fittings, Fixtures, Accessories Etc.; For Surface Drip System; 90Mm O.D Pipe, Upvc, Pn16 | 6 | m | AED | 55
2022-11 | 2 | 2.058 |  | United Arab Emirates | Abu Dhabi | Hard & Soft Landscaping | Al Maqta Police Museum | Park Landscaping | DMT | Western Beach | Award | 2022 | Fixed Price Lump Sum | SITE WORK | Underground drainage | Upvc Pipe Works. Including Earth Works, Sand Bedding, Pipes, Fittings, Fixtures, Accessories Etc.; For Surface Drip System; 63Mm O.D Pipe, Upvc, Pn16 | 215 | m | AED | 35
2022-11 | 2 | 2.058 |  | United Arab Emirates | Abu Dhabi | Hard & Soft Landscaping | Al Maqta Police Museum | Park Landscaping | DMT | Western Beach | Award | 2022 | Fixed Price Lump Sum | SITE WORK | Underground drainage | Upvc Pipe Works. Including Earth Works, Sand Bedding, Pipes, Fittings, Fixtures, Accessories Etc.; For Surface Drip System; 50Mm O.D Pipe, Upvc, Pn16 | 380 | m | AED | 25
2022-11 | 2 | 2.058 |  | United Arab Emirates | Abu Dhabi | Hard & Soft Landscaping | Al Maqta Police Museum | Park Landscaping | DMT | Western Beach | Award | 2022 | Fixed Price Lump Sum | SITE WORK | Underground drainage | Upvc Pipe Works. Including Earth Works, Sand Bedding, Pipes, Fittings, Fixtures, Accessories Etc.; For Surface Drip System; 32Mm O.D Pipe, Upvc, Pn16 | 707 | m | AED | 15
2022-11 | 2 | 2.058 |  | United Arab Emirates | Abu Dhabi | Hard & Soft Landscaping | Al Maqta Police Museum | Park Landscaping | DMT | Western Beach | Award | 2022 | Fixed Price Lump Sum | SITE WORK | Landscaping | For Popup Spray System; 90Mm O.D Pipe, Upvc, Pn16 | 377 | m | AED | 55
2022-11 | 2 | 2.0581 |  | United Arab Emirates | Abu Dhabi | Hard & Soft Landscaping | Al Maqta Police Museum | Park Landscaping | DMT | Western Beach | Award | 2022 | Fixed Price Lump Sum | SITE WORK | Landscaping | For Popup Spray System; 63Mm O.D Pipe, Upvc, Pn16 | 69 | m | AED | 35
2022-11 | 2 | 2.0581 |  | United Arab Emirates | Abu Dhabi | Hard & Soft Landscaping | Al Maqta Police Museum | Park Landscaping | DMT | Western Beach | Award | 2022 | Fixed Price Lump Sum | SITE WORK | Landscaping | For Popup Spray System; 50Mm O.D Pipe, Upvc, Pn16 | 185 | m | AED | 25
2022-11 | 2 | 2.0581 |  | United Arab Emirates | Abu Dhabi | Hard & Soft Landscaping | Al Maqta Police Museum | Park Landscaping | DMT | Western Beach | Award | 2022 | Fixed Price Lump Sum | SITE WORK | Landscaping | For Popup Spray System; 32Mm O.D Pipe, Upvc, Pn16 | 186 | m | AED | 15
2022-11 | 2 | 2.0581 |  | United Arab Emirates | Abu Dhabi | Hard & Soft Landscaping | Al Maqta Police Museum | Park Landscaping | DMT | Western Beach | Award | 2022 | Fixed Price Lump Sum | SITE WORK | Landscaping | For Surface Bubbler System; 90Mm O.D Pipe, Upvc, Pn16 | 26 | m | AED | 55
2022-11 | 2 | 2.0581 |  | United Arab Emirates | Abu Dhabi | Hard & Soft Landscaping | Al Maqta Police Museum | Park Landscaping | DMT | Western Beach | Award | 2022 | Fixed Price Lump Sum | SITE WORK | Landscaping | For Surface Bubbler System; 63Mm O.D Pipe, Upvc, Pn16 | 82 | m | AED | 35
2022-11 | 2 | 2.0581 |  | United Arab Emirates | Abu Dhabi | Hard & Soft Landscaping | Al Maqta Police Museum | Park Landscaping | DMT | Western Beach | Award | 2022 | Fixed Price Lump Sum | SITE WORK | Landscaping | For Surface Bubbler System; 50Mm O.D Pipe, Upvc, Pn16 | 151 | m | AED | 25
2022-11 | 2 | 2.0581 |  | United Arab Emirates | Abu Dhabi | Hard & Soft Landscaping | Al Maqta Police Museum | Park Landscaping | DMT | Western Beach | Award | 2022 | Fixed Price Lump Sum | SITE WORK | Landscaping | For Surface Bubbler System; 32Mm O.D Pipe, Upvc, Pn16 | 477 | m | AED | 15
2022-11 | 2 | 2.0581 |  | United Arab Emirates | Abu Dhabi | Hard & Soft Landscaping | Al Maqta Police Museum | Park Landscaping | DMT | Western Beach | Award | 2022 | Fixed Price Lump Sum | SITE WORK | Landscaping | Various Types Of Irrigation Heads, Including Earth Works, Sand Bedding, Inline Surface Drip Tube, Pe Pipes, And Compression Fittings.; Surface Bubbler System; Bubbler System Comprising Bubbler Stake, Ldpe Pipe, Including Pvc & Pe Fittings, Pe Pipe Etc. For Trees And Palms; 20Mm O.D Pe Bubbler Assembly Including Pe Tubes | 64 | Nr | AED | 35
2022-11 | 2 | 2.0581 |  | United Arab Emirates | Abu Dhabi | Hard & Soft Landscaping | Al Maqta Police Museum | Park Landscaping | DMT | Western Beach | Award | 2022 | Fixed Price Lump Sum | SITE WORK | Landscaping | Various Types Of Irrigation Heads, Including Earth Works, Sand Bedding, Inline Surface Drip Tube, Pe Pipes, And Compression Fittings.; Surface Bubbler System; Bubbler System Comprising Bubbler Stake, Ldpe Pipe, Including Pvc & Pe Fittings, Pe Pipe Etc. For Trees And Palms; Bubblers @0.5Gal/Min. | 5 | Nr | AED | 35
2022-11 | 2 | 2.0581 |  | United Arab Emirates | Abu Dhabi | Hard & Soft Landscaping | Al Maqta Police Museum | Park Landscaping | DMT | Western Beach | Award | 2022 | Fixed Price Lump Sum | SITE WORK | Landscaping | Various Types Of Irrigation Heads, Including Earth Works, Sand Bedding, Inline Surface Drip Tube, Pe Pipes, And Compression Fittings.; Surface Bubbler System; Bubbler System Comprising Bubbler Stake, Ldpe Pipe, Including Pvc & Pe Fittings, Pe Pipe Etc. For Trees And Palms; Bubblers @1Gal/Min. | 78 | Nr | AED | 35
2022-11 | 2 | 2.0582 |  | United Arab Emirates | Abu Dhabi | Hard & Soft Landscaping | Al Maqta Police Museum | Park Landscaping | DMT | Western Beach | Award | 2022 | Fixed Price Lump Sum | SITE WORK | Landscaping | Surface Drip System; Surface Inline Drip System Comprising Ldpe Pipe With Integrated Pressure Compensated Drippers Suitable For Surface Application (Drip Line Emitters) Including Earth Works, Pipes And Fittings, Etc.; 16Mm O.D Pe Drip Riser Assembly | 192 | Nr | AED | 85
2022-11 | 2 | 2.0582 |  | United Arab Emirates | Abu Dhabi | Hard & Soft Landscaping | Al Maqta Police Museum | Park Landscaping | DMT | Western Beach | Award | 2022 | Fixed Price Lump Sum | SITE WORK | Landscaping | Surface Drip System; Surface Inline Drip System Comprising Ldpe Pipe With Integrated Pressure Compensated Drippers Suitable For Surface Application (Drip Line Emitters) Including Earth Works, Pipes And Fittings, Etc.; 16Mm O.D Class "C" Pe Tube | 192 | m | AED | 8
2022-11 | 2 | 2.0582 |  | United Arab Emirates | Abu Dhabi | Hard & Soft Landscaping | Al Maqta Police Museum | Park Landscaping | DMT | Western Beach | Award | 2022 | Fixed Price Lump Sum | SITE WORK | Landscaping | Surface Drip System; Surface Inline Drip System Comprising Ldpe Pipe With Integrated Pressure Compensated Drippers Suitable For Surface Application (Drip Line Emitters) Including Earth Works, Pipes And Fittings, Etc.; 16Mm O.D Surface Pc Dripline ‐ 3.4 Lph Emitter @ 0.305 M Spacing | 587 | m | AED | 8
2022-11 | 2 | 2.0582 |  | United Arab Emirates | Abu Dhabi | Hard & Soft Landscaping | Al Maqta Police Museum | Park Landscaping | DMT | Western Beach | Award | 2022 | Fixed Price Lump Sum | SITE WORK | Landscaping | Surface Drip System; Surface Inline Drip System Comprising Ldpe Pipe With Integrated Pressure Compensated Drippers Suitable For Surface Application (Drip Line Emitters) Including Earth Works, Pipes And Fittings, Etc.; 16Mm O.D Surface Pc Dripline ‐ 3.4 Lph Emitter @ 0.300M Spacing | 35 | m | AED | 8
2022-11 | 2 | 2.0582 |  | United Arab Emirates | Abu Dhabi | Hard & Soft Landscaping | Al Maqta Police Museum | Park Landscaping | DMT | Western Beach | Award | 2022 | Fixed Price Lump Sum | SITE WORK | Landscaping | Surface Drip System; Surface Inline Drip System Comprising Ldpe Pipe With Integrated Pressure Compensated Drippers Suitable For Surface Application (Drip Line Emitters) Including Earth Works, Pipes And Fittings, Etc.; 16Mm O.D Surface Pc Dripline ‐ 3.4 Lph Emitter @ 0.457M Spacing | 3243 | m | AED | 8
2022-11 | 2 | 2.0582 |  | United Arab Emirates | Abu Dhabi | Hard & Soft Landscaping | Al Maqta Police Museum | Park Landscaping | DMT | Western Beach | Award | 2022 | Fixed Price Lump Sum | SITE WORK | Landscaping | Surface Drip System; Surface Inline Drip System Comprising Ldpe Pipe With Integrated Pressure Compensated Drippers Suitable For Surface Application (Drip Line Emitters) Including Earth Works, Pipes And Fittings, Etc.; 16Mm O.D Surface Pc Dripline ‐ 2.3 Lph Emitter @ 0.457M Spacing | 544 | m | AED | 8
2022-11 | 2 | 2.0582 |  | United Arab Emirates | Abu Dhabi | Hard & Soft Landscaping | Al Maqta Police Museum | Park Landscaping | DMT | Western Beach | Award | 2022 | Fixed Price Lump Sum | SITE WORK | Landscaping | Popup Spray System; 10Cm Pop Up Heads Assembly Including Spray Heads With Built In Check Valve And Pressure Regulation Stem, Spray Nozzles, Pe Pipes And Fittings, Upvc Fittings, Etc.; Head With 2.0‐2.5 Radius Adjustable Nozzle At 2.1 Bar Operating Pressure | 317 | Nr | AED | 24
2022-11 | 2 | 2.0582 |  | United Arab Emirates | Abu Dhabi | Hard & Soft Landscaping | Al Maqta Police Museum | Park Landscaping | DMT | Western Beach | Award | 2022 | Fixed Price Lump Sum | SITE WORK | Landscaping | Preparation Work For Plants, Including Cleaning Site Area, Excavation To Required Depth And Dimensions, Grading To Make Up Levels, Substrate Preparation, Planting Soil, Staking, Application Of Nutrients, Levelling, Fine Grading, Watering Basins, Other Associated Works, All Complete As Per Tender Documents.; For Palm (Relocation) | 1 | Nr | AED | 400
2022-11 | 2 | 2.0582 |  | United Arab Emirates | Abu Dhabi | Hard & Soft Landscaping | Al Maqta Police Museum | Park Landscaping | DMT | Western Beach | Award | 2022 | Fixed Price Lump Sum | SITE WORK | Landscaping | Preparation Work For Plants, Including Cleaning Site Area, Excavation To Required Depth And Dimensions, Grading To Make Up Levels, Substrate Preparation, Planting Soil, Staking, Application Of Nutrients, Levelling, Fine Grading, Watering Basins, Other Associated Works, All Complete As Per Tender Documents.; For Trees (Relocation And New) | 15 | Nr | AED | 400
2022-11 | 2 | 2.0582 |  | United Arab Emirates | Abu Dhabi | Hard & Soft Landscaping | Al Maqta Police Museum | Park Landscaping | DMT | Western Beach | Award | 2022 | Fixed Price Lump Sum | SITE WORK | Landscaping | Preparation Work For Plants, Including Cleaning Site Area, Excavation To Required Depth And Dimensions, Grading To Make Up Levels, Substrate Preparation, Planting Soil, Staking, Application Of Nutrients, Levelling, Fine Grading, Watering Basins, Other Associated Works, All Complete As Per Tender Documents.; For Shrubs | 1474 | m² | AED | 85
2022-11 | 2 | 2.0583 |  | United Arab Emirates | Abu Dhabi | Hard & Soft Landscaping | Al Maqta Police Museum | Park Landscaping | DMT | Western Beach | Award | 2022 | Fixed Price Lump Sum | SITE WORK | Landscaping | Preparation Work For Plants, Including Cleaning Site Area, Excavation To Required Depth And Dimensions, Grading To Make Up Levels, Substrate Preparation, Planting Soil, Staking, Application Of Nutrients, Levelling, Fine Grading, Watering Basins, Other Associated Works, All Complete As Per Tender Documents.; For Ground Covers | 1205 | m² | AED | 85
2022-11 | 2 | 2.0583 |  | United Arab Emirates | Abu Dhabi | Hard & Soft Landscaping | Al Maqta Police Museum | Park Landscaping | DMT | Western Beach | Award | 2022 | Fixed Price Lump Sum | SITE WORK | Landscaping | Preparation Work For Plants, Including Cleaning Site Area, Excavation To Required Depth And Dimensions, Grading To Make Up Levels, Substrate Preparation, Planting Soil, Staking, Application Of Nutrients, Levelling, Fine Grading, Watering Basins, Other Associated Works, All Complete As Per Tender Documents.; For Ornamental Grass | 697 | m² | AED | 85
2022-11 | 2 | 2.0583 |  | United Arab Emirates | Abu Dhabi | Hard & Soft Landscaping | Al Maqta Police Museum | Park Landscaping | DMT | Western Beach | Award | 2022 | Fixed Price Lump Sum | SITE WORK | Landscaping | Preparation Work For Plants, Including Cleaning Site Area, Excavation To Required Depth And Dimensions, Grading To Make Up Levels, Substrate Preparation, Planting Soil, Staking, Application Of Nutrients, Levelling, Fine Grading, Watering Basins, Other Associated Works, All Complete As Per Tender Documents.; For Climbers | 33 | Nr | AED | 55
2022-11 | 2 | 2.0583 |  | United Arab Emirates | Abu Dhabi | Hard & Soft Landscaping | Al Maqta Police Museum | Park Landscaping | DMT | Western Beach | Award | 2022 | Fixed Price Lump Sum | SITE WORK | Landscaping | Preparation Work For Plants, Including Cleaning Site Area, Excavation To Required Depth And Dimensions, Grading To Make Up Levels, Substrate Preparation, Planting Soil, Staking, Application Of Nutrients, Levelling, Fine Grading, Watering Basins, Other Associated Works, All Complete As Per Tender Documents.; For Reeds | 118 | m² | AED | 85
2022-11 | 2 | 2.0583 |  | United Arab Emirates | Abu Dhabi | Hard & Soft Landscaping | Al Maqta Police Museum | Park Landscaping | DMT | Western Beach | Award | 2022 | Fixed Price Lump Sum | SITE WORK | Landscaping | Preparation Work For Plants, Including Cleaning Site Area, Excavation To Required Depth And Dimensions, Grading To Make Up Levels, Substrate Preparation, Planting Soil, Staking, Application Of Nutrients, Levelling, Fine Grading, Watering Basins, Other Associated Works, All Complete As Per Tender Documents.; For Succulents | 12 | m² | AED | 85
2022-11 | 2 | 2.0583 |  | United Arab Emirates | Abu Dhabi | Hard & Soft Landscaping | Al Maqta Police Museum | Park Landscaping | DMT | Western Beach | Award | 2022 | Fixed Price Lump Sum | SITE WORK | Landscaping | Preparation Work For Plants, Including Cleaning Site Area, Excavation To Required Depth And Dimensions, Grading To Make Up Levels, Substrate Preparation, Planting Soil, Staking, Application Of Nutrients, Levelling, Fine Grading, Watering Basins, Other Associated Works, All Complete As Per Tender Documents.; For Lawn | 792 | m² | AED | 85
2022-11 | 2 | 2.0583 |  | United Arab Emirates | Abu Dhabi | Hard & Soft Landscaping | Al Maqta Police Museum | Park Landscaping | DMT | Western Beach | Award | 2022 | Fixed Price Lump Sum | SITE WORK | Landscaping | Salt Barrier; Supply And Install Geosynthetic Salt Barrier, Horizontal And Vertical, Including Preparation Of Surfaces, All Necessary Laps, Joints Etc. All Complete. Thickness: 8 Mm, Weight: 930 G/M2; Cbr Puncture Resistance: 5000 N; For Palm (Relocation) | 20 | m² | AED | 24
2022-11 | 2 | 2.0583 |  | United Arab Emirates | Abu Dhabi | Hard & Soft Landscaping | Al Maqta Police Museum | Park Landscaping | DMT | Western Beach | Award | 2022 | Fixed Price Lump Sum | SITE WORK | Landscaping | Salt Barrier; Supply And Install Geosynthetic Salt Barrier, Horizontal And Vertical, Including Preparation Of Surfaces, All Necessary Laps, Joints Etc. All Complete. Thickness: 8 Mm, Weight: 930 G/M2; Cbr Puncture Resistance: 5000 N; For Trees (Relocation And New) | 113 | m² | AED | 24
2022-11 | 2 | 2.0583 |  | United Arab Emirates | Abu Dhabi | Hard & Soft Landscaping | Al Maqta Police Museum | Park Landscaping | DMT | Western Beach | Award | 2022 | Fixed Price Lump Sum | SITE WORK | Landscaping | Salt Barrier; Supply And Install Geosynthetic Salt Barrier, Horizontal And Vertical, Including Preparation Of Surfaces, All Necessary Laps, Joints Etc. All Complete. Thickness: 8 Mm, Weight: 930 G/M2; Cbr Puncture Resistance: 5000 N; For Shrubs, Ground Covers & Lawn | 4331 | m² | AED | 24
2022-11 | 2 | 2.0583 |  | United Arab Emirates | Abu Dhabi | Hard & Soft Landscaping | Al Maqta Police Museum | Park Landscaping | DMT | Western Beach | Award | 2022 | Fixed Price Lump Sum | SITE WORK | Landscaping | Acacia Arabica (Gum Arabic Tree) Delivered Size:80 L Pot, 100Mm Caliper, 2Mct, 3.5M Oh | 5 | Nr | AED | 950
2022-11 | 2 | 2.0584 |  | United Arab Emirates | Abu Dhabi | Hard & Soft Landscaping | Al Maqta Police Museum | Park Landscaping | DMT | Western Beach | Award | 2022 | Fixed Price Lump Sum | SITE WORK | Landscaping | Prosopis Cineraria (Ghaf Tree) Delivered Size: 60 L Pot, 70Mm Caliper, 1.6Mct, 2M Oh | 5 | Nr | AED | 950
2022-11 | 2 | 2.0584 |  | United Arab Emirates | Abu Dhabi | Hard & Soft Landscaping | Al Maqta Police Museum | Park Landscaping | DMT | Western Beach | Award | 2022 | Fixed Price Lump Sum | SITE WORK | Landscaping | Dodonae Viscosa (Hopseed Bush); Delivered Size: 8L Pot Size, 0.5Moh,0.3M W | 3688 | Nr | AED | 25
2022-11 | 2 | 2.0584 |  | United Arab Emirates | Abu Dhabi | Hard & Soft Landscaping | Al Maqta Police Museum | Park Landscaping | DMT | Western Beach | Award | 2022 | Fixed Price Lump Sum | SITE WORK | Landscaping | Lawsonia Inermis (Henna); Delivered Size: 8L Pot, 0.4Moh,0 .3M W | 856 | Nr | AED | 25
2022-11 | 2 | 2.0584 |  | United Arab Emirates | Abu Dhabi | Hard & Soft Landscaping | Al Maqta Police Museum | Park Landscaping | DMT | Western Beach | Award | 2022 | Fixed Price Lump Sum | SITE WORK | Landscaping | Clerodendrum Inereme(Sea Side Glory Bower); Delivered Size: 8L Pot, :0.5Moh,0 .3M W | 399 | Nr | AED | 24
2022-11 | 2 | 2.0584 |  | United Arab Emirates | Abu Dhabi | Hard & Soft Landscaping | Al Maqta Police Museum | Park Landscaping | DMT | Western Beach | Award | 2022 | Fixed Price Lump Sum | SITE WORK | Landscaping | Bougainvillaea Spectabilis; Delivered Size: 5L Pot Size, 0.5Moh,0 .3M W | 615 | Nr | AED | 24
2022-11 | 2 | 2.0584 |  | United Arab Emirates | Abu Dhabi | Hard & Soft Landscaping | Al Maqta Police Museum | Park Landscaping | DMT | Western Beach | Award | 2022 | Fixed Price Lump Sum | SITE WORK | Landscaping | Heliotropium Bacciferum (Dan Al Agrab); Delivered Size: 2L Pot, 0.2Moh, 0.2M W | 1470 | Nr | AED | 9
2022-11 | 2 | 2.0584 |  | United Arab Emirates | Abu Dhabi | Hard & Soft Landscaping | Al Maqta Police Museum | Park Landscaping | DMT | Western Beach | Award | 2022 | Fixed Price Lump Sum | SITE WORK | Landscaping | Portulacaria Afra (Elephant Bush); Delivered Size: 5L Pot, 0.3Moh, 0.3M W | 3366 | Nr | AED | 9
2022-11 | 2 | 2.0584 |  | United Arab Emirates | Abu Dhabi | Hard & Soft Landscaping | Al Maqta Police Museum | Park Landscaping | DMT | Western Beach | Award | 2022 | Fixed Price Lump Sum | SITE WORK | Landscaping | Vitex Rotundifolia (Roundleaf Chaste Tree); Delivered Size: 5L Pot, 0.2Moh, 0.2M W | 508 | Nr | AED | 9
2022-11 | 2 | 2.0584 |  | United Arab Emirates | Abu Dhabi | Hard & Soft Landscaping | Al Maqta Police Museum | Park Landscaping | DMT | Western Beach | Award | 2022 | Fixed Price Lump Sum | SITE WORK | Landscaping | Catharanthus Roseus (Periwinkle); Delivered Size: 4L Pot, 0.3Moh,0 .3M W | 1224 | Nr | AED | 9
2022-11 | 2 | 2.0584 |  | United Arab Emirates | Abu Dhabi | Hard & Soft Landscaping | Al Maqta Police Museum | Park Landscaping | DMT | Western Beach | Award | 2022 | Fixed Price Lump Sum | SITE WORK | Landscaping | Ruellia Ciliosa (Madagascar Periwinkle); Delivered Size: 4L Pot, 0.3Moh,0 .3M W | 272 | Nr | AED | 9
2022-11 | 2 | 2.0585 |  | United Arab Emirates | Abu Dhabi | Hard & Soft Landscaping | Al Maqta Police Museum | Park Landscaping | DMT | Western Beach | Award | 2022 | Fixed Price Lump Sum | SITE WORK | Landscaping | Pennisetum Setaceum (Fountain Grass) Delivered Size: 2L Pot, 0.4Moh, .3M W | 2091 | Nr | AED | 15
2022-11 | 2 | 2.0585 |  | United Arab Emirates | Abu Dhabi | Hard & Soft Landscaping | Al Maqta Police Museum | Park Landscaping | DMT | Western Beach | Award | 2022 | Fixed Price Lump Sum | SITE WORK | Landscaping | Jasminum Grandiflorum (Jasmine Climbers) Delivered Size: 4L Pot, 0.4M Oh, .2M W | 33 | Nr | AED | 32
2022-11 | 2 | 2.0585 |  | United Arab Emirates | Abu Dhabi | Hard & Soft Landscaping | Al Maqta Police Museum | Park Landscaping | DMT | Western Beach | Award | 2022 | Fixed Price Lump Sum | SITE WORK | Landscaping | Phragmitea Australis (Common Reed) Delivered Size: 8L Pot, 0.5Moh, .5M W | 105 | Nr | AED | 32
2022-11 | 2 | 2.0585 |  | United Arab Emirates | Abu Dhabi | Hard & Soft Landscaping | Al Maqta Police Museum | Park Landscaping | DMT | Western Beach | Award | 2022 | Fixed Price Lump Sum | SITE WORK | Landscaping | Agave Americana (Century Plant) Delivered Size: 8L Pot, 0.4Moh, 0.4M W | 12 | Nr | AED | 24
2022-11 | 2 | 2.0585 |  | United Arab Emirates | Abu Dhabi | Hard & Soft Landscaping | Al Maqta Police Museum | Park Landscaping | DMT | Western Beach | Award | 2022 | Fixed Price Lump Sum | SITE WORK | Landscaping | Paspalum Vaginatum (Fountain Grass) Sod Rolls 60 X 30Cm Re‐Planting Removed Existing Plants | 792 | m² | AED | 24
2022-11 | 2 | 2.0585 |  | United Arab Emirates | Abu Dhabi | Hard & Soft Landscaping | Al Maqta Police Museum | Park Landscaping | DMT | Western Beach | Award | 2022 | Fixed Price Lump Sum | SITE WORK | Landscaping | Re‐Planting Removed Existing Trees | 5 | Nr | AED | 1200
2022-11 | 2 | 2.0585 |  | United Arab Emirates | Abu Dhabi | Hard & Soft Landscaping | Al Maqta Police Museum | Park Landscaping | DMT | Western Beach | Award | 2022 | Fixed Price Lump Sum | SITE WORK | Landscaping | Re‐Planting Existing Removed Palm | 1 | Nr | AED | 1200
2022-11 | 2 | 2.0585 |  | United Arab Emirates | Abu Dhabi | Hard & Soft Landscaping | Al Maqta Police Museum | Park Landscaping | DMT | Western Beach | Award | 2022 | Fixed Price Lump Sum | SITE WORK | Landscaping | Earthwork Excavation Including Grading, Levelling, Compaction Etc. | 851 | m³ | AED | 65
2022-11 | 2 | 2.0585 |  | United Arab Emirates | Abu Dhabi | Hard & Soft Landscaping | Al Maqta Police Museum | Park Landscaping | DMT | Western Beach | Award | 2022 | Fixed Price Lump Sum | SITE WORK | Disposal | Disposal Of Surplus Excavated Material | 851 | m³ | AED | 32
2022-11 | 2 | 2.0585 |  | United Arab Emirates | Abu Dhabi | Hard & Soft Landscaping | Al Maqta Police Museum | Park Landscaping | DMT | Western Beach | Award | 2022 | Fixed Price Lump Sum | SITE WORK | Filling | Sub‐Base; 300 Mm Thick | 413 | m² | AED | 38
2022-11 | 2 | 2.0586 |  | United Arab Emirates | Abu Dhabi | Hard & Soft Landscaping | Al Maqta Police Museum | Park Landscaping | DMT | Western Beach | Award | 2022 | Fixed Price Lump Sum | FINISHES | Backgrounds | Galvanized Expanded Metal Lath 10X5Mm As Backing | 413 | m² | AED | 300
2022-11 | 2 | 2.0586 |  | United Arab Emirates | Abu Dhabi | Hard & Soft Landscaping | Al Maqta Police Museum | Park Landscaping | DMT | Western Beach | Award | 2022 | Fixed Price Lump Sum | CONCRETE WORK | Poured concrete | Shotcreting; 70 Mm Thick | 413 | m² | AED | 200
2022-11 | 2 | 2.0586 |  | United Arab Emirates | Abu Dhabi | Hard & Soft Landscaping | Al Maqta Police Museum | Park Landscaping | DMT | Western Beach | Award | 2022 | Fixed Price Lump Sum | CONCRETE WORK | Reinforcement | Brc Fabric Reinforcement Mesh A98 Or Ø8Mm Rebars @300Mm Spacing, Both Ways With Pvc Rebar Spacer @ 200‐400Mm | 413 | m² | AED | 150
2022-11 | 2 | 2.0586 |  | United Arab Emirates | Abu Dhabi | Hard & Soft Landscaping | Al Maqta Police Museum | Park Landscaping | DMT | Western Beach | Award | 2022 | Fixed Price Lump Sum | CONCRETE WORK | Reinforcement | Chicken Wire Fixed On Brc Mesh/ Rebar | 413 | m² | AED | 150
2022-11 | 2 | 2.0586 |  | United Arab Emirates | Abu Dhabi | Hard & Soft Landscaping | Al Maqta Police Museum | Park Landscaping | DMT | Western Beach | Award | 2022 | Fixed Price Lump Sum | THERMAL AND MOISTURE PROTECTION | Coverings and linings | Cementitious Water Proofing | 413 | m² | AED | 120
2022-11 | 2 | 2.0586 |  | United Arab Emirates | Abu Dhabi | Hard & Soft Landscaping | Al Maqta Police Museum | Park Landscaping | DMT | Western Beach | Award | 2022 | Fixed Price Lump Sum | CONCRETE WORK | Poured concrete | 50Mm Thick Shotcrete Carving Mix | 413 | m² | AED | 120
2022-11 | 2 | 2.0586 |  | United Arab Emirates | Abu Dhabi | Hard & Soft Landscaping | Al Maqta Police Museum | Park Landscaping | DMT | Western Beach | Award | 2022 | Fixed Price Lump Sum | FINISHES | Finishings | Pv04/ Resin Bond Aggregate Thickness: 4Mm; Color: Beige; Finish: Fine | 413 | m² | AED | 250
2022-11 | 2 | 2.0586 |  | United Arab Emirates | Abu Dhabi | Hard & Soft Landscaping | Al Maqta Police Museum | Park Landscaping | DMT | Western Beach | Award | 2022 | Fixed Price Lump Sum | SITE WORK | Landscaping | Earthwork Excavation Including Grading, Levelling, Compaction Etc. | 93 | m³ | AED | 65
2022-11 | 2 | 2.0586 |  | United Arab Emirates | Abu Dhabi | Hard & Soft Landscaping | Al Maqta Police Museum | Park Landscaping | DMT | Western Beach | Award | 2022 | Fixed Price Lump Sum | SITE WORK | Filling | Backfill Of Excavated Material Including Grading, Levelling, Compaction, Etc. | 13 | m³ | AED | 65
2022-11 | 2 | 2.0586 |  | United Arab Emirates | Abu Dhabi | Hard & Soft Landscaping | Al Maqta Police Museum | Park Landscaping | DMT | Western Beach | Award | 2022 | Fixed Price Lump Sum | SITE WORK | Disposal | Disposal Of Surplus Excavated Material | 80 | m³ | AED | 32
2022-11 | 2 | 2.0587 |  | United Arab Emirates | Abu Dhabi | Hard & Soft Landscaping | Al Maqta Police Museum | Park Landscaping | DMT | Western Beach | Award | 2022 | Fixed Price Lump Sum | CONCRETE WORK | Poured concrete | Blinding Concrete: 75Mm Thick | 2 | m³ | AED | 400
2022-11 | 2 | 2.0587 |  | United Arab Emirates | Abu Dhabi | Hard & Soft Landscaping | Al Maqta Police Museum | Park Landscaping | DMT | Western Beach | Award | 2022 | Fixed Price Lump Sum | THERMAL AND MOISTURE PROTECTION | Coverings and linings | Polythene Sheet | 23 | m² | AED | 5
2022-11 | 2 | 2.0587 |  | United Arab Emirates | Abu Dhabi | Hard & Soft Landscaping | Al Maqta Police Museum | Park Landscaping | DMT | Western Beach | Award | 2022 | Fixed Price Lump Sum | CONCRETE WORK | Poured concrete | Reinforced Concrete Works Including, Concrete, Formwork, Reinforcement, Etc. (All Included); Base Slab ‐ 600Mm Thick | 16 | m³ | AED | 1200
2022-11 | 2 | 2.0587 |  | United Arab Emirates | Abu Dhabi | Hard & Soft Landscaping | Al Maqta Police Museum | Park Landscaping | DMT | Western Beach | Award | 2022 | Fixed Price Lump Sum | CONCRETE WORK | Poured concrete | Reinforced Concrete Works Including, Concrete, Formwork, Reinforcement, Etc. (All Included); Walls Including Upstands, 200Mm Thick | 7 | m³ | AED | 1200
2022-11 | 2 | 2.0587 |  | United Arab Emirates | Abu Dhabi | Hard & Soft Landscaping | Al Maqta Police Museum | Park Landscaping | DMT | Western Beach | Award | 2022 | Fixed Price Lump Sum | CONCRETE WORK | Poured concrete | Reinforced Concrete Works Including, Concrete, Formwork, Reinforcement, Etc. (All Included); Roof Slab, 200 Thick | 2 | m³ | AED | 1200
2022-11 | 2 | 2.0587 |  | United Arab Emirates | Abu Dhabi | Hard & Soft Landscaping | Al Maqta Police Museum | Park Landscaping | DMT | Western Beach | Award | 2022 | Fixed Price Lump Sum | CONCRETE WORK | Poured concrete | Reinforced Concrete Works Including, Concrete, Formwork, Reinforcement, Etc. (All Included); Plinth/Pad For Equipment, 200Mm Thick | 1 | m³ | AED | 1200
2022-11 | 2 | 2.0587 |  | United Arab Emirates | Abu Dhabi | Hard & Soft Landscaping | Al Maqta Police Museum | Park Landscaping | DMT | Western Beach | Award | 2022 | Fixed Price Lump Sum | THERMAL AND MOISTURE PROTECTION | Coverings and linings | Water Proofing System Comprising Bituminous Paint Primer Coat, Sbs Modified Bituminous Membrane And Protection Board/ Screed; Waterproofing | 90 | m² | AED | 120
2022-11 | 2 | 2.0587 |  | United Arab Emirates | Abu Dhabi | Hard & Soft Landscaping | Al Maqta Police Museum | Park Landscaping | DMT | Western Beach | Award | 2022 | Fixed Price Lump Sum | THERMAL AND MOISTURE PROTECTION | Coverings and linings | Water Proofing System Comprising Bituminous Paint Primer Coat, Sbs Modified Bituminous Membrane And Protection Board/ Screed; Heavy Duty Recessed Access Cover Size(Mm): 1000X1000 | 1 | Nr | AED | 12000
2022-11 | 2 | 2.0587 |  | United Arab Emirates | Abu Dhabi | Hard & Soft Landscaping | Al Maqta Police Museum | Park Landscaping | DMT | Western Beach | Award | 2022 | Fixed Price Lump Sum | THERMAL AND MOISTURE PROTECTION | Coverings and linings | Water Proofing System Comprising Bituminous Paint Primer Coat, Sbs Modified Bituminous Membrane And Protection Board/ Screed; Sump Pit Grating Cover To Suit 600X600Mm Clear Opening | 1 | Nr | AED | 12000
2022-11 | 2 | 2.0587 |  | United Arab Emirates | Abu Dhabi | Hard & Soft Landscaping | Al Maqta Police Museum | Park Landscaping | DMT | Western Beach | Award | 2022 | Fixed Price Lump Sum | THERMAL AND MOISTURE PROTECTION | Coverings and linings | Water Proofing System Comprising Bituminous Paint Primer Coat, Sbs Modified Bituminous Membrane And Protection Board/ Screed; Cement Plastering To Ceiling | 10 | m² | AED | 120
2022-11 | 2 | 2.0588 |  | United Arab Emirates | Abu Dhabi | Hard & Soft Landscaping | Al Maqta Police Museum | Park Landscaping | DMT | Western Beach | Award | 2022 | Fixed Price Lump Sum | THERMAL AND MOISTURE PROTECTION | Coverings and linings | Water Proofing System Comprising Bituminous Paint Primer Coat, Sbs Modified Bituminous Membrane And Protection Board/ Screed; Cement Plastering To Walls | 35 | m² | AED | 120
2022-11 | 2 | 2.0588 |  | United Arab Emirates | Abu Dhabi | Hard & Soft Landscaping | Al Maqta Police Museum | Park Landscaping | DMT | Western Beach | Award | 2022 | Fixed Price Lump Sum | THERMAL AND MOISTURE PROTECTION | Coverings and linings | Water Proofing System Comprising Bituminous Paint Primer Coat, Sbs Modified Bituminous Membrane And Protection Board/ Screed; Levelling Course To Floor | 10 | m² | AED | 120
2022-11 | 2 | 2.0588 |  | United Arab Emirates | Abu Dhabi | Hard & Soft Landscaping | Al Maqta Police Museum | Park Landscaping | DMT | Western Beach | Award | 2022 | Fixed Price Lump Sum | THERMAL AND MOISTURE PROTECTION | Coverings and linings | Water Proofing System Comprising Bituminous Paint Primer Coat, Sbs Modified Bituminous Membrane And Protection Board/ Screed; Epoxy Finish To Ceiling | 10 | m² | AED | 120
2022-11 | 2 | 2.0588 |  | United Arab Emirates | Abu Dhabi | Hard & Soft Landscaping | Al Maqta Police Museum | Park Landscaping | DMT | Western Beach | Award | 2022 | Fixed Price Lump Sum | THERMAL AND MOISTURE PROTECTION | Coverings and linings | Water Proofing System Comprising Bituminous Paint Primer Coat, Sbs Modified Bituminous Membrane And Protection Board/ Screed; Epoxy Finish To Wall | 35 | m² | AED | 120
2022-11 | 2 | 2.0588 |  | United Arab Emirates | Abu Dhabi | Hard & Soft Landscaping | Al Maqta Police Museum | Park Landscaping | DMT | Western Beach | Award | 2022 | Fixed Price Lump Sum | THERMAL AND MOISTURE PROTECTION | Coverings and linings | Water Proofing System Comprising Bituminous Paint Primer Coat, Sbs Modified Bituminous Membrane And Protection Board/ Screed; Epoxy Finish To Floor | 10 | m² | AED | 120
2022-11 | 2 | 2.0588 |  | United Arab Emirates | Abu Dhabi | Hard & Soft Landscaping | Al Maqta Police Museum | Park Landscaping | DMT | Western Beach | Award | 2022 | Fixed Price Lump Sum | MECHANICAL ENGINEERING INSTALLATIONS | Pipework and gutterwork | Pressure Reducing Manhole; Recessed Di Manhole Cover With Frame To Suit Clear Opening 600X600Mm | 1 | Nr | AED | 12000
2022-11 | 2 | 2.0588 |  | United Arab Emirates | Abu Dhabi | Hard & Soft Landscaping | Al Maqta Police Museum | Park Landscaping | DMT | Western Beach | Award | 2022 | Fixed Price Lump Sum | MECHANICAL ENGINEERING INSTALLATIONS | Pipework and gutterwork | Supply And Install Following Mep Works Including All Fittings, Fixtures, Accessories Etc. All Complete As Per Tender Documents.; Sand Filter: Size ‐ 762Mm Dia | 2 | Nr | AED | 12000
2022-11 | 2 | 2.0588 |  | United Arab Emirates | Abu Dhabi | Hard & Soft Landscaping | Al Maqta Police Museum | Park Landscaping | DMT | Western Beach | Award | 2022 | Fixed Price Lump Sum | MECHANICAL ENGINEERING INSTALLATIONS | Pipework and gutterwork | Supply And Install Following Mep Works Including All Fittings, Fixtures, Accessories Etc. All Complete As Per Tender Documents.; Filter Pump :1.5Hp/1Ph, 16M3/H @12M H | 3 | Nr | AED | 12000
2022-11 | 2 | 2.0588 |  | United Arab Emirates | Abu Dhabi | Hard & Soft Landscaping | Al Maqta Police Museum | Park Landscaping | DMT | Western Beach | Award | 2022 | Fixed Price Lump Sum | MECHANICAL ENGINEERING INSTALLATIONS | Pipework and gutterwork | Supply And Install Following Mep Works Including All Fittings, Fixtures, Accessories Etc. All Complete As Per Tender Documents.; Uv Unit: 43M3/H @30Mj/Cm2 | 1 | Nr | AED | 12000
2022-11 | 2 | 2.0588 |  | United Arab Emirates | Abu Dhabi | Hard & Soft Landscaping | Al Maqta Police Museum | Park Landscaping | DMT | Western Beach | Award | 2022 | Fixed Price Lump Sum | MECHANICAL ENGINEERING INSTALLATIONS | Pipework and gutterwork | Supply And Install Following Mep Works Including All Fittings, Fixtures, Accessories Etc. All Complete As Per Tender Documents.; Chemical Controller With Dosing Pumps | 1 | Nr | AED | 12000
2022-11 | 2 | 2.0589 |  | United Arab Emirates | Abu Dhabi | Hard & Soft Landscaping | Al Maqta Police Museum | Park Landscaping | DMT | Western Beach | Award | 2022 | Fixed Price Lump Sum | MECHANICAL ENGINEERING INSTALLATIONS | Pipework and gutterwork | Supply And Install Following Mep Works Including All Fittings, Fixtures, Accessories Etc. All Complete As Per Tender Documents.; Chemical Tank: 200L Capacity | 2 | Nr | AED | 12000
2022-11 | 2 | 2.0589 |  | United Arab Emirates | Abu Dhabi | Hard & Soft Landscaping | Al Maqta Police Museum | Park Landscaping | DMT | Western Beach | Award | 2022 | Fixed Price Lump Sum | MECHANICAL ENGINEERING INSTALLATIONS | Pipework and gutterwork | Supply And Install Following Mep Works Including All Fittings, Fixtures, Accessories Etc. All Complete As Per Tender Documents.; Stirrer: Manually Operated, 60Cm Long | 2 | Nr | AED | 12000
2022-11 | 2 | 2.0589 |  | United Arab Emirates | Abu Dhabi | Hard & Soft Landscaping | Al Maqta Police Museum | Park Landscaping | DMT | Western Beach | Award | 2022 | Fixed Price Lump Sum | MECHANICAL ENGINEERING INSTALLATIONS | Pipework and gutterwork | Supply And Install Following Mep Works Including All Fittings, Fixtures, Accessories Etc. All Complete As Per Tender Documents.; Floor Inlets | 5 | Nr | AED | 12000
2022-11 | 2 | 2.0589 |  | United Arab Emirates | Abu Dhabi | Hard & Soft Landscaping | Al Maqta Police Museum | Park Landscaping | DMT | Western Beach | Award | 2022 | Fixed Price Lump Sum | MECHANICAL ENGINEERING INSTALLATIONS | Pipework and gutterwork | Supply And Install Following Mep Works Including All Fittings, Fixtures, Accessories Etc. All Complete As Per Tender Documents.; Water Level Regulator | 1 | Nr | AED | 12000
2022-11 | 2 | 2.0589 |  | United Arab Emirates | Abu Dhabi | Hard & Soft Landscaping | Al Maqta Police Museum | Park Landscaping | DMT | Western Beach | Award | 2022 | Fixed Price Lump Sum | MECHANICAL ENGINEERING INSTALLATIONS | Pipework and gutterwork | Supply And Install Following Mep Works Including All Fittings, Fixtures, Accessories Etc. All Complete As Per Tender Documents.; Base Drain: 300X300Mm Size | 2 | Nr | AED | 12000
2022-11 | 2 | 2.0589 |  | United Arab Emirates | Abu Dhabi | Hard & Soft Landscaping | Al Maqta Police Museum | Park Landscaping | DMT | Western Beach | Award | 2022 | Fixed Price Lump Sum | MECHANICAL ENGINEERING INSTALLATIONS | Pipework and gutterwork | Supply And Install Following Mep Works Including All Fittings, Fixtures, Accessories Etc. All Complete As Per Tender Documents.; Submersible Pump: 1Hp/1Ph | 1 | Nr | AED | 12000
2022-11 | 2 | 2.0589 |  | United Arab Emirates | Abu Dhabi | Hard & Soft Landscaping | Al Maqta Police Museum | Park Landscaping | DMT | Western Beach | Award | 2022 | Fixed Price Lump Sum | MECHANICAL ENGINEERING INSTALLATIONS | Pipework and gutterwork | Supply And Install Following Mep Works Including All Fittings, Fixtures, Accessories Etc. All Complete As Per Tender Documents.; Vacuum Point | 2 | Nr | AED | 12000
2022-11 | 2 | 2.0589 |  | United Arab Emirates | Abu Dhabi | Hard & Soft Landscaping | Al Maqta Police Museum | Park Landscaping | DMT | Western Beach | Award | 2022 | Fixed Price Lump Sum | ELECTRICAL ENGINEERING INSTALLATIONS | Final sub-circuits and auxiliary installations | Plant Room Electrical, Power, Lighting & Air Conditioning; Water Feature Control Panel_Cp Wf‐1 | 1 | Nr | AED | 12000
2022-11 | 2 | 2.0589 |  | United Arab Emirates | Abu Dhabi | Hard & Soft Landscaping | Al Maqta Police Museum | Park Landscaping | DMT | Western Beach | Award | 2022 | Fixed Price Lump Sum | ELECTRICAL ENGINEERING INSTALLATIONS | Final sub-circuits and auxiliary installations | Plant Room Electrical, Power, Lighting & Air Conditioning; 40A Tp/ Three Phase Isolator, Weather Proof‐ Ip 65, | 1 | Nr | AED | 12000
2022-11 | 2 | 2.0589 |  | United Arab Emirates | Abu Dhabi | Hard & Soft Landscaping | Al Maqta Police Museum | Park Landscaping | DMT | Western Beach | Award | 2022 | Fixed Price Lump Sum | ELECTRICAL ENGINEERING INSTALLATIONS | Final sub-circuits and auxiliary installations | Plant Room Electrical, Power, Lighting & Air Conditioning; Cable Tray Fix On Ceiling 25X50Mm, 50X50Mm Gi Tray With Cover | 1 | Item | AED | 12000
2022-11 | 2 | 2.059 |  | United Arab Emirates | Abu Dhabi | Hard & Soft Landscaping | Al Maqta Police Museum | Park Landscaping | DMT | Western Beach | Award | 2022 | Fixed Price Lump Sum | ELECTRICAL ENGINEERING INSTALLATIONS | Final sub-circuits and auxiliary installations | Plant Room Electrical, Power, Lighting & Air Conditioning; Cables To Equipment Including Connections 2Cx4Mm2 Cu/Xlpe/Swa/Pvc+1Cx4Mm2 Ecc | 39 | m | AED | 12000
2022-11 | 2 | 2.059 |  | United Arab Emirates | Abu Dhabi | Hard & Soft Landscaping | Al Maqta Police Museum | Park Landscaping | DMT | Western Beach | Award | 2022 | Fixed Price Lump Sum | ELECTRICAL ENGINEERING INSTALLATIONS | Final sub-circuits and auxiliary installations | Plant Room Electrical, Power, Lighting & Air Conditioning; Weather Proof One Way One Gang Switch For Lighting, Ip‐65 | 1 | Nr | AED | 12000
2022-11 | 2 | 2.059 |  | United Arab Emirates | Abu Dhabi | Hard & Soft Landscaping | Al Maqta Police Museum | Park Landscaping | DMT | Western Beach | Award | 2022 | Fixed Price Lump Sum | ELECTRICAL ENGINEERING INSTALLATIONS | Final sub-circuits and auxiliary installations | Plant Room Electrical, Power, Lighting & Air Conditioning; Db For Lighting And Power, Db‐Pr | 1 | Nr | AED | 12000
2022-11 | 2 | 2.059 |  | United Arab Emirates | Abu Dhabi | Hard & Soft Landscaping | Al Maqta Police Museum | Park Landscaping | DMT | Western Beach | Award | 2022 | Fixed Price Lump Sum | ELECTRICAL ENGINEERING INSTALLATIONS | Final sub-circuits and auxiliary installations | Plant Room Electrical, Power, Lighting & Air Conditioning; 20A Single Phase Isolator, Weather Proof‐ Ip 65 | 5 | Nr | AED | 600
2022-11 | 2 | 2.059 |  | United Arab Emirates | Abu Dhabi | Hard & Soft Landscaping | Al Maqta Police Museum | Park Landscaping | DMT | Western Beach | Award | 2022 | Fixed Price Lump Sum | ELECTRICAL ENGINEERING INSTALLATIONS | Final sub-circuits and auxiliary installations | Plant Room Electrical, Power, Lighting & Air Conditioning; 13A Weather Proof Switched Socket_Sp | 4 | Nr | AED | 600
2022-11 | 2 | 2.059 |  | United Arab Emirates | Abu Dhabi | Hard & Soft Landscaping | Al Maqta Police Museum | Park Landscaping | DMT | Western Beach | Award | 2022 | Fixed Price Lump Sum | ELECTRICAL ENGINEERING INSTALLATIONS | Final sub-circuits and auxiliary installations | Plant Room Electrical, Power, Lighting & Air Conditioning; Connection To Pump Room Power Sockets Including Cables, Etc. | 4 | Nr | AED | 1200
2022-11 | 2 | 2.059 |  | United Arab Emirates | Abu Dhabi | Hard & Soft Landscaping | Al Maqta Police Museum | Park Landscaping | DMT | Western Beach | Award | 2022 | Fixed Price Lump Sum | ELECTRICAL ENGINEERING INSTALLATIONS | Final sub-circuits and auxiliary installations | Plant Room Electrical, Power, Lighting & Air Conditioning; Lf11/Led Tube Light 37W Led Luminaire Ip66 | 2 | Nr | AED | 1200
2022-11 | 2 | 2.059 |  | United Arab Emirates | Abu Dhabi | Hard & Soft Landscaping | Al Maqta Police Museum | Park Landscaping | DMT | Western Beach | Award | 2022 | Fixed Price Lump Sum | ELECTRICAL ENGINEERING INSTALLATIONS | Final sub-circuits and auxiliary installations | Plant Room Electrical, Power, Lighting & Air Conditioning; Lf12/Led Tube Light 37W Led Luminaire Ip66 With Emergency Battery Back Up | 1 | Nr | AED | 1200
2022-11 | 2 | 2.059 |  | United Arab Emirates | Abu Dhabi | Hard & Soft Landscaping | Al Maqta Police Museum | Park Landscaping | DMT | Western Beach | Award | 2022 | Fixed Price Lump Sum | ELECTRICAL ENGINEERING INSTALLATIONS | Final sub-circuits and auxiliary installations | Plant Room Electrical, Power, Lighting & Air Conditioning; Connection To Pump Room Lights Including Cables, Etc. | 3 | Nr | AED | 6000
2022-11 | 2 | 2.059 |  | United Arab Emirates | Abu Dhabi | Hard & Soft Landscaping | Al Maqta Police Museum | Park Landscaping | DMT | Western Beach | Award | 2022 | Fixed Price Lump Sum | ELECTRICAL ENGINEERING INSTALLATIONS | Final sub-circuits and auxiliary installations | Plant Room Electrical, Power, Lighting & Air Conditioning; 2 Ton Ac Out Door/Indoor Unit Including But Not Limited To Split Unit, Outdoor Condensing Unit, Refrigerant Piping, Insulation, Foundation/Bases, Fixing, Fittings, Accessories, Etc. | 1 | Nr | AED | 5000
2022-11 | 2 | 2.0591 |  | United Arab Emirates | Abu Dhabi | Hard & Soft Landscaping | Al Maqta Police Museum | Park Landscaping | DMT | Western Beach | Award | 2022 | Fixed Price Lump Sum | ELECTRICAL ENGINEERING INSTALLATIONS | Final sub-circuits and auxiliary installations | Plant Room Electrical, Power, Lighting & Air Conditioning; 20A Dp Single Phase Isolator, Weather Proof‐ Ip 65, For Split Ac Unit | 1 | Nr | AED | 600
2022-11 | 2 | 2.0591 |  | United Arab Emirates | Abu Dhabi | Hard & Soft Landscaping | Al Maqta Police Museum | Park Landscaping | DMT | Western Beach | Award | 2022 | Fixed Price Lump Sum | ELECTRICAL ENGINEERING INSTALLATIONS | Final sub-circuits and auxiliary installations | Plant Room Electrical, Power, Lighting & Air Conditioning; Connection To A/C And Condensing Unit Including Cabling, Conduits, Earthworks, Etc. | 1 | Nr | AED | 1200
2022-11 | 2 | 2.0591 |  | United Arab Emirates | Abu Dhabi | Hard & Soft Landscaping | Al Maqta Police Museum | Park Landscaping | DMT | Western Beach | Award | 2022 | Fixed Price Lump Sum | MECHANICAL ENGINEERING INSTALLATIONS | Pipework and gutterwork | Potable Water Connection Pump Room From Existing Line (For Both Pump Rooms); Connection To Existing Line | 1 | Item | AED | 12000
2022-11 | 2 | 2.0591 |  | United Arab Emirates | Abu Dhabi | Hard & Soft Landscaping | Al Maqta Police Museum | Park Landscaping | DMT | Western Beach | Award | 2022 | Fixed Price Lump Sum | MECHANICAL ENGINEERING INSTALLATIONS | Pipework and gutterwork | Potable Water Connection Pump Room From Existing Line (For Both Pump Rooms); Potable Water Line | 518 | m | AED | 120
2022-11 | 2 | 2.0591 |  | United Arab Emirates | Abu Dhabi | Hard & Soft Landscaping | Al Maqta Police Museum | Park Landscaping | DMT | Western Beach | Award | 2022 | Fixed Price Lump Sum | MECHANICAL ENGINEERING INSTALLATIONS | Pipework and gutterwork | Potable Water Connection Pump Room From Existing Line (For Both Pump Rooms); Road Crossing Duct 1‐Way | 52 | m | AED | 120
2022-11 | 2 | 2.0591 |  | United Arab Emirates | Abu Dhabi | Hard & Soft Landscaping | Al Maqta Police Museum | Park Landscaping | DMT | Western Beach | Award | 2022 | Fixed Price Lump Sum | MECHANICAL ENGINEERING INSTALLATIONS | Pipework and gutterwork | A Set Of Upvc Pipes (16 Bar), Fittings, Valves, G.I. Nuts, Bolts, Washers Directional Arrows, Name Tags, Penetrations, Puddle Flanges And Pipe Supports For All The Pipes Outside Pump Room To Wf Fittings Including But Not Limited To The Following; 50Mm Ø To Floor Inlets | 21 | m | AED | 120
2022-11 | 2 | 2.0591 |  | United Arab Emirates | Abu Dhabi | Hard & Soft Landscaping | Al Maqta Police Museum | Park Landscaping | DMT | Western Beach | Award | 2022 | Fixed Price Lump Sum | MECHANICAL ENGINEERING INSTALLATIONS | Pipework and gutterwork | A Set Of Upvc Pipes (16 Bar), Fittings, Valves, G.I. Nuts, Bolts, Washers Directional Arrows, Name Tags, Penetrations, Puddle Flanges And Pipe Supports For All The Pipes Outside Pump Room To Wf Fittings Including But Not Limited To The Following; 75Mm Ø To Floor Inlets | 10 | m | AED | 120
2022-11 | 2 | 2.0591 |  | United Arab Emirates | Abu Dhabi | Hard & Soft Landscaping | Al Maqta Police Museum | Park Landscaping | DMT | Western Beach | Award | 2022 | Fixed Price Lump Sum | MECHANICAL ENGINEERING INSTALLATIONS | Pipework and gutterwork | A Set Of Upvc Pipes (16 Bar), Fittings, Valves, G.I. Nuts, Bolts, Washers Directional Arrows, Name Tags, Penetrations, Puddle Flanges And Pipe Supports For All The Pipes Outside Pump Room To Wf Fittings Including But Not Limited To The Following; 110Mm Ø To Floor Inlets | 15 | m | AED | 120
2022-11 | 2 | 2.0591 |  | United Arab Emirates | Abu Dhabi | Hard & Soft Landscaping | Al Maqta Police Museum | Park Landscaping | DMT | Western Beach | Award | 2022 | Fixed Price Lump Sum | MECHANICAL ENGINEERING INSTALLATIONS | Pipework and gutterwork | A Set Of Upvc Pipes (16 Bar), Fittings, Valves, G.I. Nuts, Bolts, Washers Directional Arrows, Name Tags, Penetrations, Puddle Flanges And Pipe Supports For All The Pipes Outside Pump Room To Wf Fittings Including But Not Limited To The Following; 50Mm Ø From Vacuum Point | 38 | m | AED | 120
2022-11 | 2 | 2.0591 |  | United Arab Emirates | Abu Dhabi | Hard & Soft Landscaping | Al Maqta Police Museum | Park Landscaping | DMT | Western Beach | Award | 2022 | Fixed Price Lump Sum | MECHANICAL ENGINEERING INSTALLATIONS | Pipework and gutterwork | A Set Of Upvc Pipes (16 Bar), Fittings, Valves, G.I. Nuts, Bolts, Washers Directional Arrows, Name Tags, Penetrations, Puddle Flanges And Pipe Supports For All The Pipes Outside Pump Room To Wf Fittings Including But Not Limited To The Following; 90Mm Ø From Base Drain | 32 | m | AED | 120
2022-11 | 2 | 2.0592 |  | United Arab Emirates | Abu Dhabi | Hard & Soft Landscaping | Al Maqta Police Museum | Park Landscaping | DMT | Western Beach | Award | 2022 | Fixed Price Lump Sum | MECHANICAL ENGINEERING INSTALLATIONS | Pipework and gutterwork | A Set Of Upvc Pipes (16 Bar), Fittings, Valves, G.I. Nuts, Bolts, Washers Directional Arrows, Name Tags, Penetrations, Puddle Flanges And Pipe Supports For All The Pipes Outside Pump Room To Wf Fittings Including But Not Limited To The Following; 32Mm Ø To Regulator | 5 | m | AED | 120
2022-11 | 2 | 2.0592 |  | United Arab Emirates | Abu Dhabi | Hard & Soft Landscaping | Al Maqta Police Museum | Park Landscaping | DMT | Western Beach | Award | 2022 | Fixed Price Lump Sum | CONCRETE WORK | Poured concrete | Following Items Shall Be Re‐Measurable; Earthworks; Shotcrete: 70Mm Thick | 67 | m² | AED | 200
2022-11 | 2 | 2.0592 |  | United Arab Emirates | Abu Dhabi | Hard & Soft Landscaping | Al Maqta Police Museum | Park Landscaping | DMT | Western Beach | Award | 2022 | Fixed Price Lump Sum | CONCRETE WORK | Reinforcement | Following Items Shall Be Re‐Measurable; Earthworks; Brc Fabric Reinforcement Mesh A98 Or Ø8Mm Rebars @300Mm Spacing, Both Ways With Pvc Rebar Spacer @ 200‐400Mm | 67 | m² | AED | 150
2022-11 | 2 | 2.0592 |  | United Arab Emirates | Abu Dhabi | Hard & Soft Landscaping | Al Maqta Police Museum | Park Landscaping | DMT | Western Beach | Award | 2022 | Fixed Price Lump Sum | CONCRETE WORK | Poured concrete | Following Items Shall Be Re‐Measurable; Earthworks; Chicken Wire Fixed On Brc Mesh/ Rebar | 67 | m² | AED | 150
2022-11 | 2 | 2.0592 |  | United Arab Emirates | Abu Dhabi | Hard & Soft Landscaping | Al Maqta Police Museum | Park Landscaping | DMT | Western Beach | Award | 2022 | Fixed Price Lump Sum | THERMAL AND MOISTURE PROTECTION | Coverings and linings | Following Items Shall Be Re‐Measurable; Earthworks; Cementitious Water Proofing | 67 | m² | AED | 120
2022-11 | 2 | 2.0592 |  | United Arab Emirates | Abu Dhabi | Hard & Soft Landscaping | Al Maqta Police Museum | Park Landscaping | DMT | Western Beach | Award | 2022 | Fixed Price Lump Sum | CONCRETE WORK | Poured concrete | Following Items Shall Be Re‐Measurable; Earthworks; Shotcrete Carving Mix: 50Mm Thick | 67 | m² | AED | 120
2022-11 | 2 | 2.0592 |  | United Arab Emirates | Abu Dhabi | Hard & Soft Landscaping | Al Maqta Police Museum | Park Landscaping | DMT | Western Beach | Award | 2022 | Fixed Price Lump Sum | FINISHES | Finishings | Wf02‐ Finishes; Pv04/ Resin Bound Aggregate Thickness: 4Mm; Color: Beige; Finish: Fine | 67 | m² | AED | 250
2022-11 | 2 | 2.0592 |  | United Arab Emirates | Abu Dhabi | Hard & Soft Landscaping | Al Maqta Police Museum | Park Landscaping | DMT | Western Beach | Award | 2022 | Fixed Price Lump Sum | SITE WORK | Excavation | Earthworks; Excavation Including Grading, Levelling And Compaction | 54 | m³ | AED | 65
2022-11 | 2 | 2.0592 |  | United Arab Emirates | Abu Dhabi | Hard & Soft Landscaping | Al Maqta Police Museum | Park Landscaping | DMT | Western Beach | Award | 2022 | Fixed Price Lump Sum | SITE WORK | Disposal | Earthworks; Disposal Of Surplus Excavated Material | 54 | m³ | AED | 32
2022-11 | 2 | 2.0592 |  | United Arab Emirates | Abu Dhabi | Hard & Soft Landscaping | Al Maqta Police Museum | Park Landscaping | DMT | Western Beach | Award | 2022 | Fixed Price Lump Sum | SITE WORK | Landscaping | Earthworks; Sub‐Base ‐ 300Mm Thick | 71 | m² | AED | 38
2022-11 | 2 | 2.0593 |  | United Arab Emirates | Abu Dhabi | Hard & Soft Landscaping | Al Maqta Police Museum | Park Landscaping | DMT | Western Beach | Award | 2022 | Fixed Price Lump Sum | SITE WORK | Landscaping | Earthworks; Galvanized Expanded Metal Lath 10X5Mm As Backing | 71 | m² | AED | 300
2022-11 | 2 | 2.0593 |  | United Arab Emirates | Abu Dhabi | Hard & Soft Landscaping | Al Maqta Police Museum | Park Landscaping | DMT | Western Beach | Award | 2022 | Fixed Price Lump Sum | CONCRETE WORK | Poured concrete | Earthworks; Shotcrete: 70Mm Thick | 71 | m² | AED | 250
2022-11 | 2 | 2.0593 |  | United Arab Emirates | Abu Dhabi | Hard & Soft Landscaping | Al Maqta Police Museum | Park Landscaping | DMT | Western Beach | Award | 2022 | Fixed Price Lump Sum | SITE WORK | Landscaping | Earthworks; Brc Fabric Reinforcement Mesh A98 Or Ø8Mm Rebars @300Mm Spacing, Both Ways With Pvc Rebar Spacer @ 200‐400Mm | 71 | m² | AED | 150
2022-11 | 2 | 2.0593 |  | United Arab Emirates | Abu Dhabi | Hard & Soft Landscaping | Al Maqta Police Museum | Park Landscaping | DMT | Western Beach | Award | 2022 | Fixed Price Lump Sum | CONCRETE WORK | Reinforcement | Earthworks; Chicken Wire Fixed On Brc Mesh/ Rebar | 71 | m² | AED | 150
2022-11 | 2 | 2.0593 |  | United Arab Emirates | Abu Dhabi | Hard & Soft Landscaping | Al Maqta Police Museum | Park Landscaping | DMT | Western Beach | Award | 2022 | Fixed Price Lump Sum | THERMAL AND MOISTURE PROTECTION | Coverings and linings | Earthworks; Cementitious Water Proofing | 71 | m² | AED | 250
2022-11 | 2 | 2.0593 |  | United Arab Emirates | Abu Dhabi | Hard & Soft Landscaping | Al Maqta Police Museum | Park Landscaping | DMT | Western Beach | Award | 2022 | Fixed Price Lump Sum | CONCRETE WORK | Poured concrete | Earthworks; Shotcrete Carving Mix: 50Mm Thick | 71 | m² | AED | 250
2022-11 | 2 | 2.0593 |  | United Arab Emirates | Abu Dhabi | Hard & Soft Landscaping | Al Maqta Police Museum | Park Landscaping | DMT | Western Beach | Award | 2022 | Fixed Price Lump Sum | FINISHES | Finishings | Pv04/ Resin Bound Aggregate; Thickness: 4Mm; Color: Beige; Finish: Fine | 71 | m² | AED | 250
2022-11 | 2 | 2.0593 |  | United Arab Emirates | Abu Dhabi | Hard & Soft Landscaping | Al Maqta Police Museum | Park Landscaping | DMT | Western Beach | Award | 2022 | Fixed Price Lump Sum | SITE WORK | Excavation | Earthworks; Excavation Including Grading, Levelling And Compaction | 93 | m³ | AED | 65
2022-11 | 2 | 2.0593 |  | United Arab Emirates | Abu Dhabi | Hard & Soft Landscaping | Al Maqta Police Museum | Park Landscaping | DMT | Western Beach | Award | 2022 | Fixed Price Lump Sum | SITE WORK | Landscaping | Earthworks; Backfill Of Excavated Material Including Grading, Levelling And Compaction, Etc. | 13 | m³ | AED | 65
2022-11 | 2 | 2.0593 |  | United Arab Emirates | Abu Dhabi | Hard & Soft Landscaping | Al Maqta Police Museum | Park Landscaping | DMT | Western Beach | Award | 2022 | Fixed Price Lump Sum | SITE WORK | Disposal | Earthworks; Disposal Of Surplus Excavated Material | 80 | m³ | AED | 32
2022-11 | 2 | 2.0594 |  | United Arab Emirates | Abu Dhabi | Hard & Soft Landscaping | Al Maqta Police Museum | Park Landscaping | DMT | Western Beach | Award | 2022 | Fixed Price Lump Sum | SITE WORK | Landscaping | Earthworks; Blinding Concrete: 75Mm Thick | 2 | m³ | AED | 400
2022-11 | 2 | 2.0594 |  | United Arab Emirates | Abu Dhabi | Hard & Soft Landscaping | Al Maqta Police Museum | Park Landscaping | DMT | Western Beach | Award | 2022 | Fixed Price Lump Sum | THERMAL AND MOISTURE PROTECTION | Coverings and linings | Earthworks; Polythene Sheet | 23 | m² | AED | 5
2022-11 | 2 | 2.0594 |  | United Arab Emirates | Abu Dhabi | Hard & Soft Landscaping | Al Maqta Police Museum | Park Landscaping | DMT | Western Beach | Award | 2022 | Fixed Price Lump Sum | CONCRETE WORK | Poured concrete | Reinforced Concrete Works Including, Concrete, Formwork, Reinforcement, Etc. (All Included); Base Slab ‐ 600Mm Thick | 16 | m³ | AED | 1200
2022-11 | 2 | 2.0594 |  | United Arab Emirates | Abu Dhabi | Hard & Soft Landscaping | Al Maqta Police Museum | Park Landscaping | DMT | Western Beach | Award | 2022 | Fixed Price Lump Sum | CONCRETE WORK | Poured concrete | Reinforced Concrete Works Including, Concrete, Formwork, Reinforcement, Etc. (All Included); Walls Including Upstands, 200Mm Thick | 7 | m³ | AED | 1200
2022-11 | 2 | 2.0594 |  | United Arab Emirates | Abu Dhabi | Hard & Soft Landscaping | Al Maqta Police Museum | Park Landscaping | DMT | Western Beach | Award | 2022 | Fixed Price Lump Sum | CONCRETE WORK | Poured concrete | Reinforced Concrete Works Including, Concrete, Formwork, Reinforcement, Etc. (All Included); Roof Slab, 200 Thick | 2 | m³ | AED | 1200
2022-11 | 2 | 2.0594 |  | United Arab Emirates | Abu Dhabi | Hard & Soft Landscaping | Al Maqta Police Museum | Park Landscaping | DMT | Western Beach | Award | 2022 | Fixed Price Lump Sum | CONCRETE WORK | Poured concrete | Reinforced Concrete Works Including, Concrete, Formwork, Reinforcement, Etc. (All Included); Plinth/Pad For Equipment, 200Mm Thick | 1 | m³ | AED | 1200
2022-11 | 2 | 2.0594 |  | United Arab Emirates | Abu Dhabi | Hard & Soft Landscaping | Al Maqta Police Museum | Park Landscaping | DMT | Western Beach | Award | 2022 | Fixed Price Lump Sum | THERMAL AND MOISTURE PROTECTION | Coverings and linings | Water Proofing System Comprising Bituminous Paint Primer Coat, Sbs Modified Bituminous Membrane And Protection Board/ Screed; Waterproofing | 90 | m² | AED | 120
2022-11 | 2 | 2.0594 |  | United Arab Emirates | Abu Dhabi | Hard & Soft Landscaping | Al Maqta Police Museum | Park Landscaping | DMT | Western Beach | Award | 2022 | Fixed Price Lump Sum | THERMAL AND MOISTURE PROTECTION | Coverings and linings | Water Proofing System Comprising Bituminous Paint Primer Coat, Sbs Modified Bituminous Membrane And Protection Board/ Screed; Heavy Duty Recessed Access Cover Size(Mm): 1000X1000 | 1 | Nr | AED | 12000
2022-11 | 2 | 2.0594 |  | United Arab Emirates | Abu Dhabi | Hard & Soft Landscaping | Al Maqta Police Museum | Park Landscaping | DMT | Western Beach | Award | 2022 | Fixed Price Lump Sum | THERMAL AND MOISTURE PROTECTION | Coverings and linings | Water Proofing System Comprising Bituminous Paint Primer Coat, Sbs Modified Bituminous Membrane And Protection Board/ Screed; Sump Pit Grating Cover To Suit 600X600Mm Clear Opening | 1 | Nr | AED | 12000
2022-11 | 2 | 2.0594 |  | United Arab Emirates | Abu Dhabi | Hard & Soft Landscaping | Al Maqta Police Museum | Park Landscaping | DMT | Western Beach | Award | 2022 | Fixed Price Lump Sum | THERMAL AND MOISTURE PROTECTION | Coverings and linings | Water Proofing System Comprising Bituminous Paint Primer Coat, Sbs Modified Bituminous Membrane And Protection Board/ Screed; Cement Plastering To Ceiling | 10 | m² | AED | 120
2022-11 | 2 | 2.0595 |  | United Arab Emirates | Abu Dhabi | Hard & Soft Landscaping | Al Maqta Police Museum | Park Landscaping | DMT | Western Beach | Award | 2022 | Fixed Price Lump Sum | THERMAL AND MOISTURE PROTECTION | Coverings and linings | Water Proofing System Comprising Bituminous Paint Primer Coat, Sbs Modified Bituminous Membrane And Protection Board/ Screed; Cement Plastering To Walls | 35 | m² | AED | 120
2022-11 | 2 | 2.0595 |  | United Arab Emirates | Abu Dhabi | Hard & Soft Landscaping | Al Maqta Police Museum | Park Landscaping | DMT | Western Beach | Award | 2022 | Fixed Price Lump Sum | THERMAL AND MOISTURE PROTECTION | Coverings and linings | Water Proofing System Comprising Bituminous Paint Primer Coat, Sbs Modified Bituminous Membrane And Protection Board/ Screed; Levelling Course To Floor | 10 | m² | AED | 120
2022-11 | 2 | 2.0595 |  | United Arab Emirates | Abu Dhabi | Hard & Soft Landscaping | Al Maqta Police Museum | Park Landscaping | DMT | Western Beach | Award | 2022 | Fixed Price Lump Sum | THERMAL AND MOISTURE PROTECTION | Coverings and linings | Water Proofing System Comprising Bituminous Paint Primer Coat, Sbs Modified Bituminous Membrane And Protection Board/ Screed; Epoxy Finish To Ceiling | 10 | m² | AED | 120
2022-11 | 2 | 2.0595 |  | United Arab Emirates | Abu Dhabi | Hard & Soft Landscaping | Al Maqta Police Museum | Park Landscaping | DMT | Western Beach | Award | 2022 | Fixed Price Lump Sum | THERMAL AND MOISTURE PROTECTION | Coverings and linings | Water Proofing System Comprising Bituminous Paint Primer Coat, Sbs Modified Bituminous Membrane And Protection Board/ Screed; Epoxy Finish To Wall | 35 | m² | AED | 120
2022-11 | 2 | 2.0595 |  | United Arab Emirates | Abu Dhabi | Hard & Soft Landscaping | Al Maqta Police Museum | Park Landscaping | DMT | Western Beach | Award | 2022 | Fixed Price Lump Sum | THERMAL AND MOISTURE PROTECTION | Coverings and linings | Water Proofing System Comprising Bituminous Paint Primer Coat, Sbs Modified Bituminous Membrane And Protection Board/ Screed; Epoxy Finish To Floor | 10 | m² | AED | 120
2022-11 | 2 | 2.0595 |  | United Arab Emirates | Abu Dhabi | Hard & Soft Landscaping | Al Maqta Police Museum | Park Landscaping | DMT | Western Beach | Award | 2022 | Fixed Price Lump Sum | MECHANICAL ENGINEERING INSTALLATIONS | Pipework and gutterwork | Pressure Reducing Manhole; Pressure Reducing Manhole Structure Including Earth Work, Concrete, Reinforcement, Formwork, Blinding, Road Base, Compacted Soil, Fitting, Fixtures, Accessories Etc. Cover Measured Separately | 1 | Nr | AED | 12000
2022-11 | 2 | 2.0595 |  | United Arab Emirates | Abu Dhabi | Hard & Soft Landscaping | Al Maqta Police Museum | Park Landscaping | DMT | Western Beach | Award | 2022 | Fixed Price Lump Sum | MECHANICAL ENGINEERING INSTALLATIONS | Pipework and gutterwork | Pressure Reducing Manhole; Recessed Di Manhole Cover With Frame To Suit Clear Opening 600X600Mm | 1 | Nr | AED | 12000
2022-11 | 2 | 2.0595 |  | United Arab Emirates | Abu Dhabi | Hard & Soft Landscaping | Al Maqta Police Museum | Park Landscaping | DMT | Western Beach | Award | 2022 | Fixed Price Lump Sum | MECHANICAL ENGINEERING INSTALLATIONS | Pipework and gutterwork | Supply And Install Following Mep Works Including All Fittings, Fixtures, Accessories Etc. All Complete As Per Tender Documents.; Sand Filter :Size ‐ 762Mm Dia | 1 | Nr | AED | 25000
2022-11 | 2 | 2.0595 |  | United Arab Emirates | Abu Dhabi | Hard & Soft Landscaping | Al Maqta Police Museum | Park Landscaping | DMT | Western Beach | Award | 2022 | Fixed Price Lump Sum | MECHANICAL ENGINEERING INSTALLATIONS | Pipework and gutterwork | Supply And Install Following Mep Works Including All Fittings, Fixtures, Accessories Etc. All Complete As Per Tender Documents.; Filter Pump: 2Hp/1Ph, 15M3/H @14M H | 2 | Nr | AED | 25000
2022-11 | 2 | 2.0595 |  | United Arab Emirates | Abu Dhabi | Hard & Soft Landscaping | Al Maqta Police Museum | Park Landscaping | DMT | Western Beach | Award | 2022 | Fixed Price Lump Sum | MECHANICAL ENGINEERING INSTALLATIONS | Pipework and gutterwork | Supply And Install Following Mep Works Including All Fittings, Fixtures, Accessories Etc. All Complete As Per Tender Documents.; Uv Unit: 18M3/H @30Mj/Cm2 | 1 | Nr | AED | 45000
2022-11 | 2 | 2.0596 |  | United Arab Emirates | Abu Dhabi | Hard & Soft Landscaping | Al Maqta Police Museum | Park Landscaping | DMT | Western Beach | Award | 2022 | Fixed Price Lump Sum | MECHANICAL ENGINEERING INSTALLATIONS | Pipework and gutterwork | Supply And Install Following Mep Works Including All Fittings, Fixtures, Accessories Etc. All Complete As Per Tender Documents.; Chorine Feeder | 1 | Nr | AED | 45000
2022-11 | 2 | 2.0596 |  | United Arab Emirates | Abu Dhabi | Hard & Soft Landscaping | Al Maqta Police Museum | Park Landscaping | DMT | Western Beach | Award | 2022 | Fixed Price Lump Sum | MECHANICAL ENGINEERING INSTALLATIONS | Pipework and gutterwork | Supply And Install Following Mep Works Including All Fittings, Fixtures, Accessories Etc. All Complete As Per Tender Documents.; Anti ‐ Vortex Drain: Size: 200Mm Ø | 4 | Nr | AED | 6000
2022-11 | 2 | 2.0596 |  | United Arab Emirates | Abu Dhabi | Hard & Soft Landscaping | Al Maqta Police Museum | Park Landscaping | DMT | Western Beach | Award | 2022 | Fixed Price Lump Sum | MECHANICAL ENGINEERING INSTALLATIONS | Pipework and gutterwork | Supply And Install Following Mep Works Including All Fittings, Fixtures, Accessories Etc. All Complete As Per Tender Documents.; Vacuum Point | 2 | Nr | AED | 6000
2022-11 | 2 | 2.0596 |  | United Arab Emirates | Abu Dhabi | Hard & Soft Landscaping | Al Maqta Police Museum | Park Landscaping | DMT | Western Beach | Award | 2022 | Fixed Price Lump Sum | MECHANICAL ENGINEERING INSTALLATIONS | Pipework and gutterwork | Supply And Install Following Mep Works Including All Fittings, Fixtures, Accessories Etc. All Complete As Per Tender Documents.; Floor Inlets | 4 | Nr | AED | 6000
2022-11 | 2 | 2.0596 |  | United Arab Emirates | Abu Dhabi | Hard & Soft Landscaping | Al Maqta Police Museum | Park Landscaping | DMT | Western Beach | Award | 2022 | Fixed Price Lump Sum | MECHANICAL ENGINEERING INSTALLATIONS | Pipework and gutterwork | Supply And Install Following Mep Works Including All Fittings, Fixtures, Accessories Etc. All Complete As Per Tender Documents.; Circulation Pump (1Duty+1 Standby) 4.5Hp/3Ph (Vfd), 50M3/H @15M Head | 2 | Nr | AED | 25000
2022-11 | 2 | 2.0596 |  | United Arab Emirates | Abu Dhabi | Hard & Soft Landscaping | Al Maqta Police Museum | Park Landscaping | DMT | Western Beach | Award | 2022 | Fixed Price Lump Sum | MECHANICAL ENGINEERING INSTALLATIONS | Pipework and gutterwork | Supply And Install Following Mep Works Including All Fittings, Fixtures, Accessories Etc. All Complete As Per Tender Documents.; Base Drain: 300X300Mm Size | 4 | Nr | AED | 12000
2022-11 | 2 | 2.0596 |  | United Arab Emirates | Abu Dhabi | Hard & Soft Landscaping | Al Maqta Police Museum | Park Landscaping | DMT | Western Beach | Award | 2022 | Fixed Price Lump Sum | MECHANICAL ENGINEERING INSTALLATIONS | Pipework and gutterwork | Supply And Install Following Mep Works Including All Fittings, Fixtures, Accessories Etc. All Complete As Per Tender Documents.; Circulation Inlet: Size: 250X250Mm | 8 | Nr | AED | 12000
2022-11 | 2 | 2.0596 |  | United Arab Emirates | Abu Dhabi | Hard & Soft Landscaping | Al Maqta Police Museum | Park Landscaping | DMT | Western Beach | Award | 2022 | Fixed Price Lump Sum | MECHANICAL ENGINEERING INSTALLATIONS | Pipework and gutterwork | Supply And Install Following Mep Works Including All Fittings, Fixtures, Accessories Etc. All Complete As Per Tender Documents.; Submersible Pump: 1Hp/1Ph | 1 | Nr | AED | 15000
2022-11 | 2 | 2.0596 |  | United Arab Emirates | Abu Dhabi | Hard & Soft Landscaping | Al Maqta Police Museum | Park Landscaping | DMT | Western Beach | Award | 2022 | Fixed Price Lump Sum | ELECTRICAL ENGINEERING INSTALLATIONS | Final sub-circuits and auxiliary installations | Plant Room Electrical, Power, Lighting & Air Conditioning; Water Feature Control Panel/Cp Wf‐2 | 1 | Nr | AED | 6000
2022-11 | 2 | 2.0596 |  | United Arab Emirates | Abu Dhabi | Hard & Soft Landscaping | Al Maqta Police Museum | Park Landscaping | DMT | Western Beach | Award | 2022 | Fixed Price Lump Sum | ELECTRICAL ENGINEERING INSTALLATIONS | Final sub-circuits and auxiliary installations | Plant Room Electrical, Power, Lighting & Air Conditioning; 63A Tp/ Three Phase Isolator, Weather Proof‐ Ip 65, | 1 | Nr | AED | 600
2022-11 | 2 | 2.0597 |  | United Arab Emirates | Abu Dhabi | Hard & Soft Landscaping | Al Maqta Police Museum | Park Landscaping | DMT | Western Beach | Award | 2022 | Fixed Price Lump Sum | ELECTRICAL ENGINEERING INSTALLATIONS | Final sub-circuits and auxiliary installations | Plant Room Electrical, Power, Lighting & Air Conditioning; Cable Tray Fix On Ceiling 25X50Mm, 50X50Mm Gi Tray With Cover | 1 | Item | AED | 12000
2022-11 | 2 | 2.0597 |  | United Arab Emirates | Abu Dhabi | Hard & Soft Landscaping | Al Maqta Police Museum | Park Landscaping | DMT | Western Beach | Award | 2022 | Fixed Price Lump Sum | ELECTRICAL ENGINEERING INSTALLATIONS | Final sub-circuits and auxiliary installations | Plant Room Electrical, Power, Lighting & Air Conditioning; Cables Including Connections 4Cx6Mm2 Cu/Xlpe/Swa/Pvc+1Cx6Mm2 Ecc | 49 | m | AED | 120
2022-11 | 2 | 2.0597 |  | United Arab Emirates | Abu Dhabi | Hard & Soft Landscaping | Al Maqta Police Museum | Park Landscaping | DMT | Western Beach | Award | 2022 | Fixed Price Lump Sum | ELECTRICAL ENGINEERING INSTALLATIONS | Final sub-circuits and auxiliary installations | Plant Room Electrical, Power, Lighting & Air Conditioning; Cables Including Connections 2Cx4Mm2 Cu/Xlpe/Swa/Pvc+1Cx4Mm2 Ecc | 38 | m | AED | 120
2022-11 | 2 | 2.0597 |  | United Arab Emirates | Abu Dhabi | Hard & Soft Landscaping | Al Maqta Police Museum | Park Landscaping | DMT | Western Beach | Award | 2022 | Fixed Price Lump Sum | ELECTRICAL ENGINEERING INSTALLATIONS | Final sub-circuits and auxiliary installations | Plant Room Electrical, Power, Lighting & Air Conditioning; Db For Lighting And Power, Db‐Pr | 1 | Nr | AED | 6000
2022-11 | 2 | 2.0597 |  | United Arab Emirates | Abu Dhabi | Hard & Soft Landscaping | Al Maqta Police Museum | Park Landscaping | DMT | Western Beach | Award | 2022 | Fixed Price Lump Sum | ELECTRICAL ENGINEERING INSTALLATIONS | Final sub-circuits and auxiliary installations | Plant Room Electrical, Power, Lighting & Air Conditioning; 20A Single Phase Isolator, Weather Proof‐ Ip 65 | 5 | Nr | AED | 600
2022-11 | 2 | 2.0597 |  | United Arab Emirates | Abu Dhabi | Hard & Soft Landscaping | Al Maqta Police Museum | Park Landscaping | DMT | Western Beach | Award | 2022 | Fixed Price Lump Sum | ELECTRICAL ENGINEERING INSTALLATIONS | Final sub-circuits and auxiliary installations | Plant Room Electrical, Power, Lighting & Air Conditioning; 13A Weather Proof Switched Socket_Sp | 4 | Nr | AED | 600
2022-11 | 2 | 2.0597 |  | United Arab Emirates | Abu Dhabi | Hard & Soft Landscaping | Al Maqta Police Museum | Park Landscaping | DMT | Western Beach | Award | 2022 | Fixed Price Lump Sum | ELECTRICAL ENGINEERING INSTALLATIONS | Final sub-circuits and auxiliary installations | Plant Room Electrical, Power, Lighting & Air Conditioning; Connection To Pump Room Power Sockets Including Cables, Etc. | 4 | Nr | AED | 1200
2022-11 | 2 | 2.0597 |  | United Arab Emirates | Abu Dhabi | Hard & Soft Landscaping | Al Maqta Police Museum | Park Landscaping | DMT | Western Beach | Award | 2022 | Fixed Price Lump Sum | ELECTRICAL ENGINEERING INSTALLATIONS | Final sub-circuits and auxiliary installations | Plant Room Electrical, Power, Lighting & Air Conditioning; Lf11/Led Tube Light 37W Led Luminaire Ip66 | 2 | Nr | AED | 500
2022-11 | 2 | 2.0597 |  | United Arab Emirates | Abu Dhabi | Hard & Soft Landscaping | Al Maqta Police Museum | Park Landscaping | DMT | Western Beach | Award | 2022 | Fixed Price Lump Sum | ELECTRICAL ENGINEERING INSTALLATIONS | Final sub-circuits and auxiliary installations | Plant Room Electrical, Power, Lighting & Air Conditioning; Lf12/Led Tube Light 37W Led Luminaire Ip66, With Emergency Battery Back Up | 1 | Nr | AED | 450
2022-11 | 2 | 2.0597 |  | United Arab Emirates | Abu Dhabi | Hard & Soft Landscaping | Al Maqta Police Museum | Park Landscaping | DMT | Western Beach | Award | 2022 | Fixed Price Lump Sum | ELECTRICAL ENGINEERING INSTALLATIONS | Final sub-circuits and auxiliary installations | Plant Room Electrical, Power, Lighting & Air Conditioning; Led Power Supply Panel | 1 | Nr | AED | 2500
2022-11 | 2 | 2.0598 |  | United Arab Emirates | Abu Dhabi | Hard & Soft Landscaping | Al Maqta Police Museum | Park Landscaping | DMT | Western Beach | Award | 2022 | Fixed Price Lump Sum | ELECTRICAL ENGINEERING INSTALLATIONS | Final sub-circuits and auxiliary installations | Plant Room Electrical, Power, Lighting & Air Conditioning; Weather Proof One Way One Gang Switch For Lighting, Ip‐65 | 1 | Nr | AED | 600
2022-11 | 2 | 2.0598 |  | United Arab Emirates | Abu Dhabi | Hard & Soft Landscaping | Al Maqta Police Museum | Park Landscaping | DMT | Western Beach | Award | 2022 | Fixed Price Lump Sum | ELECTRICAL ENGINEERING INSTALLATIONS | Final sub-circuits and auxiliary installations | Plant Room Electrical, Power, Lighting & Air Conditioning; Connection To Pump Room Lights Including Cables, Etc. | 3 | Nr | AED | 2500
2022-11 | 2 | 2.0598 |  | United Arab Emirates | Abu Dhabi | Hard & Soft Landscaping | Al Maqta Police Museum | Park Landscaping | DMT | Western Beach | Award | 2022 | Fixed Price Lump Sum | ELECTRICAL ENGINEERING INSTALLATIONS | Final sub-circuits and auxiliary installations | Plant Room Electrical, Power, Lighting & Air Conditioning; 2 Ton Ac Out Door/Indoor Unit Including But Not Limited To Split Unit, Outdoor Condensing Unit, Refrigerant Piping, Insulation, Foundation/Bases, Fixing, Fittings, Accessories, Etc. | 1 | Nr | AED | 5000
2022-11 | 2 | 2.0598 |  | United Arab Emirates | Abu Dhabi | Hard & Soft Landscaping | Al Maqta Police Museum | Park Landscaping | DMT | Western Beach | Award | 2022 | Fixed Price Lump Sum | ELECTRICAL ENGINEERING INSTALLATIONS | Final sub-circuits and auxiliary installations | Plant Room Electrical, Power, Lighting & Air Conditioning; 20A Dp Single Phase Isolator, Weather Proof‐ Ip 65, For Split Ac Unit | 1 | Nr | AED | 600
2022-11 | 2 | 2.0598 |  | United Arab Emirates | Abu Dhabi | Hard & Soft Landscaping | Al Maqta Police Museum | Park Landscaping | DMT | Western Beach | Award | 2022 | Fixed Price Lump Sum | ELECTRICAL ENGINEERING INSTALLATIONS | Final sub-circuits and auxiliary installations | Plant Room Electrical, Power, Lighting & Air Conditioning; Connection To A/C And Condensing Unit Including Cabling, Conduits, Earthworks, Etc. | 1 | Nr | AED | 6000
2022-11 | 2 | 2.0598 |  | United Arab Emirates | Abu Dhabi | Hard & Soft Landscaping | Al Maqta Police Museum | Park Landscaping | DMT | Western Beach | Award | 2022 | Fixed Price Lump Sum | MECHANICAL ENGINEERING INSTALLATIONS | Equipment | Fire Detection & Protection; Ø50Mm Conduit For Fire Alarm From Pump Room To Museum Building For Pump Rooms 1 And 2&3 | 92 | m | AED | 90
2022-11 | 2 | 2.0598 |  | United Arab Emirates | Abu Dhabi | Hard & Soft Landscaping | Al Maqta Police Museum | Park Landscaping | DMT | Western Beach | Award | 2022 | Fixed Price Lump Sum | MECHANICAL ENGINEERING INSTALLATIONS | Equipment | Fire Detection & Protection; 1X1 Way Concrete Encasement Duct For Fire Alarm Conduit | 11 | m | AED | 120
2022-11 | 2 | 2.0598 |  | United Arab Emirates | Abu Dhabi | Hard & Soft Landscaping | Al Maqta Police Museum | Park Landscaping | DMT | Western Beach | Award | 2022 | Fixed Price Lump Sum | MECHANICAL ENGINEERING INSTALLATIONS | Pipework and gutterwork | Water Feature Lighting; Lf06/Recessed Spot Light /Underwater Light | 9 | Nr | AED | 2500
2022-11 | 2 | 2.0598 |  | United Arab Emirates | Abu Dhabi | Hard & Soft Landscaping | Al Maqta Police Museum | Park Landscaping | DMT | Western Beach | Award | 2022 | Fixed Price Lump Sum | MECHANICAL ENGINEERING INSTALLATIONS | Pipework and gutterwork | Water Feature Lighting; 4 Way Junction/Deck Box | 4 | Nr | AED | 1200
2022-11 | 2 | 2.0598 |  | United Arab Emirates | Abu Dhabi | Hard & Soft Landscaping | Al Maqta Police Museum | Park Landscaping | DMT | Western Beach | Award | 2022 | Fixed Price Lump Sum | MECHANICAL ENGINEERING INSTALLATIONS | Pipework and gutterwork | Water Feature Lighting; Led Power & Data Supply Panel | 1 | Nr | AED | 2500
2022-11 | 2 | 2.0599 |  | United Arab Emirates | Abu Dhabi | Hard & Soft Landscaping | Al Maqta Police Museum | Park Landscaping | DMT | Western Beach | Award | 2022 | Fixed Price Lump Sum | ELECTRICAL ENGINEERING INSTALLATIONS | Final sub-circuits and auxiliary installations | Cables For Wf Lighting From Cp‐Wf‐02 To Led Power Supply Panel; 2Cx4Mm2 Xlpe/Sea/Pvc+ 1Cx4Mm2 Ecc Y/G | 10 | m | AED | 90
2022-11 | 2 | 2.0599 |  | United Arab Emirates | Abu Dhabi | Hard & Soft Landscaping | Al Maqta Police Museum | Park Landscaping | DMT | Western Beach | Award | 2022 | Fixed Price Lump Sum | ELECTRICAL ENGINEERING INSTALLATIONS | Final sub-circuits and auxiliary installations | Cables & Conduits From Led Power Cp To Wf‐2 Lights; 3Cx4Mm2 Pvc Cable + Data Cable (Cat‐6Xømm 23 Avg) | 21 | m | AED | 120
2022-11 | 2 | 2.0599 |  | United Arab Emirates | Abu Dhabi | Hard & Soft Landscaping | Al Maqta Police Museum | Park Landscaping | DMT | Western Beach | Award | 2022 | Fixed Price Lump Sum | ELECTRICAL ENGINEERING INSTALLATIONS | Final sub-circuits and auxiliary installations | Cables & Conduits From Led Power Cp To Wf‐2 Lights; Conduits Including Trench, Warning Tape, Protection, Etc. All Complete 25Mmø Pn‐10 Upvc Pipes | 21 | m | AED | 80
2022-11 | 2 | 2.0599 |  | United Arab Emirates | Abu Dhabi | Hard & Soft Landscaping | Al Maqta Police Museum | Park Landscaping | DMT | Western Beach | Award | 2022 | Fixed Price Lump Sum | ELECTRICAL ENGINEERING INSTALLATIONS | Final sub-circuits and auxiliary installations | Cables & Conduits From Led Power Cp To Wf‐2 Lights; 4Cx 0.75Mm2 Underwater Rubber Cable | 34 | m | AED | 120
2022-11 | 2 | 2.0599 |  | United Arab Emirates | Abu Dhabi | Hard & Soft Landscaping | Al Maqta Police Museum | Park Landscaping | DMT | Western Beach | Award | 2022 | Fixed Price Lump Sum | ELECTRICAL ENGINEERING INSTALLATIONS | Final sub-circuits and auxiliary installations | Cables & Conduits From Led Power Cp To Wf‐3 Lights; 3Cx4Mm2 Pvc Cable + Data Cable (Cat‐6Xømm 23 Avg) | 29 | m | AED | 120
2022-11 | 2 | 2.0599 |  | United Arab Emirates | Abu Dhabi | Hard & Soft Landscaping | Al Maqta Police Museum | Park Landscaping | DMT | Western Beach | Award | 2022 | Fixed Price Lump Sum | ELECTRICAL ENGINEERING INSTALLATIONS | Final sub-circuits and auxiliary installations | Cables & Conduits From Led Power Cp To Wf‐3 Lights; Conduits Including Trench, Warning Tape, Protection, Etc. All Complete 25Mmø Pn‐10 Upvc Pipes | 29 | m | AED | 90
2022-11 | 2 | 2.0599 |  | United Arab Emirates | Abu Dhabi | Hard & Soft Landscaping | Al Maqta Police Museum | Park Landscaping | DMT | Western Beach | Award | 2022 | Fixed Price Lump Sum | ELECTRICAL ENGINEERING INSTALLATIONS | Final sub-circuits and auxiliary installations | Cables & Conduits From Led Power Cp To Wf‐3 Lights; 4Cx 0.75Mm2 Underwater Rubber Cable | 35 | m | AED | 120
2022-11 | 2 | 2.0599 |  | United Arab Emirates | Abu Dhabi | Hard & Soft Landscaping | Al Maqta Police Museum | Park Landscaping | DMT | Western Beach | Award | 2022 | Fixed Price Lump Sum | MECHANICAL ENGINEERING INSTALLATIONS | Pipework and gutterwork | Piping Outside Pump Room To Wf1 Fittings: A Set Of Upvc Pipes (16 Bar), Fittings, Valves, G.I. Nuts, Bolts, Washers Directional Arrows, Name Tags, Penetrations, Puddle Flanges And Pipe Supports For All The Pipes Outside Pump Room To Wf Fittings Including But Not Limited To The Following; 50Mm Ø To Floor Inlets | 21 | m | AED | 120
2022-11 | 2 | 2.0599 |  | United Arab Emirates | Abu Dhabi | Hard & Soft Landscaping | Al Maqta Police Museum | Park Landscaping | DMT | Western Beach | Award | 2022 | Fixed Price Lump Sum | MECHANICAL ENGINEERING INSTALLATIONS | Pipework and gutterwork | Piping Outside Pump Room To Wf1 Fittings: A Set Of Upvc Pipes (16 Bar), Fittings, Valves, G.I. Nuts, Bolts, Washers Directional Arrows, Name Tags, Penetrations, Puddle Flanges And Pipe Supports For All The Pipes Outside Pump Room To Wf Fittings Including But Not Limited To The Following; 75Mm Ø To Floor Inlets | 10 | m | AED | 180
2022-11 | 2 | 2.0599 |  | United Arab Emirates | Abu Dhabi | Hard & Soft Landscaping | Al Maqta Police Museum | Park Landscaping | DMT | Western Beach | Award | 2022 | Fixed Price Lump Sum | MECHANICAL ENGINEERING INSTALLATIONS | Pipework and gutterwork | Piping Outside Pump Room To Wf1 Fittings: A Set Of Upvc Pipes (16 Bar), Fittings, Valves, G.I. Nuts, Bolts, Washers Directional Arrows, Name Tags, Penetrations, Puddle Flanges And Pipe Supports For All The Pipes Outside Pump Room To Wf Fittings Including But Not Limited To The Following; 110Mm Ø To Floor Inlets | 15 | m | AED | 200
2022-11 | 2 | 2.06 |  | United Arab Emirates | Abu Dhabi | Hard & Soft Landscaping | Al Maqta Police Museum | Park Landscaping | DMT | Western Beach | Award | 2022 | Fixed Price Lump Sum | MECHANICAL ENGINEERING INSTALLATIONS | Pipework and gutterwork | Piping Outside Pump Room To Wf1 Fittings: A Set Of Upvc Pipes (16 Bar), Fittings, Valves, G.I. Nuts, Bolts, Washers Directional Arrows, Name Tags, Penetrations, Puddle Flanges And Pipe Supports For All The Pipes Outside Pump Room To Wf Fittings Including But Not Limited To The Following; 50Mm Ø From Vacuum Point | 38 | m | AED | 120
2022-11 | 2 | 2.06 |  | United Arab Emirates | Abu Dhabi | Hard & Soft Landscaping | Al Maqta Police Museum | Park Landscaping | DMT | Western Beach | Award | 2022 | Fixed Price Lump Sum | MECHANICAL ENGINEERING INSTALLATIONS | Pipework and gutterwork | Piping Outside Pump Room To Wf1 Fittings: A Set Of Upvc Pipes (16 Bar), Fittings, Valves, G.I. Nuts, Bolts, Washers Directional Arrows, Name Tags, Penetrations, Puddle Flanges And Pipe Supports For All The Pipes Outside Pump Room To Wf Fittings Including But Not Limited To The Following; 90Mm Ø From Base Drain | 32 | m | AED | 180
2022-11 | 2 | 2.06 |  | United Arab Emirates | Abu Dhabi | Hard & Soft Landscaping | Al Maqta Police Museum | Park Landscaping | DMT | Western Beach | Award | 2022 | Fixed Price Lump Sum | MECHANICAL ENGINEERING INSTALLATIONS | Pipework and gutterwork | Piping Outside Pump Room To Wf1 Fittings: A Set Of Upvc Pipes (16 Bar), Fittings, Valves, G.I. Nuts, Bolts, Washers Directional Arrows, Name Tags, Penetrations, Puddle Flanges And Pipe Supports For All The Pipes Outside Pump Room To Wf Fittings Including But Not Limited To The Following; 32Mm Ø To Regulator | 5 | m | AED | 60
2022-11 | 2 | 2.06 |  | United Arab Emirates | Abu Dhabi | Hard & Soft Landscaping | Al Maqta Police Museum | Park Landscaping | DMT | Western Beach | Award | 2022 | Fixed Price Lump Sum | ELECTRICAL ENGINEERING INSTALLATIONS | Final sub-circuits and auxiliary installations | Supply, Fix, Install, Test, Commission, Maintain And Handover All Electrical Works And Landscape Lighting Works, Including Earthwork, Foundations/Bases, Fittings, Fixtures, Accessories, Cable Terminations, Connections And All Other Associated Works Unless Otherwise Measured Elsewhere, All Complete As Per Authority Regulations And Tender Documents.; Trenches For Cabling Including Earthwork Excavation, Backfilling, Surplus Removal, Preparation Works, Protections, Warning Tape, Etc. | 1906 | m | AED | 120
2022-11 | 2 | 2.06 |  | United Arab Emirates | Abu Dhabi | Hard & Soft Landscaping | Al Maqta Police Museum | Park Landscaping | DMT | Western Beach | Award | 2022 | Fixed Price Lump Sum | ELECTRICAL ENGINEERING INSTALLATIONS | Final sub-circuits and auxiliary installations | Conduits For Cabling, Including Fittings, Fixtures, Accessories Etc.; Pvc Heavy Grade Round Conduit Fort Lighting And Signages From Smdb To Db And Dlcc; 100Mm Dia | 58 | m | AED | 120
2022-11 | 2 | 2.06 |  | United Arab Emirates | Abu Dhabi | Hard & Soft Landscaping | Al Maqta Police Museum | Park Landscaping | DMT | Western Beach | Award | 2022 | Fixed Price Lump Sum | ELECTRICAL ENGINEERING INSTALLATIONS | Final sub-circuits and auxiliary installations | Conduits For Cabling, Including Fittings, Fixtures, Accessories Etc.; Pvc Heavy Grade Round Conduit Fort Lighting And Signages From Smdb To Db And Dlcc; 32 Mm Dia | 174 | m | AED | 15
2022-11 | 2 | 2.06 |  | United Arab Emirates | Abu Dhabi | Hard & Soft Landscaping | Al Maqta Police Museum | Park Landscaping | DMT | Western Beach | Award | 2022 | Fixed Price Lump Sum | ELECTRICAL ENGINEERING INSTALLATIONS | Final sub-circuits and auxiliary installations | From Dlcc To Light Fixtures; 50 Mm Dia | 75 | m | AED | 35
2022-11 | 2 | 2.06 |  | United Arab Emirates | Abu Dhabi | Hard & Soft Landscaping | Al Maqta Police Museum | Park Landscaping | DMT | Western Beach | Award | 2022 | Fixed Price Lump Sum | ELECTRICAL ENGINEERING INSTALLATIONS | Final sub-circuits and auxiliary installations | From Dlcc To Light Fixtures; 32 Mm Dia | 1150 | m | AED | 15
2022-11 | 2 | 2.06 |  | United Arab Emirates | Abu Dhabi | Hard & Soft Landscaping | Al Maqta Police Museum | Park Landscaping | DMT | Western Beach | Award | 2022 | Fixed Price Lump Sum | ELECTRICAL ENGINEERING INSTALLATIONS | Final sub-circuits and auxiliary installations | Ducts/ Encasement For Cables/ Conduits, Including All Associated Works.; 100 Mm Od Pvc Pipe, 2‐ Way Ducts Size: 500 X 300 Mm For Electrical Cables | 63 | m | AED | 400
2022-11 | 2 | 2.06 |  | United Arab Emirates | Abu Dhabi | Hard & Soft Landscaping | Al Maqta Police Museum | Park Landscaping | DMT | Western Beach | Award | 2022 | Fixed Price Lump Sum | ELECTRICAL ENGINEERING INSTALLATIONS | Final sub-circuits and auxiliary installations | Ducts/ Encasement For Cables/ Conduits, Including All Associated Works.; 100 Mm Od Pvc Pipe, 2‐ Way Ducts Size: 500 X 300 Mm For Lighting Cables | 65 | m | AED | 400
2022-11 | 2 | 2.0601 |  | United Arab Emirates | Abu Dhabi | Hard & Soft Landscaping | Al Maqta Police Museum | Park Landscaping | DMT | Western Beach | Award | 2022 | Fixed Price Lump Sum | ELECTRICAL ENGINEERING INSTALLATIONS | Final sub-circuits and auxiliary installations | Ducts/ Encasement For Cables/ Conduits, Including All Associated Works.; 100 Mm Od Pvc Pipe, 4‐ Way Ducts Size: 900 X 300 Mm For Lighting Cables | 36 | m | AED | 700
2022-11 | 2 | 2.0601 |  | United Arab Emirates | Abu Dhabi | Hard & Soft Landscaping | Al Maqta Police Museum | Park Landscaping | DMT | Western Beach | Award | 2022 | Fixed Price Lump Sum | ELECTRICAL ENGINEERING INSTALLATIONS | Final sub-circuits and auxiliary installations | Ducts/ Encasement For Cables/ Conduits, Including All Associated Works.; 100 Mm Od Pvc Pipe, 8‐ Way Ducts Size: 900 X 500 Mm For Lighting Cables | 13 | m | AED | 1200
2022-11 | 2 | 2.0601 |  | United Arab Emirates | Abu Dhabi | Hard & Soft Landscaping | Al Maqta Police Museum | Park Landscaping | DMT | Western Beach | Award | 2022 | Fixed Price Lump Sum | ELECTRICAL ENGINEERING INSTALLATIONS | Final sub-circuits and auxiliary installations | Cabling Work Including Fittings, Fixtures, Accessories, Terminations, Connections Etc. From Smdb To Db And Dlcc; 4Cx70Mm² Cu Xlpe / Swa / Pvc +1Cx135Mm² Cu Pvc Cable(Y/G)Ecc Cable | 10 | m | AED | 250
2022-11 | 2 | 2.0601 |  | United Arab Emirates | Abu Dhabi | Hard & Soft Landscaping | Al Maqta Police Museum | Park Landscaping | DMT | Western Beach | Award | 2022 | Fixed Price Lump Sum | ELECTRICAL ENGINEERING INSTALLATIONS | Final sub-circuits and auxiliary installations | Cabling Work Including Fittings, Fixtures, Accessories, Terminations, Connections Etc. From Smdb To Db And Dlcc; 4Cx50Mm² Cu Xlpe / Swa / Pvc +1Cx25 Mm² Cu Pvc Cable(Y/G)Ecc Cable | 125 | m | AED | 160
2022-11 | 2 | 2.0601 |  | United Arab Emirates | Abu Dhabi | Hard & Soft Landscaping | Al Maqta Police Museum | Park Landscaping | DMT | Western Beach | Award | 2022 | Fixed Price Lump Sum | ELECTRICAL ENGINEERING INSTALLATIONS | Final sub-circuits and auxiliary installations | Cabling Work Including Fittings, Fixtures, Accessories, Terminations, Connections Etc. From Smdb To Db And Dlcc; 4Cx25Mm² Cu Xlpe / Swa / Pvc+1Cx16 Mm² Cu Pvc Cable(Y/G)Ecc Cable. | 182 | m | AED | 110
2022-11 | 2 | 2.0601 |  | United Arab Emirates | Abu Dhabi | Hard & Soft Landscaping | Al Maqta Police Museum | Park Landscaping | DMT | Western Beach | Award | 2022 | Fixed Price Lump Sum | ELECTRICAL ENGINEERING INSTALLATIONS | Final sub-circuits and auxiliary installations | Cabling Work Including Fittings, Fixtures, Accessories, Terminations, Connections Etc. From Smdb To Db And Dlcc; 4Cx16Mm² Cu Xlpe / Swa / Pvc+1Cx16 Mm² Cu Pvc Cable(Y/G)Ecc Cable. | 461 | m | AED | 65
2022-11 | 2 | 2.0601 |  | United Arab Emirates | Abu Dhabi | Hard & Soft Landscaping | Al Maqta Police Museum | Park Landscaping | DMT | Western Beach | Award | 2022 | Fixed Price Lump Sum | ELECTRICAL ENGINEERING INSTALLATIONS | Final sub-circuits and auxiliary installations | Cabling Work Including Fittings, Fixtures, Accessories, Terminations, Connections Etc. From Smdb To Db And Dlcc; 4Cx10Mm² Cu Xlpe / Swa / Pvc +1 Cx10 Mm² Cu Pvc Cable(Y/G)Ecc Cable | 165 | m | AED | 52
2022-11 | 2 | 2.0601 |  | United Arab Emirates | Abu Dhabi | Hard & Soft Landscaping | Al Maqta Police Museum | Park Landscaping | DMT | Western Beach | Award | 2022 | Fixed Price Lump Sum | ELECTRICAL ENGINEERING INSTALLATIONS | Final sub-circuits and auxiliary installations | From Dlcc To Light Fixtures/Signages; 3Cx4Mm² Cu Xlpe / Swa / Pvc Cable | 567 | m | AED | 36
2022-11 | 2 | 2.0601 |  | United Arab Emirates | Abu Dhabi | Hard & Soft Landscaping | Al Maqta Police Museum | Park Landscaping | DMT | Western Beach | Award | 2022 | Fixed Price Lump Sum | ELECTRICAL ENGINEERING INSTALLATIONS | Final sub-circuits and auxiliary installations | From Dlcc To Light Fixtures/Signages; 3Cx6Mm² Cu Xlpe / Swa / Pvc Cable | 921 | m | AED | 45
2022-11 | 2 | 2.0601 |  | United Arab Emirates | Abu Dhabi | Hard & Soft Landscaping | Al Maqta Police Museum | Park Landscaping | DMT | Western Beach | Award | 2022 | Fixed Price Lump Sum | ELECTRICAL ENGINEERING INSTALLATIONS | Final sub-circuits and auxiliary installations | From Dlcc To Light Fixtures/Signages; 3Cx10Mm² Cu Xlpe / Swa / Pvc Cable | 1452 | m | AED | 52
2022-11 | 2 | 2.0602 |  | United Arab Emirates | Abu Dhabi | Hard & Soft Landscaping | Al Maqta Police Museum | Park Landscaping | DMT | Western Beach | Award | 2022 | Fixed Price Lump Sum | ELECTRICAL ENGINEERING INSTALLATIONS | Final sub-circuits and auxiliary installations | Grp Enclosure Meter Box; Kwh Meter Box Including All Fittings, Fixtures, Accessories, Etc. Material: Grp, Ip Rating; Ip 65 Size: 300 (L) X 150 (B) X 600 (H) Mm | 1 | Nr | AED | 12000
2022-11 | 2 | 2.0602 |  | United Arab Emirates | Abu Dhabi | Hard & Soft Landscaping | Al Maqta Police Museum | Park Landscaping | DMT | Western Beach | Award | 2022 | Fixed Price Lump Sum | ELECTRICAL ENGINEERING INSTALLATIONS | Final sub-circuits and auxiliary installations | Grp Enclosure Meter Box; Reinforced Concrete Foundation For Grp Enclosed Meter Box, Including Required Earthworks, Blinding, Concrete, Rebar, Fittings, Etc. | 1 | Nr | AED | 3000
2022-11 | 2 | 2.0602 |  | United Arab Emirates | Abu Dhabi | Hard & Soft Landscaping | Al Maqta Police Museum | Park Landscaping | DMT | Western Beach | Award | 2022 | Fixed Price Lump Sum | ELECTRICAL ENGINEERING INSTALLATIONS | Accessories | Dlcc With Timer, Photocell And Control Circuit To Operate Automatically, Depending On The Lux Level, Including All Fittings, Fixtures, Accessories, Connections, Terminations, Grp Enclosed For Dlcc,Ip 65 Grade, Including Required Fittings, Accessories, Foundations, Earthworks, Blinding, Etc.; Dlcc‐4 Way | 1 | Nr | AED | 12000
2022-11 | 2 | 2.0602 |  | United Arab Emirates | Abu Dhabi | Hard & Soft Landscaping | Al Maqta Police Museum | Park Landscaping | DMT | Western Beach | Award | 2022 | Fixed Price Lump Sum | SITE WORK | Underground drainage | Smdb; Proposed Sum Main Distribution Board Smdb ‐ Pm | 1 | Nr | AED | 12000
2022-11 | 2 | 2.0602 |  | United Arab Emirates | Abu Dhabi | Hard & Soft Landscaping | Al Maqta Police Museum | Park Landscaping | DMT | Western Beach | Award | 2022 | Fixed Price Lump Sum | ELECTRICAL ENGINEERING INSTALLATIONS | Accessories | Apfcr Panel; Automatic Power Factor Corrector25Kvar Capacitor Bank | 1 | Nr | AED | 60000
2022-11 | 2 | 2.0602 |  | United Arab Emirates | Abu Dhabi | Hard & Soft Landscaping | Al Maqta Police Museum | Park Landscaping | DMT | Western Beach | Award | 2022 | Fixed Price Lump Sum | MECHANICAL ENGINEERING INSTALLATIONS | Pipework and gutterwork | 20 A Tp Isolator Wp | 2 | Nr | AED | 600
2022-11 | 2 | 2.0602 |  | United Arab Emirates | Abu Dhabi | Hard & Soft Landscaping | Al Maqta Police Museum | Park Landscaping | DMT | Western Beach | Award | 2022 | Fixed Price Lump Sum | MECHANICAL ENGINEERING INSTALLATIONS | Pipework and gutterwork | 40 A Tp Isolator Wp | 3 | Nr | AED | 800
2022-11 | 2 | 2.0602 |  | United Arab Emirates | Abu Dhabi | Hard & Soft Landscaping | Al Maqta Police Museum | Park Landscaping | DMT | Western Beach | Award | 2022 | Fixed Price Lump Sum | MECHANICAL ENGINEERING INSTALLATIONS | Pipework and gutterwork | 63 A Tp Isolator Wp | 1 | Nr | AED | 900
2022-11 | 2 | 2.0602 |  | United Arab Emirates | Abu Dhabi | Hard & Soft Landscaping | Al Maqta Police Museum | Park Landscaping | DMT | Western Beach | Award | 2022 | Fixed Price Lump Sum | ELECTRICAL ENGINEERING INSTALLATIONS | Accessories | 40A 3 Phase Industrial Socket (5P) | 2 | Nr | AED | 400
2022-11 | 2 | 2.0602 |  | United Arab Emirates | Abu Dhabi | Hard & Soft Landscaping | Al Maqta Police Museum | Park Landscaping | DMT | Western Beach | Award | 2022 | Fixed Price Lump Sum | ELECTRICAL ENGINEERING INSTALLATIONS | Final sub-circuits and auxiliary installations | Provide Earthing, Including All Fittings, Fixtures, Accessories And Associated Work, All Complete As Per Tender Documents.; Earthing For Panels And Kwh Meter | 4 | Nr | AED | 2500
2022-11 | 2 | 2.0603 |  | United Arab Emirates | Abu Dhabi | Hard & Soft Landscaping | Al Maqta Police Museum | Park Landscaping | DMT | Western Beach | Award | 2022 | Fixed Price Lump Sum | ELECTRICAL ENGINEERING INSTALLATIONS | Final sub-circuits and auxiliary installations | Provide Earthing, Including All Fittings, Fixtures, Accessories And Associated Work, All Complete As Per Tender Documents.; Earthing For Pole Lights | 10 | Nr | AED | 2500
2022-11 | 2 | 2.0603 |  | United Arab Emirates | Abu Dhabi | Hard & Soft Landscaping | Al Maqta Police Museum | Park Landscaping | DMT | Western Beach | Award | 2022 | Fixed Price Lump Sum | ELECTRICAL ENGINEERING INSTALLATIONS | Final sub-circuits and auxiliary installations | Supply And Install Following Luminaires With Control Gear, Driver, Required Length Of Integrated Cable,Etc Including Foundations And All The Required Fittings, Fixtures, Accessories, Etc., As Per The Standard Installation Procedures/Details. ; Lf01A/ Pole Light 01A Including 4M Pole | 24 | Nr | AED | 8000
2022-11 | 2 | 2.0603 |  | United Arab Emirates | Abu Dhabi | Hard & Soft Landscaping | Al Maqta Police Museum | Park Landscaping | DMT | Western Beach | Award | 2022 | Fixed Price Lump Sum | ELECTRICAL ENGINEERING INSTALLATIONS | Final sub-circuits and auxiliary installations | Supply And Install Following Luminaires With Control Gear, Driver, Required Length Of Integrated Cable,Etc Including Foundations And All The Required Fittings, Fixtures, Accessories, Etc., As Per The Standard Installation Procedures/Details. ; Lf01B/ Pole Light 01B Including 4M Pole | 5 | Nr | AED | 8000
2022-11 | 2 | 2.0603 |  | United Arab Emirates | Abu Dhabi | Hard & Soft Landscaping | Al Maqta Police Museum | Park Landscaping | DMT | Western Beach | Award | 2022 | Fixed Price Lump Sum | ELECTRICAL ENGINEERING INSTALLATIONS | Final sub-circuits and auxiliary installations | Supply And Install Following Luminaires With Control Gear, Driver, Required Length Of Integrated Cable,Etc Including Foundations And All The Required Fittings, Fixtures, Accessories, Etc., As Per The Standard Installation Procedures/Details. ; Lf02/ Tree Uplights | 30 | Nr | AED | 2500
2022-11 | 2 | 2.0603 |  | United Arab Emirates | Abu Dhabi | Hard & Soft Landscaping | Al Maqta Police Museum | Park Landscaping | DMT | Western Beach | Award | 2022 | Fixed Price Lump Sum | ELECTRICAL ENGINEERING INSTALLATIONS | Final sub-circuits and auxiliary installations | Supply And Install Following Luminaires With Control Gear, Driver, Required Length Of Integrated Cable,Etc Including Foundations And All The Required Fittings, Fixtures, Accessories, Etc., As Per The Standard Installation Procedures/Details. ; Lf03/Linear Flexible Lights At Steps | 186 | m | AED | 120
2022-11 | 2 | 2.0603 |  | United Arab Emirates | Abu Dhabi | Hard & Soft Landscaping | Al Maqta Police Museum | Park Landscaping | DMT | Western Beach | Award | 2022 | Fixed Price Lump Sum | ELECTRICAL ENGINEERING INSTALLATIONS | Final sub-circuits and auxiliary installations | Supply And Install Following Luminaires With Control Gear, Driver, Required Length Of Integrated Cable,Etc Including Foundations And All The Required Fittings, Fixtures, Accessories, Etc., As Per The Standard Installation Procedures/Details. ; Lf04/Linear Flexible Lights At Bridge | 77 | m | AED | 120
2022-11 | 2 | 2.0603 |  | United Arab Emirates | Abu Dhabi | Hard & Soft Landscaping | Al Maqta Police Museum | Park Landscaping | DMT | Western Beach | Award | 2022 | Fixed Price Lump Sum | ELECTRICAL ENGINEERING INSTALLATIONS | Final sub-circuits and auxiliary installations | Supply And Install Following Luminaires With Control Gear, Driver, Required Length Of Integrated Cable,Etc Including Foundations And All The Required Fittings, Fixtures, Accessories, Etc., As Per The Standard Installation Procedures/Details. ; Lf05/Linear Flexible Lights At Handrail | 66 | m | AED | 120
2022-11 | 2 | 2.0603 |  | United Arab Emirates | Abu Dhabi | Hard & Soft Landscaping | Al Maqta Police Museum | Park Landscaping | DMT | Western Beach | Award | 2022 | Fixed Price Lump Sum | ELECTRICAL ENGINEERING INSTALLATIONS | Final sub-circuits and auxiliary installations | Supply And Install Following Luminaires With Control Gear, Driver, Required Length Of Integrated Cable,Etc Including Foundations And All The Required Fittings, Fixtures, Accessories, Etc., As Per The Standard Installation Procedures/Details. ; Lf07/Linear Light At Display Wall | 14 | Nr | AED | 120
2022-11 | 2 | 2.0603 |  | United Arab Emirates | Abu Dhabi | Hard & Soft Landscaping | Al Maqta Police Museum | Park Landscaping | DMT | Western Beach | Award | 2022 | Fixed Price Lump Sum | ELECTRICAL ENGINEERING INSTALLATIONS | Final sub-circuits and auxiliary installations | Supply And Install Following Luminaires With Control Gear, Driver, Required Length Of Integrated Cable,Etc Including Foundations And All The Required Fittings, Fixtures, Accessories, Etc., As Per The Standard Installation Procedures/Details. ; Lf08/Recessed Uplight | 44 | Nr | AED | 2500
2022-11 | 2 | 2.0603 |  | United Arab Emirates | Abu Dhabi | Hard & Soft Landscaping | Al Maqta Police Museum | Park Landscaping | DMT | Western Beach | Award | 2022 | Fixed Price Lump Sum | ELECTRICAL ENGINEERING INSTALLATIONS | Final sub-circuits and auxiliary installations | Supply And Install Following Luminaires With Control Gear, Driver, Required Length Of Integrated Cable,Etc Including Foundations And All The Required Fittings, Fixtures, Accessories, Etc., As Per The Standard Installation Procedures/Details. ; Lf09/Bollard Light | 31 | Nr | AED | 8000
2022-11 | 2 | 2.0604 |  | United Arab Emirates | Abu Dhabi | Hard & Soft Landscaping | Al Maqta Police Museum | Park Landscaping | DMT | Western Beach | Award | 2022 | Fixed Price Lump Sum | ELECTRICAL ENGINEERING INSTALLATIONS | Final sub-circuits and auxiliary installations | Supply And Install Following Luminaires With Control Gear, Driver, Required Length Of Integrated Cable,Etc Including Foundations And All The Required Fittings, Fixtures, Accessories, Etc., As Per The Standard Installation Procedures/Details. ; Lf10/ Spike Light | 4 | Nr | AED | 1200
2022-11 | 2 | 2.0604 |  | United Arab Emirates | Abu Dhabi | Hard & Soft Landscaping | Al Maqta Police Museum | Park Landscaping | DMT | Western Beach | Award | 2022 | Fixed Price Lump Sum | ELECTRICAL ENGINEERING INSTALLATIONS | Final sub-circuits and auxiliary installations | Supply And Install Conduits For Cctv Network (Cctv And Cabling By Others) Including Trenches, Conduits, Ducts, Pull Boxes, Etc.; Trenches; Trenches For Cabling Including Earthwork Excavation, Backfilling, Surplus Removal, Preparation Works, Protections, Warning Tape, Etc. | 523 | m | AED | 120
2022-11 | 2 | 2.0604 |  | United Arab Emirates | Abu Dhabi | Hard & Soft Landscaping | Al Maqta Police Museum | Park Landscaping | DMT | Western Beach | Award | 2022 | Fixed Price Lump Sum | ELECTRICAL ENGINEERING INSTALLATIONS | Final sub-circuits and auxiliary installations | Conduit; Conduits For Cabling, Including Fittings, Fixtures, Accessories Etc. 1X50Mm Ø Pvc Heavy Grade Round Conduit For Cctv Cables | 523 | m | AED | 60
2022-11 | 2 | 2.0604 |  | United Arab Emirates | Abu Dhabi | Hard & Soft Landscaping | Al Maqta Police Museum | Park Landscaping | DMT | Western Beach | Award | 2022 | Fixed Price Lump Sum | ELECTRICAL ENGINEERING INSTALLATIONS | Final sub-circuits and auxiliary installations | Concrete Encasement; Concrete Encasement Including Earthwork, Blinding, Waterproofing, Formwork, Rebars, Concrete, Etc.; 1X2 Way For Cctv Conduits | 53 | m | AED | 400
2022-11 | 2 | 2.0604 |  | United Arab Emirates | Abu Dhabi | Hard & Soft Landscaping | Al Maqta Police Museum | Park Landscaping | DMT | Western Beach | Award | 2022 | Fixed Price Lump Sum | ELECTRICAL ENGINEERING INSTALLATIONS | Final sub-circuits and auxiliary installations | Concrete Encasement; Concrete Encasement Including Earthwork, Blinding, Waterproofing, Formwork, Rebars, Concrete, Etc.; 1X4 Way For 50Mm Ø Conduits | 9 | m | AED | 600
2022-11 | 2 | 2.0604 |  | United Arab Emirates | Abu Dhabi | Hard & Soft Landscaping | Al Maqta Police Museum | Park Landscaping | DMT | Western Beach | Award | 2022 | Fixed Price Lump Sum | ELECTRICAL ENGINEERING INSTALLATIONS | Final sub-circuits and auxiliary installations | Pull Box; Reinforced Concrete Pull Box Including Earthworks, Waterproofing, Internal Finishes, Di Frame & Recessed Cover, Fittings, Fixtures, Accessories, Etc. Size As Per Details; Pull Box Type L | 4 | Nr | AED | 250
2022-11 | 2 | 2.0604 |  | United Arab Emirates | Abu Dhabi | Hard & Soft Landscaping | Al Maqta Police Museum | Park Landscaping | DMT | Western Beach | Award | 2022 | Fixed Price Lump Sum | ELECTRICAL ENGINEERING INSTALLATIONS | Final sub-circuits and auxiliary installations | Pull Box; Reinforced Concrete Pull Box Including Earthworks, Waterproofing, Internal Finishes, Di Frame & Recessed Cover, Fittings, Fixtures, Accessories, Etc. Size As Per Details; Pull Box Type Iv | 6 | Nr | AED | 250
2022-11 | 2 | 2.0604 |  | United Arab Emirates | Abu Dhabi | Hard & Soft Landscaping | Al Maqta Police Museum | Park Landscaping | DMT | Western Beach | Award | 2022 | Fixed Price Lump Sum | SITE WORK | Paving and surfacing | Concrete Encasement Duct Bank Type 2B, 625X450Mm Size To Protect Existing Mcc Cables, Including Earthworks, Blinding, Conduits, Concrete, Rebars, Waterproofing, Warning Tape, Road Layers, Etc. | 127 | m | AED | 200
2022-11 | 2 | 2.0604 |  | United Arab Emirates | Abu Dhabi | Hard & Soft Landscaping | Al Maqta Police Museum | Park Landscaping | DMT | Western Beach | Award | 2022 | Fixed Price Lump Sum | SITE WORK | Underground drainage | Slot Drain; Slot Drains Comprising Channel, Sump Box, Junctions, End Connections Etc. Including All Necessary Earthworks, Base Courses, Concrete Foundation, Pipes, Channels, Joints, Fittings, Accessories, Etc.; Dr01/250Mm Min. Depth; 82Mm Slot Size; Monoblock Stainless Steel Frame | 64 | m | AED | 1200
2022-11 | 2 | 2.0604 |  | United Arab Emirates | Abu Dhabi | Hard & Soft Landscaping | Al Maqta Police Museum | Park Landscaping | DMT | Western Beach | Award | 2022 | Fixed Price Lump Sum | SITE WORK | Underground drainage | Slot Drain; Slot Drains Comprising Channel, Sump Box, Junctions, End Connections Etc. Including All Necessary Earthworks, Base Courses, Concrete Foundation, Pipes, Channels, Joints, Fittings, Accessories, Etc.; Allow For Adaptor Connection To Nearest Inlet Including Pipes And Fittings | 1 | Item | AED | 24000
2022-11 | 2 | 2.0605 |  | United Arab Emirates | Abu Dhabi | Hard & Soft Landscaping | Al Maqta Police Museum | Park Landscaping | DMT | Western Beach | Award | 2022 | Fixed Price Lump Sum | SITE WORK | Underground drainage | Trench Drain; Trench Drain Including Necessary Excavation, Disposal Of Excavated Material, Upholding Sides Of Excavation, Backfilling With Selected Or Approved Material, Perforated Upvc Pipes, Pipe Fittings And Accessories, Protection Tape, Wrapping, Granular Bedding And Surround, Geotextile Covering Etc.; Dr02/ Drain Channel Trench Drainage, With Removable Galvanized Steel Grating, Size(Mm): 235Wx 260 Depth | 20 | m | AED | 600
2022-11 | 2 | 2.0605 |  | United Arab Emirates | Abu Dhabi | Hard & Soft Landscaping | Al Maqta Police Museum | Park Landscaping | DMT | Western Beach | Award | 2022 | Fixed Price Lump Sum | SITE WORK | Underground drainage | Trench Drain; Trench Drain Including Necessary Excavation, Disposal Of Excavated Material, Upholding Sides Of Excavation, Backfilling With Selected Or Approved Material, Perforated Upvc Pipes, Pipe Fittings And Accessories, Protection Tape, Wrapping, Granular Bedding And Surround, Geotextile Covering Etc.; Reinforced Concrete Foundation Including Formwork, Rebars, Concrete, Protection Coating Etc. | 10 | m³ | AED | 1200
2022-11 | 2 | 2.0605 |  | United Arab Emirates | Abu Dhabi | Hard & Soft Landscaping | Al Maqta Police Museum | Park Landscaping | DMT | Western Beach | Award | 2022 | Fixed Price Lump Sum | SITE WORK | Underground drainage | Trench Drain; Trench Drain Including Necessary Excavation, Disposal Of Excavated Material, Upholding Sides Of Excavation, Backfilling With Selected Or Approved Material, Perforated Upvc Pipes, Pipe Fittings And Accessories, Protection Tape, Wrapping, Granular Bedding And Surround, Geotextile Covering Etc.; Blinding: 75Mm Thick | 4 | m³ | AED | 400
2022-11 | 2 | 2.0605 |  | United Arab Emirates | Abu Dhabi | Hard & Soft Landscaping | Al Maqta Police Museum | Park Landscaping | DMT | Western Beach | Award | 2022 | Fixed Price Lump Sum | SITE WORK | Underground drainage | Trench Drain; Trench Drain Including Necessary Excavation, Disposal Of Excavated Material, Upholding Sides Of Excavation, Backfilling With Selected Or Approved Material, Perforated Upvc Pipes, Pipe Fittings And Accessories, Protection Tape, Wrapping, Granular Bedding And Surround, Geotextile Covering Etc.; Sub Base:150Mm Thick | 50 | m² | AED | 32
2022-11 | 2 | 2.0605 |  | United Arab Emirates | Abu Dhabi | Hard & Soft Landscaping | Al Maqta Police Museum | Park Landscaping | DMT | Western Beach | Award | 2022 | Fixed Price Lump Sum | SITE WORK | Underground drainage | Trench Drain; Trench Drain Including Necessary Excavation, Disposal Of Excavated Material, Upholding Sides Of Excavation, Backfilling With Selected Or Approved Material, Perforated Upvc Pipes, Pipe Fittings And Accessories, Protection Tape, Wrapping, Granular Bedding And Surround, Geotextile Covering Etc.; Grading To Makeup Levels Including Necessary Cut & Fill, Compaction, Surplus Disposal, Etc. | 50 | m² | AED | 24
2022-11 | 2 | 2.0605 |  | United Arab Emirates | Abu Dhabi | Hard & Soft Landscaping | Al Maqta Police Museum | Park Landscaping | DMT | Western Beach | Award | 2022 | Fixed Price Lump Sum | SITE WORK | Underground drainage | Storm Water Manholes; Reinforced Concrete Manholes Including Necessary Excavation, Disposal Of Excavated Material, Upholding Sides Of Excavation, Backfilling, Subgrade Preparation, Blinding, Reinforcement, Formworks, Joints, Waterproofing, Protection Screed, Rubberized Bitumen Emulsion Coating, Precast Concrete Extension Rings, Epoxy Paint Protection To All Exposed Internal Concrete Surfaces, Concrete Haunching, Benching, Channels, Protection Lining, Grp Ladder, Fittings, Accessories, Etc.; Depth: 1.5 ‐ 2.0 M | 2 | Nr | AED | 12000
2022-11 | 2 | 2.0605 |  | United Arab Emirates | Abu Dhabi | Hard & Soft Landscaping | Al Maqta Police Museum | Park Landscaping | DMT | Western Beach | Award | 2022 | Fixed Price Lump Sum | SITE WORK | Underground drainage | Storm Water Manholes; Reinforced Concrete Manholes Including Necessary Excavation, Disposal Of Excavated Material, Upholding Sides Of Excavation, Backfilling, Subgrade Preparation, Blinding, Reinforcement, Formworks, Joints, Waterproofing, Protection Screed, Rubberized Bitumen Emulsion Coating, Precast Concrete Extension Rings, Epoxy Paint Protection To All Exposed Internal Concrete Surfaces, Concrete Haunching, Benching, Channels, Protection Lining, Grp Ladder, Fittings, Accessories, Etc.; Depth: 2.0 ‐ 2.5 M | 7 | Nr | AED | 24000
2022-11 | 2 | 2.0605 |  | United Arab Emirates | Abu Dhabi | Hard & Soft Landscaping | Al Maqta Police Museum | Park Landscaping | DMT | Western Beach | Award | 2022 | Fixed Price Lump Sum | SITE WORK | Underground drainage | Storm Water Manholes; Reinforced Concrete Manholes Including Necessary Excavation, Disposal Of Excavated Material, Upholding Sides Of Excavation, Backfilling, Subgrade Preparation, Blinding, Reinforcement, Formworks, Joints, Waterproofing, Protection Screed, Rubberized Bitumen Emulsion Coating, Precast Concrete Extension Rings, Epoxy Paint Protection To All Exposed Internal Concrete Surfaces, Concrete Haunching, Benching, Channels, Protection Lining, Grp Ladder, Fittings, Accessories, Etc.; Depth: 2.5 ‐ 3.0 M | 1 | Nr | AED | 36000
2022-11 | 2 | 2.0605 |  | United Arab Emirates | Abu Dhabi | Hard & Soft Landscaping | Al Maqta Police Museum | Park Landscaping | DMT | Western Beach | Award | 2022 | Fixed Price Lump Sum | SITE WORK | Underground drainage | Storm Water Manholes; Ductile Iron Cover And Frame To Suit 750Mmø Nominal Size Clear Opening; Recessed At Hardscape Area, Sound Proof At Road And Parking Area.; Recessed & Sound Proof At Parking Area | 4 | Nr | AED | 2400
2022-11 | 2 | 2.0605 |  | United Arab Emirates | Abu Dhabi | Hard & Soft Landscaping | Al Maqta Police Museum | Park Landscaping | DMT | Western Beach | Award | 2022 | Fixed Price Lump Sum | SITE WORK | Underground drainage | Storm Water Manholes; Ductile Iron Cover And Frame To Suit 750Mmø Nominal Size Clear Opening; Recessed At Hardscape Area, Sound Proof At Road And Parking Area.; Recessed At Other Hardscape Area | 5 | Nr | AED | 2400
2022-11 | 2 | 2.0606 |  | United Arab Emirates | Abu Dhabi | Hard & Soft Landscaping | Al Maqta Police Museum | Park Landscaping | DMT | Western Beach | Award | 2022 | Fixed Price Lump Sum | SITE WORK | Underground drainage | Storm Water Manholes; Ductile Iron Cover And Frame To Suit 750Mmø Nominal Size Clear Opening; Recessed At Hardscape Area, Sound Proof At Road And Parking Area.; At Softscape And Sand Area | 1 | Nr | AED | 1200
2022-11 | 2 | 2.0606 |  | United Arab Emirates | Abu Dhabi | Hard & Soft Landscaping | Al Maqta Police Museum | Park Landscaping | DMT | Western Beach | Award | 2022 | Fixed Price Lump Sum | SITE WORK | Landscaping | Flush Inlets; Precast Concrete Flush Inlets Including Necessary Excavation, Disposal Of Surplus Material, Upholding Sides Of Excavation, Backfilling, Subgrade Preparation, Blinding, Reinforcement, Formworks, Joints, Waterproofing, Protection Screed, Rubberized Bitumen Emulsion Coating, Precast Concrete Extension Rings, Epoxy Paint Protection To All Exposed Internal Concrete Surfaces, Concrete Haunching, Benching, Channels, Protection Lining, Ladder Rungs, Fittings, Accessories Etc.; Depth: Not Exceeding 1.5 M | 10 | Nr | AED | 12000
2022-11 | 2 | 2.0606 |  | United Arab Emirates | Abu Dhabi | Hard & Soft Landscaping | Al Maqta Police Museum | Park Landscaping | DMT | Western Beach | Award | 2022 | Fixed Price Lump Sum | SITE WORK | Landscaping | Flush Inlets; Precast Concrete Flush Inlets Including Necessary Excavation, Disposal Of Surplus Material, Upholding Sides Of Excavation, Backfilling, Subgrade Preparation, Blinding, Reinforcement, Formworks, Joints, Waterproofing, Protection Screed, Rubberized Bitumen Emulsion Coating, Precast Concrete Extension Rings, Epoxy Paint Protection To All Exposed Internal Concrete Surfaces, Concrete Haunching, Benching, Channels, Protection Lining, Ladder Rungs, Fittings, Accessories Etc.; Depth: 1.5 ‐ 2.0 M | 1 | Nr | AED | 16000
2022-11 | 2 | 2.0606 |  | United Arab Emirates | Abu Dhabi | Hard & Soft Landscaping | Al Maqta Police Museum | Park Landscaping | DMT | Western Beach | Award | 2022 | Fixed Price Lump Sum | SITE WORK | Landscaping | Flush Inlets; Precast Concrete Flush Inlets Including Necessary Excavation, Disposal Of Surplus Material, Upholding Sides Of Excavation, Backfilling, Subgrade Preparation, Blinding, Reinforcement, Formworks, Joints, Waterproofing, Protection Screed, Rubberized Bitumen Emulsion Coating, Precast Concrete Extension Rings, Epoxy Paint Protection To All Exposed Internal Concrete Surfaces, Concrete Haunching, Benching, Channels, Protection Lining, Ladder Rungs, Fittings, Accessories Etc.; Depth: 2.0‐2.5 Mm | 1 | Nr | AED | 24000
2022-11 | 2 | 2.0606 |  | United Arab Emirates | Abu Dhabi | Hard & Soft Landscaping | Al Maqta Police Museum | Park Landscaping | DMT | Western Beach | Award | 2022 | Fixed Price Lump Sum | SITE WORK | Landscaping | Flush Inlets; Precast Concrete Flush Inlets Including Necessary Excavation, Disposal Of Surplus Material, Upholding Sides Of Excavation, Backfilling, Subgrade Preparation, Blinding, Reinforcement, Formworks, Joints, Waterproofing, Protection Screed, Rubberized Bitumen Emulsion Coating, Precast Concrete Extension Rings, Epoxy Paint Protection To All Exposed Internal Concrete Surfaces, Concrete Haunching, Benching, Channels, Protection Lining, Ladder Rungs, Fittings, Accessories Etc.; Depth: 2.5‐3.0‐Mm | 2 | Nr | AED | 45000
2022-11 | 2 | 2.0606 |  | United Arab Emirates | Abu Dhabi | Hard & Soft Landscaping | Al Maqta Police Museum | Park Landscaping | DMT | Western Beach | Award | 2022 | Fixed Price Lump Sum | SITE WORK | Underground drainage | Ductile Iron Cover With Frame To Suit 600X600Mm Clear Opening, Class D400; Single Piece Grating, At Hardscape Area | 12 | Nr | AED | 4500
2022-11 | 2 | 2.0606 |  | United Arab Emirates | Abu Dhabi | Hard & Soft Landscaping | Al Maqta Police Museum | Park Landscaping | DMT | Western Beach | Award | 2022 | Fixed Price Lump Sum | SITE WORK | Underground drainage | Ductile Iron Cover With Frame To Suit 600X600Mm Clear Opening, Class D400; Closed Cover, At Sand Area | 2 | Nr | AED | 4000
2022-11 | 2 | 2.0606 |  | United Arab Emirates | Abu Dhabi | Hard & Soft Landscaping | Al Maqta Police Museum | Park Landscaping | DMT | Western Beach | Award | 2022 | Fixed Price Lump Sum | SITE WORK | Underground drainage | Upvc Pipe Work; Upvc Storm Water Pipes Including Necessary Excavation, Disposal Of Excavated Material, Upholding Sides Of Excavation, Backfilling With Selected Or Approved Material, Pipe Fittings And Accessories, Protection Tape, Concrete/Granular Bed & Surrounds, Geotextile Filter Fabric, Etc; Nominal Bore Ø400Mm, Upvc Class 10; Connecting Between Manholes; In Trenches Depth 1.5‐2.0M | 42 | m | AED | 350
2022-11 | 2 | 2.0606 |  | United Arab Emirates | Abu Dhabi | Hard & Soft Landscaping | Al Maqta Police Museum | Park Landscaping | DMT | Western Beach | Award | 2022 | Fixed Price Lump Sum | SITE WORK | Underground drainage | Nominal Bore Ø315Mm, Upvc Class 10; Connecting Between Manholes; In Trenches Depth Not Exceeding 1.5M | 264 | m | AED | 250
2022-11 | 2 | 2.0606 |  | United Arab Emirates | Abu Dhabi | Hard & Soft Landscaping | Al Maqta Police Museum | Park Landscaping | DMT | Western Beach | Award | 2022 | Fixed Price Lump Sum | SITE WORK | Underground drainage | Nominal Bore Ø315Mm, Upvc Class 10; Connecting Between Manholes; In Trenches Depth 1.5 ‐ 2.0 M | 61 | m | AED | 300
2022-11 | 2 | 2.0607 |  | United Arab Emirates | Abu Dhabi | Hard & Soft Landscaping | Al Maqta Police Museum | Park Landscaping | DMT | Western Beach | Award | 2022 | Fixed Price Lump Sum | SITE WORK | Underground drainage | Nominal Bore Ø315Mm, Upvc Class 10; Connecting Inlets & From Inlet To Manholes; In Trenches Depth Not Exceeding 1.5M | 121 | m | AED | 250
2022-11 | 2 | 2.0607 |  | United Arab Emirates | Abu Dhabi | Hard & Soft Landscaping | Al Maqta Police Museum | Park Landscaping | DMT | Western Beach | Award | 2022 | Fixed Price Lump Sum | SITE WORK | Underground drainage | Nominal Bore Ø315Mm, Upvc Class 10; Connecting Inlets & From Inlet To Manholes; In Trenches Depth 1.5 ‐ 2.0 M | 27 | m | AED | 300
2022-11 | 2 | 2.0607 |  | United Arab Emirates | Abu Dhabi | Hard & Soft Landscaping | Al Maqta Police Museum | Park Landscaping | DMT | Western Beach | Award | 2022 | Fixed Price Lump Sum | SITE WORK | Underground drainage | Nominal Bore Ø315Mm, Upvc Class 10; Connecting Inlets & From Inlet To Manholes; In Trenches Depth 2.0‐2.5 | 52 | m | AED | 450
2022-11 | 2 | 2.0607 |  | United Arab Emirates | Abu Dhabi | Hard & Soft Landscaping | Al Maqta Police Museum | Park Landscaping | DMT | Western Beach | Award | 2022 | Fixed Price Lump Sum | SITE WORK | Underground drainage | Nominal Bore Ø315Mm, Upvc Class 10; Connecting Inlets & From Inlet To Manholes; Extra Over For Concrete Bed And Surround | 52 | m | AED | 200
2022-11 | 2 | 2.0607 |  | United Arab Emirates | Abu Dhabi | Hard & Soft Landscaping | Al Maqta Police Museum | Park Landscaping | DMT | Western Beach | Award | 2022 | Fixed Price Lump Sum | SITE WORK | Landscaping | Plastic Inlet; Plastic Inlets With Square Flat Grate And Atrium Grate Including All Fittings And Fixtures, Internal Size(Mm): 600X600 | 4 | Nr | AED | 2000
2022-11 | 2 | 2.0607 |  | United Arab Emirates | Abu Dhabi | Hard & Soft Landscaping | Al Maqta Police Museum | Park Landscaping | DMT | Western Beach | Award | 2022 | Fixed Price Lump Sum | SITE WORK | Underground drainage | Upvc Pipe Works; Including Necessary Earthworks, Granular Bedding, Pipe Fittings And Accessories, Protection, Identification Tag, Etc. Nominal Bore Ø160Mm, Upvc Class 10 From Water Feature Drain To Inlets; In Trenches Depth Not Exceeding 1.5‐2.0M | 62 | m | AED | 160
2022-11 | 2 | 2.0607 |  | United Arab Emirates | Abu Dhabi | Hard & Soft Landscaping | Al Maqta Police Museum | Park Landscaping | DMT | Western Beach | Award | 2022 | Fixed Price Lump Sum | SITE WORK | Landscaping | Perforated Upvc Pipes; Corrugated Perforated Subsoil Upvc Storm Water Pipes Including Necessary Excavation, Disposal Of Excavated Material, Upholding Sides Of Excavation, Backfilling With Selected Or Approved Material, Pipe Fittings And Accessories, Protection Tape, Wrapping, Granular Bedding And Surround, Geotextile Covering, Etc.Ø110Mm Upvc Class 16 Perforated Pipes; In Trenches, Depth: Not Exceeding 1.5 M | 195 | m | AED | 250
2022-11 | 2 | 2.0607 |  | United Arab Emirates | Abu Dhabi | Hard & Soft Landscaping | Al Maqta Police Museum | Park Landscaping | DMT | Western Beach | Award | 2022 | Fixed Price Lump Sum | SITE WORK | Landscaping | Perforated Upvc Pipes; Corrugated Perforated Subsoil Upvc Storm Water Pipes Including Necessary Excavation, Disposal Of Excavated Material, Upholding Sides Of Excavation, Backfilling With Selected Or Approved Material, Pipe Fittings And Accessories, Protection Tape, Wrapping, Granular Bedding And Surround, Geotextile Covering, Etc.Ø110Mm Upvc Class 16 Perforated Pipes; In Trenches, Depth: 2 ‐ 2.5 M Inception Pipe | 30 | m | AED | 250
2022-11 | 2 | 2.0607 |  | United Arab Emirates | Abu Dhabi | Hard & Soft Landscaping | Al Maqta Police Museum | Park Landscaping | DMT | Western Beach | Award | 2022 | Fixed Price Lump Sum | SITE WORK | Landscaping | Perforated Upvc Pipes; Corrugated Perforated Subsoil Upvc Storm Water Pipes Including Necessary Excavation, Disposal Of Excavated Material, Upholding Sides Of Excavation, Backfilling With Selected Or Approved Material, Pipe Fittings And Accessories, Protection Tape, Wrapping, Granular Bedding And Surround, Geotextile Covering, Etc.Ø110Mm Upvc Class 16 Perforated Pipes; Flush Point For Sub Soil Drainage Size(Mm): 500X500X300; Including Pipe, Fittings, Accessories, Gravel Surrounds, Plain Concrete, Etc. | 9 | Nr | AED | 6000
2022-11 | 2 | 2.0607 |  | United Arab Emirates | Abu Dhabi | Hard & Soft Landscaping | Al Maqta Police Museum | Park Landscaping | DMT | Western Beach | Award | 2022 | Fixed Price Lump Sum | SITE WORK | Landscaping | Existing Drain Outlet From Building Roof To Be Diverted To The Drainage Network In Coordination With The Building Contractor Including Earthworks, Piping, Connections, Fittings, Accessories, Etc.; Dr03 Floor Drains; Stainless Steel Recessed Floor Drain With Frame, Size: 200X200Mm. 60Mm Thick, With 13Mm Slot, Including Pipe Connections, Concrete Penetrations, Etc. | 11 | Nr | AED | 6000
2022-11 | 2 | 2.0608 |  | United Arab Emirates | Abu Dhabi | Hard & Soft Landscaping | Al Maqta Police Museum | Park Landscaping | DMT | Western Beach | Award | 2022 | Fixed Price Lump Sum | MECHANICAL ENGINEERING INSTALLATIONS | Equipment | Existing Drain Outlet From Building Roof To Be Diverted To The Drainage Network In Coordination With The Building Contractor Including Earthworks, Piping, Connections, Fittings, Accessories, Etc.; Ø160Mm Upvc Building Drain Pipes Including Fittings, Fixtures, Etc. | 95 | m | AED | 160
2022-11 | 2 | 2.0608 |  | United Arab Emirates | Abu Dhabi | Hard & Soft Landscaping | Al Maqta Police Museum | Park Landscaping | DMT | Western Beach | Award | 2022 | Fixed Price Lump Sum | SITE WORK | Demolitions and alterations | Redundant Manhole; Allow For Removal Of All Inactive/Redundant Manholes As Per Authority Procedure. | 1 | Item | AED | 12000
2022-11 | 2 | 2.0608 |  | United Arab Emirates | Abu Dhabi | Hard & Soft Landscaping | Al Maqta Police Museum | Park Landscaping | DMT | Western Beach | Award | 2022 | Fixed Price Lump Sum | FINISHES | Signwriting | Ls/ Landmark Signage; Reinforced Concrete Wall With 3D Aluminum Letters, Internally Lit ; 11000X300X2300Mm Two Sided | 1 | Nr | AED | 24000
2022-11 | 2 | 2.0608 |  | United Arab Emirates | Abu Dhabi | Hard & Soft Landscaping | Al Maqta Police Museum | Park Landscaping | DMT | Western Beach | Award | 2022 | Fixed Price Lump Sum | FINISHES | Finishings | Gs/ Gateway Signage; Reinforced Concrete Wall With 3D Aluminum Letters, Internally Lit ; 500X300X3500Mm Two Sided | 2 | Nr | AED | 12000
2022-11 | 2 | 2.0608 |  | United Arab Emirates | Abu Dhabi | Hard & Soft Landscaping | Al Maqta Police Museum | Park Landscaping | DMT | Western Beach | Award | 2022 | Fixed Price Lump Sum | FINISHES | Finishings | Dw/ Display Wall; Reinforced Concrete Wall With Imprinted Image And Text; 4000X300X2100Mm One Sided | 1 | Nr | AED | 150000
2022-11 | 2 | 2.0608 |  | United Arab Emirates | Abu Dhabi | Hard & Soft Landscaping | Al Maqta Police Museum | Park Landscaping | DMT | Western Beach | Award | 2022 | Fixed Price Lump Sum | FINISHES | Finishings | Es/ Explanatory Signage; Reinforced Concrete Wall With Imprinted Image And Text; 400X300X1250Mm One Sided | 12 | Nr | AED | 12000
2022-11 | 2 | 2.0608 |  | United Arab Emirates | Abu Dhabi | Hard & Soft Landscaping | Al Maqta Police Museum | Park Landscaping | DMT | Western Beach | Award | 2022 | Fixed Price Lump Sum | FINISHES | Finishings | Ds/ Directional Signag; Reinforced Concrete With Wall 3D Aluminum Letters, Internally Lit ; 1400X300X500Mm One Sided | 7 | Nr | AED | 6000
2022-11 | 2 | 2.0608 |  | United Arab Emirates | Abu Dhabi | Hard & Soft Landscaping | Al Maqta Police Museum | Park Landscaping | DMT | Western Beach | Award | 2022 | Fixed Price Lump Sum | ACCESSORIES | Generally | 301 ‐ 'Stop' Sign | 1 | Nr | AED | 2000
2022-11 | 2 | 2.0608 |  | United Arab Emirates | Abu Dhabi | Hard & Soft Landscaping | Al Maqta Police Museum | Park Landscaping | DMT | Western Beach | Award | 2022 | Fixed Price Lump Sum | ACCESSORIES | Generally | 387 ‐ Disable Parking Sign | 1 | Nr | AED | 2000
2022-11 | 2 | 2.0608 |  | United Arab Emirates | Abu Dhabi | Hard & Soft Landscaping | Al Maqta Police Museum | Park Landscaping | DMT | Western Beach | Award | 2022 | Fixed Price Lump Sum | ACCESSORIES | Generally | 393‐ 'Car Only' Sign | 1 | Nr | AED | 2000
2022-11 | 2 | 2.0609 |  | United Arab Emirates | Abu Dhabi | Hard & Soft Landscaping | Al Maqta Police Museum | Park Landscaping | DMT | Western Beach | Award | 2022 | Fixed Price Lump Sum | ACCESSORIES | Generally | 515‐ Parking Area Direction Sign | 2 | Nr | AED | 2000
2022-11 | 2 | 2.0609 |  | United Arab Emirates | Abu Dhabi | Hard & Soft Landscaping | Al Maqta Police Museum | Park Landscaping | DMT | Western Beach | Award | 2022 | Fixed Price Lump Sum | FINISHES | Finishings | Supply And Apply Two Coats Of Non‐Reflective Thermoplastic White Paint For Parking Including Lines, Arrows, Numerals And Letterings, Etc. All Complete In Accordance With The Traffic Authority Regulations And Tender Documents; Gm1‐Blue Line/Color Marking; Disable Parking Marking | 2 | Nr | AED | 200
2022-11 | 2 | 2.0609 |  | United Arab Emirates | Abu Dhabi | Hard & Soft Landscaping | Al Maqta Police Museum | Park Landscaping | DMT | Western Beach | Award | 2022 | Fixed Price Lump Sum | FINISHES | Signwriting | Gm2‐White Line Marking; 614 ‐ Straight Arrow Marking | 3 | Nr | AED | 200
2022-11 | 2 | 2.0609 |  | United Arab Emirates | Abu Dhabi | Hard & Soft Landscaping | Al Maqta Police Museum | Park Landscaping | DMT | Western Beach | Award | 2022 | Fixed Price Lump Sum | FINISHES | Signwriting | Gm2‐White Line Marking; 615 ‐ Right Turn Arrow Marking | 3 | Nr | AED | 200
2022-11 | 2 | 2.0609 |  | United Arab Emirates | Abu Dhabi | Hard & Soft Landscaping | Al Maqta Police Museum | Park Landscaping | DMT | Western Beach | Award | 2022 | Fixed Price Lump Sum | FINISHES | Signwriting | Gm2‐White Line Marking; 616 ‐ Left Turn Arrow Marking | 2 | Nr | AED | 200
2022-11 | 2 | 2.0609 |  | United Arab Emirates | Abu Dhabi | Hard & Soft Landscaping | Al Maqta Police Museum | Park Landscaping | DMT | Western Beach | Award | 2022 | Fixed Price Lump Sum | FINISHES | Signwriting | Gm2‐White Line Marking; 601 ‐ Give Way/ Stop Line Marking | 19 | m | AED | 60
2022-11 | 2 | 2.0609 |  | United Arab Emirates | Abu Dhabi | Hard & Soft Landscaping | Al Maqta Police Museum | Park Landscaping | DMT | Western Beach | Award | 2022 | Fixed Price Lump Sum | FINISHES | Signwriting | Gm2‐White Line Marking; 611 ‐ Divider Line Marking | 13 | m | AED | 60
2022-11 | 2 | 2.0609 |  | United Arab Emirates | Abu Dhabi | Hard & Soft Landscaping | Al Maqta Police Museum | Park Landscaping | DMT | Western Beach | Award | 2022 | Fixed Price Lump Sum | FINISHES | Signwriting | Gm2‐White Line Marking; 619 ‐ Right And Left Arrow Marking | 1 | m | AED | 60
2022-11 | 2 | 2.0609 |  | United Arab Emirates | Abu Dhabi | Hard & Soft Landscaping | Al Maqta Police Museum | Park Landscaping | DMT | Western Beach | Award | 2022 | Fixed Price Lump Sum | FINISHES | Signwriting | Gm2‐White Line Marking; 658‐ Hatch Marking | 70 | m | AED | 60
2022-11 | 2 | 2.0609 |  | United Arab Emirates | Abu Dhabi | Hard & Soft Landscaping | Al Maqta Police Museum | Park Landscaping | DMT | Western Beach | Award | 2022 | Fixed Price Lump Sum | FINISHES | Decorations | Other Markings; Ramp‐Up Triangle Marking | 5 | Nr | AED | 60
2022-11 | 2 | 2.061 |  | United Arab Emirates | Abu Dhabi | Hard & Soft Landscaping | Al Maqta Police Museum | Park Landscaping | DMT | Western Beach | Award | 2022 | Fixed Price Lump Sum | FINISHES | Finishings | Reinstallation Of Existing Sign Posts; Allow For Reinstallation Of Existing Removed Sign Posts Including Refurbishment, Necessary Excavation, Foundation, Etc. | 1 | Item | AED | 12000
2022-12 | 2 | 2.061 |  | United Arab Emirates | Dubai | Hard & Soft Landscaping | MBR - Dubai Hills Estate | PA-04 Community Landscaping | EMAAR | Orient Irrigation | Award | 2022 | Fixed Price Lump Sum | SITE WORK | Site preparation | Site Clearance As Specified: Including Off-Site Disposal Of Arising Materials And All Ancillary Works As Necessary; Site Clearance | 102672 | m² | AED | 0.7
2022-12 | 2 | 2.061 |  | United Arab Emirates | Dubai | Hard & Soft Landscaping | MBR - Dubai Hills Estate | PA-04 Community Landscaping | EMAAR | Orient Irrigation | Award | 2022 | Fixed Price Lump Sum | SITE WORK | Excavation | Excavation Works: Including Surface Preparation And All Ancillary Works As Necessary: From Site Level Up To The Required Levels; Excavation To Reduce Levels (Provisional Quantity) | 13900 | m³ | AED | 9.5
2022-12 | 2 | 2.061 |  | United Arab Emirates | Dubai | Hard & Soft Landscaping | MBR - Dubai Hills Estate | PA-04 Community Landscaping | EMAAR | Orient Irrigation | Award | 2022 | Fixed Price Lump Sum | SITE WORK | Disposal | Disposal Of Unsuitable And Surplus Material Arising From Excavation: Including All Ancillary Works As Necessary; Removed On Site Including A Suitable Tip (Provisional Quantity) | 11400 | m³ | AED | 11.6
2022-12 | 2 | 2.061 |  | United Arab Emirates | Dubai | Hard & Soft Landscaping | MBR - Dubai Hills Estate | PA-04 Community Landscaping | EMAAR | Orient Irrigation | Award | 2022 | Fixed Price Lump Sum | SITE WORK | Disposal | Disposal Of Unsuitable And Surplus Material Arising From Excavation: Including All Ancillary Works As Necessary; Removed On-Site Material (Rate Only) | 1 | m³ | AED | 11.6
2022-12 | 2 | 2.061 |  | United Arab Emirates | Dubai | Hard & Soft Landscaping | MBR - Dubai Hills Estate | PA-04 Community Landscaping | EMAAR | Orient Irrigation | Award | 2022 | Fixed Price Lump Sum | SITE WORK | Disposal | Disposal Of Unsuitable And Surplus Material Arising From Excavation: Including All Ancillary Works As Necessary; Removed Off-Site Material (Rate Only) | 1 | m³ | AED | 68.4
2022-12 | 2 | 2.061 |  | United Arab Emirates | Dubai | Hard & Soft Landscaping | MBR - Dubai Hills Estate | PA-04 Community Landscaping | EMAAR | Orient Irrigation | Award | 2022 | Fixed Price Lump Sum | SITE WORK | Filling | Filling: Including Surface Preparation, Compaction And All Ancillary Works As Necessary; Filling To Achieved Approved Levels And Or Subgrade Levels Using Excavated Material (Provisional Quantity) | 2500 | m³ | AED | 13.2
2022-12 | 2 | 2.061 |  | United Arab Emirates | Dubai | Hard & Soft Landscaping | MBR - Dubai Hills Estate | PA-04 Community Landscaping | EMAAR | Orient Irrigation | Award | 2022 | Fixed Price Lump Sum | SITE WORK | Filling | Filling: Including Surface Preparation, Compaction And All Ancillary Works As Necessary; Filling To Achieved Approved Levels And Or Subgrade Levels Using Imported Material (Rate Only) | 27417.5 | m³ | AED | 33.7
2022-12 | 2 | 2.061 |  | United Arab Emirates | Dubai | Hard & Soft Landscaping | MBR - Dubai Hills Estate | PA-04 Community Landscaping | EMAAR | Orient Irrigation | Award | 2022 | Fixed Price Lump Sum | SITE WORK | Filling | Compacted Sub-Base Material: Laid On Compacted Sub-Grade: Naturally Or Artificially Graded Mixture Of Natural Or Crushed Gravel, Crushed Stone, And Natural Or Crushed Gravel/Stone: Including Surface Preparation, Accessories And All Ancillary Works As Necessary; Beds; 80 To 100Mm Thick; To Picnic, Gathering Areas & Petangue Courts | 1 | m³ | AED | 99.7
2022-12 | 2 | 2.061 |  | United Arab Emirates | Dubai | Hard & Soft Landscaping | MBR - Dubai Hills Estate | PA-04 Community Landscaping | EMAAR | Orient Irrigation | Award | 2022 | Fixed Price Lump Sum | SITE WORK | Filling | Compacted Sub-Base Material: Laid On Compacted Sub-Grade: Naturally Or Artificially Graded Mixture Of Natural Or Crushed Gravel, Crushed Stone, And Natural Or Crushed Gravel/Stone: Including Surface Preparation, Accessories And All Ancillary Works As Necessary; Beds; 150Mm Thick; To Paving Areas | 2843 | m³ | AED | 99.7
2022-12 | 2 | 2.0611 |  | United Arab Emirates | Dubai | Hard & Soft Landscaping | MBR - Dubai Hills Estate | PA-04 Community Landscaping | EMAAR | Orient Irrigation | Award | 2022 | Fixed Price Lump Sum | SITE WORK | Filling | Compacted Sub-Base Material: Laid On Compacted Sub-Grade: Naturally Or Artificially Graded Mixture Of Natural Or Crushed Gravel, Crushed Stone, And Natural Or Crushed Gravel/Stone: Including Surface Preparation, Accessories And All Ancillary Works As Necessary; Beds; 150Mm Thick; To Play Areas | 46 | m³ | AED | 99.7
2022-12 | 2 | 2.0611 |  | United Arab Emirates | Dubai | Hard & Soft Landscaping | MBR - Dubai Hills Estate | PA-04 Community Landscaping | EMAAR | Orient Irrigation | Award | 2022 | Fixed Price Lump Sum | SITE WORK | Filling | Compacted Sub-Base Material: Laid On Compacted Sub-Grade: Naturally Or Artificially Graded Mixture Of Natural Or Crushed Gravel, Crushed Stone, And Natural Or Crushed Gravel/Stone: Including Surface Preparation, Accessories And All Ancillary Works As Necessary; Beds; 150Mm Thick; To Stairs | 5 | m³ | AED | 99.7
2022-12 | 2 | 2.0611 |  | United Arab Emirates | Dubai | Hard & Soft Landscaping | MBR - Dubai Hills Estate | PA-04 Community Landscaping | EMAAR | Orient Irrigation | Award | 2022 | Fixed Price Lump Sum | SITE WORK | Filling | Compacted Sub-Base Material: Laid On Compacted Sub-Grade: Naturally Or Artificially Graded Mixture Of Natural Or Crushed Gravel, Crushed Stone, And Natural Or Crushed Gravel/Stone: Including Surface Preparation, Accessories And All Ancillary Works As Necessary; Beds; 150Mm Thick; To Sports Court/Play Areas | 275 | m³ | AED | 99.7
2022-12 | 2 | 2.0611 |  | United Arab Emirates | Dubai | Hard & Soft Landscaping | MBR - Dubai Hills Estate | PA-04 Community Landscaping | EMAAR | Orient Irrigation | Award | 2022 | Fixed Price Lump Sum | SITE WORK | Paving and surfacing | Asphalt Base: Including Surface Preparation And All Ancillary Works As Necessary; To Sports Court Areas | 934 | m² | AED | 64.2
2022-12 | 2 | 2.0611 |  | United Arab Emirates | Dubai | Hard & Soft Landscaping | MBR - Dubai Hills Estate | PA-04 Community Landscaping | EMAAR | Orient Irrigation | Award | 2022 | Fixed Price Lump Sum | SITE WORK | Landscaping | Irrigation Installation; Excavation Of Trenches For Irrigation Pipes (Measured Separately): Including Disposal, Compaction Complete With Back Filling, Disposal Of Surplus Material And All Ancillary Works As Necessary (Depth Not Less Than 1000 But Not Exceeding 1500Mm); To 50Mm Diameter | 107 | m | AED | 12.4
2022-12 | 2 | 2.0611 |  | United Arab Emirates | Dubai | Hard & Soft Landscaping | MBR - Dubai Hills Estate | PA-04 Community Landscaping | EMAAR | Orient Irrigation | Award | 2022 | Fixed Price Lump Sum | SITE WORK | Landscaping | Irrigation Installation; Excavation Of Trenches For Irrigation Pipes (Measured Separately): Including Disposal, Compaction Complete With Back Filling, Disposal Of Surplus Material And All Ancillary Works As Necessary (Depth Not Less Than 1000 But Not Exceeding 1500Mm); To 100Mm Diameter | 310 | m | AED | 12.4
2022-12 | 2 | 2.0611 |  | United Arab Emirates | Dubai | Hard & Soft Landscaping | MBR - Dubai Hills Estate | PA-04 Community Landscaping | EMAAR | Orient Irrigation | Award | 2022 | Fixed Price Lump Sum | SITE WORK | Excavation | Excavation Of Trenches For Irrigation Pipes (Measured Separately): Including Disposal, Compaction Complete With Back Filling, Disposal Of Surplus Material And All Ancillary Works As Necessary (Depth Not Exceeding 1000Mm); To 25Mm Diameter | 16397 | m | AED | 5.3
2022-12 | 2 | 2.0611 |  | United Arab Emirates | Dubai | Hard & Soft Landscaping | MBR - Dubai Hills Estate | PA-04 Community Landscaping | EMAAR | Orient Irrigation | Award | 2022 | Fixed Price Lump Sum | SITE WORK | Excavation | Excavation Of Trenches For Irrigation Pipes (Measured Separately): Including Disposal, Compaction Complete With Back Filling, Disposal Of Surplus Material And All Ancillary Works As Necessary (Depth Not Exceeding 1000Mm); To 40Mm Diameter | 4081 | m | AED | 5.3
2022-12 | 2 | 2.0611 |  | United Arab Emirates | Dubai | Hard & Soft Landscaping | MBR - Dubai Hills Estate | PA-04 Community Landscaping | EMAAR | Orient Irrigation | Award | 2022 | Fixed Price Lump Sum | SITE WORK | Excavation | Excavation Of Trenches For Irrigation Pipes (Measured Separately): Including Disposal, Compaction Complete With Back Filling, Disposal Of Surplus Material And All Ancillary Works As Necessary (Depth Not Exceeding 1000Mm); To 50Mm Diameter | 4943 | m | AED | 6.4
2022-12 | 2 | 2.0611 |  | United Arab Emirates | Dubai | Hard & Soft Landscaping | MBR - Dubai Hills Estate | PA-04 Community Landscaping | EMAAR | Orient Irrigation | Award | 2022 | Fixed Price Lump Sum | SITE WORK | Underground drainage | To 75Mm Diameter | 3754 | m | AED | 8.5
2022-12 | 2 | 2.0612 |  | United Arab Emirates | Dubai | Hard & Soft Landscaping | MBR - Dubai Hills Estate | PA-04 Community Landscaping | EMAAR | Orient Irrigation | Award | 2022 | Fixed Price Lump Sum | SITE WORK | Underground drainage | To 100Mm Diameter | 713 | m | AED | 10.7
2022-12 | 2 | 2.0612 |  | United Arab Emirates | Dubai | Hard & Soft Landscaping | MBR - Dubai Hills Estate | PA-04 Community Landscaping | EMAAR | Orient Irrigation | Award | 2022 | Fixed Price Lump Sum | SITE WORK | Underground drainage | Beds And Surrounds With.Warning Tape, Selected Backfill Compacted Layer By Layer, Free From Lumps And Stones And Selected Sand Bedding To Following Irrigation Pipeworks, Fittings And All Ancillary Works As Necessary; C To 25Mm Diameter | 16397 | m | AED | 1.5
2022-12 | 2 | 2.0612 |  | United Arab Emirates | Dubai | Hard & Soft Landscaping | MBR - Dubai Hills Estate | PA-04 Community Landscaping | EMAAR | Orient Irrigation | Award | 2022 | Fixed Price Lump Sum | SITE WORK | Underground drainage | Beds And Surrounds With.Warning Tape, Selected Backfill Compacted Layer By Layer, Free From Lumps And Stones And Selected Sand Bedding To Following Irrigation Pipeworks, Fittings And All Ancillary Works As Necessary; To 40Mm Diameter | 4081 | m | AED | 1.5
2022-12 | 2 | 2.0612 |  | United Arab Emirates | Dubai | Hard & Soft Landscaping | MBR - Dubai Hills Estate | PA-04 Community Landscaping | EMAAR | Orient Irrigation | Award | 2022 | Fixed Price Lump Sum | SITE WORK | Underground drainage | Beds And Surrounds With.Warning Tape, Selected Backfill Compacted Layer By Layer, Free From Lumps And Stones And Selected Sand Bedding To Following Irrigation Pipeworks, Fittings And All Ancillary Works As Necessary; To 50Mm Diameter | 5050 | m | AED | 1.5
2022-12 | 2 | 2.0612 |  | United Arab Emirates | Dubai | Hard & Soft Landscaping | MBR - Dubai Hills Estate | PA-04 Community Landscaping | EMAAR | Orient Irrigation | Award | 2022 | Fixed Price Lump Sum | SITE WORK | Underground drainage | Beds And Surrounds With.Warning Tape, Selected Backfill Compacted Layer By Layer, Free From Lumps And Stones And Selected Sand Bedding To Following Irrigation Pipeworks, Fittings And All Ancillary Works As Necessary; To 75Mm Diameter | 3754 | m | AED | 1.5
2022-12 | 2 | 2.0612 |  | United Arab Emirates | Dubai | Hard & Soft Landscaping | MBR - Dubai Hills Estate | PA-04 Community Landscaping | EMAAR | Orient Irrigation | Award | 2022 | Fixed Price Lump Sum | SITE WORK | Underground drainage | Beds And Surrounds With.Warning Tape, Selected Backfill Compacted Layer By Layer, Free From Lumps And Stones And Selected Sand Bedding To Following Irrigation Pipeworks, Fittings And All Ancillary Works As Necessary; To 100Mm Diameter | 1023 | m | AED | 2.1
2022-12 | 2 | 2.0612 |  | United Arab Emirates | Dubai | Hard & Soft Landscaping | MBR - Dubai Hills Estate | PA-04 Community Landscaping | EMAAR | Orient Irrigation | Award | 2022 | Fixed Price Lump Sum | SITE WORK | Excavation | Excavation Of Trenches; Including Disposal And Compaction, Backfilling, Marking Tape And All Ancillary Works; Average Depth Exceeding 500Mm But Not Exceeding 1000Mm | 1556 | m | AED | 8.5
2022-12 | 2 | 2.0612 |  | United Arab Emirates | Dubai | Hard & Soft Landscaping | MBR - Dubai Hills Estate | PA-04 Community Landscaping | EMAAR | Orient Irrigation | Award | 2022 | Fixed Price Lump Sum | SITE WORK | Paving and surfacing | Precast Concrete Paving; Laid In Random Staggered Pattern To Falls And Cross Falls: On And Including 50Mm Thick Sand Bedding And 3 Mm Thick Sand Fill Joints: Including All Ancillary Works As Necessary; Type Pv-01; Size 120 X 160 X 80Mm Thick, 160 X 160 X 80Mm Thick And 240 X 160 X 80Mm Thick; To Driveway Field | 4392 | m² | AED | 81.2
2022-12 | 2 | 2.0612 |  | United Arab Emirates | Dubai | Hard & Soft Landscaping | MBR - Dubai Hills Estate | PA-04 Community Landscaping | EMAAR | Orient Irrigation | Award | 2022 | Fixed Price Lump Sum | SITE WORK | Paving and surfacing | Precast Concrete Paving; Laid In Random Staggered Pattern To Falls And Cross Falls: On And Including 50Mm Thick Sand Bedding And 3 Mm Thick Sand Fill Joints: Including All Ancillary Works As Necessary; Type Pv-02; Size 120 X 160 X 60Mm Thick, 160 X 160 X 60Mm Thick And 240 X 160 X 60Mm Thick; To Streetscape | 9511 | m² | AED | 79.1
2022-12 | 2 | 2.0612 |  | United Arab Emirates | Dubai | Hard & Soft Landscaping | MBR - Dubai Hills Estate | PA-04 Community Landscaping | EMAAR | Orient Irrigation | Award | 2022 | Fixed Price Lump Sum | SITE WORK | Paving and surfacing | Precast Concrete Paving; Laid In Random Staggered Pattern To Falls And Cross Falls: On And Including 50Mm Thick Sand Bedding And 3 Mm Thick Sand Fill Joints: Including All Ancillary Works As Necessary; Type Pv-03; Size 120 X 160 X 60Mm Thick, 160 X 160 X 60Mm Thick And 240 X 160 X 60Mm Thick; To Public Open Space Footpath | 5973 | m² | AED | 79.1
2022-12 | 2 | 2.0613 |  | United Arab Emirates | Dubai | Hard & Soft Landscaping | MBR - Dubai Hills Estate | PA-04 Community Landscaping | EMAAR | Orient Irrigation | Award | 2022 | Fixed Price Lump Sum | SITE WORK | Paving and surfacing | Precast Concrete Paving; Laid In Random Staggered Pattern To Falls And Cross Falls: On And Including 50Mm Thick Sand Bedding And 3 Mm Thick Sand Fill Joints: Including All Ancillary Works As Necessary; Type Pv-09; Size 300 X 600 X 80Mm Thick; To Community Center Accent Paving | 82 | m² | AED | 98.6
2022-12 | 2 | 2.0613 |  | United Arab Emirates | Dubai | Hard & Soft Landscaping | MBR - Dubai Hills Estate | PA-04 Community Landscaping | EMAAR | Orient Irrigation | Award | 2022 | Fixed Price Lump Sum | SITE WORK | Paving and surfacing | Precast Concrete Paving Banding; Laid In Pattern To Falls And Cross Falls: On And Including 50Mm Thick Mortar Bedding & Concrete (Launching & Base, Grouting Joints And All Ancillary Works As Necessary; Type B-01; Size 200 X 200 X 80Mm Thick; 200Mm Wide Border; To Driveway | 4781 | m | AED | 42
2022-12 | 2 | 2.0613 |  | United Arab Emirates | Dubai | Hard & Soft Landscaping | MBR - Dubai Hills Estate | PA-04 Community Landscaping | EMAAR | Orient Irrigation | Award | 2022 | Fixed Price Lump Sum | SITE WORK | Paving and surfacing | Precast Concrete Paving Banding; Laid In Pattern To Falls And Cross Falls: On And Including 50Mm Thick Mortar Bedding & Concrete (Launching & Base, Grouting Joints And All Ancillary Works As Necessary; Type B-01; Size 200 X 200 X 80Mm Thick; 400Mm Wide Border; To Driveway | 4388 | m | AED | 75.4
2022-12 | 2 | 2.0613 |  | United Arab Emirates | Dubai | Hard & Soft Landscaping | MBR - Dubai Hills Estate | PA-04 Community Landscaping | EMAAR | Orient Irrigation | Award | 2022 | Fixed Price Lump Sum | SITE WORK | Paving and surfacing | Precast Concrete Paving Banding; Laid In Pattern To Falls And Cross Falls: On And Including 50Mm Thick Mortar Bedding & Concrete (Launching & Base, Grouting Joints And All Ancillary Works As Necessary; Type B-02; Size 200 X 200 X 60Mm Thick; 200Mm Wide Border; To Public Open Space Footpath | 19686 | m | AED | 43.9
2022-12 | 2 | 2.0613 |  | United Arab Emirates | Dubai | Hard & Soft Landscaping | MBR - Dubai Hills Estate | PA-04 Community Landscaping | EMAAR | Orient Irrigation | Award | 2022 | Fixed Price Lump Sum | SITE WORK | Landscaping | Hogging/Self Binding Stone; Including Surface Preparation And All Ancillary Works As Necessary And Necessary Fixings; Type Pv-05; Size Range From 20Mm To Dust, 50Mm Thick; To Picnic, Gathering Areas & Pentaque Courts | 1593 | m² | AED | 45.8
2022-12 | 2 | 2.0613 |  | United Arab Emirates | Dubai | Hard & Soft Landscaping | MBR - Dubai Hills Estate | PA-04 Community Landscaping | EMAAR | Orient Irrigation | Award | 2022 | Fixed Price Lump Sum | SITE WORK | Paving and surfacing | Wet Pour Rubber Impact Course And Base Rubber; Laid In Pattern To Falls And Cross Falls, On And Including Necessary Bases And Subbases As Per Manufacturer'S Recommendations And All Ancillary Works As Necessary; Type Pv-06; To Play Areas Safety Surface | 898 | m² | AED | 404.5
2022-12 | 2 | 2.0613 |  | United Arab Emirates | Dubai | Hard & Soft Landscaping | MBR - Dubai Hills Estate | PA-04 Community Landscaping | EMAAR | Orient Irrigation | Award | 2022 | Fixed Price Lump Sum | SITE WORK | Landscaping | Acrylic & Water Based Polyurethane Paint Top Layer With Acrylic Primer; Including Surface Preparation. Necessary Bases And Subbases As Per Manufacturer'S Recommendations And All Ancillary Works As Necessary; Type Pv-07; To Sport Court Surface - Tennis | 648 | m² | AED | 64.2
2022-12 | 2 | 2.0613 |  | United Arab Emirates | Dubai | Hard & Soft Landscaping | MBR - Dubai Hills Estate | PA-04 Community Landscaping | EMAAR | Orient Irrigation | Award | 2022 | Fixed Price Lump Sum | SITE WORK | Landscaping | Acrylic & Water Based Polyurethane Paint Top Layer With Acrylic Primer; Including Surface Preparation. Necessary Bases And Subbases As Per Manufacturer'S Recommendations And All Ancillary Works As Necessary; Type Pv-08; To Sport Court Surface - Basketball | 286 | m² | AED | 64.2
2022-12 | 2 | 2.0613 |  | United Arab Emirates | Dubai | Hard & Soft Landscaping | MBR - Dubai Hills Estate | PA-04 Community Landscaping | EMAAR | Orient Irrigation | Award | 2022 | Fixed Price Lump Sum | SITE WORK | Landscaping | Acrylic Paint Guideline: As Per International Standard; Including All Ancillary Works As Necessary; To Basketball And Tennis Court | 279 | m | AED | 16.1
2022-12 | 2 | 2.0613 |  | United Arab Emirates | Dubai | Hard & Soft Landscaping | MBR - Dubai Hills Estate | PA-04 Community Landscaping | EMAAR | Orient Irrigation | Award | 2022 | Fixed Price Lump Sum | SITE WORK | Landscaping | Local Sand; Including All Ancillary Works As Necessary; Type S-01; 150Mm (Min); To Xeriscape Area | 29136 | m² | AED | 4
2022-12 | 2 | 2.0614 |  | United Arab Emirates | Dubai | Hard & Soft Landscaping | MBR - Dubai Hills Estate | PA-04 Community Landscaping | EMAAR | Orient Irrigation | Award | 2022 | Fixed Price Lump Sum | SITE WORK | Filling | Silica Sand; Size 2 Mm; Including All Ancillary Works As Necessary; Type S-02; 200Mm Thick; To Play Area | 308 | m² | AED | 45
2022-12 | 2 | 2.0614 |  | United Arab Emirates | Dubai | Hard & Soft Landscaping | MBR - Dubai Hills Estate | PA-04 Community Landscaping | EMAAR | Orient Irrigation | Award | 2022 | Fixed Price Lump Sum | SITE WORK | Landscaping | Natural Boulders; Beige Colour, Natural Finish; Random Pattern: Bedded 1/3 Into 150Mm Thick Prepared Suborade; As Engineer'S Details And Specification; Including All Ancillary Works As Necessary; Type Bl-01A; Size 600 To 800Mm Long And High | 46 | Nr | AED | 412.3
2022-12 | 2 | 2.0614 |  | United Arab Emirates | Dubai | Hard & Soft Landscaping | MBR - Dubai Hills Estate | PA-04 Community Landscaping | EMAAR | Orient Irrigation | Award | 2022 | Fixed Price Lump Sum | SITE WORK | Landscaping | Natural Boulders; Beige Colour, Natural Finish; Random Pattern: Bedded 1/3 Into 150Mm Thick Prepared Suborade; As Engineer'S Details And Specification; Including All Ancillary Works As Necessary; Type Bl-01B; Size 400 To 600Mm Long And High | 56 | Nr | AED | 279.9
2022-12 | 2 | 2.0614 |  | United Arab Emirates | Dubai | Hard & Soft Landscaping | MBR - Dubai Hills Estate | PA-04 Community Landscaping | EMAAR | Orient Irrigation | Award | 2022 | Fixed Price Lump Sum | SITE WORK | Landscaping | Natural Boulders; Beige Colour, Natural Finish; Random Pattern: Bedded 1/3 Into 150Mm Thick Prepared Suborade; As Engineer'S Details And Specification; Including All Ancillary Works As Necessary; Type Bl-01C; Size 300 To 400Mm Long And High | 75 | Nr | AED | 195.9
2022-12 | 2 | 2.0614 |  | United Arab Emirates | Dubai | Hard & Soft Landscaping | MBR - Dubai Hills Estate | PA-04 Community Landscaping | EMAAR | Orient Irrigation | Award | 2022 | Fixed Price Lump Sum | SITE WORK | Paving and surfacing | Kerbs And Edgings; Raised Kerb; Including Concrete Haunchinq, Blinding, Mortar And All Ancillary Works As Necessary; 150 X 300Mm High; To Pentaque Court | 52 | m | AED | 123.7
2022-12 | 2 | 2.0614 |  | United Arab Emirates | Dubai | Hard & Soft Landscaping | MBR - Dubai Hills Estate | PA-04 Community Landscaping | EMAAR | Orient Irrigation | Award | 2022 | Fixed Price Lump Sum | SITE WORK | Landscaping | Geotextile Filter Fabric; Nonwoven, Needle-Punched Geotextile, Made From Polyolefins Or Polyesters; Including Surface Preparation And All Ancillary Works As Necessary; To Paving | 19004 | m² | AED | 2.8
2022-12 | 2 | 2.0614 |  | United Arab Emirates | Dubai | Hard & Soft Landscaping | MBR - Dubai Hills Estate | PA-04 Community Landscaping | EMAAR | Orient Irrigation | Award | 2022 | Fixed Price Lump Sum | SITE WORK | Landscaping | Geotextile Filter Fabric; Nonwoven, Needle-Punched Geotextile, Made From Polyolefins Or Polyesters; Including Surface Preparation And All Ancillary Works As Necessary; To Xeriscape And Play Sand | 29444 | m² | AED | 2.8
2022-12 | 2 | 2.0614 |  | United Arab Emirates | Dubai | Hard & Soft Landscaping | MBR - Dubai Hills Estate | PA-04 Community Landscaping | EMAAR | Orient Irrigation | Award | 2022 | Fixed Price Lump Sum | SITE WORK | Landscaping | Geotextile Filter Fabric; Nonwoven, Needle-Punched Geotextile, Made From Polyolefins Or Polyesters; Including Surface Preparation And All Ancillary Works As Necessary; To Boulders Area | 76 | m² | AED | 2.8
2022-12 | 2 | 2.0614 |  | United Arab Emirates | Dubai | Hard & Soft Landscaping | MBR - Dubai Hills Estate | PA-04 Community Landscaping | EMAAR | Orient Irrigation | Award | 2022 | Fixed Price Lump Sum | SITE WORK | Landscaping | Softscape; Planting Soil Mix: Including Fertilizer And All Ancillary Works As Necessary; 300Mm Depth; To Ground Cover Planting | 12959 | m² | AED | 12.5
2022-12 | 2 | 2.0614 |  | United Arab Emirates | Dubai | Hard & Soft Landscaping | MBR - Dubai Hills Estate | PA-04 Community Landscaping | EMAAR | Orient Irrigation | Award | 2022 | Fixed Price Lump Sum | SITE WORK | Landscaping | Softscape; Planting Soil Mix: Including Fertilizer And All Ancillary Works As Necessary; 300Mm Depth; To Grass Planting | 3473 | m² | AED | 12.5
2022-12 | 2 | 2.0615 |  | United Arab Emirates | Dubai | Hard & Soft Landscaping | MBR - Dubai Hills Estate | PA-04 Community Landscaping | EMAAR | Orient Irrigation | Award | 2022 | Fixed Price Lump Sum | SITE WORK | Landscaping | Softscape; Planting Soil Mix: Including Fertilizer And All Ancillary Works As Necessary; 500Mm Depth; To Shrub Planting | 16553 | m² | AED | 18.7
2022-12 | 2 | 2.0615 |  | United Arab Emirates | Dubai | Hard & Soft Landscaping | MBR - Dubai Hills Estate | PA-04 Community Landscaping | EMAAR | Orient Irrigation | Award | 2022 | Fixed Price Lump Sum | SITE WORK | Landscaping | Softscape; Planting Soil Mix: Including Fertilizer And All Ancillary Works As Necessary; 1200Mm Depth; To Trees | 1123 | m² | AED | 50
2022-12 | 2 | 2.0615 |  | United Arab Emirates | Dubai | Hard & Soft Landscaping | MBR - Dubai Hills Estate | PA-04 Community Landscaping | EMAAR | Orient Irrigation | Award | 2022 | Fixed Price Lump Sum | SITE WORK | Landscaping | Softscape; Planting Soil Mix: Including Fertilizer And All Ancillary Works As Necessary; 1500Mm Depth; To Palms | 83 | m² | AED | 62.5
2022-12 | 2 | 2.0615 |  | United Arab Emirates | Dubai | Hard & Soft Landscaping | MBR - Dubai Hills Estate | PA-04 Community Landscaping | EMAAR | Orient Irrigation | Award | 2022 | Fixed Price Lump Sum | SITE WORK | Landscaping | Aggregate Drainage Layer: Size 10 To 15 Mm Diameter; Including One Layer Of Geotextile; All Ancillary Works As Necessary; To Tree Pits; 100Mm Thick | 112 | m³ | AED | 115
2022-12 | 2 | 2.0615 |  | United Arab Emirates | Dubai | Hard & Soft Landscaping | MBR - Dubai Hills Estate | PA-04 Community Landscaping | EMAAR | Orient Irrigation | Award | 2022 | Fixed Price Lump Sum | SITE WORK | Landscaping | Aggregate Drainage Layer: Size 10 To 15 Mm Diameter; Including One Layer Of Geotextile; All Ancillary Works As Necessary; To Palms Pits; 100Mm Thick | 8 | m³ | AED | 115
2022-12 | 2 | 2.0615 |  | United Arab Emirates | Dubai | Hard & Soft Landscaping | MBR - Dubai Hills Estate | PA-04 Community Landscaping | EMAAR | Orient Irrigation | Award | 2022 | Fixed Price Lump Sum | SITE WORK | Landscaping | Grass; Including Herbicides, Earthworks, Accessories And All Ancillary Works As Necessary; Pennisetum Rubrum; Pen Rub; 300-500Mm Overall Height, 300Mm Spread, 400Mm Spacing | 549 | m² | AED | 33.4
2022-12 | 2 | 2.0615 |  | United Arab Emirates | Dubai | Hard & Soft Landscaping | MBR - Dubai Hills Estate | PA-04 Community Landscaping | EMAAR | Orient Irrigation | Award | 2022 | Fixed Price Lump Sum | SITE WORK | Landscaping | Grass; Including Herbicides, Earthworks, Accessories And All Ancillary Works As Necessary; Pennisetum Setaceum; Pen.Set; 300-500Mm Overall Height, 300Mm Spread, 400Mm Spacing | 2045 | m² | AED | 33.4
2022-12 | 2 | 2.0615 |  | United Arab Emirates | Dubai | Hard & Soft Landscaping | MBR - Dubai Hills Estate | PA-04 Community Landscaping | EMAAR | Orient Irrigation | Award | 2022 | Fixed Price Lump Sum | SITE WORK | Landscaping | Grass; Including Herbicides, Earthworks, Accessories And All Ancillary Works As Necessary; Hymenocallis Littoralis; Hym Let; 300-400Mm Overall Height, 300-400Mm Spread, 500Mm Spacing | 879 | m² | AED | 34.6
2022-12 | 2 | 2.0615 |  | United Arab Emirates | Dubai | Hard & Soft Landscaping | MBR - Dubai Hills Estate | PA-04 Community Landscaping | EMAAR | Orient Irrigation | Award | 2022 | Fixed Price Lump Sum | SITE WORK | Landscaping | Groundcovers; Including Herbicides, Earthworks Accessories And All Ancillary Works As Necessary; Asystasia Gangetica; Asy Gan; 200-300Mm Overall Height, 300Mm Spread, 300Mm Spacing | 1863 | m² | AED | 18.1
2022-12 | 2 | 2.0615 |  | United Arab Emirates | Dubai | Hard & Soft Landscaping | MBR - Dubai Hills Estate | PA-04 Community Landscaping | EMAAR | Orient Irrigation | Award | 2022 | Fixed Price Lump Sum | SITE WORK | Landscaping | Groundcovers; Including Herbicides, Earthworks Accessories And All Ancillary Works As Necessary; Canna Indica; Can Ind; 300Mm Overall Height, 200Mm Spread, 300Mm Spacing | 18 | m² | AED | 50.6
2022-12 | 2 | 2.0616 |  | United Arab Emirates | Dubai | Hard & Soft Landscaping | MBR - Dubai Hills Estate | PA-04 Community Landscaping | EMAAR | Orient Irrigation | Award | 2022 | Fixed Price Lump Sum | SITE WORK | Landscaping | Groundcovers; Including Herbicides, Earthworks Accessories And All Ancillary Works As Necessary; Carissa Grandiflora; Car Gra; 300-500Mm Overall Height, 300Mm Spread, 400Mm Spacing | 3005 | m² | AED | 11.5
2022-12 | 2 | 2.0616 |  | United Arab Emirates | Dubai | Hard & Soft Landscaping | MBR - Dubai Hills Estate | PA-04 Community Landscaping | EMAAR | Orient Irrigation | Award | 2022 | Fixed Price Lump Sum | SITE WORK | Landscaping | Groundcovers; Including Herbicides, Earthworks Accessories And All Ancillary Works As Necessary; Lantana Camara; Lan Cam; 200-300Mm Overall Height, 300Mm Spread, 300Mm Spacing | 813 | m² | AED | 29
2022-12 | 2 | 2.0616 |  | United Arab Emirates | Dubai | Hard & Soft Landscaping | MBR - Dubai Hills Estate | PA-04 Community Landscaping | EMAAR | Orient Irrigation | Award | 2022 | Fixed Price Lump Sum | SITE WORK | Landscaping | Groundcovers; Including Herbicides, Earthworks Accessories And All Ancillary Works As Necessary; Ruellia Ciliosa; Rue Cil; 300-500Mm Overall Height, 200-300Mm Spread, 400Mm Spacing | 2533 | m² | AED | 12
2022-12 | 2 | 2.0616 |  | United Arab Emirates | Dubai | Hard & Soft Landscaping | MBR - Dubai Hills Estate | PA-04 Community Landscaping | EMAAR | Orient Irrigation | Award | 2022 | Fixed Price Lump Sum | SITE WORK | Landscaping | Sesuvium Portulacastrum; Ses Por; 300Mm Overall Height, 300Mm Spread, 600Mm Spacing | 1446 | m² | AED | 8.8
2022-12 | 2 | 2.0616 |  | United Arab Emirates | Dubai | Hard & Soft Landscaping | MBR - Dubai Hills Estate | PA-04 Community Landscaping | EMAAR | Orient Irrigation | Award | 2022 | Fixed Price Lump Sum | SITE WORK | Underground drainage | Sphagneticola Trilobata; Sph Tri; 300-400Mm Overall Height, 200-300Mm Spread, 400Mm Spacing | 3282 | m² | AED | 12
2022-12 | 2 | 2.0616 |  | United Arab Emirates | Dubai | Hard & Soft Landscaping | MBR - Dubai Hills Estate | PA-04 Community Landscaping | EMAAR | Orient Irrigation | Award | 2022 | Fixed Price Lump Sum | SITE WORK | Landscaping | Climbers; Including Herbicides, Earthworks, Accessories And All Ancillary Works As Necessary; Jacquemontia Pentantha; Jac Pen; 300-500Mm Overall Height, 350Mm Spacing | 12 | m² | AED | 49.4
2022-12 | 2 | 2.0616 |  | United Arab Emirates | Dubai | Hard & Soft Landscaping | MBR - Dubai Hills Estate | PA-04 Community Landscaping | EMAAR | Orient Irrigation | Award | 2022 | Fixed Price Lump Sum | SITE WORK | Landscaping | Climbers; Including Herbicides, Earthworks, Accessories And All Ancillary Works As Necessary; Jasminum Officinale; Jas Ja3; 300-500Mm Overall Height, 350Mm Spacing | 693 | m² | AED | 40.7
2022-12 | 2 | 2.0616 |  | United Arab Emirates | Dubai | Hard & Soft Landscaping | MBR - Dubai Hills Estate | PA-04 Community Landscaping | EMAAR | Orient Irrigation | Award | 2022 | Fixed Price Lump Sum | SITE WORK | Landscaping | Shrubs; Including Herbicides, Earthworks, Accessories And All Ancillary Works As Necessary; Agave Attenuata / Agave (Aga Att); 300Mm Overall Height, 300Mm Spread, 500Mm Spacing | 90 | Nr | AED | 29.2
2022-12 | 2 | 2.0616 |  | United Arab Emirates | Dubai | Hard & Soft Landscaping | MBR - Dubai Hills Estate | PA-04 Community Landscaping | EMAAR | Orient Irrigation | Award | 2022 | Fixed Price Lump Sum | SITE WORK | Landscaping | Shrubs; Including Herbicides, Earthworks, Accessories And All Ancillary Works As Necessary; Adenium Obesum / Desert Rose (Ade Obe); 300-400Mm Overall Height, 200-300Mm Spread | 132 | Nr | AED | 29.2
2022-12 | 2 | 2.0616 |  | United Arab Emirates | Dubai | Hard & Soft Landscaping | MBR - Dubai Hills Estate | PA-04 Community Landscaping | EMAAR | Orient Irrigation | Award | 2022 | Fixed Price Lump Sum | SITE WORK | Landscaping | Shrubs Area; Including Herbicides, Earthworks, Accessories And All Ancillary Works As Necessary; Bougainvillea Glabra 'Pink'; Bou Gla; 400-600Mm Overall Height, 300-400Mm Spread, 500Mm Spacing | 2359 | m² | AED | 51.8
2022-12 | 2 | 2.0617 |  | United Arab Emirates | Dubai | Hard & Soft Landscaping | MBR - Dubai Hills Estate | PA-04 Community Landscaping | EMAAR | Orient Irrigation | Award | 2022 | Fixed Price Lump Sum | SITE WORK | Landscaping | Shrubs Area; Including Herbicides, Earthworks, Accessories And All Ancillary Works As Necessary; Bougainvillea Glabra 'White'; Bou Wh5; 400- 600Mm Overall Height, 300-400Mm Spread, 500Mm Spacing | 3120 | m² | AED | 51.8
2022-12 | 2 | 2.0617 |  | United Arab Emirates | Dubai | Hard & Soft Landscaping | MBR - Dubai Hills Estate | PA-04 Community Landscaping | EMAAR | Orient Irrigation | Award | 2022 | Fixed Price Lump Sum | SITE WORK | Landscaping | Caesalpinia Pulcherrima; Cae Pul; 400-600Mm Overall Height, 300-400Mm Spread, 500Mm Spacing | 5244 | m² | AED | 30.2
2022-12 | 2 | 2.0617 |  | United Arab Emirates | Dubai | Hard & Soft Landscaping | MBR - Dubai Hills Estate | PA-04 Community Landscaping | EMAAR | Orient Irrigation | Award | 2022 | Fixed Price Lump Sum | SITE WORK | Landscaping | Clerodendrum Inerme; Cle Ine; 400Mm Overall Height, 400Mm Spread, 400Mm Spacing | 1806 | m² | AED | 38.9
2022-12 | 2 | 2.0617 |  | United Arab Emirates | Dubai | Hard & Soft Landscaping | MBR - Dubai Hills Estate | PA-04 Community Landscaping | EMAAR | Orient Irrigation | Award | 2022 | Fixed Price Lump Sum | SITE WORK | Landscaping | Thevetia Peruviana; The Per; 400-600Mm Overall Height, 300-400Mm Spread, 500Mm Spacing | 4005 | m² | AED | 47.5
2022-12 | 2 | 2.0617 |  | United Arab Emirates | Dubai | Hard & Soft Landscaping | MBR - Dubai Hills Estate | PA-04 Community Landscaping | EMAAR | Orient Irrigation | Award | 2022 | Fixed Price Lump Sum | SITE WORK | Landscaping | Succulents; Including Herbicides, Earthworks. Fertilizers, Accessories And All Ancillary Works As Necessary; Aloe Vera; Alo Ver; 600Mm Overall Height, 300Mm Spread, 400Mm Spacing | 232 | m² | AED | 30.2
2022-12 | 2 | 2.0617 |  | United Arab Emirates | Dubai | Hard & Soft Landscaping | MBR - Dubai Hills Estate | PA-04 Community Landscaping | EMAAR | Orient Irrigation | Award | 2022 | Fixed Price Lump Sum | SITE WORK | Landscaping | Trees; Including Herbicides, Tree Stake, Braces, Root Barrier, Earthworks, Accessories And All Ancillary Works As Necessary; Azadirachta Indica; Aza Nee; 2.5 M Overall Height 1.8 M Trunk | 335 | Nr | AED | 236.6
2022-12 | 2 | 2.0617 |  | United Arab Emirates | Dubai | Hard & Soft Landscaping | MBR - Dubai Hills Estate | PA-04 Community Landscaping | EMAAR | Orient Irrigation | Award | 2022 | Fixed Price Lump Sum | SITE WORK | Landscaping | Trees; Including Herbicides, Tree Stake, Braces, Root Barrier, Earthworks, Accessories And All Ancillary Works As Necessary; Cassia Fistula; Cas Fis; 2.5 M Overall Height, 1.8M Trunk | 68 | Nr | AED | 593
2022-12 | 2 | 2.0617 |  | United Arab Emirates | Dubai | Hard & Soft Landscaping | MBR - Dubai Hills Estate | PA-04 Community Landscaping | EMAAR | Orient Irrigation | Award | 2022 | Fixed Price Lump Sum | SITE WORK | Landscaping | Trees; Including Herbicides, Tree Stake, Braces, Root Barrier, Earthworks, Accessories And All Ancillary Works As Necessary; Delonix Regia; Del Reg; 2.5 M Overall Height, 1.8M Trunk | 98 | Nr | AED | 647
2022-12 | 2 | 2.0617 |  | United Arab Emirates | Dubai | Hard & Soft Landscaping | MBR - Dubai Hills Estate | PA-04 Community Landscaping | EMAAR | Orient Irrigation | Award | 2022 | Fixed Price Lump Sum | SITE WORK | Landscaping | Trees; Including Herbicides, Tree Stake, Braces, Root Barrier, Earthworks, Accessories And All Ancillary Works As Necessary; Plumeria Obtusa; Plu Obt; 2.2 M Overall Height 1.5 M Trunk | 25 | Nr | AED | 1403
2022-12 | 2 | 2.0617 |  | United Arab Emirates | Dubai | Hard & Soft Landscaping | MBR - Dubai Hills Estate | PA-04 Community Landscaping | EMAAR | Orient Irrigation | Award | 2022 | Fixed Price Lump Sum | SITE WORK | Landscaping | Trees; Including Herbicides, Tree Stake, Braces, Root Barrier, Earthworks, Accessories And All Ancillary Works As Necessary; Pongamia Glabra; Pon Pon; 2.5 M Overall Height, 1.8 M Trunk | 254 | Nr | AED | 593
2022-12 | 2 | 2.0618 |  | United Arab Emirates | Dubai | Hard & Soft Landscaping | MBR - Dubai Hills Estate | PA-04 Community Landscaping | EMAAR | Orient Irrigation | Award | 2022 | Fixed Price Lump Sum | SITE WORK | Landscaping | Palms; Including Herbicides, Tree Stake, Braces, Root Barrier, Earthworks, Accessories And All Ancillary Works As Necessary; Phoenix Dactylifera; Pho Dac; 6 M Overall Height 4 M Trunk | 37 | Nr | AED | 1984.5
2022-12 | 2 | 2.0618 |  | United Arab Emirates | Dubai | Hard & Soft Landscaping | MBR - Dubai Hills Estate | PA-04 Community Landscaping | EMAAR | Orient Irrigation | Award | 2022 | Fixed Price Lump Sum | SITE WORK | Landscaping | Lawns; Including Herbicides, Earthworks, Fertilizers. Accessories And All Ancillary Works As Necessary; Paspalum Vaginatum / Seashore Paspalum (Pas Vag); 60Mm Overall Height | 8705 | m² | AED | 11.1
2022-12 | 2 | 2.0618 |  | United Arab Emirates | Dubai | Hard & Soft Landscaping | MBR - Dubai Hills Estate | PA-04 Community Landscaping | EMAAR | Orient Irrigation | Award | 2022 | Fixed Price Lump Sum | SITE WORK | Landscaping | Geotextile Filter Fabric; Nonwoven Qeotextile, Made From Polypropylene, Polyolefin, Or Polyester Fibers Including All Ancillary Works As Necessary; To Tree Pits And Planting Areas; Horizontal Areas | 43814 | m² | AED | 2.8
2022-12 | 2 | 2.0618 |  | United Arab Emirates | Dubai | Hard & Soft Landscaping | MBR - Dubai Hills Estate | PA-04 Community Landscaping | EMAAR | Orient Irrigation | Award | 2022 | Fixed Price Lump Sum | SITE WORK | Landscaping | Geotextile Filter Fabric; Nonwoven Qeotextile, Made From Polypropylene, Polyolefin, Or Polyester Fibers Including All Ancillary Works As Necessary; To Tree Pits And Planting Areas; Vertical Areas | 4826 | m² | AED | 2.8
2022-12 | 2 | 2.0618 |  | United Arab Emirates | Dubai | Hard & Soft Landscaping | MBR - Dubai Hills Estate | PA-04 Community Landscaping | EMAAR | Orient Irrigation | Award | 2022 | Fixed Price Lump Sum | SITE WORK | Landscaping | Irrigations Works; Upvc Pipe Class D And Fittings Including Thrust Block And Fixing Accessories And All Ancillary Works As Necessary (Excavation Measured Separately); Size; 50Mm Diameter Irrigation Mainline | 107 | m | AED | 12.7
2022-12 | 2 | 2.0618 |  | United Arab Emirates | Dubai | Hard & Soft Landscaping | MBR - Dubai Hills Estate | PA-04 Community Landscaping | EMAAR | Orient Irrigation | Award | 2022 | Fixed Price Lump Sum | SITE WORK | Landscaping | Irrigations Works; Upvc Pipe Class D And Fittings Including Thrust Block And Fixing Accessories And All Ancillary Works As Necessary (Excavation Measured Separately); Size; 100Mm Diameter Irrigation Mainline | 310 | m | AED | 40.6
2022-12 | 2 | 2.0618 |  | United Arab Emirates | Dubai | Hard & Soft Landscaping | MBR - Dubai Hills Estate | PA-04 Community Landscaping | EMAAR | Orient Irrigation | Award | 2022 | Fixed Price Lump Sum | SITE WORK | Underground drainage | Upvc Pipe Class E And Fittings Including Supports And Fixing Accessories And All Ancillary Works As Necessary (Excavation Measured Separately); 25Mm Diameter Irrigation Sprayer Line | 1646 | m | AED | 7.5
2022-12 | 2 | 2.0618 |  | United Arab Emirates | Dubai | Hard & Soft Landscaping | MBR - Dubai Hills Estate | PA-04 Community Landscaping | EMAAR | Orient Irrigation | Award | 2022 | Fixed Price Lump Sum | SITE WORK | Underground drainage | Upvc Pipe Class E And Fittings Including Supports And Fixing Accessories And All Ancillary Works As Necessary (Excavation Measured Separately); 25Mm Diameter Irrigation Drip Line Shrubs And Gc | 5231 | m | AED | 7.5
2022-12 | 2 | 2.0618 |  | United Arab Emirates | Dubai | Hard & Soft Landscaping | MBR - Dubai Hills Estate | PA-04 Community Landscaping | EMAAR | Orient Irrigation | Award | 2022 | Fixed Price Lump Sum | SITE WORK | Underground drainage | Upvc Pipe Class E And Fittings Including Supports And Fixing Accessories And All Ancillary Works As Necessary (Excavation Measured Separately); 25Mm Diameter Irrigation Drip Line Trees And Palms | 9519 | m | AED | 7.5
2022-12 | 2 | 2.0618 |  | United Arab Emirates | Dubai | Hard & Soft Landscaping | MBR - Dubai Hills Estate | PA-04 Community Landscaping | EMAAR | Orient Irrigation | Award | 2022 | Fixed Price Lump Sum | SITE WORK | Underground drainage | Upvc Pipe Class D And Fittings Including Supports And Fixing Accessories And All Ancillary Works As Necessary (Excavation Measured Separately); 40Mm Diameter Irrigation Sprayer Line | 562 | m | AED | 8.5
2022-12 | 2 | 2.0619 |  | United Arab Emirates | Dubai | Hard & Soft Landscaping | MBR - Dubai Hills Estate | PA-04 Community Landscaping | EMAAR | Orient Irrigation | Award | 2022 | Fixed Price Lump Sum | SITE WORK | Underground drainage | Upvc Pipe Class D And Fittings Including Supports And Fixing Accessories And All Ancillary Works As Necessary (Excavation Measured Separately); 40Mm Diameter Irrigation Drip Line To Shrubs And Gc | 2287 | m | AED | 8.5
2022-12 | 2 | 2.0619 |  | United Arab Emirates | Dubai | Hard & Soft Landscaping | MBR - Dubai Hills Estate | PA-04 Community Landscaping | EMAAR | Orient Irrigation | Award | 2022 | Fixed Price Lump Sum | SITE WORK | Underground drainage | Upvc Pipe Class D And Fittings Including Supports And Fixing Accessories And All Ancillary Works As Necessary (Excavation Measured Separately); 40Mm Diameter Irrigation Drip Line To Trees And Palms | 1233 | m | AED | 8.5
2022-12 | 2 | 2.0619 |  | United Arab Emirates | Dubai | Hard & Soft Landscaping | MBR - Dubai Hills Estate | PA-04 Community Landscaping | EMAAR | Orient Irrigation | Award | 2022 | Fixed Price Lump Sum | SITE WORK | Underground drainage | Upvc Pipe Class D And Fittings Including Supports And Fixing Accessories And All Ancillary Works As Necessary (Excavation Measured Separately); 50Mm Diameter Irrigation Sprayer Line | 393 | m | AED | 12.7
2022-12 | 2 | 2.0619 |  | United Arab Emirates | Dubai | Hard & Soft Landscaping | MBR - Dubai Hills Estate | PA-04 Community Landscaping | EMAAR | Orient Irrigation | Award | 2022 | Fixed Price Lump Sum | SITE WORK | Underground drainage | Upvc Pipe Class D And Fittings Including Supports And Fixing Accessories And All Ancillary Works As Necessary (Excavation Measured Separately); 50Mm Diameter Irrigation Drip Line To Shrubs And Gc | 1731 | m | AED | 12.7
2022-12 | 2 | 2.0619 |  | United Arab Emirates | Dubai | Hard & Soft Landscaping | MBR - Dubai Hills Estate | PA-04 Community Landscaping | EMAAR | Orient Irrigation | Award | 2022 | Fixed Price Lump Sum | SITE WORK | Landscaping | 50Mm Diameter Irrigation Drip Line To Trees And Palms | 52 | m | AED | 12.7
2022-12 | 2 | 2.0619 |  | United Arab Emirates | Dubai | Hard & Soft Landscaping | MBR - Dubai Hills Estate | PA-04 Community Landscaping | EMAAR | Orient Irrigation | Award | 2022 | Fixed Price Lump Sum | SITE WORK | Landscaping | 80Mm Diameter Irrigation Sprayer Line | 449 | m | AED | 27.2
2022-12 | 2 | 2.0619 |  | United Arab Emirates | Dubai | Hard & Soft Landscaping | MBR - Dubai Hills Estate | PA-04 Community Landscaping | EMAAR | Orient Irrigation | Award | 2022 | Fixed Price Lump Sum | SITE WORK | Landscaping | 80Mm Diameter Irrigation Drip Line To Shrubs And Gc | 3296 | m | AED | 27.2
2022-12 | 2 | 2.0619 |  | United Arab Emirates | Dubai | Hard & Soft Landscaping | MBR - Dubai Hills Estate | PA-04 Community Landscaping | EMAAR | Orient Irrigation | Award | 2022 | Fixed Price Lump Sum | SITE WORK | Landscaping | 80Mm Diameter Irrigation Drip Line To Trees And Palms | 9 | m | AED | 27.2
2022-12 | 2 | 2.0619 |  | United Arab Emirates | Dubai | Hard & Soft Landscaping | MBR - Dubai Hills Estate | PA-04 Community Landscaping | EMAAR | Orient Irrigation | Award | 2022 | Fixed Price Lump Sum | SITE WORK | Landscaping | 100Mm Diameter Irrigation Sprayer Line | 104 | m | AED | 38
2022-12 | 2 | 2.0619 |  | United Arab Emirates | Dubai | Hard & Soft Landscaping | MBR - Dubai Hills Estate | PA-04 Community Landscaping | EMAAR | Orient Irrigation | Award | 2022 | Fixed Price Lump Sum | SITE WORK | Landscaping | 100Mm Diameter Irrigation Drip Line To Shrubs And Gc | 609 | m | AED | 38
2022-12 | 2 | 2.062 |  | United Arab Emirates | Dubai | Hard & Soft Landscaping | MBR - Dubai Hills Estate | PA-04 Community Landscaping | EMAAR | Orient Irrigation | Award | 2022 | Fixed Price Lump Sum | SITE WORK | Underground drainage | Upvc Irrigation Conduit Class D To Control Valves Including Supports, Fixing, Accessories And All Ancillary Works As Necessary (Excavation Measured Separately); 50Mm Diameter | 2767 | m | AED | 12.7
2022-12 | 2 | 2.062 |  | United Arab Emirates | Dubai | Hard & Soft Landscaping | MBR - Dubai Hills Estate | PA-04 Community Landscaping | EMAAR | Orient Irrigation | Award | 2022 | Fixed Price Lump Sum | SITE WORK | Landscaping | Accessories; Valves; Including Supports, Fixing Accessories And All Ancillary Works As Necessary (Valve Box Measured Separately); Rotary Valve For Turf 40Mm Diameter To Sprinkler Irrigation | 1 | Nr | AED | 1053.3
2022-12 | 2 | 2.062 |  | United Arab Emirates | Dubai | Hard & Soft Landscaping | MBR - Dubai Hills Estate | PA-04 Community Landscaping | EMAAR | Orient Irrigation | Award | 2022 | Fixed Price Lump Sum | SITE WORK | Landscaping | Accessories; Valves; Including Supports, Fixing Accessories And All Ancillary Works As Necessary (Valve Box Measured Separately); Rotary Valve For Turf 50Mm Diameter To Sprinkler Irrigation | 3 | Nr | AED | 1224.5
2022-12 | 2 | 2.062 |  | United Arab Emirates | Dubai | Hard & Soft Landscaping | MBR - Dubai Hills Estate | PA-04 Community Landscaping | EMAAR | Orient Irrigation | Award | 2022 | Fixed Price Lump Sum | SITE WORK | Landscaping | Accessories; Valves; Including Supports, Fixing Accessories And All Ancillary Works As Necessary (Valve Box Measured Separately); Rotary Valve For Turf 80Mm Diameter To Sprinkler Irrigation | 1 | Nr | AED | 2772
2022-12 | 2 | 2.062 |  | United Arab Emirates | Dubai | Hard & Soft Landscaping | MBR - Dubai Hills Estate | PA-04 Community Landscaping | EMAAR | Orient Irrigation | Award | 2022 | Fixed Price Lump Sum | SITE WORK | Underground drainage | Rotor Valve For Turf 50Mm Diameter To Sprinkler Irrigation | 2 | Nr | AED | 1224.5
2022-12 | 2 | 2.062 |  | United Arab Emirates | Dubai | Hard & Soft Landscaping | MBR - Dubai Hills Estate | PA-04 Community Landscaping | EMAAR | Orient Irrigation | Award | 2022 | Fixed Price Lump Sum | SITE WORK | Underground drainage | Rotor Valve For Turf 80Mm Diameter To Sprinkler Irrigation | 1 | Nr | AED | 2772
2022-12 | 2 | 2.062 |  | United Arab Emirates | Dubai | Hard & Soft Landscaping | MBR - Dubai Hills Estate | PA-04 Community Landscaping | EMAAR | Orient Irrigation | Award | 2022 | Fixed Price Lump Sum | SITE WORK | Landscaping | Drip Valve For Shrubs And Gc 50Mm Diameter To Drip Irrigation | 20 | Nr | AED | 1224.5
2022-12 | 2 | 2.062 |  | United Arab Emirates | Dubai | Hard & Soft Landscaping | MBR - Dubai Hills Estate | PA-04 Community Landscaping | EMAAR | Orient Irrigation | Award | 2022 | Fixed Price Lump Sum | SITE WORK | Landscaping | Drip Valve For Shrubs And Gc 80Mm Diameter To Drip Irrigation | 3 | Nr | AED | 2772
2022-12 | 2 | 2.062 |  | United Arab Emirates | Dubai | Hard & Soft Landscaping | MBR - Dubai Hills Estate | PA-04 Community Landscaping | EMAAR | Orient Irrigation | Award | 2022 | Fixed Price Lump Sum | SITE WORK | Landscaping | Drip Valve For Trees And Palms 40Mm Diameter To Drip Irrigation | 6 | Nr | AED | 1053.3
2022-12 | 2 | 2.062 |  | United Arab Emirates | Dubai | Hard & Soft Landscaping | MBR - Dubai Hills Estate | PA-04 Community Landscaping | EMAAR | Orient Irrigation | Award | 2022 | Fixed Price Lump Sum | SITE WORK | Landscaping | Drip Valve For Trees And Palms 50Mm Diameter To Drip Irrigation | 1 | Nr | AED | 1224.5
2022-12 | 2 | 2.0621 |  | United Arab Emirates | Dubai | Hard & Soft Landscaping | MBR - Dubai Hills Estate | PA-04 Community Landscaping | EMAAR | Orient Irrigation | Award | 2022 | Fixed Price Lump Sum | SITE WORK | Landscaping | Flow Sensor Assembly (Fs) | 1 | Nr | AED | 5918.4
2022-12 | 2 | 2.0621 |  | United Arab Emirates | Dubai | Hard & Soft Landscaping | MBR - Dubai Hills Estate | PA-04 Community Landscaping | EMAAR | Orient Irrigation | Award | 2022 | Fixed Price Lump Sum | SITE WORK | Landscaping | Master Valve Assembly (M) | 1 | Nr | AED | 5054.4
2022-12 | 2 | 2.0621 |  | United Arab Emirates | Dubai | Hard & Soft Landscaping | MBR - Dubai Hills Estate | PA-04 Community Landscaping | EMAAR | Orient Irrigation | Award | 2022 | Fixed Price Lump Sum | SITE WORK | Landscaping | Valve Box: Including Excavation, Backfilling, Cover With Frame, Base Support, Accessories And All Ancillary Works As Necessary (Valve Assembly Measured Separately); To Rotary Valve Box To Sprinkler Irrigation | 5 | Nr | AED | 297
2022-12 | 2 | 2.0621 |  | United Arab Emirates | Dubai | Hard & Soft Landscaping | MBR - Dubai Hills Estate | PA-04 Community Landscaping | EMAAR | Orient Irrigation | Award | 2022 | Fixed Price Lump Sum | SITE WORK | Landscaping | Valve Box: Including Excavation, Backfilling, Cover With Frame, Base Support, Accessories And All Ancillary Works As Necessary (Valve Assembly Measured Separately); To Rotor Valve Box To Sprinkler Irrigation | 3 | Nr | AED | 302.4
2022-12 | 2 | 2.0621 |  | United Arab Emirates | Dubai | Hard & Soft Landscaping | MBR - Dubai Hills Estate | PA-04 Community Landscaping | EMAAR | Orient Irrigation | Award | 2022 | Fixed Price Lump Sum | SITE WORK | Landscaping | Valve Box: Including Excavation, Backfilling, Cover With Frame, Base Support, Accessories And All Ancillary Works As Necessary (Valve Assembly Measured Separately); To Rotor Valve Box To Drip Irrigation | 30 | Nr | AED | 302.4
2022-12 | 2 | 2.0621 |  | United Arab Emirates | Dubai | Hard & Soft Landscaping | MBR - Dubai Hills Estate | PA-04 Community Landscaping | EMAAR | Orient Irrigation | Award | 2022 | Fixed Price Lump Sum | SITE WORK | Landscaping | Valve Box: Including Excavation, Backfilling, Cover With Frame, Base Support, Accessories And All Ancillary Works As Necessary (Valve Assembly Measured Separately); To Flow Sensor Assembly | 1 | Nr | AED | 302.4
2022-12 | 2 | 2.0621 |  | United Arab Emirates | Dubai | Hard & Soft Landscaping | MBR - Dubai Hills Estate | PA-04 Community Landscaping | EMAAR | Orient Irrigation | Award | 2022 | Fixed Price Lump Sum | SITE WORK | Landscaping | Valve Box: Including Excavation, Backfilling, Cover With Frame, Base Support, Accessories And All Ancillary Works As Necessary (Valve Assembly Measured Separately); To Master Valve Assembly | 1 | Nr | AED | 302.4
2022-12 | 2 | 2.0621 |  | United Arab Emirates | Dubai | Hard & Soft Landscaping | MBR - Dubai Hills Estate | PA-04 Community Landscaping | EMAAR | Orient Irrigation | Award | 2022 | Fixed Price Lump Sum | SITE WORK | Landscaping | Decoder Gprs Flow Sensing Controller; Including Power Supply Connections, Wire, Wire To Remote Control Valves, Concrete Base, Accessories And All Ancillary Works As Necessary; Pa04; Irrigation Controller | 1 | Nr | AED | 9910.8
2022-12 | 2 | 2.0621 |  | United Arab Emirates | Dubai | Hard & Soft Landscaping | MBR - Dubai Hills Estate | PA-04 Community Landscaping | EMAAR | Orient Irrigation | Award | 2022 | Fixed Price Lump Sum | SITE WORK | Landscaping | Decoder Gprs Flow Sensing Controller; Including Power Supply Connections, Wire, Wire To Remote Control Valves, Concrete Base, Accessories And All Ancillary Works As Necessary; Pull Box (Cw) | 55 | Nr | AED | 147.2
2022-12 | 2 | 2.0621 |  | United Arab Emirates | Dubai | Hard & Soft Landscaping | MBR - Dubai Hills Estate | PA-04 Community Landscaping | EMAAR | Orient Irrigation | Award | 2022 | Fixed Price Lump Sum | SITE WORK | Landscaping | Sprinkler Irrigation; Complete With Supports, Fixing Accessories And All Ancillary Works As Necessary; 14 Feet Rotary Head Nozzle | 33 | Nr | AED | 56.2
2022-12 | 2 | 2.0622 |  | United Arab Emirates | Dubai | Hard & Soft Landscaping | MBR - Dubai Hills Estate | PA-04 Community Landscaping | EMAAR | Orient Irrigation | Award | 2022 | Fixed Price Lump Sum | SITE WORK | Landscaping | Sprinkler Irrigation; Complete With Supports, Fixing Accessories And All Ancillary Works As Necessary; Turf Rotor Mpr 25 Arc | 62 | Nr | AED | 56.2
2022-12 | 2 | 2.0622 |  | United Arab Emirates | Dubai | Hard & Soft Landscaping | MBR - Dubai Hills Estate | PA-04 Community Landscaping | EMAAR | Orient Irrigation | Award | 2022 | Fixed Price Lump Sum | SITE WORK | Landscaping | Sprinkler Irrigation; Complete With Supports, Fixing Accessories And All Ancillary Works As Necessary; Turf Rotor Mpr 30 Arc | 46 | Nr | AED | 56.2
2022-12 | 2 | 2.0622 |  | United Arab Emirates | Dubai | Hard & Soft Landscaping | MBR - Dubai Hills Estate | PA-04 Community Landscaping | EMAAR | Orient Irrigation | Award | 2022 | Fixed Price Lump Sum | SITE WORK | Landscaping | Sprinkler Irrigation; Complete With Supports, Fixing Accessories And All Ancillary Works As Necessary; Turf Rotator 3500 To 5500Mm | 124 | Nr | AED | 56.2
2022-12 | 2 | 2.0622 |  | United Arab Emirates | Dubai | Hard & Soft Landscaping | MBR - Dubai Hills Estate | PA-04 Community Landscaping | EMAAR | Orient Irrigation | Award | 2022 | Fixed Price Lump Sum | SITE WORK | Landscaping | Sprinkler Irrigation; Complete With Supports, Fixing Accessories And All Ancillary Works As Necessary; Turf Rotator 5500 To 7500Mm | 168 | Nr | AED | 56.2
2022-12 | 2 | 2.0622 |  | United Arab Emirates | Dubai | Hard & Soft Landscaping | MBR - Dubai Hills Estate | PA-04 Community Landscaping | EMAAR | Orient Irrigation | Award | 2022 | Fixed Price Lump Sum | SITE WORK | Landscaping | Drip Irrigation; Complete With Supports, Fixing Accessories And All Ancillary Works As Necessary; Multi Risers To Shrubs And Gc | 855 | Nr | AED | 25.9
2022-12 | 2 | 2.0622 |  | United Arab Emirates | Dubai | Hard & Soft Landscaping | MBR - Dubai Hills Estate | PA-04 Community Landscaping | EMAAR | Orient Irrigation | Award | 2022 | Fixed Price Lump Sum | SITE WORK | Landscaping | Drip Irrigation; Complete With Supports, Fixing Accessories And All Ancillary Works As Necessary; Loop Of Inline Emitters For Trees | 780 | Nr | AED | 47.1
2022-12 | 2 | 2.0622 |  | United Arab Emirates | Dubai | Hard & Soft Landscaping | MBR - Dubai Hills Estate | PA-04 Community Landscaping | EMAAR | Orient Irrigation | Award | 2022 | Fixed Price Lump Sum | SITE WORK | Landscaping | Drip Irrigation; Complete With Supports, Fixing Accessories And All Ancillary Works As Necessary; Loop Of Inline Emitters For Palms | 37 | Nr | AED | 51.4
2022-12 | 2 | 2.0622 |  | United Arab Emirates | Dubai | Hard & Soft Landscaping | MBR - Dubai Hills Estate | PA-04 Community Landscaping | EMAAR | Orient Irrigation | Award | 2022 | Fixed Price Lump Sum | SITE WORK | Landscaping | Connection To The Existing Irrigation Network System Including Pipes And Fittings, Accessories And All Ancillary Works As Necessary; 50Mm Diameter | 3 | Nr | AED | 1350
2022-12 | 2 | 2.0622 |  | United Arab Emirates | Dubai | Hard & Soft Landscaping | MBR - Dubai Hills Estate | PA-04 Community Landscaping | EMAAR | Orient Irrigation | Award | 2022 | Fixed Price Lump Sum | SITE WORK | Landscaping | Connection To The Existing Irrigation Network System Including Pipes And Fittings, Accessories And All Ancillary Works As Necessary; 100Mm Diameter | 12 | Nr | AED | 2138.4
2022-12 | 2 | 2.0622 |  | United Arab Emirates | Dubai | Hard & Soft Landscaping | MBR - Dubai Hills Estate | PA-04 Community Landscaping | EMAAR | Orient Irrigation | Award | 2022 | Fixed Price Lump Sum | SITE WORK | Landscaping | Allow For Any Other Works Which Are Not Included Above And Which Are Required To Complete The Site Work In Accordance With The Specification And The Drawings (Tenderer To List Below):; 16Mm Ldpe Drip Tube For Gc & Shrubs | 103701 | m | AED | 3.6
2022-12 | 2 | 2.0623 |  | United Arab Emirates | Dubai | Hard & Soft Landscaping | MBR - Dubai Hills Estate | PA-04 Community Landscaping | EMAAR | Orient Irrigation | Award | 2022 | Fixed Price Lump Sum | SITE WORK | Landscaping | Allow For Any Other Works Which Are Not Included Above And Which Are Required To Complete The Site Work In Accordance With The Specification And The Drawings (Tenderer To List Below):; Supply And Installation Of 12 Awg Control Cable | 2766.9643 | m | AED | 11.2
2022-12 | 2 | 2.0623 |  | United Arab Emirates | Dubai | Hard & Soft Landscaping | MBR - Dubai Hills Estate | PA-04 Community Landscaping | EMAAR | Orient Irrigation | Award | 2022 | Fixed Price Lump Sum | SITE WORK | Landscaping | Allow For Any Other Works Which Are Not Included Above And Which Are Required To Complete The Site Work In Accordance With The Specification And The Drawings (Tenderer To List Below): 2Mm Terram Root Barrier For Trees | 1729.7 | m² | AED | 23.3
2022-12 | 2 | 2.0623 |  | United Arab Emirates | Dubai | Hard & Soft Landscaping | MBR - Dubai Hills Estate | PA-04 Community Landscaping | EMAAR | Orient Irrigation | Award | 2022 | Fixed Price Lump Sum | SITE WORK | Landscaping | Allow For Any Other Works Which Are Not Included Above And Which Are Required To Complete The Site Work In Accordance With The Specification And The Drawings (Tenderer To List Below):; Sweet Soil Filling Depth; To Lawn Planting | 8705 | m² | AED | 12.7
2022-12 | 2 | 2.0623 |  | United Arab Emirates | Dubai | Hard & Soft Landscaping | MBR - Dubai Hills Estate | PA-04 Community Landscaping | EMAAR | Orient Irrigation | Award | 2022 | Fixed Price Lump Sum | CONCRETE WORK | Poured concrete | Plain Poured Concrete: Grade C16; Including All Ancillary Works As Necessary; Blinding; 60Mm Thick | 6 | m³ | AED | 323.2
2022-12 | 2 | 2.0623 |  | United Arab Emirates | Dubai | Hard & Soft Landscaping | MBR - Dubai Hills Estate | PA-04 Community Landscaping | EMAAR | Orient Irrigation | Award | 2022 | Fixed Price Lump Sum | CONCRETE WORK | Poured concrete | Poured Reinforced Concrete; Grade C32; As Engineer'S Details; Including All Ancillary Works As Necessary; To Stair Steps | 8 | m³ | AED | 565.2
2022-12 | 2 | 2.0623 |  | United Arab Emirates | Dubai | Hard & Soft Landscaping | MBR - Dubai Hills Estate | PA-04 Community Landscaping | EMAAR | Orient Irrigation | Award | 2022 | Fixed Price Lump Sum | CONCRETE WORK | Poured concrete | Poured Reinforced Concrete; Grade C40; As Engineer'S Details; Including All Ancillary Works As Necessary; Foundations; Light Poles | 25 | m³ | AED | 565.2
2022-12 | 2 | 2.0623 |  | United Arab Emirates | Dubai | Hard & Soft Landscaping | MBR - Dubai Hills Estate | PA-04 Community Landscaping | EMAAR | Orient Irrigation | Award | 2022 | Fixed Price Lump Sum | CONCRETE WORK | Poured concrete | Poured Reinforced Concrete; Grade C40; As Engineer'S Details; Including All Ancillary Works As Necessary; Foundations; Rail Post | 6 | m³ | AED | 565.2
2022-12 | 2 | 2.0623 |  | United Arab Emirates | Dubai | Hard & Soft Landscaping | MBR - Dubai Hills Estate | PA-04 Community Landscaping | EMAAR | Orient Irrigation | Award | 2022 | Fixed Price Lump Sum | CONCRETE WORK | Reinforcement | High Yield Deformed Bar Reinforcement; Various Diameters; To Stair Steps | 0.39 | t | AED | 5154
2022-12 | 2 | 2.0623 |  | United Arab Emirates | Dubai | Hard & Soft Landscaping | MBR - Dubai Hills Estate | PA-04 Community Landscaping | EMAAR | Orient Irrigation | Award | 2022 | Fixed Price Lump Sum | CONCRETE WORK | Reinforcement | High Yield Deformed Bar Reinforcement; Various Diameters; To Light Pole Foundation | 2.39 | t | AED | 5154
2022-12 | 2 | 2.0623 |  | United Arab Emirates | Dubai | Hard & Soft Landscaping | MBR - Dubai Hills Estate | PA-04 Community Landscaping | EMAAR | Orient Irrigation | Award | 2022 | Fixed Price Lump Sum | CONCRETE WORK | Reinforcement | High Yield Deformed Bar Reinforcement; Various Diameters; To Rail Post Foundation | 1.16 | t | AED | 5154
2022-12 | 2 | 2.0624 |  | United Arab Emirates | Dubai | Hard & Soft Landscaping | MBR - Dubai Hills Estate | PA-04 Community Landscaping | EMAAR | Orient Irrigation | Award | 2022 | Fixed Price Lump Sum | CONCRETE WORK | Shuttering | Shuttering System; Including Design, Supports. Temporary Works, Accessories And All Ancillary Works As Necessary; To Sides Of Stairs | 32 | m² | AED | 76.6
2022-12 | 2 | 2.0624 |  | United Arab Emirates | Dubai | Hard & Soft Landscaping | MBR - Dubai Hills Estate | PA-04 Community Landscaping | EMAAR | Orient Irrigation | Award | 2022 | Fixed Price Lump Sum | CONCRETE WORK | Shuttering | Shuttering System; Including Design, Supports. Temporary Works, Accessories And All Ancillary Works As Necessary; To Side Of Light Pole Foundation | 84 | m² | AED | 76.6
2022-12 | 2 | 2.0624 |  | United Arab Emirates | Dubai | Hard & Soft Landscaping | MBR - Dubai Hills Estate | PA-04 Community Landscaping | EMAAR | Orient Irrigation | Award | 2022 | Fixed Price Lump Sum | CONCRETE WORK | Shuttering | Shuttering System; Including Design, Supports. Temporary Works, Accessories And All Ancillary Works As Necessary; To Rail Post Foundation | 57 | m² | AED | 76.6
2022-12 | 2 | 2.0624 |  | United Arab Emirates | Dubai | Hard & Soft Landscaping | MBR - Dubai Hills Estate | PA-04 Community Landscaping | EMAAR | Orient Irrigation | Award | 2022 | Fixed Price Lump Sum | MASONRY | Walls and piers | Terraforce Block: L16: With Concrete Foundation And Combination Of Concrete Filled Bottom Blocks, Middle Blocks With Keys And Keyless Top Blocks: Block Size 300 X 260 X 200 Mm: Rockface Finish: Tan Colour: 3Mm Butt Joint: Including Minimum 300Mm Wide Free Draining Granular Fill To Earth Face: Slow Draining Well Graded Sand And Gravel To Earth Face At Lower Levels: Including Qeoqrid Reinforcement And All Ancillary Works As Necessary; Terraforce Walls; To Tennis Court And Lawn Area | 1696 | m² | AED | 792.7
2022-12 | 2 | 2.0624 |  | United Arab Emirates | Dubai | Hard & Soft Landscaping | MBR - Dubai Hills Estate | PA-04 Community Landscaping | EMAAR | Orient Irrigation | Award | 2022 | Fixed Price Lump Sum | MASONRY | Walls and piers | Terraforce Block: L16: With Concrete Foundation And Combination Of Concrete Filled Bottom Blocks, Middle Blocks With Keys And Keyless Top Blocks: Block Size 300 X 260 X 200 Mm: Rockface Finish: Tan Colour: 3Mm Butt Joint: Including Minimum 300Mm Wide Free Draining Granular Fill To Earth Face: Slow Draining Well Graded Sand And Gravel To Earth Face At Lower Levels: Including Qeoqrid Reinforcement And All Ancillary Works As Necessary; Surface Drain Collector Block; 260Mm Wide; At Top Of Terraforce Walls | 1060 | m | AED | 81
2022-12 | 2 | 2.0624 |  | United Arab Emirates | Dubai | Hard & Soft Landscaping | MBR - Dubai Hills Estate | PA-04 Community Landscaping | EMAAR | Orient Irrigation | Award | 2022 | Fixed Price Lump Sum | MASONRY | Walls and piers | Terraforce Block: L16: With Concrete Foundation And Combination Of Concrete Filled Bottom Blocks, Middle Blocks With Keys And Keyless Top Blocks: Block Size 300 X 260 X 200 Mm: Rockface Finish: Tan Colour: 3Mm Butt Joint: Including Minimum 300Mm Wide Free Draining Granular Fill To Earth Face: Slow Draining Well Graded Sand And Gravel To Earth Face At Lower Levels: Including Qeoqrid Reinforcement And All Ancillary Works As Necessary; Subsurface Drain; 300Mm Wide Including 110Mm Perforated Pipe | 1060 | m | AED | 52.2
2022-12 | 2 | 2.0624 |  | United Arab Emirates | Dubai | Hard & Soft Landscaping | MBR - Dubai Hills Estate | PA-04 Community Landscaping | EMAAR | Orient Irrigation | Award | 2022 | Fixed Price Lump Sum | METALWORK | Non structural metalwork | Galvanized Steel Railings: Fabricated From 25 X 50Mm Top Galvanized Steel Handrail And 15 Mm Galvanized Steel Bar Verticals And Bottom Rail Members: 80 X 50Mm Galvanized Steel Square Tube Posts: Including Earthworks, Anchor & Base Plate, Grout, Finishing And Ancillary Works As Necessary: As Drawing Nr. Lsc-Ld-Pa04-9152; Type R01; 900Mm High; To Ramp And Steps | 77 | m | AED | 481.5
2022-12 | 2 | 2.0624 |  | United Arab Emirates | Dubai | Hard & Soft Landscaping | MBR - Dubai Hills Estate | PA-04 Community Landscaping | EMAAR | Orient Irrigation | Award | 2022 | Fixed Price Lump Sum | METALWORK | Non structural metalwork | Aluminum Fence: Powder Coated Finish: Grey Colour: Made Of 50 X 50 X 3Mm Thick Top And Bottom Frame: 50 X 50 X 3Mm Thick Gate Post: 30 X 30Mm Square Bar Fence Railing Members: Including Earthworks, Reinforced Foundation & Waterproofing, Anchor & Base Plate, Grout, Finishing And Ancillary Works As Necessary; As Drawing Nr. Lsc-Ld-Pa04-9500; Type F01; 1200Mm High | 70 | m | AED | 594
2022-12 | 2 | 2.0624 |  | United Arab Emirates | Dubai | Hard & Soft Landscaping | MBR - Dubai Hills Estate | PA-04 Community Landscaping | EMAAR | Orient Irrigation | Award | 2022 | Fixed Price Lump Sum | METALWORK | Non structural metalwork | Aluminum Fence: Powder Coated Finish: Grey Colour: Made Of 50 X 50 X 3Mm Thick Top And Bottom Frame: 50 X 50 X 3Mm Thick Gate Post: 30 X 30Mm Square Bar Fence Railing Members: Including Earthworks, Reinforced Foundation & Waterproofing, Anchor & Base Plate, Grout, Finishing And Ancillary Works As Necessary; As Drawing Nr. Lsc-Ld-Pa04-9500; Type F20; Gate; 1512Mm X 1100Mm High | 2 | Nr | AED | 1840.2
2022-12 | 2 | 2.0624 |  | United Arab Emirates | Dubai | Hard & Soft Landscaping | MBR - Dubai Hills Estate | PA-04 Community Landscaping | EMAAR | Orient Irrigation | Award | 2022 | Fixed Price Lump Sum | METALWORK | Non structural metalwork | Aluminum Fence; Powder Coated Finish; Grey Colour; Made Of 50 X 50 X 3 Mm Thick Top And Bottom Frame; 50 X 50 X 3 Mm Thick Gate Post; 30 X 30Mm Square Bar Fence Railing Members; Including Earthworks, Reinforced Foundation & Waterproofing, Anchor & Base Plate, Grout, Finishing And Ancillary Works As Necessary; As Drawing Nr. Lsc-Ld-Pa04-9800; Type F02; 3000Mm High | 108 | m | AED | 1075.8
2022-12 | 2 | 2.0625 |  | United Arab Emirates | Dubai | Hard & Soft Landscaping | MBR - Dubai Hills Estate | PA-04 Community Landscaping | EMAAR | Orient Irrigation | Award | 2022 | Fixed Price Lump Sum | METALWORK | Non structural metalwork | Aluminum Fence; Powder Coated Finish; Grey Colour; Made Of 50 X 50 X 3 Mm Thick Top And Bottom Frame; 50 X 50 X 3 Mm Thick Gate Post; 30 X 30Mm Square Bar Fence Railing Members; Including Earthworks, Reinforced Foundation & Waterproofing, Anchor & Base Plate, Grout, Finishing And Ancillary Works As Necessary; As Drawing Nr. Lsc-Ld-Pa04-9800; Extra Over For Double Leaf Gate; 1760 X 2100Mm High | 1 | Nr | AED | 3445.2
2022-12 | 2 | 2.0625 |  | United Arab Emirates | Dubai | Hard & Soft Landscaping | MBR - Dubai Hills Estate | PA-04 Community Landscaping | EMAAR | Orient Irrigation | Award | 2022 | Fixed Price Lump Sum | METALWORK | Non structural metalwork | Steel Fence; Hot Galvanized Steel; Polyester Powder Coated Finish; Green Colour; Made Of Powder Coat Black Weld Mesh Fence Of 2.3 X 3.2 Mm Diameter; 60Mm Diameter G.L. Vertical Bracing In Corner & Gate; 76 Mm Diameter G.L. Gate Fixing Post; 42 Mm Midrail: Including Earthworks, Reinforced Foundation & Waterproofing, Anchor & Base Plate, Grout, Finishing And Ancillary Works As Necessary; As Drawing Nr. Lsc-Ld-Pa04-9801; Type F03; 2700Mm High | 16 | m | AED | 433.5
2022-12 | 2 | 2.0625 |  | United Arab Emirates | Dubai | Hard & Soft Landscaping | MBR - Dubai Hills Estate | PA-04 Community Landscaping | EMAAR | Orient Irrigation | Award | 2022 | Fixed Price Lump Sum | METALWORK | Non structural metalwork | Canopy Tensile Fabric To Shade Structure; Uv Coated Finish; Beige Colour; Comprising Steel Post 4.5 To 6.0M High, G.L. Cable And Fixing Bracket; Installed As Manufacturer'S Details And Engineer'S; Including Earthworks, Reinforced Foundation & Waterproofing, Anchor & Base Plate, Grout, Finishing And Ancillary Works As Necessary; Measured On Plan; Type Ss-01; With 3 Nr. Post | 46 | m² | AED | 385.1
2022-12 | 2 | 2.0625 |  | United Arab Emirates | Dubai | Hard & Soft Landscaping | MBR - Dubai Hills Estate | PA-04 Community Landscaping | EMAAR | Orient Irrigation | Award | 2022 | Fixed Price Lump Sum | METALWORK | Non structural metalwork | Canopy Tensile Fabric To Shade Structure; Uv Coated Finish; Beige Colour; Comprising Steel Post 4.5 To 6.0M High, G.L. Cable And Fixing Bracket; Installed As Manufacturer'S Details And Engineer'S; Including Earthworks, Reinforced Foundation & Waterproofing, Anchor & Base Plate, Grout, Finishing And Ancillary Works As Necessary; Measured On Plan; Type Ss-02; With 4 Nr. Post | 58 | m² | AED | 362
2022-12 | 2 | 2.0625 |  | United Arab Emirates | Dubai | Hard & Soft Landscaping | MBR - Dubai Hills Estate | PA-04 Community Landscaping | EMAAR | Orient Irrigation | Award | 2022 | Fixed Price Lump Sum | METALWORK | Non structural metalwork | Canopy Tensile Fabric To Shade Structure; Uv Coated Finish; Beige Colour; Comprising Steel Post 4.5 To 6.0M High, G.L. Cable And Fixing Bracket; Installed As Manufacturer'S Details And Engineer'S; Including Earthworks, Reinforced Foundation & Waterproofing, Anchor & Base Plate, Grout, Finishing And Ancillary Works As Necessary; Measured On Plan; Type Ss-03; With 8 Nr. Post | 336 | m² | AED | 350.7
2022-12 | 2 | 2.0625 |  | United Arab Emirates | Dubai | Hard & Soft Landscaping | MBR - Dubai Hills Estate | PA-04 Community Landscaping | EMAAR | Orient Irrigation | Award | 2022 | Fixed Price Lump Sum | METALWORK | Non structural metalwork | Canopy Tensile Fabric To Shade Structure; Uv Coated Finish; Beige Colour; Comprising Steel Post 4.5 To 6.0M High, G.L. Cable And Fixing Bracket; Installed As Manufacturer'S Details And Engineer'S; Including Earthworks, Reinforced Foundation & Waterproofing, Anchor & Base Plate, Grout, Finishing And Ancillary Works As Necessary; Measured On Plan; Type Ss-04; With 8 Nr. Post | 457 | m² | AED | 346.8
2022-12 | 2 | 2.0625 |  | United Arab Emirates | Dubai | Hard & Soft Landscaping | MBR - Dubai Hills Estate | PA-04 Community Landscaping | EMAAR | Orient Irrigation | Award | 2022 | Fixed Price Lump Sum | METALWORK | Non structural metalwork | Canopy Tensile Fabric To Shade Structure; Uv Coated Finish; Beige Colour; Comprising Steel Post 4.5 To 6.0M High, G.L. Cable And Fixing Bracket; Installed As Manufacturer'S Details And Engineer'S; Including Earthworks, Reinforced Foundation & Waterproofing, Anchor & Base Plate, Grout, Finishing And Ancillary Works As Necessary; Measured On Plan; Type Ss-05; With 3 Nr. Post | 32 | m² | AED | 393.6
2022-12 | 2 | 2.0625 |  | United Arab Emirates | Dubai | Hard & Soft Landscaping | MBR - Dubai Hills Estate | PA-04 Community Landscaping | EMAAR | Orient Irrigation | Award | 2022 | Fixed Price Lump Sum | METALWORK | Non structural metalwork | Light Pole; Comprising Tapered Steel Pole Post, Base Plate, Stiffener, 50Mm Thick Leveling Shrink Grouting And Anchor Bolts; Assembly Plate Welded To Anchor; Including Finishing And Ancillary Works As Necessary; As Drawing Nr. Lsc-Ld-Pa04-9802; 200Mm Diameter X 7M High | 24 | Nr | AED | 6631.2
2022-12 | 2 | 2.0625 |  | United Arab Emirates | Dubai | Hard & Soft Landscaping | MBR - Dubai Hills Estate | PA-04 Community Landscaping | EMAAR | Orient Irrigation | Award | 2022 | Fixed Price Lump Sum | THERMAL AND MOISTURE PROTECTION | Coverings and linings | Waterproofing: Including Surface Preparation, Accessories And All Ancillary Works As Necessary; To Stairs And Steps | 46 | m² | AED | 53.5
2022-12 | 2 | 2.0625 |  | United Arab Emirates | Dubai | Hard & Soft Landscaping | MBR - Dubai Hills Estate | PA-04 Community Landscaping | EMAAR | Orient Irrigation | Award | 2022 | Fixed Price Lump Sum | THERMAL AND MOISTURE PROTECTION | Coverings and linings | Waterproofing: Including Surface Preparation, Accessories And All Ancillary Works As Necessary; To Side Of Light Post Foundation | 133 | m² | AED | 53.5
2022-12 | 2 | 2.0626 |  | United Arab Emirates | Dubai | Hard & Soft Landscaping | MBR - Dubai Hills Estate | PA-04 Community Landscaping | EMAAR | Orient Irrigation | Award | 2022 | Fixed Price Lump Sum | THERMAL AND MOISTURE PROTECTION | Coverings and linings | Waterproofing: Including Surface Preparation, Accessories And All Ancillary Works As Necessary; To Rail Post Foundation | 72 | m² | AED | 53.5
2022-12 | 2 | 2.0626 |  | United Arab Emirates | Dubai | Hard & Soft Landscaping | MBR - Dubai Hills Estate | PA-04 Community Landscaping | EMAAR | Orient Irrigation | Award | 2022 | Fixed Price Lump Sum | THERMAL AND MOISTURE PROTECTION | Coverings and linings | Polythene Sheet: 1000 Gauge: Including Surface Preparation, Accessories And All Ancillary Works As Necessary; To Basketball Court And Tennis Court; Horizontal | 934 | m² | AED | 2.1
2022-12 | 2 | 2.0626 |  | United Arab Emirates | Dubai | Hard & Soft Landscaping | MBR - Dubai Hills Estate | PA-04 Community Landscaping | EMAAR | Orient Irrigation | Award | 2022 | Fixed Price Lump Sum | THERMAL AND MOISTURE PROTECTION | Coverings and linings | Polythene Sheet: 1000 Gauge: Including Surface Preparation, Accessories And All Ancillary Works As Necessary; To Basketball Court And Tennis Court; Vertical | 27 | m² | AED | 2.1
2022-12 | 2 | 2.0626 |  | United Arab Emirates | Dubai | Hard & Soft Landscaping | MBR - Dubai Hills Estate | PA-04 Community Landscaping | EMAAR | Orient Irrigation | Award | 2022 | Fixed Price Lump Sum | THERMAL AND MOISTURE PROTECTION | Coverings and linings | Woven Qeotextile Membrane; 320G Including Surface Preparation, Accessories And All Ancillary Works As Necessary; To Basketball Court And Tennis Court; Horizontal | 934 | m² | AED | 13
2022-12 | 2 | 2.0626 |  | United Arab Emirates | Dubai | Hard & Soft Landscaping | MBR - Dubai Hills Estate | PA-04 Community Landscaping | EMAAR | Orient Irrigation | Award | 2022 | Fixed Price Lump Sum | THERMAL AND MOISTURE PROTECTION | Coverings and linings | Woven Qeotextile Membrane; 320G Including Surface Preparation, Accessories And All Ancillary Works As Necessary; To Basketball Court And Tennis Court; Vertical | 27 | m² | AED | 13
2022-12 | 2 | 2.0626 |  | United Arab Emirates | Dubai | Hard & Soft Landscaping | MBR - Dubai Hills Estate | PA-04 Community Landscaping | EMAAR | Orient Irrigation | Award | 2022 | Fixed Price Lump Sum | FURNISHINGS | Generally | Park Seat With Backrest; Cast Aluminium With Hardwood: Grey Ral 9007: Natural Finish: Including Earthworks, Reinforced Foundation & Waterproofing And All Ancillary Works As Necessary; Type Fu-01; Overall Size 1800 X 548 X 778Mm | 9 | Nr | AED | 3776.9
2022-12 | 2 | 2.0626 |  | United Arab Emirates | Dubai | Hard & Soft Landscaping | MBR - Dubai Hills Estate | PA-04 Community Landscaping | EMAAR | Orient Irrigation | Award | 2022 | Fixed Price Lump Sum | FURNISHINGS | Generally | Feature Bench: Precast Concrete Bench With Mortar And Mechanical Fixing; Cast In Situ Rc Seating Based Curved; Including Earthworks, Blinding, Reinforced Foundation & Waterproofing, Blinding And All Ancillary Works As Necessary; Type Fu-02; Overall Size 5670 X 650 X 500Mm | 1 | Nr | AED | 9847.6
2022-12 | 2 | 2.0626 |  | United Arab Emirates | Dubai | Hard & Soft Landscaping | MBR - Dubai Hills Estate | PA-04 Community Landscaping | EMAAR | Orient Irrigation | Award | 2022 | Fixed Price Lump Sum | FURNISHINGS | Generally | Feature Bench: Precast Concrete Bench With Mortar And Mechanical Fixing; Cast In Situ Rc Seating Based Curved; Including Earthworks, Blinding, Reinforced Foundation & Waterproofing, Blinding And All Ancillary Works As Necessary; Type Fu-02; Overall Size 6680 X 650 X 500Mm | 1 | Nr | AED | 11601.8
2022-12 | 2 | 2.0626 |  | United Arab Emirates | Dubai | Hard & Soft Landscaping | MBR - Dubai Hills Estate | PA-04 Community Landscaping | EMAAR | Orient Irrigation | Award | 2022 | Fixed Price Lump Sum | FURNISHINGS | Generally | Feature Bench: Precast Concrete Bench With Mortar And Mechanical Fixing; Cast In Situ Rc Seating Based Curved; Including Earthworks, Blinding, Reinforced Foundation & Waterproofing, Blinding And All Ancillary Works As Necessary; Type Fu-02; Overall Size 7300 X 650 X 500Mm | 1 | Nr | AED | 12678.6
2022-12 | 2 | 2.0626 |  | United Arab Emirates | Dubai | Hard & Soft Landscaping | MBR - Dubai Hills Estate | PA-04 Community Landscaping | EMAAR | Orient Irrigation | Award | 2022 | Fixed Price Lump Sum | FURNISHINGS | Generally | Feature Bench: Precast Concrete Bench With Mortar And Mechanical Fixing; Cast In Situ Rc Seating Based Curved; Including Earthworks, Blinding, Reinforced Foundation & Waterproofing, Blinding And All Ancillary Works As Necessary; Type Fu-02; Overall Size 8200 X 650 X 500Mm | 1 | Nr | AED | 14241.7
2022-12 | 2 | 2.0627 |  | United Arab Emirates | Dubai | Hard & Soft Landscaping | MBR - Dubai Hills Estate | PA-04 Community Landscaping | EMAAR | Orient Irrigation | Award | 2022 | Fixed Price Lump Sum | FURNISHINGS | Generally | Feature Bench: Precast Concrete Bench With Mortar And Mechanical Fixing; Cast In Situ Rc Seating Based Curved; Including Earthworks, Blinding, Reinforced Foundation & Waterproofing, Blinding And All Ancillary Works As Necessary; Type Fu-02; Overall Size 8480 X 650 X 500Mm | 1 | Nr | AED | 14728
2022-12 | 2 | 2.0627 |  | United Arab Emirates | Dubai | Hard & Soft Landscaping | MBR - Dubai Hills Estate | PA-04 Community Landscaping | EMAAR | Orient Irrigation | Award | 2022 | Fixed Price Lump Sum | FURNISHINGS | Generally | Picnic Table And Benches; Cast Aluminium With Hardwood; Grey Ral 9007 Colour; Natural Finish; Including Earthworks, Reinforced Foundation & Waterproofing And All Ancillary Works As Necessary; Type Fu-03; Benches; Overall Size 1520 X 470 X 450Mm | 36 | Nr | AED | 2479.3
2022-12 | 2 | 2.0627 |  | United Arab Emirates | Dubai | Hard & Soft Landscaping | MBR - Dubai Hills Estate | PA-04 Community Landscaping | EMAAR | Orient Irrigation | Award | 2022 | Fixed Price Lump Sum | FURNISHINGS | Generally | Picnic Table And Benches; Cast Aluminium With Hardwood; Grey Ral 9007 Colour; Natural Finish; Including Earthworks, Reinforced Foundation & Waterproofing And All Ancillary Works As Necessary; Type Fu-03; Table; Overall Size 1520 X 710 X 720Mm | 18 | Nr | AED | 3704.6
2022-12 | 2 | 2.0627 |  | United Arab Emirates | Dubai | Hard & Soft Landscaping | MBR - Dubai Hills Estate | PA-04 Community Landscaping | EMAAR | Orient Irrigation | Award | 2022 | Fixed Price Lump Sum | FURNISHINGS | Generally | Litter Bins Including Recycling Bin; Cast Aluminium With Hardwood; Grey Ral 9007 Colour; Powder Coated Finish; Including Earthworks, Reinforced Foundation & Waterproofing, Chemical Anchoring And All Ancillary Works As Necessary; Type Fu-04; Overall Size 1160 X 370 X 1060Mm | 16 | Nr | AED | 6932.7
2022-12 | 2 | 2.0627 |  | United Arab Emirates | Dubai | Hard & Soft Landscaping | MBR - Dubai Hills Estate | PA-04 Community Landscaping | EMAAR | Orient Irrigation | Award | 2022 | Fixed Price Lump Sum | FURNISHINGS | Generally | Cycle Racks; Stainless Steel; Grey Ral 9007 Colour; Powder Coated Finish; Including Earthworks, Reinforced Foundation & Waterproofing And All Ancillary Works As Necessary; Type Fu-06; Size 600 Long X 1005 Mm High | 20 | Nr | AED | 706.7
2022-12 | 2 | 2.0627 |  | United Arab Emirates | Dubai | Hard & Soft Landscaping | MBR - Dubai Hills Estate | PA-04 Community Landscaping | EMAAR | Orient Irrigation | Award | 2022 | Fixed Price Lump Sum | FURNISHINGS | Generally | Hammock; Including Post, Frames, Earthworks. Reinforced Foundation & Waterproofing And All Ancillary Works As Necessary; Type Fu-07; Hammock | 14 | Nr | AED | 18576.1
2022-12 | 2 | 2.0627 |  | United Arab Emirates | Dubai | Hard & Soft Landscaping | MBR - Dubai Hills Estate | PA-04 Community Landscaping | EMAAR | Orient Irrigation | Award | 2022 | Fixed Price Lump Sum | FURNISHINGS | Generally | Pet Waste Bin; As Per Emaar Standard; Including All Necessary Fixings; Including Earthworks, Reinforced Foundation & Waterproofing, Chemical Anchoring And All Ancillary Works As Necessary; Type Fu-05; Overall Size 310 X 310 X 580Mm | 16 | Nr | AED | 2517.6
2022-12 | 2 | 2.0627 |  | United Arab Emirates | Dubai | Hard & Soft Landscaping | MBR - Dubai Hills Estate | PA-04 Community Landscaping | EMAAR | Orient Irrigation | Award | 2022 | Fixed Price Lump Sum | FURNISHINGS | Generally | Play Equipments As Per Manufacturer'S Specifications: Including Supports, Reinforced Concrete Foundation & Waterproofing, Anchor Bolts, Fasteners, Finishes, All Ancillary Works As Necessary; Type Pe-01; Apollo Net; Blue And Silver Colour | 1 | Nr | AED | 62183.1
2022-12 | 2 | 2.0627 |  | United Arab Emirates | Dubai | Hard & Soft Landscaping | MBR - Dubai Hills Estate | PA-04 Community Landscaping | EMAAR | Orient Irrigation | Award | 2022 | Fixed Price Lump Sum | FURNISHINGS | Generally | Play Equipments As Per Manufacturer'S Specifications: Including Supports, Reinforced Concrete Foundation & Waterproofing, Anchor Bolts, Fasteners, Finishes, All Ancillary Works As Necessary; Type Pe-02; Four Seat Seesaw | 1 | Nr | AED | 13673.3
2022-12 | 2 | 2.0627 |  | United Arab Emirates | Dubai | Hard & Soft Landscaping | MBR - Dubai Hills Estate | PA-04 Community Landscaping | EMAAR | Orient Irrigation | Award | 2022 | Fixed Price Lump Sum | FURNISHINGS | Generally | Play Equipments As Per Manufacturer'S Specifications: Including Supports, Reinforced Concrete Foundation & Waterproofing, Anchor Bolts, Fasteners, Finishes, All Ancillary Works As Necessary; Type Pe-03; Springer; Daisy Springer; Yellow, Green And Blue Colour | 1 | Nr | AED | 8023.7
2022-12 | 2 | 2.0628 |  | United Arab Emirates | Dubai | Hard & Soft Landscaping | MBR - Dubai Hills Estate | PA-04 Community Landscaping | EMAAR | Orient Irrigation | Award | 2022 | Fixed Price Lump Sum | FURNISHINGS | Generally | Play Equipments As Per Manufacturer'S Specifications: Including Supports, Reinforced Concrete Foundation & Waterproofing, Anchor Bolts, Fasteners, Finishes, All Ancillary Works As Necessary; Type Pe-04; Springer; Busy Bee; Yellow And Grey Colour | 1 | Nr | AED | 7980.9
2022-12 | 2 | 2.0628 |  | United Arab Emirates | Dubai | Hard & Soft Landscaping | MBR - Dubai Hills Estate | PA-04 Community Landscaping | EMAAR | Orient Irrigation | Award | 2022 | Fixed Price Lump Sum | FURNISHINGS | Generally | Play Equipments As Per Manufacturer'S Specifications: Including Supports, Reinforced Concrete Foundation & Waterproofing, Anchor Bolts, Fasteners, Finishes, All Ancillary Works As Necessary; Type Pe-05; Combined Swing; Black Cords And Lime Green Structure Colour | 1 | Nr | AED | 26827.6
2022-12 | 2 | 2.0628 |  | United Arab Emirates | Dubai | Hard & Soft Landscaping | MBR - Dubai Hills Estate | PA-04 Community Landscaping | EMAAR | Orient Irrigation | Award | 2022 | Fixed Price Lump Sum | FURNISHINGS | Generally | Play Equipments As Per Manufacturer'S Specifications: Including Supports, Reinforced Concrete Foundation & Waterproofing, Anchor Bolts, Fasteners, Finishes, All Ancillary Works As Necessary; Type Pe-06; Halo Diamond 2; Brown And Blue Colour | 1 | Nr | AED | 279213.9
2022-12 | 2 | 2.0628 |  | United Arab Emirates | Dubai | Hard & Soft Landscaping | MBR - Dubai Hills Estate | PA-04 Community Landscaping | EMAAR | Orient Irrigation | Award | 2022 | Fixed Price Lump Sum | FURNISHINGS | Generally | Play Equipments As Per Manufacturer'S Specifications: Including Supports, Reinforced Concrete Foundation & Waterproofing, Anchor Bolts, Fasteners, Finishes, All Ancillary Works As Necessary; Type Pe-07; Planetarium; Black And Timber Colour | 1 | Nr | AED | 95873.5
2022-12 | 2 | 2.0628 |  | United Arab Emirates | Dubai | Hard & Soft Landscaping | MBR - Dubai Hills Estate | PA-04 Community Landscaping | EMAAR | Orient Irrigation | Award | 2022 | Fixed Price Lump Sum | FURNISHINGS | Generally | Play Equipments As Per Manufacturer'S Specifications: Including Supports, Reinforced Concrete Foundation & Waterproofing, Anchor Bolts, Fasteners, Finishes, All Ancillary Works As Necessary; Type Pe-08; Springer Snake; Orange Colour | 1 | Nr | AED | 2984
2022-12 | 2 | 2.0628 |  | United Arab Emirates | Dubai | Hard & Soft Landscaping | MBR - Dubai Hills Estate | PA-04 Community Landscaping | EMAAR | Orient Irrigation | Award | 2022 | Fixed Price Lump Sum | FURNISHINGS | Generally | Play Equipments As Per Manufacturer'S Specifications: Including Supports, Reinforced Concrete Foundation & Waterproofing, Anchor Bolts, Fasteners, Finishes, All Ancillary Works As Necessary; Type Pe-09; Springer Hippo; Orange Colour | 1 | Nr | AED | 3658.1
2022-12 | 2 | 2.0628 |  | United Arab Emirates | Dubai | Hard & Soft Landscaping | MBR - Dubai Hills Estate | PA-04 Community Landscaping | EMAAR | Orient Irrigation | Award | 2022 | Fixed Price Lump Sum | FURNISHINGS | Generally | Play Equipments As Per Manufacturer'S Specifications: Including Supports, Reinforced Concrete Foundation & Waterproofing, Anchor Bolts, Fasteners, Finishes, All Ancillary Works As Necessary; Type Pe-10; Inground Trampoline; Dark Blue And Grey Colour | 3 | Nr | AED | 25871.3
2022-12 | 2 | 2.0628 |  | United Arab Emirates | Dubai | Hard & Soft Landscaping | MBR - Dubai Hills Estate | PA-04 Community Landscaping | EMAAR | Orient Irrigation | Award | 2022 | Fixed Price Lump Sum | FURNISHINGS | Generally | Type Pe-11; Springer Bunny; Grey And Lime Green Colour | 1 | Nr | AED | 3230.1
2022-12 | 2 | 2.0628 |  | United Arab Emirates | Dubai | Hard & Soft Landscaping | MBR - Dubai Hills Estate | PA-04 Community Landscaping | EMAAR | Orient Irrigation | Award | 2022 | Fixed Price Lump Sum | FURNISHINGS | Generally | Type Pe-12; Activity Tower; White, Yellow And Lime Green Colour | 1 | Nr | AED | 57806.9
2022-12 | 2 | 2.0628 |  | United Arab Emirates | Dubai | Hard & Soft Landscaping | MBR - Dubai Hills Estate | PA-04 Community Landscaping | EMAAR | Orient Irrigation | Award | 2022 | Fixed Price Lump Sum | FURNISHINGS | Generally | Type Pe-13; Fairy Circus; Natural Timber Brown Colour | 1 | Nr | AED | 42661
2022-12 | 2 | 2.0629 |  | United Arab Emirates | Dubai | Hard & Soft Landscaping | MBR - Dubai Hills Estate | PA-04 Community Landscaping | EMAAR | Orient Irrigation | Award | 2022 | Fixed Price Lump Sum | FURNISHINGS | Generally | Type Pe-14; Oxygen; Grey And Black Colour | 1 | Nr | AED | 27044.3
2022-12 | 2 | 2.0629 |  | United Arab Emirates | Dubai | Hard & Soft Landscaping | MBR - Dubai Hills Estate | PA-04 Community Landscaping | EMAAR | Orient Irrigation | Award | 2022 | Fixed Price Lump Sum | FURNISHINGS | Generally | Type Pe-15; Zip Wire | 1 | Nr | AED | 25372.4
2022-12 | 2 | 2.0629 |  | United Arab Emirates | Dubai | Hard & Soft Landscaping | MBR - Dubai Hills Estate | PA-04 Community Landscaping | EMAAR | Orient Irrigation | Award | 2022 | Fixed Price Lump Sum | FURNISHINGS | Generally | Type Pe-17; Table Tennis; Blue Colour | 4 | Nr | AED | 13368.4
2022-12 | 2 | 2.0629 |  | United Arab Emirates | Dubai | Hard & Soft Landscaping | MBR - Dubai Hills Estate | PA-04 Community Landscaping | EMAAR | Orient Irrigation | Award | 2022 | Fixed Price Lump Sum | FURNISHINGS | Generally | Half Court Hoop; Comprising Hoop Ring,Board, Metal Support And Post, Concrete Foundation, Finishing And All Ancillary Works As Necessary; As Drawing Nr. Lsc-Ld-Pa04-9801; Size 1800Mm X 1200Mm Hoop Board X 3900Mm High Post | 1 | Nr | AED | 62825.1
2022-12 | 2 | 2.0629 |  | United Arab Emirates | Dubai | Hard & Soft Landscaping | MBR - Dubai Hills Estate | PA-04 Community Landscaping | EMAAR | Orient Irrigation | Award | 2022 | Fixed Price Lump Sum | FURNISHINGS | Generally | Beach Volleyball; Comprising Net, 2 Nr. Post At 3200Mm High; Including Earthworks, Reinforced Foundation, Anchor & Base Plate, Grout, Finishing And Ancillary Works As Necessary; As Drawing Nr. Lsc-Ld-Pa04-9801; Type Eq-24; Overall Size 11000Mm Long X 800Mm High; To Volleyball Court | 1 | Nr | AED | 9106.9
2022-12 | 2 | 2.0629 |  | United Arab Emirates | Dubai | Hard & Soft Landscaping | MBR - Dubai Hills Estate | PA-04 Community Landscaping | EMAAR | Orient Irrigation | Award | 2022 | Fixed Price Lump Sum | FURNISHINGS | Generally | Tennis Net; Comprising Net, 2 Nr. Post At 900Mm High; Including Earthworks, Reinforced Foundation, Anchor & Base Plate, Grout, Finishing And Ancillary Works As Necessary; As Drawing Nr. Lsc-Ld-Pa04-9800; Overall Size 12870Mm Long X 900Mm High; To Tennis Court | 1 | Nr | AED | 8086.5
2022-12 | 2 | 2.0629 |  | United Arab Emirates | Dubai | Hard & Soft Landscaping | MBR - Dubai Hills Estate | PA-04 Community Landscaping | EMAAR | Orient Irrigation | Award | 2022 | Fixed Price Lump Sum | FURNISHINGS | Generally | Fitness Equipments As Per Manufacturer'S Specifications: Including Supports, Reinforced Concrete Footing & Waterproofing, Anchor Bolts Fasteners, Finishes And All Ancillary Works As Necessary; Type Fe-01; Chin Up Bars | 1 | Nr | AED | 15062.9
2022-12 | 2 | 2.0629 |  | United Arab Emirates | Dubai | Hard & Soft Landscaping | MBR - Dubai Hills Estate | PA-04 Community Landscaping | EMAAR | Orient Irrigation | Award | 2022 | Fixed Price Lump Sum | FURNISHINGS | Generally | Fitness Equipments As Per Manufacturer'S Specifications: Including Supports, Reinforced Concrete Footing & Waterproofing, Anchor Bolts Fasteners, Finishes And All Ancillary Works As Necessary; Type Fe-02; Jump Touch Beam | 1 | Nr | AED | 11382.1
2022-12 | 2 | 2.0629 |  | United Arab Emirates | Dubai | Hard & Soft Landscaping | MBR - Dubai Hills Estate | PA-04 Community Landscaping | EMAAR | Orient Irrigation | Award | 2022 | Fixed Price Lump Sum | FURNISHINGS | Generally | Fitness Equipments As Per Manufacturer'S Specifications: Including Supports, Reinforced Concrete Footing & Waterproofing, Anchor Bolts Fasteners, Finishes And All Ancillary Works As Necessary; Type Fe-03; Knee Lift | 1 | Nr | AED | 12837.3
2022-12 | 2 | 2.0629 |  | United Arab Emirates | Dubai | Hard & Soft Landscaping | MBR - Dubai Hills Estate | PA-04 Community Landscaping | EMAAR | Orient Irrigation | Award | 2022 | Fixed Price Lump Sum | FURNISHINGS | Generally | Fitness Equipments As Per Manufacturer'S Specifications: Including Supports, Reinforced Concrete Footing & Waterproofing, Anchor Bolts Fasteners, Finishes And All Ancillary Works As Necessary; Type Fe-04; Broad Jump | 1 | Nr | AED | 11319.3
2022-12 | 2 | 2.063 |  | United Arab Emirates | Dubai | Hard & Soft Landscaping | MBR - Dubai Hills Estate | PA-04 Community Landscaping | EMAAR | Orient Irrigation | Award | 2022 | Fixed Price Lump Sum | FURNISHINGS | Generally | Fitness Equipments As Per Manufacturer'S Specifications: Including Supports, Reinforced Concrete Footing & Waterproofing, Anchor Bolts Fasteners, Finishes And All Ancillary Works As Necessary; Type Fe-05; Spring Up Bars | 1 | Nr | AED | 12301
2022-12 | 2 | 2.063 |  | United Arab Emirates | Dubai | Hard & Soft Landscaping | MBR - Dubai Hills Estate | PA-04 Community Landscaping | EMAAR | Orient Irrigation | Award | 2022 | Fixed Price Lump Sum | FURNISHINGS | Generally | Fitness Equipments As Per Manufacturer'S Specifications: Including Supports, Reinforced Concrete Footing & Waterproofing, Anchor Bolts Fasteners, Finishes And All Ancillary Works As Necessary; Type Fe-06; Fitness Ladder | 1 | Nr | AED | 15062.9
2022-12 | 2 | 2.063 |  | United Arab Emirates | Dubai | Hard & Soft Landscaping | MBR - Dubai Hills Estate | PA-04 Community Landscaping | EMAAR | Orient Irrigation | Award | 2022 | Fixed Price Lump Sum | FURNISHINGS | Generally | Fitness Equipments As Per Manufacturer'S Specifications: Including Supports, Reinforced Concrete Footing & Waterproofing, Anchor Bolts Fasteners, Finishes And All Ancillary Works As Necessary; Type Fe-07; Ultimate Fitness | 1 | Nr | AED | 157473.3
2022-12 | 2 | 2.063 |  | United Arab Emirates | Dubai | Hard & Soft Landscaping | MBR - Dubai Hills Estate | PA-04 Community Landscaping | EMAAR | Orient Irrigation | Award | 2022 | Fixed Price Lump Sum | ELECTRICAL ENGINEERING INSTALLATIONS | Final sub-circuits and auxiliary installations | Cables To Sub-Main Circuits: Including Containment Fixings, Supports, Terminations, Accessories And All Ancillary Works As Necessary; 4C X 10Mm2 Xlpe/Swa/Pvc + 1C X 10Mm2 Y/G Ecc; From Mdb-Pa04-01 To Ldb-Pa04-01 | 10 | m | AED | 99.8
2022-12 | 2 | 2.063 |  | United Arab Emirates | Dubai | Hard & Soft Landscaping | MBR - Dubai Hills Estate | PA-04 Community Landscaping | EMAAR | Orient Irrigation | Award | 2022 | Fixed Price Lump Sum | ELECTRICAL ENGINEERING INSTALLATIONS | Final sub-circuits and auxiliary installations | 4C X 25Mm2 Xlpe/Swa/Pvc + 1C X 16Mm2 Y/G Ecc; From Mdb-Pa04-01 To Ldb-Pa04-02 | 253 | m | AED | 132.1
2022-12 | 2 | 2.063 |  | United Arab Emirates | Dubai | Hard & Soft Landscaping | MBR - Dubai Hills Estate | PA-04 Community Landscaping | EMAAR | Orient Irrigation | Award | 2022 | Fixed Price Lump Sum | ELECTRICAL ENGINEERING INSTALLATIONS | Final sub-circuits and auxiliary installations | 4C X 25Mm2 Xlpe/Swa/Pvc + 1C X 16Mm2 Y/G Ecc; From Mdb-Pa04-02 To Ldb-Pa04-04 | 144 | m | AED | 132.1
2022-12 | 2 | 2.063 |  | United Arab Emirates | Dubai | Hard & Soft Landscaping | MBR - Dubai Hills Estate | PA-04 Community Landscaping | EMAAR | Orient Irrigation | Award | 2022 | Fixed Price Lump Sum | ELECTRICAL ENGINEERING INSTALLATIONS | Final sub-circuits and auxiliary installations | 4C X 25Mm2 Xlpe/Swa/Pvc + 1C X 16Mm2 Y/G Ecc; From Mdb-Pa04-02 To Ldb-Pa04-07 | 240 | m | AED | 132.1
2022-12 | 2 | 2.063 |  | United Arab Emirates | Dubai | Hard & Soft Landscaping | MBR - Dubai Hills Estate | PA-04 Community Landscaping | EMAAR | Orient Irrigation | Award | 2022 | Fixed Price Lump Sum | ELECTRICAL ENGINEERING INSTALLATIONS | Final sub-circuits and auxiliary installations | 4C X 35Mm2 Xlpe/Swa/Pvc + 1C X 16Mm2 Y/G Ecc; From Mdb-Pa04-01 To Ldb-Pa04-03 | 356 | m | AED | 155.8
2022-12 | 2 | 2.063 |  | United Arab Emirates | Dubai | Hard & Soft Landscaping | MBR - Dubai Hills Estate | PA-04 Community Landscaping | EMAAR | Orient Irrigation | Award | 2022 | Fixed Price Lump Sum | ELECTRICAL ENGINEERING INSTALLATIONS | Final sub-circuits and auxiliary installations | 4C X 35Mm2 Xlpe/Swa/Pvc + 1C X 16Mm2 Y/G Ecc; From Mdb-Pa04-03 To Ldb-Pa04-05 | 303 | m | AED | 155.8
2022-12 | 2 | 2.063 |  | United Arab Emirates | Dubai | Hard & Soft Landscaping | MBR - Dubai Hills Estate | PA-04 Community Landscaping | EMAAR | Orient Irrigation | Award | 2022 | Fixed Price Lump Sum | ELECTRICAL ENGINEERING INSTALLATIONS | Final sub-circuits and auxiliary installations | 4C X 35Mm2 Xlpe/Swa/Pvc + 1C X 16Mm2 Y/G Ecc; From Mdb-Pa04-03 To Ldb-Pa04-06 | 250 | m | AED | 155.8
2022-12 | 2 | 2.0631 |  | United Arab Emirates | Dubai | Hard & Soft Landscaping | MBR - Dubai Hills Estate | PA-04 Community Landscaping | EMAAR | Orient Irrigation | Award | 2022 | Fixed Price Lump Sum | ELECTRICAL ENGINEERING INSTALLATIONS | Final sub-circuits and auxiliary installations | 4C X 185Mm2 Xlpe/Swa/Pvc + 1C X 95Mm2 Y/G Ecc; From Metering Cabinet To Mdb-Pa04-01 | 6 | m | AED | 664.9
2022-12 | 2 | 2.0631 |  | United Arab Emirates | Dubai | Hard & Soft Landscaping | MBR - Dubai Hills Estate | PA-04 Community Landscaping | EMAAR | Orient Irrigation | Award | 2022 | Fixed Price Lump Sum | ELECTRICAL ENGINEERING INSTALLATIONS | Final sub-circuits and auxiliary installations | 4C X 185Mm2 Xlpe/Swa/Pvc + 1C X 95Mm2 Y/G Ecc; From Metering Cabinet To Mdb-Pa04-02 | 6 | m | AED | 664.9
2022-12 | 2 | 2.0631 |  | United Arab Emirates | Dubai | Hard & Soft Landscaping | MBR - Dubai Hills Estate | PA-04 Community Landscaping | EMAAR | Orient Irrigation | Award | 2022 | Fixed Price Lump Sum | ELECTRICAL ENGINEERING INSTALLATIONS | Final sub-circuits and auxiliary installations | From Metering Cabinet To Mdb-Pa04-03 | 7 | m | AED | 664.9
2022-12 | 2 | 2.0631 |  | United Arab Emirates | Dubai | Hard & Soft Landscaping | MBR - Dubai Hills Estate | PA-04 Community Landscaping | EMAAR | Orient Irrigation | Award | 2022 | Fixed Price Lump Sum | ELECTRICAL ENGINEERING INSTALLATIONS | Equipment | Equipment; Including Fixings, Supports, Accessories And All Ancillary Works As Necessary; Main Distribution Board; Mdb-Pa04-01, Tcl = 140.00Kw | 1 | Nr | AED | 6480
2022-12 | 2 | 2.0631 |  | United Arab Emirates | Dubai | Hard & Soft Landscaping | MBR - Dubai Hills Estate | PA-04 Community Landscaping | EMAAR | Orient Irrigation | Award | 2022 | Fixed Price Lump Sum | ELECTRICAL ENGINEERING INSTALLATIONS | Equipment | Equipment; Including Fixings, Supports, Accessories And All Ancillary Works As Necessary; Main Distribution Board; Mdb-Pa04-02, Tcl = 140.00Kw | 1 | Nr | AED | 6480
2022-12 | 2 | 2.0631 |  | United Arab Emirates | Dubai | Hard & Soft Landscaping | MBR - Dubai Hills Estate | PA-04 Community Landscaping | EMAAR | Orient Irrigation | Award | 2022 | Fixed Price Lump Sum | ELECTRICAL ENGINEERING INSTALLATIONS | Equipment | Equipment; Including Fixings, Supports, Accessories And All Ancillary Works As Necessary; Main Distribution Board; Mdb-Pa04-03, Tcl = 140.00Kw | 1 | Nr | AED | 6480
2022-12 | 2 | 2.0631 |  | United Arab Emirates | Dubai | Hard & Soft Landscaping | MBR - Dubai Hills Estate | PA-04 Community Landscaping | EMAAR | Orient Irrigation | Award | 2022 | Fixed Price Lump Sum | ELECTRICAL ENGINEERING INSTALLATIONS | Final sub-circuits and auxiliary installations | Lighting Distribution Board; Ldb-Pa04-01, Tcl = 5.00Kw | 1 | Nr | AED | 3780
2022-12 | 2 | 2.0631 |  | United Arab Emirates | Dubai | Hard & Soft Landscaping | MBR - Dubai Hills Estate | PA-04 Community Landscaping | EMAAR | Orient Irrigation | Award | 2022 | Fixed Price Lump Sum | ELECTRICAL ENGINEERING INSTALLATIONS | Final sub-circuits and auxiliary installations | Lighting Distribution Board; Ldb-Pa04-02, Tcl = 2.50Kw | 1 | Nr | AED | 3564
2022-12 | 2 | 2.0631 |  | United Arab Emirates | Dubai | Hard & Soft Landscaping | MBR - Dubai Hills Estate | PA-04 Community Landscaping | EMAAR | Orient Irrigation | Award | 2022 | Fixed Price Lump Sum | ELECTRICAL ENGINEERING INSTALLATIONS | Final sub-circuits and auxiliary installations | Lighting Distribution Board; Ldb-Pa04-03, Tcl = 3.00Kw | 1 | Nr | AED | 3348
2022-12 | 2 | 2.0631 |  | United Arab Emirates | Dubai | Hard & Soft Landscaping | MBR - Dubai Hills Estate | PA-04 Community Landscaping | EMAAR | Orient Irrigation | Award | 2022 | Fixed Price Lump Sum | ELECTRICAL ENGINEERING INSTALLATIONS | Final sub-circuits and auxiliary installations | Lighting Distribution Board; Ldb-Pa04-04, Tcl = 3.00Kw | 1 | Nr | AED | 3348
2022-12 | 2 | 2.0632 |  | United Arab Emirates | Dubai | Hard & Soft Landscaping | MBR - Dubai Hills Estate | PA-04 Community Landscaping | EMAAR | Orient Irrigation | Award | 2022 | Fixed Price Lump Sum | ELECTRICAL ENGINEERING INSTALLATIONS | Final sub-circuits and auxiliary installations | Lighting Distribution Board; Ldb-Pa04-05, Tcl = 4.00Kw | 1 | Nr | AED | 3564
2022-12 | 2 | 2.0632 |  | United Arab Emirates | Dubai | Hard & Soft Landscaping | MBR - Dubai Hills Estate | PA-04 Community Landscaping | EMAAR | Orient Irrigation | Award | 2022 | Fixed Price Lump Sum | ELECTRICAL ENGINEERING INSTALLATIONS | Final sub-circuits and auxiliary installations | Lighting Distribution Board; Ldb-Pa04-06, Tcl = 9.00Kw | 1 | Nr | AED | 5940
2022-12 | 2 | 2.0632 |  | United Arab Emirates | Dubai | Hard & Soft Landscaping | MBR - Dubai Hills Estate | PA-04 Community Landscaping | EMAAR | Orient Irrigation | Award | 2022 | Fixed Price Lump Sum | ELECTRICAL ENGINEERING INSTALLATIONS | Final sub-circuits and auxiliary installations | Lighting Distribution Board; Ldb-Pa04-07, Tcl = 4.00Kw | 1 | Nr | AED | 4860
2022-12 | 2 | 2.0632 |  | United Arab Emirates | Dubai | Hard & Soft Landscaping | MBR - Dubai Hills Estate | PA-04 Community Landscaping | EMAAR | Orient Irrigation | Award | 2022 | Fixed Price Lump Sum | ELECTRICAL ENGINEERING INSTALLATIONS | Final sub-circuits and auxiliary installations | Metering Cabinet; Metering Cabinet, 300A Tp Mccb, Ip55 Enclosure, Weatherproof | 3 | Nr | AED | 5562
2022-12 | 2 | 2.0632 |  | United Arab Emirates | Dubai | Hard & Soft Landscaping | MBR - Dubai Hills Estate | PA-04 Community Landscaping | EMAAR | Orient Irrigation | Award | 2022 | Fixed Price Lump Sum | ELECTRICAL ENGINEERING INSTALLATIONS | Accessories | Earthing System Installation; Earthing System; Including Earthworks, Fixings, Cables, Bondings, Accessories And All Ancillary Works As Necessary; Earthing Pit, E-Pit | 10 | Nr | AED | 2408.4
2022-12 | 2 | 2.0632 |  | United Arab Emirates | Dubai | Hard & Soft Landscaping | MBR - Dubai Hills Estate | PA-04 Community Landscaping | EMAAR | Orient Irrigation | Award | 2022 | Fixed Price Lump Sum | ELECTRICAL ENGINEERING INSTALLATIONS | Final sub-circuits and auxiliary installations | Final Sub-Circuit: Including Cables, Conduits, Fixings, Supports, Trench Excavation, Backfilling And All Ancillary Works As Necessary; From Lcp To Landscape Light Points | 613 | Nr | AED | 869.2
2022-12 | 2 | 2.0632 |  | United Arab Emirates | Dubai | Hard & Soft Landscaping | MBR - Dubai Hills Estate | PA-04 Community Landscaping | EMAAR | Orient Irrigation | Award | 2022 | Fixed Price Lump Sum | ELECTRICAL ENGINEERING INSTALLATIONS | Final sub-circuits and auxiliary installations | Luminaire: Including Fixing, Support, Accessories And All Ancillary Works As Necessary; Type Bl-01; Bollard Light - 01, Ip65, Clear Toughened Glass, Aluminum Housing And 1 Meter Pole Are A Powder Coating With High Corrosion Resistance And Chemical Chromatized Protection; Including Concrete Foundation, Reinforcement, Shuttering, Blindings, Excavation, Disposal And Backfill | 445 | Nr | AED | 1077.8
2022-12 | 2 | 2.0632 |  | United Arab Emirates | Dubai | Hard & Soft Landscaping | MBR - Dubai Hills Estate | PA-04 Community Landscaping | EMAAR | Orient Irrigation | Award | 2022 | Fixed Price Lump Sum | ELECTRICAL ENGINEERING INSTALLATIONS | Final sub-circuits and auxiliary installations | Luminaire: Including Fixing, Support, Accessories And All Ancillary Works As Necessary; Type Fl-01; Flood Light - 01, Ip65, Led Plane Projector With Pivoting Bracket With Clear Toughened Glass, Powder And Corrosion Resistant Aluminum Housing | 24 | Nr | AED | 1543.9
2022-12 | 2 | 2.0632 |  | United Arab Emirates | Dubai | Hard & Soft Landscaping | MBR - Dubai Hills Estate | PA-04 Community Landscaping | EMAAR | Orient Irrigation | Award | 2022 | Fixed Price Lump Sum | ELECTRICAL ENGINEERING INSTALLATIONS | Final sub-circuits and auxiliary installations | Luminaire: Including Fixing, Support, Accessories And All Ancillary Works As Necessary; Type Fl-02; Flood Light - 02, Ip65, Clear Toughened Glass, With Thermal Heat Dissipation Body And Low Copper Content Die-Cast Aluminium Housing, Housing Is Treated With A Chemical Chromatized Protection Before Powder Coating Ensuring High Corrosion Resistance | 52 | Nr | AED | 1128.1
2022-12 | 2 | 2.0632 |  | United Arab Emirates | Dubai | Hard & Soft Landscaping | MBR - Dubai Hills Estate | PA-04 Community Landscaping | EMAAR | Orient Irrigation | Award | 2022 | Fixed Price Lump Sum | ELECTRICAL ENGINEERING INSTALLATIONS | Final sub-circuits and auxiliary installations | Type Pl-01; Pole Light - 01, Ip65, Clear Toughened Glass, Aluminum Housing And 4 Meter Pole Are A Powder Coating With High Corrosion Resistance And Chemical Chromatized Protection; Including Concrete Foundation, Reinforcement, Shuttering, Blindings, Excavation, Disposal And Backfill | 18 | Nr | AED | 3834.6
2022-12 | 2 | 2.0633 |  | United Arab Emirates | Dubai | Hard & Soft Landscaping | MBR - Dubai Hills Estate | PA-04 Community Landscaping | EMAAR | Orient Irrigation | Award | 2022 | Fixed Price Lump Sum | ELECTRICAL ENGINEERING INSTALLATIONS | Final sub-circuits and auxiliary installations | Type Sl-01; Spike Light - 01, Ip65, Led Projection Light With Spike Mounting And Corrosion Resistant Aluminum Housing | 51 | Nr | AED | 1078.6
2022-12 | 2 | 2.0633 |  | United Arab Emirates | Dubai | Hard & Soft Landscaping | MBR - Dubai Hills Estate | PA-04 Community Landscaping | EMAAR | Orient Irrigation | Award | 2022 | Fixed Price Lump Sum | ELECTRICAL ENGINEERING INSTALLATIONS | Final sub-circuits and auxiliary installations | Type St-01; Stair/Step Light - 01, Ip65, Led Surface Washer - Recessed Step Luminaire Made Of Aluminium Alloy, Aluminium And Stainless Steel Safety Glass With Dust-Tight And Protection Against Water Jets | 23 | Nr | AED | 808.6
2022-12 | 2 | 2.0633 |  | United Arab Emirates | Dubai | Hard & Soft Landscaping | MBR - Dubai Hills Estate | PA-04 Community Landscaping | EMAAR | Orient Irrigation | Award | 2022 | Fixed Price Lump Sum | ELECTRICAL ENGINEERING INSTALLATIONS | Final sub-circuits and auxiliary installations | Street Lighting Decorative Pole: Including Integral Cut Out, Fixtures, Heat Resistant Cable Between Fixture, Earthing As Required, Glands And Lugs For The Termination Of L/C & O/G Main Cables, Connections To Existing Bases, Fittings, Fixings, Accessories And All Ancillary Works As Necessary; Single Arm Decorative Pole With 1 X (29-53W) Led Luminiare; 6000Mm High | 143 | Nr | AED | 3707.6
2022-12 | 2 | 2.0633 |  | United Arab Emirates | Dubai | Hard & Soft Landscaping | MBR - Dubai Hills Estate | PA-04 Community Landscaping | EMAAR | Orient Irrigation | Award | 2022 | Fixed Price Lump Sum | ELECTRICAL ENGINEERING INSTALLATIONS | Final sub-circuits and auxiliary installations | Street Lighting Decorative Pole: Including Integral Cut Out, Fixtures, Heat Resistant Cable Between Fixture, Earthing As Required, Glands And Lugs For The Termination Of L/C & O/G Main Cables, Connections To Existing Bases, Fittings, Fixings, Accessories And All Ancillary Works As Necessary; Single Arm Decorative Pole With 1 X (70-110W) Led Luminiare; 10000M High | 5 | Nr | AED | 5074.7
2022-12 | 2 | 2.0633 |  | United Arab Emirates | Dubai | Hard & Soft Landscaping | MBR - Dubai Hills Estate | PA-04 Community Landscaping | EMAAR | Orient Irrigation | Award | 2022 | Fixed Price Lump Sum | ELECTRICAL ENGINEERING INSTALLATIONS | Accessories | Earthing Pit For Landscape Lighting Circuite | 80 | Nr | AED | 1944
2022-12 | 2 | 2.0633 |  | United Arab Emirates | Dubai | Hard & Soft Landscaping | MBR - Dubai Hills Estate | PA-04 Community Landscaping | EMAAR | Orient Irrigation | Award | 2022 | Fixed Price Lump Sum | SITE WORK | Site preparation | Site Clearance As Specified: Including Off-Site Disposal Of Arising Materials And All Ancillary Works As Necessary; Site Clearance | 40724 | m² | AED | 0.7
2022-12 | 2 | 2.0633 |  | United Arab Emirates | Dubai | Hard & Soft Landscaping | MBR - Dubai Hills Estate | PA-04 Community Landscaping | EMAAR | Orient Irrigation | Award | 2022 | Fixed Price Lump Sum | SITE WORK | Excavation | Excavation Works: Including Surface Preparation And All Ancillary Works As Necessary; To Typology A | 2756 | m³ | AED | 9.5
2022-12 | 2 | 2.0633 |  | United Arab Emirates | Dubai | Hard & Soft Landscaping | MBR - Dubai Hills Estate | PA-04 Community Landscaping | EMAAR | Orient Irrigation | Award | 2022 | Fixed Price Lump Sum | SITE WORK | Excavation | Excavation Works: Including Surface Preparation And All Ancillary Works As Necessary; To Typology B | 160 | m³ | AED | 9.5
2022-12 | 2 | 2.0633 |  | United Arab Emirates | Dubai | Hard & Soft Landscaping | MBR - Dubai Hills Estate | PA-04 Community Landscaping | EMAAR | Orient Irrigation | Award | 2022 | Fixed Price Lump Sum | SITE WORK | Excavation | Excavation Works: Including Surface Preparation And All Ancillary Works As Necessary; To Typology C | 14 | m³ | AED | 9.5
2022-12 | 2 | 2.0633 |  | United Arab Emirates | Dubai | Hard & Soft Landscaping | MBR - Dubai Hills Estate | PA-04 Community Landscaping | EMAAR | Orient Irrigation | Award | 2022 | Fixed Price Lump Sum | SITE WORK | Excavation | Excavation Works: Including Surface Preparation And All Ancillary Works As Necessary; To Typology D | 2222 | m³ | AED | 9.5
2022-12 | 2 | 2.0634 |  | United Arab Emirates | Dubai | Hard & Soft Landscaping | MBR - Dubai Hills Estate | PA-04 Community Landscaping | EMAAR | Orient Irrigation | Award | 2022 | Fixed Price Lump Sum | SITE WORK | Disposal | Disposal Of Unsuitable And Surplus Material Arising From Excavation: On-Site: Including All Ancillary Works As Necessary; To Typology A | 2756 | m³ | AED | 11.6
2022-12 | 2 | 2.0634 |  | United Arab Emirates | Dubai | Hard & Soft Landscaping | MBR - Dubai Hills Estate | PA-04 Community Landscaping | EMAAR | Orient Irrigation | Award | 2022 | Fixed Price Lump Sum | SITE WORK | Disposal | Disposal Of Unsuitable And Surplus Material Arising From Excavation: On-Site: Including All Ancillary Works As Necessary; To Typology B | 160 | m³ | AED | 11.6
2022-12 | 2 | 2.0634 |  | United Arab Emirates | Dubai | Hard & Soft Landscaping | MBR - Dubai Hills Estate | PA-04 Community Landscaping | EMAAR | Orient Irrigation | Award | 2022 | Fixed Price Lump Sum | SITE WORK | Disposal | Disposal Of Unsuitable And Surplus Material Arising From Excavation: On-Site: Including All Ancillary Works As Necessary; To Typology C | 14 | m³ | AED | 11.6
2022-12 | 2 | 2.0634 |  | United Arab Emirates | Dubai | Hard & Soft Landscaping | MBR - Dubai Hills Estate | PA-04 Community Landscaping | EMAAR | Orient Irrigation | Award | 2022 | Fixed Price Lump Sum | SITE WORK | Disposal | Disposal Of Unsuitable And Surplus Material Arising From Excavation: On-Site: Including All Ancillary Works As Necessary; To Typology D | 2222 | m³ | AED | 11.6
2022-12 | 2 | 2.0634 |  | United Arab Emirates | Dubai | Hard & Soft Landscaping | MBR - Dubai Hills Estate | PA-04 Community Landscaping | EMAAR | Orient Irrigation | Award | 2022 | Fixed Price Lump Sum | SITE WORK | Disposal | Disposal Of Unsuitable And Surplus Material Arising From Excavation: On-Site: Including All Ancillary Works As Necessary; Removed Off-Site Material (Rate Only) | 1 | m³ | AED | 68.4
2022-12 | 2 | 2.0634 |  | United Arab Emirates | Dubai | Hard & Soft Landscaping | MBR - Dubai Hills Estate | PA-04 Community Landscaping | EMAAR | Orient Irrigation | Award | 2022 | Fixed Price Lump Sum | SITE WORK | Filling | Filling: Including Surface Preparation, Compaction And All Ancillary Works As Necessary; To Typology A | 1874 | m³ | AED | 13.2
2022-12 | 2 | 2.0634 |  | United Arab Emirates | Dubai | Hard & Soft Landscaping | MBR - Dubai Hills Estate | PA-04 Community Landscaping | EMAAR | Orient Irrigation | Award | 2022 | Fixed Price Lump Sum | SITE WORK | Filling | Filling: Including Surface Preparation, Compaction And All Ancillary Works As Necessary; To Typology B | 4533 | m³ | AED | 13.2
2022-12 | 2 | 2.0634 |  | United Arab Emirates | Dubai | Hard & Soft Landscaping | MBR - Dubai Hills Estate | PA-04 Community Landscaping | EMAAR | Orient Irrigation | Award | 2022 | Fixed Price Lump Sum | SITE WORK | Filling | Filling: Including Surface Preparation, Compaction And All Ancillary Works As Necessary; To Typology C | 995 | m³ | AED | 13.2
2022-12 | 2 | 2.0634 |  | United Arab Emirates | Dubai | Hard & Soft Landscaping | MBR - Dubai Hills Estate | PA-04 Community Landscaping | EMAAR | Orient Irrigation | Award | 2022 | Fixed Price Lump Sum | SITE WORK | Filling | Filling: Including Surface Preparation, Compaction And All Ancillary Works As Necessary; To Typology D | 230 | m³ | AED | 13.2
2022-12 | 2 | 2.0634 |  | United Arab Emirates | Dubai | Hard & Soft Landscaping | MBR - Dubai Hills Estate | PA-04 Community Landscaping | EMAAR | Orient Irrigation | Award | 2022 | Fixed Price Lump Sum | SITE WORK | Filling | Compacted Sub-Base Material: Laid On Compacted Sub-Grade: Naturally Or Artificially Graded Mixture Of Natural Or Crushed Gravel, Crushed Stone, And Natural Or Crushed Gravel/Stone: Including Surface Preparation, Accessories And All Ancillary Works As Necessary; Beds; 150Mm Thick; To Paving Areas | 174 | m³ | AED | 99.7
2022-12 | 2 | 2.0635 |  | United Arab Emirates | Dubai | Hard & Soft Landscaping | MBR - Dubai Hills Estate | PA-04 Community Landscaping | EMAAR | Orient Irrigation | Award | 2022 | Fixed Price Lump Sum | SITE WORK | Filling | Compacted Sub-Base Material: Laid On Compacted Sub-Grade: Naturally Or Artificially Graded Mixture Of Natural Or Crushed Gravel, Crushed Stone, And Natural Or Crushed Gravel/Stone: Including Surface Preparation, Accessories And All Ancillary Works As Necessary; Beds; To Paving Areas; To Buggy Access | 87 | m³ | AED | 99.7
2022-12 | 2 | 2.0635 |  | United Arab Emirates | Dubai | Hard & Soft Landscaping | MBR - Dubai Hills Estate | PA-04 Community Landscaping | EMAAR | Orient Irrigation | Award | 2022 | Fixed Price Lump Sum | SITE WORK | Filling | Compacted Sub-Base Material: Laid On Compacted Sub-Grade: Naturally Or Artificially Graded Mixture Of Natural Or Crushed Gravel, Crushed Stone, And Natural Or Crushed Gravel/Stone: Including Surface Preparation, Accessories And All Ancillary Works As Necessary; Beds; 150Mm Thick; To Gravel Mulch | 20 | m³ | AED | 99.7
2022-12 | 2 | 2.0635 |  | United Arab Emirates | Dubai | Hard & Soft Landscaping | MBR - Dubai Hills Estate | PA-04 Community Landscaping | EMAAR | Orient Irrigation | Award | 2022 | Fixed Price Lump Sum | SITE WORK | Landscaping | Irrigation Installation; Excavation Of Trenches For Irrigation Pipes (Measured Separately): Including Disposal, Compaction Complete With Back Filling, Disposal Of Surplus Material And All Ancillary Works As Necessary (Depth Not Less Than 1000 But Not Exceeding 1500Mm); To 2" Diameter Irrigation Mainline | 2 | m | AED | 10.7
2022-12 | 2 | 2.0635 |  | United Arab Emirates | Dubai | Hard & Soft Landscaping | MBR - Dubai Hills Estate | PA-04 Community Landscaping | EMAAR | Orient Irrigation | Award | 2022 | Fixed Price Lump Sum | SITE WORK | Landscaping | Irrigation Installation; Excavation Of Trenches For Irrigation Pipes (Measured Separately): Including Disposal, Compaction Complete With Back Filling, Disposal Of Surplus Material And All Ancillary Works As Necessary (Depth Not Less Than 1000 But Not Exceeding 1500Mm); To 3" Diameter Irrigation Mainline | 9 | m | AED | 10.7
2022-12 | 2 | 2.0635 |  | United Arab Emirates | Dubai | Hard & Soft Landscaping | MBR - Dubai Hills Estate | PA-04 Community Landscaping | EMAAR | Orient Irrigation | Award | 2022 | Fixed Price Lump Sum | SITE WORK | Landscaping | Irrigation Installation; Excavation Of Trenches For Irrigation Pipes (Measured Separately): Including Disposal, Compaction Complete With Back Filling, Disposal Of Surplus Material And All Ancillary Works As Necessary (Depth Not Less Than 1000 But Not Exceeding 1500Mm); To 4" Diameter Irrigation Mainline | 2 | m | AED | 10.7
2022-12 | 2 | 2.0635 |  | United Arab Emirates | Dubai | Hard & Soft Landscaping | MBR - Dubai Hills Estate | PA-04 Community Landscaping | EMAAR | Orient Irrigation | Award | 2022 | Fixed Price Lump Sum | SITE WORK | Excavation | Excavation Of Trenches For Irrigation Pipes (Measured Separately): Including Disposal, Compaction Complete With Back Filling, Disposal Of Surplus Material And All Ancillary Works As Necessary (Depth Not Exceeding 1000Mm); To 1" Diameter | 3231 | m | AED | 5.3
2022-12 | 2 | 2.0635 |  | United Arab Emirates | Dubai | Hard & Soft Landscaping | MBR - Dubai Hills Estate | PA-04 Community Landscaping | EMAAR | Orient Irrigation | Award | 2022 | Fixed Price Lump Sum | SITE WORK | Excavation | Excavation Of Trenches For Irrigation Pipes (Measured Separately): Including Disposal, Compaction Complete With Back Filling, Disposal Of Surplus Material And All Ancillary Works As Necessary (Depth Not Exceeding 1000Mm); To 1 1/2" Diameter | 1060 | m | AED | 5.3
2022-12 | 2 | 2.0635 |  | United Arab Emirates | Dubai | Hard & Soft Landscaping | MBR - Dubai Hills Estate | PA-04 Community Landscaping | EMAAR | Orient Irrigation | Award | 2022 | Fixed Price Lump Sum | SITE WORK | Excavation | Excavation Of Trenches For Irrigation Pipes (Measured Separately): Including Disposal, Compaction Complete With Back Filling, Disposal Of Surplus Material And All Ancillary Works As Necessary (Depth Not Exceeding 1000Mm); To 2" Diameter | 971 | m | AED | 5.3
2022-12 | 2 | 2.0635 |  | United Arab Emirates | Dubai | Hard & Soft Landscaping | MBR - Dubai Hills Estate | PA-04 Community Landscaping | EMAAR | Orient Irrigation | Award | 2022 | Fixed Price Lump Sum | SITE WORK | Excavation | Excavation Of Trenches For Irrigation Pipes (Measured Separately): Including Disposal, Compaction Complete With Back Filling, Disposal Of Surplus Material And All Ancillary Works As Necessary (Depth Not Exceeding 1000Mm); To 3" Diameter | 2167 | m | AED | 5.3
2022-12 | 2 | 2.0635 |  | United Arab Emirates | Dubai | Hard & Soft Landscaping | MBR - Dubai Hills Estate | PA-04 Community Landscaping | EMAAR | Orient Irrigation | Award | 2022 | Fixed Price Lump Sum | SITE WORK | Underground drainage | Beds And Surrounds With Warning Tape, Selected Backfill Compacted Layer By Layer, Free From Lumps And Stones And Selected Sand Bedding To Following Irrigation Pipeworks, Fittings And All Ancillary Works As Necessary; To 1" Diameter | 3231 | m | AED | 3.2
2022-12 | 2 | 2.0636 |  | United Arab Emirates | Dubai | Hard & Soft Landscaping | MBR - Dubai Hills Estate | PA-04 Community Landscaping | EMAAR | Orient Irrigation | Award | 2022 | Fixed Price Lump Sum | SITE WORK | Underground drainage | Beds And Surrounds With Warning Tape, Selected Backfill Compacted Layer By Layer, Free From Lumps And Stones And Selected Sand Bedding To Following Irrigation Pipeworks, Fittings And All Ancillary Works As Necessary; To 1 1/2" Diameter | 1060 | m | AED | 3.2
2022-12 | 2 | 2.0636 |  | United Arab Emirates | Dubai | Hard & Soft Landscaping | MBR - Dubai Hills Estate | PA-04 Community Landscaping | EMAAR | Orient Irrigation | Award | 2022 | Fixed Price Lump Sum | SITE WORK | Underground drainage | Beds And Surrounds With Warning Tape, Selected Backfill Compacted Layer By Layer, Free From Lumps And Stones And Selected Sand Bedding To Following Irrigation Pipeworks, Fittings And All Ancillary Works As Necessary; To 2" Diameter | 973 | m | AED | 3.2
2022-12 | 2 | 2.0636 |  | United Arab Emirates | Dubai | Hard & Soft Landscaping | MBR - Dubai Hills Estate | PA-04 Community Landscaping | EMAAR | Orient Irrigation | Award | 2022 | Fixed Price Lump Sum | SITE WORK | Underground drainage | Beds And Surrounds With Warning Tape, Selected Backfill Compacted Layer By Layer, Free From Lumps And Stones And Selected Sand Bedding To Following Irrigation Pipeworks, Fittings And All Ancillary Works As Necessary; To 3" Diameter | 2176 | m | AED | 3.2
2022-12 | 2 | 2.0636 |  | United Arab Emirates | Dubai | Hard & Soft Landscaping | MBR - Dubai Hills Estate | PA-04 Community Landscaping | EMAAR | Orient Irrigation | Award | 2022 | Fixed Price Lump Sum | SITE WORK | Underground drainage | Beds And Surrounds With Warning Tape, Selected Backfill Compacted Layer By Layer, Free From Lumps And Stones And Selected Sand Bedding To Following Irrigation Pipeworks, Fittings And All Ancillary Works As Necessary; To 4" Diameter Irrigation Mainline | 2 | m | AED | 3.2
2022-12 | 2 | 2.0636 |  | United Arab Emirates | Dubai | Hard & Soft Landscaping | MBR - Dubai Hills Estate | PA-04 Community Landscaping | EMAAR | Orient Irrigation | Award | 2022 | Fixed Price Lump Sum | SITE WORK | Paving and surfacing | Precast Concrete Paving: Laid In Random Staggered Pattern To Falls And Cross Falls: On And Including 50Mm Thick Sand Bedding And 3 Mm Thick Sand Fill Joints: Including All Ancillary Works As Necessary; 60Mm Thick; To Tunnel | 109 | m² | AED | 81.3
2022-12 | 2 | 2.0636 |  | United Arab Emirates | Dubai | Hard & Soft Landscaping | MBR - Dubai Hills Estate | PA-04 Community Landscaping | EMAAR | Orient Irrigation | Award | 2022 | Fixed Price Lump Sum | SITE WORK | Paving and surfacing | Precast Concrete Paving: Laid In Random Staggered Pattern To Falls And Cross Falls: On And Including 50Mm Thick Sand Bedding And 3 Mm Thick Sand Fill Joints: Including All Ancillary Works As Necessary; 60Mm Thick; To New Cart Path | 469 | m² | AED | 81.3
2022-12 | 2 | 2.0636 |  | United Arab Emirates | Dubai | Hard & Soft Landscaping | MBR - Dubai Hills Estate | PA-04 Community Landscaping | EMAAR | Orient Irrigation | Award | 2022 | Fixed Price Lump Sum | SITE WORK | Paving and surfacing | Precast Concrete Paving: Laid In Random Staggered Pattern To Falls And Cross Falls: On And Including 50Mm Thick Sand Bedding And 3 Mm Thick Sand Fill Joints: Including All Ancillary Works As Necessary; Type Pv-02; Size 120 X 160 X 60Mm Thick, 160 X 160 X 60Mm Thick And 240 X 160 X 60Mm Thick; To Streetscape; Roundabout Entrance | 1157 | m² | AED | 79.1
2022-12 | 2 | 2.0636 |  | United Arab Emirates | Dubai | Hard & Soft Landscaping | MBR - Dubai Hills Estate | PA-04 Community Landscaping | EMAAR | Orient Irrigation | Award | 2022 | Fixed Price Lump Sum | SITE WORK | Paving and surfacing | Precast Concrete Paving Banding; Laid In Pattern To Falls And Cross Falls; On And Including 50Mm Thick Mortar Bedding & Concrete Haunchinq & Base, Grouting Joints And All Ancillary Works As Necessary; Type B-02; Size 200 X 200 X 60Mm Thick; 200Mm Wide Border; To Public Open Space Footpath; Roundabout Entrance | 1394 | m | AED | 43.9
2022-12 | 2 | 2.0636 |  | United Arab Emirates | Dubai | Hard & Soft Landscaping | MBR - Dubai Hills Estate | PA-04 Community Landscaping | EMAAR | Orient Irrigation | Award | 2022 | Fixed Price Lump Sum | SITE WORK | Landscaping | Local Sand; Including All Ancillary Works As Necessary; Type S-01; 150Mm (Min); To Buffer Zone | 21449 | m² | AED | 4
2022-12 | 2 | 2.0636 |  | United Arab Emirates | Dubai | Hard & Soft Landscaping | MBR - Dubai Hills Estate | PA-04 Community Landscaping | EMAAR | Orient Irrigation | Award | 2022 | Fixed Price Lump Sum | SITE WORK | Landscaping | Loose Laid-Qravel; Various Size 50-75 Mm Diameter; Including All Ancillary Works As Necessary; Type Ag-01; 80 To 100Mm; To Roundabout Entrance | 132 | m² | AED | 48.6
2022-12 | 2 | 2.0637 |  | United Arab Emirates | Dubai | Hard & Soft Landscaping | MBR - Dubai Hills Estate | PA-04 Community Landscaping | EMAAR | Orient Irrigation | Award | 2022 | Fixed Price Lump Sum | SITE WORK | Paving and surfacing | Kerbs And Edgings; Geotextile Filter Fabric: Nonwoven. Needle-Punched Geotextile, Made From Polyolefins Or Polyesters; Including Surface Preparation And All Ancillary Works As Necessary; To Roundabout Entrance | 1157 | m² | AED | 2.8
2022-12 | 2 | 2.0637 |  | United Arab Emirates | Dubai | Hard & Soft Landscaping | MBR - Dubai Hills Estate | PA-04 Community Landscaping | EMAAR | Orient Irrigation | Award | 2022 | Fixed Price Lump Sum | SITE WORK | Paving and surfacing | Kerbs And Edgings; Geotextile Filter Fabric: Nonwoven. Needle-Punched Geotextile, Made From Polyolefins Or Polyesters; Including Surface Preparation And All Ancillary Works As Necessary; To Buffer Zone | 21449 | m² | AED | 2.8
2022-12 | 2 | 2.0637 |  | United Arab Emirates | Dubai | Hard & Soft Landscaping | MBR - Dubai Hills Estate | PA-04 Community Landscaping | EMAAR | Orient Irrigation | Award | 2022 | Fixed Price Lump Sum | SITE WORK | Paving and surfacing | Kerbs And Edgings; Geotextile Filter Fabric: Nonwoven. Needle-Punched Geotextile, Made From Polyolefins Or Polyesters; Including Surface Preparation And All Ancillary Works As Necessary; To Gravel Mulch | 132 | m² | AED | 2.8
2022-12 | 2 | 2.0637 |  | United Arab Emirates | Dubai | Hard & Soft Landscaping | MBR - Dubai Hills Estate | PA-04 Community Landscaping | EMAAR | Orient Irrigation | Award | 2022 | Fixed Price Lump Sum | SITE WORK | Landscaping | Softscape; Planting Soil Mix: Including Fertilizer And All Ancillary Works As Necessary; 300Mm Depth; To Grass Planting | 494 | m² | AED | 12.5
2022-12 | 2 | 2.0637 |  | United Arab Emirates | Dubai | Hard & Soft Landscaping | MBR - Dubai Hills Estate | PA-04 Community Landscaping | EMAAR | Orient Irrigation | Award | 2022 | Fixed Price Lump Sum | SITE WORK | Landscaping | Softscape; Planting Soil Mix: Including Fertilizer And All Ancillary Works As Necessary; 500Mm Depth; To Ground Cover Planting | 3302 | m² | AED | 12.5
2022-12 | 2 | 2.0637 |  | United Arab Emirates | Dubai | Hard & Soft Landscaping | MBR - Dubai Hills Estate | PA-04 Community Landscaping | EMAAR | Orient Irrigation | Award | 2022 | Fixed Price Lump Sum | SITE WORK | Landscaping | Softscape; Planting Soil Mix: Including Fertilizer And All Ancillary Works As Necessary; 500Mm Depth; To Shrub Planting | 12925 | m² | AED | 18.7
2022-12 | 2 | 2.0637 |  | United Arab Emirates | Dubai | Hard & Soft Landscaping | MBR - Dubai Hills Estate | PA-04 Community Landscaping | EMAAR | Orient Irrigation | Award | 2022 | Fixed Price Lump Sum | SITE WORK | Landscaping | Softscape; Planting Soil Mix: Including Fertilizer And All Ancillary Works As Necessary; 500Mm Depth; To Succulent Planting | 308 | m² | AED | 20.8
2022-12 | 2 | 2.0637 |  | United Arab Emirates | Dubai | Hard & Soft Landscaping | MBR - Dubai Hills Estate | PA-04 Community Landscaping | EMAAR | Orient Irrigation | Award | 2022 | Fixed Price Lump Sum | SITE WORK | Landscaping | Softscape; Planting Soil Mix: Including Fertilizer And All Ancillary Works As Necessary; 1200Mm Depth; To Trees On Grade | 112 | m² | AED | 50
2022-12 | 2 | 2.0637 |  | United Arab Emirates | Dubai | Hard & Soft Landscaping | MBR - Dubai Hills Estate | PA-04 Community Landscaping | EMAAR | Orient Irrigation | Award | 2022 | Fixed Price Lump Sum | SITE WORK | Landscaping | 1500Mm Depth; To Palms | 115 | m² | AED | 62.5
2022-12 | 2 | 2.0637 |  | United Arab Emirates | Dubai | Hard & Soft Landscaping | MBR - Dubai Hills Estate | PA-04 Community Landscaping | EMAAR | Orient Irrigation | Award | 2022 | Fixed Price Lump Sum | SITE WORK | Landscaping | Aggregate Drainage Layer; Size 10 To 15 Mm Diameter; Including One Layer Of Geotextile; All Ancillary Works As Necessary; To Tree Pits; 100Mm Thick | 11 | m³ | AED | 115
2022-12 | 2 | 2.0638 |  | United Arab Emirates | Dubai | Hard & Soft Landscaping | MBR - Dubai Hills Estate | PA-04 Community Landscaping | EMAAR | Orient Irrigation | Award | 2022 | Fixed Price Lump Sum | SITE WORK | Landscaping | Aggregate Drainage Layer; Size 10 To 15 Mm Diameter; Including One Layer Of Geotextile; All Ancillary Works As Necessary; To Palms Pits; 100Mm Thick | 11 | m³ | AED | 115
2022-12 | 2 | 2.0638 |  | United Arab Emirates | Dubai | Hard & Soft Landscaping | MBR - Dubai Hills Estate | PA-04 Community Landscaping | EMAAR | Orient Irrigation | Award | 2022 | Fixed Price Lump Sum | SITE WORK | Landscaping | Grass; Including Herbicides, Earthworks, Accessories And All Ancillary Works As Necessary; Pennisetum Rubrum; Pen Rub; 300-500Mm Overall Height, 300Mm Spread, 400Mm Spacing | 494 | m² | AED | 33.4
2022-12 | 2 | 2.0638 |  | United Arab Emirates | Dubai | Hard & Soft Landscaping | MBR - Dubai Hills Estate | PA-04 Community Landscaping | EMAAR | Orient Irrigation | Award | 2022 | Fixed Price Lump Sum | SITE WORK | Landscaping | Groundcovers; Including Herbicides, Earthworks, Accessories And All Ancillary Works As Necessary; Asystasia Gangetica; Asy Gan; 200-300Mm Overall Height, 300Mm Spread, 300Mm Spacing | 155 | m² | AED | 18.1
2022-12 | 2 | 2.0638 |  | United Arab Emirates | Dubai | Hard & Soft Landscaping | MBR - Dubai Hills Estate | PA-04 Community Landscaping | EMAAR | Orient Irrigation | Award | 2022 | Fixed Price Lump Sum | SITE WORK | Landscaping | Groundcovers; Including Herbicides, Earthworks, Accessories And All Ancillary Works As Necessary; Lantana Camara; Lan Cam; 200-300Mm Overall Height, 300Mm Spread, 300Mm Spacing | 674 | m² | AED | 29
2022-12 | 2 | 2.0638 |  | United Arab Emirates | Dubai | Hard & Soft Landscaping | MBR - Dubai Hills Estate | PA-04 Community Landscaping | EMAAR | Orient Irrigation | Award | 2022 | Fixed Price Lump Sum | SITE WORK | Landscaping | Groundcovers; Including Herbicides, Earthworks, Accessories And All Ancillary Works As Necessary; Ruellia Ciliosa; Rue Oil; 300-500Mm Overall Height, 200-300Mm Spread, 400Mm Spacing | 1099 | m² | AED | 12
2022-12 | 2 | 2.0638 |  | United Arab Emirates | Dubai | Hard & Soft Landscaping | MBR - Dubai Hills Estate | PA-04 Community Landscaping | EMAAR | Orient Irrigation | Award | 2022 | Fixed Price Lump Sum | SITE WORK | Landscaping | Groundcovers; Including Herbicides, Earthworks, Accessories And All Ancillary Works As Necessary; Sesuvium Portulacastrum; Ses Por; 300Mm Overall Height, 300Mm Spread, 600Mm Spacing | 522 | m² | AED | 8.8
2022-12 | 2 | 2.0638 |  | United Arab Emirates | Dubai | Hard & Soft Landscaping | MBR - Dubai Hills Estate | PA-04 Community Landscaping | EMAAR | Orient Irrigation | Award | 2022 | Fixed Price Lump Sum | SITE WORK | Landscaping | Groundcovers; Including Herbicides, Earthworks, Accessories And All Ancillary Works As Necessary; Sphagneticola Trilobata; Sph Tri; 300-400Mm Overall Height, 200-300Mm Spread, 400Mm Spacing | 853 | m² | AED | 12
2022-12 | 2 | 2.0638 |  | United Arab Emirates | Dubai | Hard & Soft Landscaping | MBR - Dubai Hills Estate | PA-04 Community Landscaping | EMAAR | Orient Irrigation | Award | 2022 | Fixed Price Lump Sum | SITE WORK | Landscaping | Shrubs: Including Herbicides, Earthworks, Accessories And All Ancillary Works As Necessary; Agave Attenuata / Agave; Aga Att; 300Mm Overall Height, 300Mm Spread, 500Mm Spacing | 857 | Nr | AED | 29.2
2022-12 | 2 | 2.0638 |  | United Arab Emirates | Dubai | Hard & Soft Landscaping | MBR - Dubai Hills Estate | PA-04 Community Landscaping | EMAAR | Orient Irrigation | Award | 2022 | Fixed Price Lump Sum | SITE WORK | Landscaping | Shrubs: Including Herbicides, Earthworks, Accessories And All Ancillary Works As Necessary; Yucca Gloriosa / Spanish Dagger; Yuc Glo; 800Mm Overall Height, 600Mm Spread | 321 | Nr | AED | 36.1
2022-12 | 2 | 2.0638 |  | United Arab Emirates | Dubai | Hard & Soft Landscaping | MBR - Dubai Hills Estate | PA-04 Community Landscaping | EMAAR | Orient Irrigation | Award | 2022 | Fixed Price Lump Sum | SITE WORK | Landscaping | Shrubs Area; Including Herbicides, Earthworks. Accessories And All Ancillary Works As Necessary; Atriplex Semibaccata / Australian Saltbush; Atr Sem; 600Mm Overall Height, 300-500Mm Spread, 350Mm Spacing | 4035 | m² | AED | 32.4
2022-12 | 2 | 2.0639 |  | United Arab Emirates | Dubai | Hard & Soft Landscaping | MBR - Dubai Hills Estate | PA-04 Community Landscaping | EMAAR | Orient Irrigation | Award | 2022 | Fixed Price Lump Sum | SITE WORK | Landscaping | Shrubs Area; Including Herbicides, Earthworks. Accessories And All Ancillary Works As Necessary; Bougainvillea Glabra 'White'; Bou Wh5; 400- 600Mm Overall Height, 300-400Mm Spread, 500Mm Spacing | 431 | m² | AED | 51.8
2022-12 | 2 | 2.0639 |  | United Arab Emirates | Dubai | Hard & Soft Landscaping | MBR - Dubai Hills Estate | PA-04 Community Landscaping | EMAAR | Orient Irrigation | Award | 2022 | Fixed Price Lump Sum | SITE WORK | Landscaping | Shrubs Area; Including Herbicides, Earthworks. Accessories And All Ancillary Works As Necessary; Bougainvillea Pixie; Bou Pix; 400-600Mm Overall Height, 400-450Mm Spread, 300Mm Spacing | 1692 | m² | AED | 51.8
2022-12 | 2 | 2.0639 |  | United Arab Emirates | Dubai | Hard & Soft Landscaping | MBR - Dubai Hills Estate | PA-04 Community Landscaping | EMAAR | Orient Irrigation | Award | 2022 | Fixed Price Lump Sum | SITE WORK | Landscaping | Shrubs Area; Including Herbicides, Earthworks. Accessories And All Ancillary Works As Necessary; Clerodendrum Inerme; Ole Ine; 400Mm Overall Height, 400Mm Spread, 400Mm Spacing | 74 | m² | AED | 38.9
2022-12 | 2 | 2.0639 |  | United Arab Emirates | Dubai | Hard & Soft Landscaping | MBR - Dubai Hills Estate | PA-04 Community Landscaping | EMAAR | Orient Irrigation | Award | 2022 | Fixed Price Lump Sum | SITE WORK | Landscaping | Shrubs Area; Including Herbicides, Earthworks. Accessories And All Ancillary Works As Necessary; Leucophyllum Frutescens / Texas Sage; Leu Fru; 400-600Mm Overall Height, 400Mm Spread, 400Mm Spacing | 1056 | m² | AED | 34.6
2022-12 | 2 | 2.0639 |  | United Arab Emirates | Dubai | Hard & Soft Landscaping | MBR - Dubai Hills Estate | PA-04 Community Landscaping | EMAAR | Orient Irrigation | Award | 2022 | Fixed Price Lump Sum | SITE WORK | Landscaping | Shrubs Area; Including Herbicides, Earthworks. Accessories And All Ancillary Works As Necessary; Sporobolus Spicatus / Drop Seed Grass; Spo Spi; 300-400Mm Overall Height, 150Mm Spread, 200Mm Spacing | 4093 | m² | AED | 27
2022-12 | 2 | 2.0639 |  | United Arab Emirates | Dubai | Hard & Soft Landscaping | MBR - Dubai Hills Estate | PA-04 Community Landscaping | EMAAR | Orient Irrigation | Award | 2022 | Fixed Price Lump Sum | SITE WORK | Landscaping | Shrubs Area; Including Herbicides, Earthworks. Accessories And All Ancillary Works As Necessary; Thevetia Peruviana; The Per; 400-600Mm Overall Height, 300-400Mm Spread, 500Mm Spacing | 278.08 | m² | AED | 47.5
2022-12 | 2 | 2.0639 |  | United Arab Emirates | Dubai | Hard & Soft Landscaping | MBR - Dubai Hills Estate | PA-04 Community Landscaping | EMAAR | Orient Irrigation | Award | 2022 | Fixed Price Lump Sum | SITE WORK | Landscaping | Zygophyllum Qatarense; Zyg Spp; 600Mm Overall Height, 800Mm Spread, 400Mm Spacing | 1095 | m² | AED | 47.5
2022-12 | 2 | 2.0639 |  | United Arab Emirates | Dubai | Hard & Soft Landscaping | MBR - Dubai Hills Estate | PA-04 Community Landscaping | EMAAR | Orient Irrigation | Award | 2022 | Fixed Price Lump Sum | SITE WORK | Landscaping | Succulents: Including Herbicides, Earthworks, Fertilizers, Accessories And All Ancillary Works As Necessary; Agave Americana / Century Plant; Aga Ame; 600Mm Overall Height, 300Mm Spread, 500Mm Spacing | 308 | m² | AED | 77.8
2022-12 | 2 | 2.0639 |  | United Arab Emirates | Dubai | Hard & Soft Landscaping | MBR - Dubai Hills Estate | PA-04 Community Landscaping | EMAAR | Orient Irrigation | Award | 2022 | Fixed Price Lump Sum | SITE WORK | Landscaping | Trees: Including Herbicides, Tree Stake, Braces, Root Barrier, Earthworks, Accessories And All Ancillary Works As Necessary; Azadirachta Indica; Aza Nee; 2.5 M Overall Height 1.8 M Trunk | 21 | Nr | AED | 236.6
2022-12 | 2 | 2.0639 |  | United Arab Emirates | Dubai | Hard & Soft Landscaping | MBR - Dubai Hills Estate | PA-04 Community Landscaping | EMAAR | Orient Irrigation | Award | 2022 | Fixed Price Lump Sum | SITE WORK | Landscaping | Trees: Including Herbicides, Tree Stake, Braces, Root Barrier, Earthworks, Accessories And All Ancillary Works As Necessary; Delonix Regia; Del Reg; 2.5 M Overall Height, 1.8 M Trunk | 43 | Nr | AED | 647
2022-12 | 2 | 2.064 |  | United Arab Emirates | Dubai | Hard & Soft Landscaping | MBR - Dubai Hills Estate | PA-04 Community Landscaping | EMAAR | Orient Irrigation | Award | 2022 | Fixed Price Lump Sum | SITE WORK | Landscaping | Trees: Including Herbicides, Tree Stake, Braces, Root Barrier, Earthworks, Accessories And All Ancillary Works As Necessary; Prosopis Cineraria; Pro Cin; 2.5 M Overall Height 1.5 M Trunk | 14 | Nr | AED | 849.5
2022-12 | 2 | 2.064 |  | United Arab Emirates | Dubai | Hard & Soft Landscaping | MBR - Dubai Hills Estate | PA-04 Community Landscaping | EMAAR | Orient Irrigation | Award | 2022 | Fixed Price Lump Sum | SITE WORK | Landscaping | Palms; Including Herbicides, Tree Stake, Braces. Root Barrier, Earthworks, Accessories And All Ancillary Works As Necessary; Phoenix Dactylifera; Pho Dac; 6 M Overall Height 4 M Trunk | 51 | Nr | AED | 1984.5
2022-12 | 2 | 2.064 |  | United Arab Emirates | Dubai | Hard & Soft Landscaping | MBR - Dubai Hills Estate | PA-04 Community Landscaping | EMAAR | Orient Irrigation | Award | 2022 | Fixed Price Lump Sum | SITE WORK | Landscaping | Geotextile Filter Fabric; Nonwoven Qeotextile, Made From Polypropylene, Polyolefin, Or Polyester Fibers Including All Ancillary Works As Necessary; To Tree Pits And Planting Areas; Horizontal Areas | 17256 | m² | AED | 2.8
2022-12 | 2 | 2.064 |  | United Arab Emirates | Dubai | Hard & Soft Landscaping | MBR - Dubai Hills Estate | PA-04 Community Landscaping | EMAAR | Orient Irrigation | Award | 2022 | Fixed Price Lump Sum | SITE WORK | Landscaping | Geotextile Filter Fabric; Nonwoven Qeotextile, Made From Polypropylene, Polyolefin, Or Polyester Fibers Including All Ancillary Works As Necessary; To Tree Pits; Vertical Areas | 1021 | m² | AED | 2.8
2022-12 | 2 | 2.064 |  | United Arab Emirates | Dubai | Hard & Soft Landscaping | MBR - Dubai Hills Estate | PA-04 Community Landscaping | EMAAR | Orient Irrigation | Award | 2022 | Fixed Price Lump Sum | SITE WORK | Landscaping | Irrigation Works; Upvc Pipe Class D And Fittings Including Thrust Block And Fixing Accessories And All Ancillary Works As Necessary (Excavation Measured Separately); Size; 2" Diameter Irrigation Mainline | 2 | m | AED | 12.7
2022-12 | 2 | 2.064 |  | United Arab Emirates | Dubai | Hard & Soft Landscaping | MBR - Dubai Hills Estate | PA-04 Community Landscaping | EMAAR | Orient Irrigation | Award | 2022 | Fixed Price Lump Sum | SITE WORK | Landscaping | Irrigation Works; Upvc Pipe Class D And Fittings Including Thrust Block And Fixing Accessories And All Ancillary Works As Necessary (Excavation Measured Separately); Size; 3" Diameter Irrigation Mainline | 9 | m | AED | 29.8
2022-12 | 2 | 2.064 |  | United Arab Emirates | Dubai | Hard & Soft Landscaping | MBR - Dubai Hills Estate | PA-04 Community Landscaping | EMAAR | Orient Irrigation | Award | 2022 | Fixed Price Lump Sum | SITE WORK | Landscaping | Irrigation Works; Upvc Pipe Class D And Fittings Including Thrust Block And Fixing Accessories And All Ancillary Works As Necessary (Excavation Measured Separately); Size; 4" Diameter Irrigation Mainline | 2 | m | AED | 40.6
2022-12 | 2 | 2.064 |  | United Arab Emirates | Dubai | Hard & Soft Landscaping | MBR - Dubai Hills Estate | PA-04 Community Landscaping | EMAAR | Orient Irrigation | Award | 2022 | Fixed Price Lump Sum | SITE WORK | Underground drainage | Upvc Pipe Class E And Fittings Including Supports And Fixing Accessories And All Ancillary Works As Necessary (Excavation Measured Separately); Size; 1" Diameter Irrigation Drip Line Shrubs, Gc And Trees | 3230 | m | AED | 7.5
2022-12 | 2 | 2.064 |  | United Arab Emirates | Dubai | Hard & Soft Landscaping | MBR - Dubai Hills Estate | PA-04 Community Landscaping | EMAAR | Orient Irrigation | Award | 2022 | Fixed Price Lump Sum | SITE WORK | Underground drainage | Upvc Pipe Class D And Fittings Including Supports And Fixing Accessories And All Ancillary Works As Necessary (Excavation Measured Separately); Size; 1 1/2" Diameter Irrigation Drip Line Shrubs, Gc And Trees | 1060 | m | AED | 8.5
2022-12 | 2 | 2.064 |  | United Arab Emirates | Dubai | Hard & Soft Landscaping | MBR - Dubai Hills Estate | PA-04 Community Landscaping | EMAAR | Orient Irrigation | Award | 2022 | Fixed Price Lump Sum | SITE WORK | Underground drainage | Upvc Pipe Class D And Fittings Including Supports And Fixing Accessories And All Ancillary Works As Necessary (Excavation Measured Separately); Size; 2" Diameter Irrigation Drip Line Shrubs, Gc And Trees | 656 | m | AED | 12.7
2022-12 | 2 | 2.0641 |  | United Arab Emirates | Dubai | Hard & Soft Landscaping | MBR - Dubai Hills Estate | PA-04 Community Landscaping | EMAAR | Orient Irrigation | Award | 2022 | Fixed Price Lump Sum | SITE WORK | Underground drainage | Upvc Pipe Class D And Fittings Including Supports And Fixing Accessories And All Ancillary Works As Necessary (Excavation Measured Separately); Size; 3" Diameter Irrigation Drip Line Shrubs, Gc And Trees | 2167 | m | AED | 27.2
2022-12 | 2 | 2.0641 |  | United Arab Emirates | Dubai | Hard & Soft Landscaping | MBR - Dubai Hills Estate | PA-04 Community Landscaping | EMAAR | Orient Irrigation | Award | 2022 | Fixed Price Lump Sum | SITE WORK | Underground drainage | Upvc Irrigation Conduit Class D To Control Valves Including Supports, Fixing, Accessories And All Ancillary Works As Necessary (Excavation Measured Separately); Size; 2" Diameter | 316 | m | AED | 12.7
2022-12 | 2 | 2.0641 |  | United Arab Emirates | Dubai | Hard & Soft Landscaping | MBR - Dubai Hills Estate | PA-04 Community Landscaping | EMAAR | Orient Irrigation | Award | 2022 | Fixed Price Lump Sum | SITE WORK | Landscaping | Irrigation Polyethylene Duct Pipe Sdr-7 To Roadways And Hardscape; Including Supports, Fixings, Accessories And All Ancillary Works As Necessary; Size; 3" Diameter | 102 | m | AED | 29.8
2022-12 | 2 | 2.0641 |  | United Arab Emirates | Dubai | Hard & Soft Landscaping | MBR - Dubai Hills Estate | PA-04 Community Landscaping | EMAAR | Orient Irrigation | Award | 2022 | Fixed Price Lump Sum | SITE WORK | Landscaping | Accessories; Valves; Including Supports, Markings, Fixing Accessories And All Ancillary Works As Necessary (Valve Box Measured Separately); Drip Valve For Trees 25Mm Diameter To Drip Irrigation | 1 | Nr | AED | 1224.5
2022-12 | 2 | 2.0641 |  | United Arab Emirates | Dubai | Hard & Soft Landscaping | MBR - Dubai Hills Estate | PA-04 Community Landscaping | EMAAR | Orient Irrigation | Award | 2022 | Fixed Price Lump Sum | SITE WORK | Landscaping | Accessories; Valves; Including Supports, Markings, Fixing Accessories And All Ancillary Works As Necessary (Valve Box Measured Separately); Drip Valve For Shrubs And Gc 50Mm Diameter To Drip Irrigation | 14 | Nr | AED | 1224.5
2022-12 | 2 | 2.0641 |  | United Arab Emirates | Dubai | Hard & Soft Landscaping | MBR - Dubai Hills Estate | PA-04 Community Landscaping | EMAAR | Orient Irrigation | Award | 2022 | Fixed Price Lump Sum | SITE WORK | Landscaping | Valve Box; Including Excavation, Backfilling, Cover With Frame, Base Support, Accessories And All Ancillary Works As Necessary (Valve Assembly Measured Separately); To Drip Valve Box To Drip Irrigation | 15 | Nr | AED | 302.4
2022-12 | 2 | 2.0641 |  | United Arab Emirates | Dubai | Hard & Soft Landscaping | MBR - Dubai Hills Estate | PA-04 Community Landscaping | EMAAR | Orient Irrigation | Award | 2022 | Fixed Price Lump Sum | SITE WORK | Landscaping | Control Point; Complete With Filtration Chamber, Master Valve, Flow Sensor, Pressure Sensor, Power Supply Cable, Connections, Conduits, Termination, Grounding, Accessories And All Ancillary Works As Necessary; Control Point; Ref. Cp | 1 | Nr | AED | 4779
2022-12 | 2 | 2.0641 |  | United Arab Emirates | Dubai | Hard & Soft Landscaping | MBR - Dubai Hills Estate | PA-04 Community Landscaping | EMAAR | Orient Irrigation | Award | 2022 | Fixed Price Lump Sum | SITE WORK | Landscaping | Decoder Gprs Flow Sensing Controller; Including Power Supply Connections, Wire, Wire To Remote Control Valves, Concrete Base, Accessories And All Ancillary Works As Necessary; Pa04; Irrigation Controller | 1 | Nr | AED | 9910.8
2022-12 | 2 | 2.0641 |  | United Arab Emirates | Dubai | Hard & Soft Landscaping | MBR - Dubai Hills Estate | PA-04 Community Landscaping | EMAAR | Orient Irrigation | Award | 2022 | Fixed Price Lump Sum | SITE WORK | Landscaping | Pull Box: Ref.Cw | 14 | Nr | AED | 147.2
2022-12 | 2 | 2.0641 |  | United Arab Emirates | Dubai | Hard & Soft Landscaping | MBR - Dubai Hills Estate | PA-04 Community Landscaping | EMAAR | Orient Irrigation | Award | 2022 | Fixed Price Lump Sum | SITE WORK | Landscaping | Drip Irrigation: Complete With Supports, Fixing Accessories And All Ancillary Works As Necessary; Multi Risers To Shrubs And Gc | 250 | Nr | AED | 25.9
2022-12 | 2 | 2.0642 |  | United Arab Emirates | Dubai | Hard & Soft Landscaping | MBR - Dubai Hills Estate | PA-04 Community Landscaping | EMAAR | Orient Irrigation | Award | 2022 | Fixed Price Lump Sum | SITE WORK | Landscaping | Drip Irrigation: Complete With Supports, Fixing Accessories And All Ancillary Works As Necessary; Loop Of Inline Emitters For Trees | 77 | Nr | AED | 47.1
2022-12 | 2 | 2.0642 |  | United Arab Emirates | Dubai | Hard & Soft Landscaping | MBR - Dubai Hills Estate | PA-04 Community Landscaping | EMAAR | Orient Irrigation | Award | 2022 | Fixed Price Lump Sum | SITE WORK | Landscaping | Drip Irrigation: Complete With Supports, Fixing Accessories And All Ancillary Works As Necessary; Loop Of Inline Emitters For Palms | 51 | Nr | AED | 51.4
2022-12 | 2 | 2.0642 |  | United Arab Emirates | Dubai | Hard & Soft Landscaping | MBR - Dubai Hills Estate | PA-04 Community Landscaping | EMAAR | Orient Irrigation | Award | 2022 | Fixed Price Lump Sum | SITE WORK | Landscaping | Connection To The Existing Irrigation Network System Including Pipes And Fittings, Accessories And All Ancillary Works As Necessary; 3" Diameter | 1 | Nr | AED | 2138.4
2022-12 | 2 | 2.0642 |  | United Arab Emirates | Dubai | Hard & Soft Landscaping | MBR - Dubai Hills Estate | PA-04 Community Landscaping | EMAAR | Orient Irrigation | Award | 2022 | Fixed Price Lump Sum | SITE WORK | Landscaping | Connection To The Existing Irrigation Network System Including Pipes And Fittings, Accessories And All Ancillary Works As Necessary; 4" Diameter | 1 | Nr | AED | 2138.4
2022-12 | 2 | 2.0642 |  | United Arab Emirates | Dubai | Hard & Soft Landscaping | MBR - Dubai Hills Estate | PA-04 Community Landscaping | EMAAR | Orient Irrigation | Award | 2022 | Fixed Price Lump Sum | SITE WORK | Landscaping | 16Mm Ldpe Drip Tube For Gc & Shrubs | 24000 | m | AED | 3.6
2022-12 | 2 | 2.0642 |  | United Arab Emirates | Dubai | Hard & Soft Landscaping | MBR - Dubai Hills Estate | PA-04 Community Landscaping | EMAAR | Orient Irrigation | Award | 2022 | Fixed Price Lump Sum | MASONRY | Walls and piers | Terraforce Block: L16: With Concrete Foundation And Combination Of Concrete Filled Bottom Blocks. Middle Blocks With Keys And Keyless Top Blocks: Block Size 300 X 260 X 200 Mm: Rockface Finish: Tan Colour: 3Mm Butt Joint: Including Minimum 300Mm Wide Free Draining Granular Fill To Earth Face: Slow Draining Well Graded Sand And Gravel To Earth Face At Lower Levels: Including Geogrid Reinforcement And All Ancillary Works As Necessary; Terraforce Walls; To Buggy Access | 504 | m² | AED | 792.7
2022-12 | 2 | 2.0642 |  | United Arab Emirates | Dubai | Hard & Soft Landscaping | MBR - Dubai Hills Estate | PA-04 Community Landscaping | EMAAR | Orient Irrigation | Award | 2022 | Fixed Price Lump Sum | MASONRY | Walls and piers | Terraforce Block: L16: With Concrete Foundation And Combination Of Concrete Filled Bottom Blocks. Middle Blocks With Keys And Keyless Top Blocks: Block Size 300 X 260 X 200 Mm: Rockface Finish: Tan Colour: 3Mm Butt Joint: Including Minimum 300Mm Wide Free Draining Granular Fill To Earth Face: Slow Draining Well Graded Sand And Gravel To Earth Face At Lower Levels: Including Geogrid Reinforcement And All Ancillary Works As Necessary; Surface Drain Collector Block; 260Mm Wide; At Top Of Terraforce Walls | 268 | m | AED | 81
2022-12 | 2 | 2.0642 |  | United Arab Emirates | Dubai | Hard & Soft Landscaping | MBR - Dubai Hills Estate | PA-04 Community Landscaping | EMAAR | Orient Irrigation | Award | 2022 | Fixed Price Lump Sum | MASONRY | Walls and piers | Terraforce Block: L16: With Concrete Foundation And Combination Of Concrete Filled Bottom Blocks. Middle Blocks With Keys And Keyless Top Blocks: Block Size 300 X 260 X 200 Mm: Rockface Finish: Tan Colour: 3Mm Butt Joint: Including Minimum 300Mm Wide Free Draining Granular Fill To Earth Face: Slow Draining Well Graded Sand And Gravel To Earth Face At Lower Levels: Including Geogrid Reinforcement And All Ancillary Works As Necessary; Subsurface Drain; 300Mm Wide Including 110Mm Perforated Pipe | 268 | m | AED | 52.2
2022-12 | 2 | 2.0642 |  | United Arab Emirates | Dubai | Hard & Soft Landscaping | MBR - Dubai Hills Estate | PA-04 Community Landscaping | EMAAR | Orient Irrigation | Award | 2022 | Fixed Price Lump Sum | ELECTRICAL ENGINEERING INSTALLATIONS | Final sub-circuits and auxiliary installations | Final Sub-Circuit: Including Cables, Terminations, Conduits, Fixings, Supports, Trench Excavation, Backfilling And All Ancillary Works As Necessary; From Lcp To Landscape Light Points; To Main Entrance | 34 | Nr | AED | 1275.2
2022-12 | 2 | 2.0642 |  | United Arab Emirates | Dubai | Hard & Soft Landscaping | MBR - Dubai Hills Estate | PA-04 Community Landscaping | EMAAR | Orient Irrigation | Award | 2022 | Fixed Price Lump Sum | ELECTRICAL ENGINEERING INSTALLATIONS | Final sub-circuits and auxiliary installations | Luminaire: Including Fixing, Support, Accessories And All Ancillary Works As Necessary; Typesl-01; Spike Light - 01, Ip65, Led Projection Light With Spike Mounting And Corrosion Resistant Aluminum Housing; To Main Entrance | 34 | Nr | AED | 1078.6
ALYA-05.2 | 2 | 2.0643 |  | Kingdom of Saudi Arabia | Jeddah | Hard & Soft Landscaping | Red Sea Village | B2 Red Sea Marina | RSG | SALCO | Award | 2021 | Fixed Price Lump Sum | SITE WORK | Excavation | Earthworks;Excavation And Preparation Of Base As Specified And As Shown On Drawings;For Palms | 176 | m³ | SAR | 27
ALYA-05.2 | 2 | 2.0643 |  | Kingdom of Saudi Arabia | Jeddah | Hard & Soft Landscaping | Red Sea Village | B2 Red Sea Marina | RSG | SALCO | Award | 2021 | Fixed Price Lump Sum | SITE WORK | Excavation | Earthworks;Excavation And Preparation Of Base As Specified And As Shown On Drawings;For Trees | 486 | m³ | SAR | 27
ALYA-05.2 | 2 | 2.0643 |  | Kingdom of Saudi Arabia | Jeddah | Hard & Soft Landscaping | Red Sea Village | B2 Red Sea Marina | RSG | SALCO | Award | 2021 | Fixed Price Lump Sum | SITE WORK | Excavation | Earthworks;Excavation And Preparation Of Base As Specified And As Shown On Drawings;For Ground Covers | 460 | m³ | SAR | 20
ALYA-05.2 | 2 | 2.0643 |  | Kingdom of Saudi Arabia | Jeddah | Hard & Soft Landscaping | Red Sea Village | B2 Red Sea Marina | RSG | SALCO | Award | 2021 | Fixed Price Lump Sum | SITE WORK | Excavation | Earthworks;Excavation And Preparation Of Base As Specified And As Shown On Drawings;For Shrubs | 343 | m³ | SAR | 20
ALYA-05.2 | 2 | 2.0643 |  | Kingdom of Saudi Arabia | Jeddah | Hard & Soft Landscaping | Red Sea Village | B2 Red Sea Marina | RSG | SALCO | Award | 2021 | Fixed Price Lump Sum | SITE WORK | Excavation | Earthworks;Excavation And Preparation Of Base As Specified And As Shown On Drawings;For Grass | 106 | m³ | SAR | 20
ALYA-05.2 | 2 | 2.0643 |  | Kingdom of Saudi Arabia | Jeddah | Hard & Soft Landscaping | Red Sea Village | B2 Red Sea Marina | RSG | SALCO | Award | 2021 | Fixed Price Lump Sum | SITE WORK | Disposal | Earthworks;Disposal;Disposal Of Surplus Excavated Material From Site (Provisional Item) | 1571 | m³ | SAR | 20
ALYA-05.2 | 2 | 2.0643 |  | Kingdom of Saudi Arabia | Jeddah | Hard & Soft Landscaping | Red Sea Village | B2 Red Sea Marina | RSG | SALCO | Award | 2021 | Fixed Price Lump Sum | SITE WORK | Landscaping | Earthworks;Planting Medium Consist Of Soil, Compost And Fertilizers;70Mm Thick Bark Mulsch To Be Removed From All Softscape Areas ;To Palms | 154 | m³ | SAR | 134
ALYA-05.2 | 2 | 2.0643 |  | Kingdom of Saudi Arabia | Jeddah | Hard & Soft Landscaping | Red Sea Village | B2 Red Sea Marina | RSG | SALCO | Award | 2021 | Fixed Price Lump Sum | SITE WORK | Landscaping | Earthworks;Planting Medium Consist Of Soil, Compost And Fertilizers;70Mm Thick Bark Mulsch To Be Removed From All Softscape Areas ;To Trees | 403 | m³ | SAR | 134
ALYA-05.2 | 2 | 2.0643 |  | Kingdom of Saudi Arabia | Jeddah | Hard & Soft Landscaping | Red Sea Village | B2 Red Sea Marina | RSG | SALCO | Award | 2021 | Fixed Price Lump Sum | SITE WORK | Landscaping | Earthworks;Planting Medium Consist Of Soil, Compost And Fertilizers;70Mm Thick Bark Mulsch To Be Removed From All Softscape Areas ;To Ground Covers | 460 | m³ | SAR | 134
ALYA-05.2 | 2 | 2.0643 |  | Kingdom of Saudi Arabia | Jeddah | Hard & Soft Landscaping | Red Sea Village | B2 Red Sea Marina | RSG | SALCO | Award | 2021 | Fixed Price Lump Sum | SITE WORK | Landscaping | Earthworks;Planting Medium Consist Of Soil, Compost And Fertilizers;70Mm Thick Bark Mulsch To Be Removed From All Softscape Areas ;To Shrubs | 343 | m³ | SAR | 134
ALYA-05.2 | 2 | 2.0644 |  | Kingdom of Saudi Arabia | Jeddah | Hard & Soft Landscaping | Red Sea Village | B2 Red Sea Marina | RSG | SALCO | Award | 2021 | Fixed Price Lump Sum | SITE WORK | Landscaping | Earthworks;Planting Medium Consist Of Soil, Compost And Fertilizers;70Mm Thick Bark Mulsch To Be Removed From All Softscape Areas ;To Grass | 106 | m³ | SAR | 134
ALYA-05.2 | 2 | 2.0644 |  | Kingdom of Saudi Arabia | Jeddah | Hard & Soft Landscaping | Red Sea Village | B2 Red Sea Marina | RSG | SALCO | Award | 2021 | Fixed Price Lump Sum | SITE WORK | Landscaping | Earthworks;Gravel Wrapped In Geotextile As Capillary Break Layer, Complete As Specified ;Below Planting Medium Of Palms And Trees, 200Mm Thick | 366 | m² | SAR | 25
ALYA-05.2 | 2 | 2.0644 |  | Kingdom of Saudi Arabia | Jeddah | Hard & Soft Landscaping | Red Sea Village | B2 Red Sea Marina | RSG | SALCO | Award | 2021 | Fixed Price Lump Sum | SITE WORK | Landscaping | Planting - Supply And Installation;Palms, Trees, Shrubs And The Like With Healthy Fully Developed Root Balls, Undamaged And Free From Pests And Diseases, Planted In Prepared Ground As Detailed, Including All Compost And Fertilizers, Tree Stakes, Tree Ties, Temporary Planting Screens;Palms;Washingtonia Robusta, Ref. Wash.R6* - 6M Brown Trunk Height | 20 | Nr | SAR | 5029
ALYA-05.2 | 2 | 2.0644 |  | Kingdom of Saudi Arabia | Jeddah | Hard & Soft Landscaping | Red Sea Village | B2 Red Sea Marina | RSG | SALCO | Award | 2021 | Fixed Price Lump Sum | SITE WORK | Landscaping | Planting - Supply And Installation;Palms, Trees, Shrubs And The Like With Healthy Fully Developed Root Balls, Undamaged And Free From Pests And Diseases, Planted In Prepared Ground As Detailed, Including All Compost And Fertilizers, Tree Stakes, Tree Ties, Temporary Planting Screens;Palms;Washingtonia Robusta, Ref. Wash.R5* - 5M Brown Trunk Height | 20 | Nr | SAR | 4583
ALYA-05.2 | 2 | 2.0644 |  | Kingdom of Saudi Arabia | Jeddah | Hard & Soft Landscaping | Red Sea Village | B2 Red Sea Marina | RSG | SALCO | Award | 2021 | Fixed Price Lump Sum | SITE WORK | Landscaping | Planting - Supply And Installation;Palms, Trees, Shrubs And The Like With Healthy Fully Developed Root Balls, Undamaged And Free From Pests And Diseases, Planted In Prepared Ground As Detailed, Including All Compost And Fertilizers, Tree Stakes, Tree Ties, Temporary Planting Screens;Palms;Washingtonia Robusta, Ref. Wash.R4* - 4M Brown Trunk Height | 20 | Nr | SAR | 3782
ALYA-05.2 | 2 | 2.0644 |  | Kingdom of Saudi Arabia | Jeddah | Hard & Soft Landscaping | Red Sea Village | B2 Red Sea Marina | RSG | SALCO | Award | 2021 | Fixed Price Lump Sum | SITE WORK | Landscaping | Planting - Supply And Installation;Palms, Trees, Shrubs And The Like With Healthy Fully Developed Root Balls, Undamaged And Free From Pests And Diseases, Planted In Prepared Ground As Detailed, Including All Compost And Fertilizers, Tree Stakes, Tree Ties, Temporary Planting Screens;Palms;Washingtonia Robusta, Ref. Wash.R3* - 3M Brown Trunk Height | 20 | Nr | SAR | 3360
ALYA-05.2 | 2 | 2.0644 |  | Kingdom of Saudi Arabia | Jeddah | Hard & Soft Landscaping | Red Sea Village | B2 Red Sea Marina | RSG | SALCO | Award | 2021 | Fixed Price Lump Sum | SITE WORK | Landscaping | Planting - Supply And Installation;Palms, Trees, Shrubs And The Like With Healthy Fully Developed Root Balls, Undamaged And Free From Pests And Diseases, Planted In Prepared Ground As Detailed, Including All Compost And Fertilizers, Tree Stakes, Tree Ties, Temporary Planting Screens;Trees;Hibiscus Tiliaceus, Ref. Hibi.T - 1.8M Clear Stem Height, 60 To 70Mm Caliper | 69 | Nr | SAR | 1464
ALYA-05.2 | 2 | 2.0644 |  | Kingdom of Saudi Arabia | Jeddah | Hard & Soft Landscaping | Red Sea Village | B2 Red Sea Marina | RSG | SALCO | Award | 2021 | Fixed Price Lump Sum | SITE WORK | Landscaping | Planting - Supply And Installation;Palms, Trees, Shrubs And The Like With Healthy Fully Developed Root Balls, Undamaged And Free From Pests And Diseases, Planted In Prepared Ground As Detailed, Including All Compost And Fertilizers, Tree Stakes, Tree Ties, Temporary Planting Screens;Trees;Tabebuia Argentea, Ref. Tabe.A - 1.8M Clear Stem Height, 60 To 70Mm Caliper | 36 | Nr | SAR | 1495
ALYA-05.2 | 2 | 2.0644 |  | Kingdom of Saudi Arabia | Jeddah | Hard & Soft Landscaping | Red Sea Village | B2 Red Sea Marina | RSG | SALCO | Award | 2021 | Fixed Price Lump Sum | SITE WORK | Landscaping | Planting - Supply And Installation;Palms, Trees, Shrubs And The Like With Healthy Fully Developed Root Balls, Undamaged And Free From Pests And Diseases, Planted In Prepared Ground As Detailed, Including All Compost And Fertilizers, Tree Stakes, Tree Ties, Temporary Planting Screens;Trees;Terminalia Catappa, Ref. Term.C - 1.8M Clear Stem Height, 60 To 70Mm Caliper | 17 | Nr | SAR | 1298
ALYA-05.2 | 2 | 2.0644 |  | Kingdom of Saudi Arabia | Jeddah | Hard & Soft Landscaping | Red Sea Village | B2 Red Sea Marina | RSG | SALCO | Award | 2021 | Fixed Price Lump Sum | SITE WORK | Landscaping | Planting - Supply And Installation;Palms, Trees, Shrubs And The Like With Healthy Fully Developed Root Balls, Undamaged And Free From Pests And Diseases, Planted In Prepared Ground As Detailed, Including All Compost And Fertilizers, Tree Stakes, Tree Ties, Temporary Planting Screens;Trees;Delonix Regia, Ref. Delo.R - 1.8M Clear Stem Height, 60 To 70Mm Caliper | 5 | Nr | SAR | 1375
ALYA-05.2 | 2 | 2.0645 |  | Kingdom of Saudi Arabia | Jeddah | Hard & Soft Landscaping | Red Sea Village | B2 Red Sea Marina | RSG | SALCO | Award | 2021 | Fixed Price Lump Sum | SITE WORK | Landscaping | Planting - Supply And Installation;Palms, Trees, Shrubs And The Like With Healthy Fully Developed Root Balls, Undamaged And Free From Pests And Diseases, Planted In Prepared Ground As Detailed, Including All Compost And Fertilizers, Tree Stakes, Tree Ties, Temporary Planting Screens;Shrubs;Atriplex Halimus, Ref. Atri.H - 0.50-0.60 Height, Min.3 Breaks | 3001 | Nr | SAR | 21
ALYA-05.2 | 2 | 2.0645 |  | Kingdom of Saudi Arabia | Jeddah | Hard & Soft Landscaping | Red Sea Village | B2 Red Sea Marina | RSG | SALCO | Award | 2021 | Fixed Price Lump Sum | SITE WORK | Landscaping | Planting - Supply And Installation;Palms, Trees, Shrubs And The Like With Healthy Fully Developed Root Balls, Undamaged And Free From Pests And Diseases, Planted In Prepared Ground As Detailed, Including All Compost And Fertilizers, Tree Stakes, Tree Ties, Temporary Planting Screens;Shrubs;Bougainvillea Pink Pixie, Ref. Boug.Pp - 0.40-0.50M Spread | 1110 | Nr | SAR | 23
ALYA-05.2 | 2 | 2.0645 |  | Kingdom of Saudi Arabia | Jeddah | Hard & Soft Landscaping | Red Sea Village | B2 Red Sea Marina | RSG | SALCO | Award | 2021 | Fixed Price Lump Sum | SITE WORK | Landscaping | Planting - Supply And Installation;Palms, Trees, Shrubs And The Like With Healthy Fully Developed Root Balls, Undamaged And Free From Pests And Diseases, Planted In Prepared Ground As Detailed, Including All Compost And Fertilizers, Tree Stakes, Tree Ties, Temporary Planting Screens;Ground Covers;Asystasia Gangetica Variegata, Ref. Asys.Gv - 0.30M Spread | 120 | Nr | SAR | 11
ALYA-05.2 | 2 | 2.0645 |  | Kingdom of Saudi Arabia | Jeddah | Hard & Soft Landscaping | Red Sea Village | B2 Red Sea Marina | RSG | SALCO | Award | 2021 | Fixed Price Lump Sum | SITE WORK | Landscaping | Planting - Supply And Installation;Palms, Trees, Shrubs And The Like With Healthy Fully Developed Root Balls, Undamaged And Free From Pests And Diseases, Planted In Prepared Ground As Detailed, Including All Compost And Fertilizers, Tree Stakes, Tree Ties, Temporary Planting Screens;Ground Covers;Asystasia Gangetica, Ref. Asys.G - 0.30M Spread | 702 | Nr | SAR | 13
ALYA-05.2 | 2 | 2.0645 |  | Kingdom of Saudi Arabia | Jeddah | Hard & Soft Landscaping | Red Sea Village | B2 Red Sea Marina | RSG | SALCO | Award | 2021 | Fixed Price Lump Sum | SITE WORK | Landscaping | Planting - Supply And Installation;Palms, Trees, Shrubs And The Like With Healthy Fully Developed Root Balls, Undamaged And Free From Pests And Diseases, Planted In Prepared Ground As Detailed, Including All Compost And Fertilizers, Tree Stakes, Tree Ties, Temporary Planting Screens;Ground Covers;Portulaca Grandiflora, Ref. Port.G - 0.30M Spread | 14849 | Nr | SAR | 7
ALYA-05.2 | 2 | 2.0645 |  | Kingdom of Saudi Arabia | Jeddah | Hard & Soft Landscaping | Red Sea Village | B2 Red Sea Marina | RSG | SALCO | Award | 2021 | Fixed Price Lump Sum | SITE WORK | Landscaping | Planting - Supply And Installation;Palms, Trees, Shrubs And The Like With Healthy Fully Developed Root Balls, Undamaged And Free From Pests And Diseases, Planted In Prepared Ground As Detailed, Including All Compost And Fertilizers, Tree Stakes, Tree Ties, Temporary Planting Screens;Ground Covers;Sesuvium Green Carpet, Ref. Sesu.Gc - 0.15M Height Cuttings | 2197 | Nr | SAR | 7
ALYA-05.2 | 2 | 2.0645 |  | Kingdom of Saudi Arabia | Jeddah | Hard & Soft Landscaping | Red Sea Village | B2 Red Sea Marina | RSG | SALCO | Award | 2021 | Fixed Price Lump Sum | SITE WORK | Landscaping | Planting - Supply And Installation;Palms, Trees, Shrubs And The Like With Healthy Fully Developed Root Balls, Undamaged And Free From Pests And Diseases, Planted In Prepared Ground As Detailed, Including All Compost And Fertilizers, Tree Stakes, Tree Ties, Temporary Planting Screens;Vitex Rotundifolia, Ref.Vite.R - 0.30M Spread | 204 | Nr | SAR | 9
ALYA-05.2 | 2 | 2.0645 |  | Kingdom of Saudi Arabia | Jeddah | Hard & Soft Landscaping | Red Sea Village | B2 Red Sea Marina | RSG | SALCO | Award | 2021 | Fixed Price Lump Sum | SITE WORK | Landscaping | Planting - Supply And Installation;Palms, Trees, Shrubs And The Like With Healthy Fully Developed Root Balls, Undamaged And Free From Pests And Diseases, Planted In Prepared Ground As Detailed, Including All Compost And Fertilizers, Tree Stakes, Tree Ties, Temporary Planting Screens;Ground Covers;Pennisetum Setaceum Ref. Penn.S - 0.50-0.60M Height | 1064 | Nr | SAR | 11
ALYA-05.2 | 2 | 2.0645 |  | Kingdom of Saudi Arabia | Jeddah | Hard & Soft Landscaping | Red Sea Village | B2 Red Sea Marina | RSG | SALCO | Award | 2021 | Fixed Price Lump Sum | SITE WORK | Excavation | Earthworks;Excavation And Preparation Of Base As Specified And As Shown On Drawings;For Palms | 273 | m³ | SAR | 27
ALYA-05.2 | 2 | 2.0645 |  | Kingdom of Saudi Arabia | Jeddah | Hard & Soft Landscaping | Red Sea Village | B2 Red Sea Marina | RSG | SALCO | Award | 2021 | Fixed Price Lump Sum | SITE WORK | Excavation | Earthworks;Excavation And Preparation Of Base As Specified And As Shown On Drawings;For Trees | 570 | m³ | SAR | 27
ALYA-05.2 | 2 | 2.0646 |  | Kingdom of Saudi Arabia | Jeddah | Hard & Soft Landscaping | Red Sea Village | B2 Red Sea Marina | RSG | SALCO | Award | 2021 | Fixed Price Lump Sum | SITE WORK | Excavation | Earthworks;Excavation And Preparation Of Base As Specified And As Shown On Drawings;For Ground Covers | 264 | m³ | SAR | 20
ALYA-05.2 | 2 | 2.0646 |  | Kingdom of Saudi Arabia | Jeddah | Hard & Soft Landscaping | Red Sea Village | B2 Red Sea Marina | RSG | SALCO | Award | 2021 | Fixed Price Lump Sum | SITE WORK | Excavation | Earthworks;Excavation And Preparation Of Base As Specified And As Shown On Drawings;For Shrubs | 430 | m³ | SAR | 20
ALYA-05.2 | 2 | 2.0646 |  | Kingdom of Saudi Arabia | Jeddah | Hard & Soft Landscaping | Red Sea Village | B2 Red Sea Marina | RSG | SALCO | Award | 2021 | Fixed Price Lump Sum | SITE WORK | Excavation | Earthworks;Excavation And Preparation Of Base As Specified And As Shown On Drawings;For Grass | 65 | m³ | SAR | 20
ALYA-05.2 | 2 | 2.0646 |  | Kingdom of Saudi Arabia | Jeddah | Hard & Soft Landscaping | Red Sea Village | B2 Red Sea Marina | RSG | SALCO | Award | 2021 | Fixed Price Lump Sum | SITE WORK | Disposal | Earthworks;Disposal;Disposal Of Surplus Excavated Material From Site (Provisional Item) | 1602 | m³ | SAR | 20
ALYA-05.2 | 2 | 2.0646 |  | Kingdom of Saudi Arabia | Jeddah | Hard & Soft Landscaping | Red Sea Village | B2 Red Sea Marina | RSG | SALCO | Award | 2021 | Fixed Price Lump Sum | SITE WORK | Landscaping | Earthworks;Planting Medium Consist Of Soil, Compost And Fertilizers;70Mm Thick Bark Mulsch To Be Removed From All Softscape Areas ;To Palms | 239 | m³ | SAR | 134
ALYA-05.2 | 2 | 2.0646 |  | Kingdom of Saudi Arabia | Jeddah | Hard & Soft Landscaping | Red Sea Village | B2 Red Sea Marina | RSG | SALCO | Award | 2021 | Fixed Price Lump Sum | SITE WORK | Landscaping | Earthworks;Planting Medium Consist Of Soil, Compost And Fertilizers;70Mm Thick Bark Mulsch To Be Removed From All Softscape Areas ;To Trees | 473 | m³ | SAR | 134
ALYA-05.2 | 2 | 2.0646 |  | Kingdom of Saudi Arabia | Jeddah | Hard & Soft Landscaping | Red Sea Village | B2 Red Sea Marina | RSG | SALCO | Award | 2021 | Fixed Price Lump Sum | SITE WORK | Landscaping | Earthworks;Planting Medium Consist Of Soil, Compost And Fertilizers;70Mm Thick Bark Mulsch To Be Removed From All Softscape Areas ;To Ground Covers | 264 | m³ | SAR | 134
ALYA-05.2 | 2 | 2.0646 |  | Kingdom of Saudi Arabia | Jeddah | Hard & Soft Landscaping | Red Sea Village | B2 Red Sea Marina | RSG | SALCO | Award | 2021 | Fixed Price Lump Sum | SITE WORK | Landscaping | Earthworks;Planting Medium Consist Of Soil, Compost And Fertilizers;70Mm Thick Bark Mulsch To Be Removed From All Softscape Areas ;To Shrubs | 430 | m³ | SAR | 134
ALYA-05.2 | 2 | 2.0646 |  | Kingdom of Saudi Arabia | Jeddah | Hard & Soft Landscaping | Red Sea Village | B2 Red Sea Marina | RSG | SALCO | Award | 2021 | Fixed Price Lump Sum | SITE WORK | Landscaping | Earthworks;Planting Medium Consist Of Soil, Compost And Fertilizers;70Mm Thick Bark Mulsch To Be Removed From All Softscape Areas ;To Grass | 65 | m³ | SAR | 134
ALYA-05.2 | 2 | 2.0646 |  | Kingdom of Saudi Arabia | Jeddah | Hard & Soft Landscaping | Red Sea Village | B2 Red Sea Marina | RSG | SALCO | Award | 2021 | Fixed Price Lump Sum | SITE WORK | Landscaping | Earthworks;Gravel Wrapped In Geotextile As Capillary Break Layer, Complete As Specified ;Below Planting Medium Of Palms And Trees, 200Mm Thick | 459 | m² | SAR | 25
ALYA-05.2 | 2 | 2.0647 |  | Kingdom of Saudi Arabia | Jeddah | Hard & Soft Landscaping | Red Sea Village | B2 Red Sea Marina | RSG | SALCO | Award | 2021 | Fixed Price Lump Sum | SITE WORK | Landscaping | Planting - Supply And Installation;Palms, Trees, Shrubs And The Like With Healthy Fully Developed Root Balls, Undamaged And Free From Pests And Diseases, Planted In Prepared Ground As Detailed, Including All Compost And Fertilizers, Tree Stakes, Tree Ties, Temporary Planting Screens;Palms;Washingtonia Robusta, Ref. Wash.R6* - 6M Brown Trunk Height | 21 | Nr | SAR | 5029
ALYA-05.2 | 2 | 2.0647 |  | Kingdom of Saudi Arabia | Jeddah | Hard & Soft Landscaping | Red Sea Village | B2 Red Sea Marina | RSG | SALCO | Award | 2021 | Fixed Price Lump Sum | SITE WORK | Landscaping | Planting - Supply And Installation;Palms, Trees, Shrubs And The Like With Healthy Fully Developed Root Balls, Undamaged And Free From Pests And Diseases, Planted In Prepared Ground As Detailed, Including All Compost And Fertilizers, Tree Stakes, Tree Ties, Temporary Planting Screens;Palms;Washingtonia Robusta, Ref. Wash.R5* - 5M Brown Trunk Height | 21 | Nr | SAR | 4583
ALYA-05.2 | 2 | 2.0647 |  | Kingdom of Saudi Arabia | Jeddah | Hard & Soft Landscaping | Red Sea Village | B2 Red Sea Marina | RSG | SALCO | Award | 2021 | Fixed Price Lump Sum | SITE WORK | Landscaping | Planting - Supply And Installation;Palms, Trees, Shrubs And The Like With Healthy Fully Developed Root Balls, Undamaged And Free From Pests And Diseases, Planted In Prepared Ground As Detailed, Including All Compost And Fertilizers, Tree Stakes, Tree Ties, Temporary Planting Screens;Palms;Washingtonia Robusta, Ref. Wash.R4* - 4M Brown Trunk Height | 21 | Nr | SAR | 3782
ALYA-05.2 | 2 | 2.0647 |  | Kingdom of Saudi Arabia | Jeddah | Hard & Soft Landscaping | Red Sea Village | B2 Red Sea Marina | RSG | SALCO | Award | 2021 | Fixed Price Lump Sum | SITE WORK | Landscaping | Planting - Supply And Installation;Palms, Trees, Shrubs And The Like With Healthy Fully Developed Root Balls, Undamaged And Free From Pests And Diseases, Planted In Prepared Ground As Detailed, Including All Compost And Fertilizers, Tree Stakes, Tree Ties, Temporary Planting Screens;Palms;Washingtonia Robusta, Ref. Wash.R3* - 3M Brown Trunk Height | 21 | Nr | SAR | 3360
ALYA-05.2 | 2 | 2.0647 |  | Kingdom of Saudi Arabia | Jeddah | Hard & Soft Landscaping | Red Sea Village | B2 Red Sea Marina | RSG | SALCO | Award | 2021 | Fixed Price Lump Sum | SITE WORK | Landscaping | Planting - Supply And Installation;Palms, Trees, Shrubs And The Like With Healthy Fully Developed Root Balls, Undamaged And Free From Pests And Diseases, Planted In Prepared Ground As Detailed, Including All Compost And Fertilizers, Tree Stakes, Tree Ties, Temporary Planting Screens;Palms;Cocos Nucifera, Ref. Coco.N3* - 3M Brown Trunk Height | 3 | Nr | SAR | 5429
ALYA-05.2 | 2 | 2.0647 |  | Kingdom of Saudi Arabia | Jeddah | Hard & Soft Landscaping | Red Sea Village | B2 Red Sea Marina | RSG | SALCO | Award | 2021 | Fixed Price Lump Sum | SITE WORK | Landscaping | Planting - Supply And Installation;Palms, Trees, Shrubs And The Like With Healthy Fully Developed Root Balls, Undamaged And Free From Pests And Diseases, Planted In Prepared Ground As Detailed, Including All Compost And Fertilizers, Tree Stakes, Tree Ties, Temporary Planting Screens;Palms;Cocos Nucifera, Ref. Coco.N2* - 2M Brown Trunk Height | 5 | Nr | SAR | 4562
ALYA-05.2 | 2 | 2.0647 |  | Kingdom of Saudi Arabia | Jeddah | Hard & Soft Landscaping | Red Sea Village | B2 Red Sea Marina | RSG | SALCO | Award | 2021 | Fixed Price Lump Sum | SITE WORK | Landscaping | Planting - Supply And Installation;Palms, Trees, Shrubs And The Like With Healthy Fully Developed Root Balls, Undamaged And Free From Pests And Diseases, Planted In Prepared Ground As Detailed, Including All Compost And Fertilizers, Tree Stakes, Tree Ties, Temporary Planting Screens;Palms;Cocos Nucifera, Ref. Coco.Ni* - 1M Brown Trunk Height | 2 | Nr | SAR | 3582
ALYA-05.2 | 2 | 2.0647 |  | Kingdom of Saudi Arabia | Jeddah | Hard & Soft Landscaping | Red Sea Village | B2 Red Sea Marina | RSG | SALCO | Award | 2021 | Fixed Price Lump Sum | SITE WORK | Landscaping | Planting - Supply And Installation;Palms, Trees, Shrubs And The Like With Healthy Fully Developed Root Balls, Undamaged And Free From Pests And Diseases, Planted In Prepared Ground As Detailed, Including All Compost And Fertilizers, Tree Stakes, Tree Ties, Temporary Planting Screens;Trees;Cordia Sebestena, Ref. Cord.S - 1.5M Clear Stem Height, 35 To 40Mm Caliper | 34 | Nr | SAR | 1064
ALYA-05.2 | 2 | 2.0647 |  | Kingdom of Saudi Arabia | Jeddah | Hard & Soft Landscaping | Red Sea Village | B2 Red Sea Marina | RSG | SALCO | Award | 2021 | Fixed Price Lump Sum | SITE WORK | Landscaping | Planting - Supply And Installation;Palms, Trees, Shrubs And The Like With Healthy Fully Developed Root Balls, Undamaged And Free From Pests And Diseases, Planted In Prepared Ground As Detailed, Including All Compost And Fertilizers, Tree Stakes, Tree Ties, Temporary Planting Screens;Trees;Delonix Regia, Ref. Delo.R - 1.8M Clear Stem Height, 60 To 70Mm Caliper Clear Stem Height, 60 To 70Mm Caliper | 115 | Nr | SAR | 1375
ALYA-05.2 | 2 | 2.0647 |  | Kingdom of Saudi Arabia | Jeddah | Hard & Soft Landscaping | Red Sea Village | B2 Red Sea Marina | RSG | SALCO | Award | 2021 | Fixed Price Lump Sum | SITE WORK | Landscaping | Planting - Supply And Installation;Palms, Trees, Shrubs And The Like With Healthy Fully Developed Root Balls, Undamaged And Free From Pests And Diseases, Planted In Prepared Ground As Detailed, Including All Compost And Fertilizers, Tree Stakes, Tree Ties, Temporary Planting Screens;Shrubs;Bougainvillea Pink Pixie, Ref. Boug.Pp - 0.40 - 0.50M Spread | 931 | Nr | SAR | 23
ALYA-05.2 | 2 | 2.0648 |  | Kingdom of Saudi Arabia | Jeddah | Hard & Soft Landscaping | Red Sea Village | B2 Red Sea Marina | RSG | SALCO | Award | 2021 | Fixed Price Lump Sum | SITE WORK | Landscaping | Planting - Supply And Installation;Palms, Trees, Shrubs And The Like With Healthy Fully Developed Root Balls, Undamaged And Free From Pests And Diseases, Planted In Prepared Ground As Detailed, Including All Compost And Fertilizers, Tree Stakes, Tree Ties, Temporary Planting Screens;Shrubs;Clerodendrum Inerme, Ref. Cler.I - 0.50 - 0.60M Height, Min. 3 Breaks | 1465 | Nr | SAR | 21
ALYA-05.2 | 2 | 2.0648 |  | Kingdom of Saudi Arabia | Jeddah | Hard & Soft Landscaping | Red Sea Village | B2 Red Sea Marina | RSG | SALCO | Award | 2021 | Fixed Price Lump Sum | SITE WORK | Landscaping | Planting - Supply And Installation;Palms, Trees, Shrubs And The Like With Healthy Fully Developed Root Balls, Undamaged And Free From Pests And Diseases, Planted In Prepared Ground As Detailed, Including All Compost And Fertilizers, Tree Stakes, Tree Ties, Temporary Planting Screens;Shrubs;Leucophyllum Frutescens, Ref. Leuc.F - 0.50 - 0.60M Height, Min. 3 Breaks | 1613 | Nr | SAR | 23
ALYA-05.2 | 2 | 2.0648 |  | Kingdom of Saudi Arabia | Jeddah | Hard & Soft Landscaping | Red Sea Village | B2 Red Sea Marina | RSG | SALCO | Award | 2021 | Fixed Price Lump Sum | SITE WORK | Landscaping | Planting - Supply And Installation;Palms, Trees, Shrubs And The Like With Healthy Fully Developed Root Balls, Undamaged And Free From Pests And Diseases, Planted In Prepared Ground As Detailed, Including All Compost And Fertilizers, Tree Stakes, Tree Ties, Temporary Planting Screens;Shrubs;Tabernaemontana Divaricata, Ref. Tabe.D - 0.60 - 0.70M Height, Min. 3 Breaks | 1156 | Nr | SAR | 27
ALYA-05.2 | 2 | 2.0648 |  | Kingdom of Saudi Arabia | Jeddah | Hard & Soft Landscaping | Red Sea Village | B2 Red Sea Marina | RSG | SALCO | Award | 2021 | Fixed Price Lump Sum | SITE WORK | Landscaping | Planting - Supply And Installation;Palms, Trees, Shrubs And The Like With Healthy Fully Developed Root Balls, Undamaged And Free From Pests And Diseases, Planted In Prepared Ground As Detailed, Including All Compost And Fertilizers, Tree Stakes, Tree Ties, Temporary Planting Screens;Ground Covers;Asystasia Gangetica Variegata, Ref. Asys.Gv - 0.30M Spread | 2222 | Nr | SAR | 13
ALYA-05.2 | 2 | 2.0648 |  | Kingdom of Saudi Arabia | Jeddah | Hard & Soft Landscaping | Red Sea Village | B2 Red Sea Marina | RSG | SALCO | Award | 2021 | Fixed Price Lump Sum | SITE WORK | Landscaping | Planting - Supply And Installation;Palms, Trees, Shrubs And The Like With Healthy Fully Developed Root Balls, Undamaged And Free From Pests And Diseases, Planted In Prepared Ground As Detailed, Including All Compost And Fertilizers, Tree Stakes, Tree Ties, Temporary Planting Screens;Ground Covers;Carissa Green Carpet, Ref. Cari.Gc - 0.30M Spread | 341 | Nr | SAR | 9
ALYA-05.2 | 2 | 2.0648 |  | Kingdom of Saudi Arabia | Jeddah | Hard & Soft Landscaping | Red Sea Village | B2 Red Sea Marina | RSG | SALCO | Award | 2021 | Fixed Price Lump Sum | SITE WORK | Landscaping | Planting - Supply And Installation;Palms, Trees, Shrubs And The Like With Healthy Fully Developed Root Balls, Undamaged And Free From Pests And Diseases, Planted In Prepared Ground As Detailed, Including All Compost And Fertilizers, Tree Stakes, Tree Ties, Temporary Planting Screens;Ground Covers;Catharanthus Roseus, Ref. Cath.R - 0.30M Spread | 1913 | Nr | SAR | 7
ALYA-05.2 | 2 | 2.0648 |  | Kingdom of Saudi Arabia | Jeddah | Hard & Soft Landscaping | Red Sea Village | B2 Red Sea Marina | RSG | SALCO | Award | 2021 | Fixed Price Lump Sum | SITE WORK | Landscaping | Planting - Supply And Installation;Palms, Trees, Shrubs And The Like With Healthy Fully Developed Root Balls, Undamaged And Free From Pests And Diseases, Planted In Prepared Ground As Detailed, Including All Compost And Fertilizers, Tree Stakes, Tree Ties, Temporary Planting Screens;Ground Covers;Ruellia Ciliosa, Ref. Ruel.C - 0.40M Height | 4373 | Nr | SAR | 8
ALYA-05.2 | 2 | 2.0648 |  | Kingdom of Saudi Arabia | Jeddah | Hard & Soft Landscaping | Red Sea Village | B2 Red Sea Marina | RSG | SALCO | Award | 2021 | Fixed Price Lump Sum | SITE WORK | Landscaping | Planting - Supply And Installation;Palms, Trees, Shrubs And The Like With Healthy Fully Developed Root Balls, Undamaged And Free From Pests And Diseases, Planted In Prepared Ground As Detailed, Including All Compost And Fertilizers, Tree Stakes, Tree Ties, Temporary Planting Screens;Vitex Rotundifolia, Ref.Vite.R - 0.30M Spread | 729 | Nr | SAR | 9
ALYA-05.2 | 2 | 2.0648 |  | Kingdom of Saudi Arabia | Jeddah | Hard & Soft Landscaping | Red Sea Village | B2 Red Sea Marina | RSG | SALCO | Award | 2021 | Fixed Price Lump Sum | SITE WORK | Landscaping | Planting - Supply And Installation;Palms, Trees, Shrubs And The Like With Healthy Fully Developed Root Balls, Undamaged And Free From Pests And Diseases, Planted In Prepared Ground As Detailed, Including All Compost And Fertilizers, Tree Stakes, Tree Ties, Temporary Planting Screens;Grass;Pennisetum Setaceum, Ref. Penn.S - 0.50 -.060M Height | 648 | Nr | SAR | 11
ALYA-05.2 | 2 | 2.0648 |  | Kingdom of Saudi Arabia | Jeddah | Hard & Soft Landscaping | Red Sea Village | B2 Red Sea Marina | RSG | SALCO | Award | 2021 | Fixed Price Lump Sum | SITE WORK | Site preparation | Siteworks;Site Preparation;General Site Clearance | 12666 | m² | SAR | 4
ALYA-05.2 | 2 | 2.0649 |  | Kingdom of Saudi Arabia | Jeddah | Hard & Soft Landscaping | Red Sea Village | B2 Red Sea Marina | RSG | SALCO | Award | 2021 | Fixed Price Lump Sum | SITE WORK | Filling | Siteworks;Filling;Well Compacted Selected Excavated Material (Provisional Item) | 7869 | m³ | SAR | 19
ALYA-05.2 | 2 | 2.0649 |  | Kingdom of Saudi Arabia | Jeddah | Hard & Soft Landscaping | Red Sea Village | B2 Red Sea Marina | RSG | SALCO | Award | 2021 | Fixed Price Lump Sum | SITE WORK | Paving and surfacing | Paving;Precast Concrete Block Paving Laid To Pattern With Required Colour, On And Including 50Mm Thick Sharp Sand Bed On Compacted Sub-Base, Complete As Per Engineer'S Approval;200 X 100 X 80Mm In Shot Blasted Finish Ref: Pedestrian Crossing Type 1 | 94 | m² | SAR | 186
ALYA-05.2 | 2 | 2.0649 |  | Kingdom of Saudi Arabia | Jeddah | Hard & Soft Landscaping | Red Sea Village | B2 Red Sea Marina | RSG | SALCO | Award | 2021 | Fixed Price Lump Sum | SITE WORK | Paving and surfacing | Paving;Precast Concrete Block Paving Laid To Pattern With Required Colour, On And Including 50Mm Thick Sharp Sand Bed On Compacted Sub-Base, Complete As Per Engineer'S Approval;200 X 400 X 60Mm In Shot Blasted Finish Ref: Paving Type 12 | 331 | m² | SAR | 175
ALYA-05.2 | 2 | 2.0649 |  | Kingdom of Saudi Arabia | Jeddah | Hard & Soft Landscaping | Red Sea Village | B2 Red Sea Marina | RSG | SALCO | Award | 2021 | Fixed Price Lump Sum | SITE WORK | Paving and surfacing | Paving;Precast Concrete Paving Block Laid To Pattern With Required Colour, 5Mm Wide Joints With Joint Filling Sand, On And Including 40 - 50Mm Thick Sharp Sand Bed On Compacted Sub-Base, Complete As Per Engineer'S Approval;300 X 300 X 60Mm With Milled Blisters, In Shot Blasted Finish Ref: Tactile Paving | 7 | m² | SAR | 176
ALYA-05.2 | 2 | 2.0649 |  | Kingdom of Saudi Arabia | Jeddah | Hard & Soft Landscaping | Red Sea Village | B2 Red Sea Marina | RSG | SALCO | Award | 2021 | Fixed Price Lump Sum | SITE WORK | Paving and surfacing | Paving Band And Edge;Precast Concrete Paving Band Laid To Pattern With Required Colour, On And Including 25Mm Thick Full Mortar Bed On Concrete Base And Compacted Sub-Base, Complete As Per Engineer'S Approval;200 X 200 X 80Mm In Shot Blasted Finish Ref: Typical Band, 200Mm Wide | 61 | m | SAR | 63
ALYA-05.2 | 2 | 2.0649 |  | Kingdom of Saudi Arabia | Jeddah | Hard & Soft Landscaping | Red Sea Village | B2 Red Sea Marina | RSG | SALCO | Award | 2021 | Fixed Price Lump Sum | SITE WORK | Landscaping | Maintenance Edge;Precast Concrete Maintenance Edge Cut To Radius As Required And Laid To Pattern With Required Colour, Max. 5Mm Wide Joint Using Colour Matched Grout, On And Including 25Mm Thick Full Mortar Bed On Concrete Base And Compacted Sub-Base, Complete As Per Engineer'S Approval;350 X 350 X 60Mm In Shot Blasted Finish Ref: Maintenance Edge Type 1, 350Mm Wide | 262 | m | SAR | 116
ALYA-05.2 | 2 | 2.0649 |  | Kingdom of Saudi Arabia | Jeddah | Hard & Soft Landscaping | Red Sea Village | B2 Red Sea Marina | RSG | SALCO | Award | 2021 | Fixed Price Lump Sum | SITE WORK | Landscaping | Maintenance Edge;Precast Concrete Maintenance Edge Cut To Radius As Required And Laid To Pattern With Required Colour, Max. 5Mm Wide Joint Using Colour Matched Grout, On And Including 25Mm Thick Full Mortar Bed On Concrete Base And Compacted Sub-Base, Complete As Per Engineer'S Approval;200 X 400 X 60Mm In Shot Blasted Finish Ref: Maintenance Edge Type 2, 200Mm Wide | 189 | m | SAR | 60
ALYA-05.2 | 2 | 2.0649 |  | Kingdom of Saudi Arabia | Jeddah | Hard & Soft Landscaping | Red Sea Village | B2 Red Sea Marina | RSG | SALCO | Award | 2021 | Fixed Price Lump Sum | FURNISHINGS | Generally | Site Furniture;Stainless Steel Fixed Bollard In Stain Surface Finish With Required Colour, Including Composite Timber Inset, Necessary Base, Accessories And All Other Required Works, Complete, As Specified ;Bollard Type 1 - 900Mm High Above Finished Floor Level X 120Mm , Fixed Bollard | 8 | Nr | SAR | 2603
ALYA-05.2 | 2 | 2.0649 |  | Kingdom of Saudi Arabia | Jeddah | Hard & Soft Landscaping | Red Sea Village | B2 Red Sea Marina | RSG | SALCO | Award | 2021 | Fixed Price Lump Sum | SITE WORK | Paving and surfacing | Paving;Precast Concrete Block Paving Laid To Pattern With Required Colour, 5Mm Wide Joints With Filled With Joint Filling Sand, On And Including 50Mm Thick Sharp Sand Bed On Compacted Sub-Base, Complete As Per Engineer'S Approval ;200 X 100 X 60Mm In Shot Blasted Finish Ref: Paving Type 11 | 998 | m² | SAR | 174
ALYA-05.2 | 2 | 2.0649 |  | Kingdom of Saudi Arabia | Jeddah | Hard & Soft Landscaping | Red Sea Village | B2 Red Sea Marina | RSG | SALCO | Award | 2021 | Fixed Price Lump Sum | SITE WORK | Paving and surfacing | Paving;Precast Concrete Block Paving Laid To Pattern With Required Colour, 5Mm Wide Joints With Filled With Joint Filling Sand, On And Including 50Mm Thick Sharp Sand Bed On Compacted Sub-Base, Complete As Per Engineer'S Approval ;200 X 400 X 60Mm In Shot Blasted Finish Ref: Paving Type 12 | 5239 | m² | SAR | 175
ALYA-05.2 | 2 | 2.065 |  | Kingdom of Saudi Arabia | Jeddah | Hard & Soft Landscaping | Red Sea Village | B2 Red Sea Marina | RSG | SALCO | Award | 2021 | Fixed Price Lump Sum | SITE WORK | Paving and surfacing | Paving;Precast Concrete Block Paving Laid To Pattern With Required Colour, 5Mm Wide Joints With Filled With Joint Filling Sand, On And Including 50Mm Thick Sharp Sand Bed On Compacted Sub-Base, Complete As Per Engineer'S Approval ;200 X 400 X 60Mm In Shot Blasted Finish Ref: Paving Type 13 | 1425 | m² | SAR | 175
ALYA-05.2 | 2 | 2.065 |  | Kingdom of Saudi Arabia | Jeddah | Hard & Soft Landscaping | Red Sea Village | B2 Red Sea Marina | RSG | SALCO | Award | 2021 | Fixed Price Lump Sum | SITE WORK | Paving and surfacing | Paving;Precast Concrete Block Paving Laid To Pattern With Required Colour, 5Mm Wide Joints With Filled With Joint Filling Sand, On And Including 50Mm Thick Sharp Sand Bed On Compacted Sub-Base, Complete As Per Engineer'S Approval ;400X400/200X200/200X400 X 80Mm In Shot Blasted Finish Ref: Paving Type 30 | 831 | m² | SAR | 192
ALYA-05.2 | 2 | 2.065 |  | Kingdom of Saudi Arabia | Jeddah | Hard & Soft Landscaping | Red Sea Village | B2 Red Sea Marina | RSG | SALCO | Award | 2021 | Fixed Price Lump Sum | SITE WORK | Paving and surfacing | Paving;Precast Concrete Paving Block Laid To Pattern With Required Colour, 5Mm Wide Joints With Joint Filling Sand, On And Including 40 - 50Mm Thick Sharp Sand Bed On Compacted Sub-Base, Complete As Per Engineer'S Approval ;300 X 300 X 60Mm With Milled Blisters, In Shot Blasted Finish Ref: Tactile Paving | 35 | m² | SAR | 176
ALYA-05.2 | 2 | 2.065 |  | Kingdom of Saudi Arabia | Jeddah | Hard & Soft Landscaping | Red Sea Village | B2 Red Sea Marina | RSG | SALCO | Award | 2021 | Fixed Price Lump Sum | SITE WORK | Paving and surfacing | Paving Band And Edge;Precast Concrete Paving Band Laid To Pattern With Required Colour, Max. 5Mm Wide Grouted Joint Using Colour Matched Grout, On And Including 25Mm Thick Full Mortar Bed On Concrete Base And Compacted Sub-Base, Complete As Per Engineer'S Approval;100 X 200 X 60Mm In Shot Blasted Finish Ref: Typical Band, 400Mm Wide | 1635 | m | SAR | 120
ALYA-05.2 | 2 | 2.065 |  | Kingdom of Saudi Arabia | Jeddah | Hard & Soft Landscaping | Red Sea Village | B2 Red Sea Marina | RSG | SALCO | Award | 2021 | Fixed Price Lump Sum | SITE WORK | Landscaping | Maintenance Edge;Precast Concrete Maintenance Edge Cut To Radius As Required And Laid To Pattern With Required Colour, Max. 5Mm Wide Joint Using Colour Matched Grout, On And Including 25Mm Thick Full Mortar Bed On Concrete Base And Compacted Sub-Base, Complete As Per Engineer'S Approval ;350 X 350 X 60Mm In Shot Blasted Finish Ref: Maintenance Edge Type 1, 350Mm Wide | 2596 | m | SAR | 116
ALYA-05.2 | 2 | 2.065 |  | Kingdom of Saudi Arabia | Jeddah | Hard & Soft Landscaping | Red Sea Village | B2 Red Sea Marina | RSG | SALCO | Award | 2021 | Fixed Price Lump Sum | SITE WORK | Landscaping | Maintenance Edge;Precast Concrete Maintenance Edge Cut To Radius As Required And Laid To Pattern With Required Colour, Max. 5Mm Wide Joint Using Colour Matched Grout, On And Including 25Mm Thick Full Mortar Bed On Concrete Base And Compacted Sub-Base, Complete As Per Engineer'S Approval ;200 X 400 X 60Mm In Shot Blasted Finish Ref: Maintenance Edge Type 2, 200Mm Wide | 862 | m | SAR | 60
ALYA-05.2 | 2 | 2.065 |  | Kingdom of Saudi Arabia | Jeddah | Hard & Soft Landscaping | Red Sea Village | B2 Red Sea Marina | RSG | SALCO | Award | 2021 | Fixed Price Lump Sum | SITE WORK | Landscaping | Metal Edge;Aluminium Edging, Brushed Finish, Fixed As Per Manufacturer'S Recommendations, Complete As Per Engineer'S Approval;5Mm Thick Metal Edging For 150Mm High Gravel | 96 | m | SAR | 40
ALYA-05.2 | 2 | 2.065 |  | Kingdom of Saudi Arabia | Jeddah | Hard & Soft Landscaping | Red Sea Village | B2 Red Sea Marina | RSG | SALCO | Award | 2021 | Fixed Price Lump Sum | SITE WORK | Landscaping | Gravel Surface;25 - 50Mm Sieve Size Local Crushed Stone Gravel, Loose Laid In 150Mm Thick Layer Over Geotextile Membrane On Compacted Sub-Base, Complete As Per Engineer'S Approval ;Gravel Surface | 1733 | m² | SAR | 40
ALYA-05.2 | 2 | 2.065 |  | Kingdom of Saudi Arabia | Jeddah | Hard & Soft Landscaping | Red Sea Village | B2 Red Sea Marina | RSG | SALCO | Award | 2021 | Fixed Price Lump Sum | FURNISHINGS | Generally | Site Furniture;Litter Bin;Supply And Fix Bin Including Necessary Accessories, Reinforced Concrete Base On Compacted Sub Base, Complete As Specifiedl;Bin Type 1 - Powder Coated Aluminium Litter Bin With Required Colour, Size 410 X 372 X 912Mm High Above Finished Floor Level | 3 | Nr | SAR | 5741
ALYA-05.2 | 2 | 2.065 |  | Kingdom of Saudi Arabia | Jeddah | Hard & Soft Landscaping | Red Sea Village | B2 Red Sea Marina | RSG | SALCO | Award | 2021 | Fixed Price Lump Sum | FURNISHINGS | Generally | Site Furniture;Bench ;Fair Face Finished Precast Concrete Seat Block With Stamped Pattern, On And Including Reinforced Concrete Foundation On Compacted Sub Base, Necessary Earthwork, Blinding, Polyethylene Sheet, Waterproofing, Steel Dowel And Necessary Accessories, Complete To The Engineer'S Approval;Bench Type 2 - Overall Size 2000 X 500 X 450Mm High | 3 | Nr | SAR | 2336
ALYA-05.2 | 2 | 2.0651 |  | Kingdom of Saudi Arabia | Jeddah | Hard & Soft Landscaping | Red Sea Village | B2 Red Sea Marina | RSG | SALCO | Award | 2021 | Fixed Price Lump Sum | FURNISHINGS | Generally | Site Furniture ;Bollard;Stainless Steel Fixed Bollard In Stain Surface Finish With Required Colour, Including Composite Timber Inset, Necessary Base, Accessories And All Other Required Works, Complete, As Specified;Bollard Type 1 - 900Mm High Above Finished Floor Level X 120Mm , Fixed Bollard | 36 | Nr | SAR | 2603
ALYA-05.2 | 2 | 2.0651 |  | Kingdom of Saudi Arabia | Jeddah | Hard & Soft Landscaping | Red Sea Village | B2 Red Sea Marina | RSG | SALCO | Award | 2021 | Fixed Price Lump Sum | SITE WORK | Landscaping | Maintenance Edge;Precast Concrete Maintenance Edge Cut To Radius As Required And Laid To Pattern With Required Colour, Max. 5Mm Wide Joint Using Colour Matched Grout, On And Including 25Mm Thick Full Mortar Bed On Concrete Base And Compacted Sub-Base, Complete As Per Engineer'S Approval ;350 X 350 X 60Mm In Shot Blasted Finish Ref: Maintenance Edge Type 1, 350Mm Wide | 82 | m | SAR | 116
ALYA-05.2 | 2 | 2.0651 |  | Kingdom of Saudi Arabia | Jeddah | Hard & Soft Landscaping | Red Sea Village | B2 Red Sea Marina | RSG | SALCO | Award | 2021 | Fixed Price Lump Sum | SITE WORK | Landscaping | Mowing Edge;Precast Concrete Mowing Edge Laid To Pattern With Required Colour, Max. 5Mm Wide Joint Using Colour Matched Grout, On And Including 25Mm Thick Full Mortar Bed On Concrete Base And Compacted Sub-Base, Complete As Per Engineer'S Approval ;Mowing Edge, 200X200/100X100 X 60Mm Thick In Shotblasted Finish, (100/200Mm Wide) | 77 | m | SAR | 60
ALYA-05.2 | 2 | 2.0651 |  | Kingdom of Saudi Arabia | Jeddah | Hard & Soft Landscaping | Red Sea Village | B2 Red Sea Marina | RSG | SALCO | Award | 2021 | Fixed Price Lump Sum | ACCESSORIES | Generally | Composite Construction;Decorative Screen Type 2;Aluminium Hollow Section (50X150Mm) With Wood Effect Paint Finish (Color: Teak Wood), On And Including Concrete Footing With Finish And Steel Anchor Bolts For Fixing Aluminium Hollow Section, Necessary Earthworks, Waterproofing, All Necessary Structural Works, Fittings And Accessories, Complete To Engineer'S Details;Height Varies, 1000-4200Mm High | 54 | m | SAR | 11214
ALYA-05.2 | 2 | 2.0651 |  | Kingdom of Saudi Arabia | Jeddah | Hard & Soft Landscaping | Red Sea Village | B2 Red Sea Marina | RSG | SALCO | Award | 2021 | Fixed Price Lump Sum | SITE WORK | Landscaping | Maintenance Edge;Precast Concrete Maintenance Edge Cut To Radius As Required And Laid To Pattern With Required Colour, Max. 5Mm Wide Joint Using Colour Matched Grout, On And Including 25Mm Thick Full Mortar Bed On Concrete Base And Compacted Sub-Base, Complete As Per Engineer'S Approval ;350 X 350 X 60Mm In Shot Blasted Finish Ref: Maintenance Edge Type 1, 350Mm Wide | 100 | m | SAR | 116
ALYA-05.2 | 2 | 2.0651 |  | Kingdom of Saudi Arabia | Jeddah | Hard & Soft Landscaping | Red Sea Village | B2 Red Sea Marina | RSG | SALCO | Award | 2021 | Fixed Price Lump Sum | SITE WORK | Landscaping | Mowing Edge;Precast Concrete Mowing Edge Laid To Pattern With Required Colour, Max. 5Mm Wide Joint Using Colour Matched Grout, On And Including 25Mm Thick Full Mortar Bed On Concrete Base And Compacted Sub-Base, Complete As Per Engineer'S Approval ;Mowing Edge, 200X200/100X100 X 60Mm Thick In Shotblasted Finish, (100/200Mm Wide) | 84 | m | SAR | 60
ALYA-05.2 | 2 | 2.0651 |  | Kingdom of Saudi Arabia | Jeddah | Hard & Soft Landscaping | Red Sea Village | B2 Red Sea Marina | RSG | SALCO | Award | 2021 | Fixed Price Lump Sum | ACCESSORIES | Generally | Composite Construction;Decorative Screen Type 2;Aluminium Hollow Section (50X150Mm) With Wood Effect Paint Finish (Color: Teack Wood), On Anc Including Concrete Footing With Finish And Steel Anchor Bolts For Fixing Aluminium Hollow Section, Necessary Earthworks, Waterproofing, All Necessary Structural Works, Fittings And Accessories, Complete To Engineer'S Details;Height Varies, 1000-4200Mm High | 50 | m | SAR | 11214
ALYA-05.2 | 2 | 2.0651 |  | Kingdom of Saudi Arabia | Jeddah | Hard & Soft Landscaping | Red Sea Village | B2 Red Sea Marina | RSG | SALCO | Award | 2021 | Fixed Price Lump Sum | SITE WORK | Site preparation | Siteworks;Site Preparation;General Site Clearance | 8026 | m² | SAR | 4
ALYA-05.2 | 2 | 2.0651 |  | Kingdom of Saudi Arabia | Jeddah | Hard & Soft Landscaping | Red Sea Village | B2 Red Sea Marina | RSG | SALCO | Award | 2021 | Fixed Price Lump Sum | SITE WORK | Filling | Siteworks;Filling;Well Compacted Selected Excavated Material (Provisional Item) | 7480 | m³ | SAR | 19
ALYA-05.2 | 2 | 2.0651 |  | Kingdom of Saudi Arabia | Jeddah | Hard & Soft Landscaping | Red Sea Village | B2 Red Sea Marina | RSG | SALCO | Award | 2021 | Fixed Price Lump Sum | SITE WORK | Paving and surfacing | Paving;Precast Concrete Block Paving Laid To Pattern With Required Colour, 5Mm Wide Joints With Filled With Joint Filling Sand, On And Including 50Mm Thick Sharp Sand Bed On Compacted Sub-Base, Complete As Per Engineer'S Approval;200 X 400 X 60Mm In Shot Blasted Finish Ref: Paving Type 12 | 62 | m² | SAR | 175
ALYA-05.2 | 2 | 2.0652 |  | Kingdom of Saudi Arabia | Jeddah | Hard & Soft Landscaping | Red Sea Village | B2 Red Sea Marina | RSG | SALCO | Award | 2021 | Fixed Price Lump Sum | SITE WORK | Paving and surfacing | Paving;Precast Concrete Block Paving Laid To Pattern With Required Colour, 5Mm Wide Joints With Filled With Joint Filling Sand, On And Including 50Mm Thick Sharp Sand Bed On Compacted Sub-Base, Complete As Per Engineer'S Approval;750X150/300X300/600X300 X 60Mm In Shot Blasted Finish Ref. Paving Type 16 | 286 | m² | SAR | 212
ALYA-05.2 | 2 | 2.0652 |  | Kingdom of Saudi Arabia | Jeddah | Hard & Soft Landscaping | Red Sea Village | B2 Red Sea Marina | RSG | SALCO | Award | 2021 | Fixed Price Lump Sum | SITE WORK | Paving and surfacing | Paving;Precast Concrete Block Paving Laid To Pattern With Required Colour, 5Mm Wide Joints With Filled With Joint Filling Sand, On And Including 50Mm Thick Sharp Sand Bed On Compacted Sub-Base, Complete As Per Engineer'S Approval;200 X 200 X 60Mm In Shot Blasted Finish Ref: Paving Type 17 | 26 | m² | SAR | 174
ALYA-05.2 | 2 | 2.0652 |  | Kingdom of Saudi Arabia | Jeddah | Hard & Soft Landscaping | Red Sea Village | B2 Red Sea Marina | RSG | SALCO | Award | 2021 | Fixed Price Lump Sum | SITE WORK | Paving and surfacing | Paving Band And Edge;Precast Concrete Paving Band Laid To Pattern With Required Colour, Max. 5Mm Wide Grouted Joint Using Colour Matched Grout, On And Including 25Mm Thick Full Mortar Bed On Concrete Base And Compacted Sub-Base, Complete As Per Engineer'S Approval ;100 X 200 X 60Mm In Shot Blasted Finish Ref: Typical Band, 400Mm Wide | 17 | m | SAR | 120
ALYA-05.2 | 2 | 2.0652 |  | Kingdom of Saudi Arabia | Jeddah | Hard & Soft Landscaping | Red Sea Village | B2 Red Sea Marina | RSG | SALCO | Award | 2021 | Fixed Price Lump Sum | SITE WORK | Paving and surfacing | Paving Band And Edge;Precast Concrete Paving Band Laid To Pattern With Required Colour, Max. 5Mm Wide Grouted Joint Using Colour Matched Grout, On And Including 25Mm Thick Full Mortar Bed On Concrete Base And Compacted Sub-Base, Complete As Per Engineer'S Approval ;200 X 400 X 60Mm In Shot Blasted Finish Ref: Typical Band, 200Mm Wide | 28 | m | SAR | 60
ALYA-05.2 | 2 | 2.0652 |  | Kingdom of Saudi Arabia | Jeddah | Hard & Soft Landscaping | Red Sea Village | B2 Red Sea Marina | RSG | SALCO | Award | 2021 | Fixed Price Lump Sum | SITE WORK | Landscaping | Maintenance Edge;Precast Concrete Maintenance Edge Cut To Radius As Required And Laid To Pattern With Required Colour, Max. 5Mm Wide Joint Using Colour Matched Grout, On And Including 25Mm Thick Full Mortar Bed On Concrete Base And Compacted Sub-Base, Complete As Per Engineer'S Approval ;350 X 350 X 60Mm In Shot Blasted Finish Ref: Maintenance Edge Type 1, 350Mm Wide | 318 | m | SAR | 116
ALYA-05.2 | 2 | 2.0652 |  | Kingdom of Saudi Arabia | Jeddah | Hard & Soft Landscaping | Red Sea Village | B2 Red Sea Marina | RSG | SALCO | Award | 2021 | Fixed Price Lump Sum | SITE WORK | Landscaping | Maintenance Edge;Precast Concrete Maintenance Edge Cut To Radius As Required And Laid To Pattern With Required Colour, Max. 5Mm Wide Joint Using Colour Matched Grout, On And Including 25Mm Thick Full Mortar Bed On Concrete Base And Compacted Sub-Base, Complete As Per Engineer'S Approval ;200 X 400 X 60Mm In Shot Blasted Finish Ref: Maintenance Edge Type 2, 200Mm Wide | 152 | m | SAR | 60
ALYA-05.2 | 2 | 2.0652 |  | Kingdom of Saudi Arabia | Jeddah | Hard & Soft Landscaping | Red Sea Village | B2 Red Sea Marina | RSG | SALCO | Award | 2021 | Fixed Price Lump Sum | SITE WORK | Landscaping | Metal Edge;Aluminium Edging, Brushed Finish, Fixed As Per Manufacturer'S Recommendations, Complete As Per Engineer'S Approval ;5Mm Thick Metal Edging For 150Mm High Gravel | 4 | m | SAR | 40
ALYA-05.2 | 2 | 2.0652 |  | Kingdom of Saudi Arabia | Jeddah | Hard & Soft Landscaping | Red Sea Village | B2 Red Sea Marina | RSG | SALCO | Award | 2021 | Fixed Price Lump Sum | SITE WORK | Landscaping | Gravel Surface;25 - 50Mm Sieve Size Local Crushed Stone Gravel, Loose Laid In 150Mm Thick Layer Over Geotextile Membrane On Compacted Sub-Base, Complete As Per Engineer'S Approval;Gravel Surface | 6 | m² | SAR | 40
ALYA-05.2 | 2 | 2.0652 |  | Kingdom of Saudi Arabia | Jeddah | Hard & Soft Landscaping | Red Sea Village | B2 Red Sea Marina | RSG | SALCO | Award | 2021 | Fixed Price Lump Sum | FURNISHINGS | Generally | Site Furniture;Boom Gate;Supply And Install Boom Gate, Including Fittings And Accessories, All Necessary Civil Works, Electrical Connections And All Associated Mep Works, Complete To Engineer'S Details;Boom Gate, 6000-7000Mm Length (Min.) | 4 | Nr | SAR | 33375
ALYA-05.2 | 2 | 2.0652 |  | Kingdom of Saudi Arabia | Jeddah | Hard & Soft Landscaping | Red Sea Village | B2 Red Sea Marina | RSG | SALCO | Award | 2021 | Fixed Price Lump Sum | SITE WORK | Paving and surfacing | Paving;Precast Concrete Block Paving Laid To Pattern With Required Colour, 5Mm Wide Joints With Filled With Joint Filling Sand, On And Including 50Mm Thick Sharp Sand Bed On Compacted Sub-Base, Complete As Per Engineer'S Approval ;750X150/300X300/600X300 X 60Mm In Shot Blasted Finish Ref. Paving Type 19 | 840 | m² | SAR | 212
ALYA-05.2 | 2 | 2.0653 |  | Kingdom of Saudi Arabia | Jeddah | Hard & Soft Landscaping | Red Sea Village | B2 Red Sea Marina | RSG | SALCO | Award | 2021 | Fixed Price Lump Sum | SITE WORK | Paving and surfacing | Paving;Precast Concrete Block Paving Laid To Pattern With Required Colour, 5Mm Wide Joints With Filled With Joint Filling Sand, On And Including 50Mm Thick Sharp Sand Bed On Compacted Sub-Base, Complete As Per Engineer'S Approval ;750X150/300X300/600X300/200X400 X 60Mm In Shot Blasted Finish Ref. Paving Type 20 | 1202 | m² | SAR | 212
ALYA-05.2 | 2 | 2.0653 |  | Kingdom of Saudi Arabia | Jeddah | Hard & Soft Landscaping | Red Sea Village | B2 Red Sea Marina | RSG | SALCO | Award | 2021 | Fixed Price Lump Sum | SITE WORK | Paving and surfacing | Paving;Precast Concrete Block Paving Laid To Pattern With Required Colour, 5Mm Wide Joints With Filled With Joint Filling Sand, On And Including 50Mm Thick Sharp Sand Bed On Compacted Sub-Base, Complete As Per Engineer'S Approval ;750X150/300X300/600X300/200X400 X 60Mm In Shot Blasted Finish Ref. Paving Type 9 | 257 | m² | SAR | 174
ALYA-05.2 | 2 | 2.0653 |  | Kingdom of Saudi Arabia | Jeddah | Hard & Soft Landscaping | Red Sea Village | B2 Red Sea Marina | RSG | SALCO | Award | 2021 | Fixed Price Lump Sum | SITE WORK | Paving and surfacing | Paving;Precast Concrete Block Paving Laid To Pattern With Required Colour, 5Mm Wide Joints With Filled With Joint Filling Sand, On And Including 50Mm Thick Sharp Sand Bed On Compacted Sub-Base, Complete As Per Engineer'S Approval ;150X100/150X200/150X250/300X150/300X300 X 80Mm In Shot Blasted Finish Ref. Plot Access Paving Type 2 | 744 | m² | SAR | 206
ALYA-05.2 | 2 | 2.0653 |  | Kingdom of Saudi Arabia | Jeddah | Hard & Soft Landscaping | Red Sea Village | B2 Red Sea Marina | RSG | SALCO | Award | 2021 | Fixed Price Lump Sum | SITE WORK | Paving and surfacing | Paving Band And Edge;Precast Concrete Paving Band Laid To Pattern With Required Colour, Max. 5Mm Wide Grouted Joint Using Colour Matched Grout, On And Including 25Mm Thick Full Mortar Bed On Concrete Base And Compacted Sub-Base, Complete As Per Engineer'S;200 X 400 X 60Mm In Shot Blasted Finish Ref: Typical Band, 200Mm Wide | 562 | m | SAR | 60
ALYA-05.2 | 2 | 2.0653 |  | Kingdom of Saudi Arabia | Jeddah | Hard & Soft Landscaping | Red Sea Village | B2 Red Sea Marina | RSG | SALCO | Award | 2021 | Fixed Price Lump Sum | SITE WORK | Landscaping | Maintenance Edge;Precast Concrete Maintenance Edge Cut To Radius As Required And Laid To Pattern With Required Colour, Max. 5Mm Wide Joint Using Colour Matched Grout, On And Including 25Mm Thick Full Mortar Bed On Concrete Base And Compacted Sub-Base, Complete As Per Engineer'S Approval ;350 X 350 X 60Mm In Shot Blasted Finish Ref: Maintenance Edge Type 1, 350Mm Wide | 1354 | m | SAR | 116
ALYA-05.2 | 2 | 2.0653 |  | Kingdom of Saudi Arabia | Jeddah | Hard & Soft Landscaping | Red Sea Village | B2 Red Sea Marina | RSG | SALCO | Award | 2021 | Fixed Price Lump Sum | SITE WORK | Landscaping | Maintenance Edge;Precast Concrete Maintenance Edge Cut To Radius As Required And Laid To Pattern With Required Colour, Max. 5Mm Wide Joint Using Colour Matched Grout, On And Including 25Mm Thick Full Mortar Bed On Concrete Base And Compacted Sub-Base, Complete As Per Engineer'S Approval ;200 X 400 X 60Mm In Shot Blasted Finish Ref: Maintenance Edge Type 2, 200Mm Wide | 741 | m | SAR | 60
ALYA-05.2 | 2 | 2.0653 |  | Kingdom of Saudi Arabia | Jeddah | Hard & Soft Landscaping | Red Sea Village | B2 Red Sea Marina | RSG | SALCO | Award | 2021 | Fixed Price Lump Sum | SITE WORK | Landscaping | Metal Edge;Aluminium Edging, Brushed Finish, Fixed As Per Manufacturer'S Recommendations, Complete As Per Engineer'S Approval ;5Mm Thick Metal Edging For 150Mm High Gravel | 37 | m | SAR | 40
ALYA-05.2 | 2 | 2.0653 |  | Kingdom of Saudi Arabia | Jeddah | Hard & Soft Landscaping | Red Sea Village | B2 Red Sea Marina | RSG | SALCO | Award | 2021 | Fixed Price Lump Sum | SITE WORK | Landscaping | Gravel Surface;25 - 50Mm Sieve Size Local Crushed Stone Gravel, Loose Laid In 150Mm Thick Layer Over Geotextile Membrane On Compacted Sub-Base, Complete As Per Engineer'S Approval;Gravel Surface | 377 | m² | SAR | 40
ALYA-05.2 | 2 | 2.0653 |  | Kingdom of Saudi Arabia | Jeddah | Hard & Soft Landscaping | Red Sea Village | B2 Red Sea Marina | RSG | SALCO | Award | 2021 | Fixed Price Lump Sum | FURNISHINGS | Generally | Site Furniture;Litter Bin;Supply And Fix Bin Including Necessary Accessories, Reinforced Concrete Base On Compacted Sub Base, Complete As Specified;Bin Type 1 - Powder Coated Aluminium Litter Bin With Required Colour, Size 410 X 372 X 912Mm High Above Finished Floor Level | 4 | Nr | SAR | 5741
ALYA-05.2 | 2 | 2.0653 |  | Kingdom of Saudi Arabia | Jeddah | Hard & Soft Landscaping | Red Sea Village | B2 Red Sea Marina | RSG | SALCO | Award | 2021 | Fixed Price Lump Sum | FURNISHINGS | Generally | Site Furniture;Bench ;Bench Comprising Of Hardwood Timber Board Battens With Planed Finish In Minimum 8Mm Gaps, Size 115 X 1600 X 50Mm Thick Seat Fixed To Precast Concrete Seat Block, Fair Face Finished Precast Concrete Seat Block With Stamped Pattern, On And Including Reinforced Concrete Foundation On Compacted Sub Base, Necessary Earthwork, Blinding, Polyethylene Sheet, Waterproofing, Steel Dowel And Necessary Fixings, Accessories, Complete To Specialist / Engineer'S Details ;Bench Type 1 - Overall Size 2000 X 500 X 450Mm High | 4 | Nr | SAR | 4406
ALYA-05.2 | 2 | 2.0654 |  | Kingdom of Saudi Arabia | Jeddah | Hard & Soft Landscaping | Red Sea Village | B2 Red Sea Marina | RSG | SALCO | Award | 2021 | Fixed Price Lump Sum | FURNISHINGS | Generally | Site Furniture;Bench ;Fair Face Finish Precast Concrete Seat Block With Stamped Pattern And Required Colour, On And Including Reinforced Concrete Base On Compacted Sub Base, Necessary Earthwork, Waterproofing, Steel Dowel For Fixing Concrete Bench, Complete To Specialist / Engineer'S Details ;Bench Type 1 - Overall Size 2000 X 500 X 450Mm High (Optional) | 4 | Nr | SAR | 2336
ALYA-05.2 | 2 | 2.0654 |  | Kingdom of Saudi Arabia | Jeddah | Hard & Soft Landscaping | Red Sea Village | B2 Red Sea Marina | RSG | SALCO | Award | 2021 | Fixed Price Lump Sum | FURNISHINGS | Generally | Site Furniture;Boom Gate;Supply And Install Boom Gate, Including Fittings And Accessories, All Necessary Civil Works, Electrical Connections And All Associated Mep Works, Complete To Engineer'S Details;Boom Gate, 6000-7000Mm Length (Min.) | 4 | Nr | SAR | 33375
ALYA-05.2 | 2 | 2.0654 |  | Kingdom of Saudi Arabia | Jeddah | Hard & Soft Landscaping | Red Sea Village | B2 Red Sea Marina | RSG | SALCO | Award | 2021 | Fixed Price Lump Sum | SITE WORK | Paving and surfacing | Paving;Precast Concrete Block Paving Laid To Pattern With Required Colour, 5Mm Wide Joints With Filled With Joint Filling Sand, On And Including 50Mm Thick Sharp Sand Bed On Compacted Sub-Base, Complete As Per Engineer'S Approval ;750X150/300X300/600X300 X 60Mm In Shot Blasted Finish Ref. Paving Type 19 | 214 | m² | SAR | 212
ALYA-05.2 | 2 | 2.0654 |  | Kingdom of Saudi Arabia | Jeddah | Hard & Soft Landscaping | Red Sea Village | B2 Red Sea Marina | RSG | SALCO | Award | 2021 | Fixed Price Lump Sum | SITE WORK | Paving and surfacing | Paving;Precast Concrete Block Paving Laid To Pattern With Required Colour, 5Mm Wide Joints With Filled With Joint Filling Sand, On And Including 50Mm Thick Sharp Sand Bed On Compacted Sub-Base, Complete As Per Engineer'S Approval ;750X150/300X300/600X300/200X400 X 60Mm In Shot Blasted Finish Ref. Paving Type 20 | 433 | m² | SAR | 212
ALYA-05.2 | 2 | 2.0654 |  | Kingdom of Saudi Arabia | Jeddah | Hard & Soft Landscaping | Red Sea Village | B2 Red Sea Marina | RSG | SALCO | Award | 2021 | Fixed Price Lump Sum | SITE WORK | Paving and surfacing | Paving;Precast Concrete Block Paving Laid To Pattern With Required Colour, 5Mm Wide Joints With Filled With Joint Filling Sand, On And Including 50Mm Thick Sharp Sand Bed On Compacted Sub-Base, Complete As Per Engineer'S Approval ;200 X 200 X 60Mm In Shot Blasted Finish Ref: Paving Type 21 | 174 | m² | SAR | 174
ALYA-05.2 | 2 | 2.0654 |  | Kingdom of Saudi Arabia | Jeddah | Hard & Soft Landscaping | Red Sea Village | B2 Red Sea Marina | RSG | SALCO | Award | 2021 | Fixed Price Lump Sum | SITE WORK | Paving and surfacing | Paving;Precast Concrete Block Paving Laid To Pattern With Required Colour, 5Mm Wide Joints With Filled With Joint Filling Sand, On And Including 50Mm Thick Sharp Sand Bed On Compacted Sub-Base, Complete As Per Engineer'S Approval ;100 X 100 X 60Mm In Shotblasted Finish, Ref. Paving Type 26 | 380 | m² | SAR | 182
ALYA-05.2 | 2 | 2.0654 |  | Kingdom of Saudi Arabia | Jeddah | Hard & Soft Landscaping | Red Sea Village | B2 Red Sea Marina | RSG | SALCO | Award | 2021 | Fixed Price Lump Sum | SITE WORK | Paving and surfacing | Paving;Precast Concrete Block Paving Laid To Pattern With Required Colour, 5Mm Wide Joints With Filled With Joint Filling Sand, On And Including 50Mm Thick Sharp Sand Bed On Compacted Sub-Base, Complete As Per Engineer'S Approval ;150X100/150X200/150X250/300X150/300X300 X 80Mm In Shot Blasted Finish Ref. Plot Access Paving Type 2 | 110 | m² | SAR | 206
ALYA-05.2 | 2 | 2.0654 |  | Kingdom of Saudi Arabia | Jeddah | Hard & Soft Landscaping | Red Sea Village | B2 Red Sea Marina | RSG | SALCO | Award | 2021 | Fixed Price Lump Sum | SITE WORK | Paving and surfacing | Paving Band And Edge;Precast Concrete Paving Band Laid To Pattern With Required Colour, Max. 5Mm Wide Grouted Joint Using Colour Matched Grout, On And Including 25Mm Thick Full Mortar Bed On Concrete Base And Compacted Sub-Base, Complete As Per Engineer'S Approval ;100 X 200 X 60Mm In Shot Blasted Finish Ref: Typical Band, 400Mm Wide | 307 | m | SAR | 120
ALYA-05.2 | 2 | 2.0654 |  | Kingdom of Saudi Arabia | Jeddah | Hard & Soft Landscaping | Red Sea Village | B2 Red Sea Marina | RSG | SALCO | Award | 2021 | Fixed Price Lump Sum | SITE WORK | Landscaping | Maintenance Edge;Precast Concrete Maintenance Edge Cut To Radius As Required And Laid To Pattern With Required Colour, Max. 5Mm Wide Joint Using Colour Matched Grout, On And Including 25Mm Thick Full Mortar Bed On Concrete Base And Compacted Sub-Base, Complete As Per Engineer'S Approval ;350 X 350 X 60Mm In Shot Blasted Finish Ref: Maintenance Edge Type 1, 350Mm Wide | 446 | m | SAR | 116
ALYA-05.2 | 2 | 2.0654 |  | Kingdom of Saudi Arabia | Jeddah | Hard & Soft Landscaping | Red Sea Village | B2 Red Sea Marina | RSG | SALCO | Award | 2021 | Fixed Price Lump Sum | SITE WORK | Landscaping | Maintenance Edge;Precast Concrete Maintenance Edge Cut To Radius As Required And Laid To Pattern With Required Colour, Max. 5Mm Wide Joint Using Colour Matched Grout, On And Including 25Mm Thick Full Mortar Bed On Concrete Base And Compacted Sub-Base, Complete As Per Engineer'S Approval ;200 X 400 X 60Mm In Shot Blasted Finish Ref: Maintenance Edge Type 2, 200Mm Wide | 202 | m | SAR | 60
ALYA-05.2 | 2 | 2.0655 |  | Kingdom of Saudi Arabia | Jeddah | Hard & Soft Landscaping | Red Sea Village | B2 Red Sea Marina | RSG | SALCO | Award | 2021 | Fixed Price Lump Sum | SITE WORK | Landscaping | Maintenance Edge;Aluminium Edging, Brushed Finish, Fixed As Per Manufacturer'S Recommendations, Complete As Per Engineer'S Approval ;5Mm Thick Metal Edging For 150Mm High Gravel | 11 | m | SAR | 40
ALYA-05.2 | 2 | 2.0655 |  | Kingdom of Saudi Arabia | Jeddah | Hard & Soft Landscaping | Red Sea Village | B2 Red Sea Marina | RSG | SALCO | Award | 2021 | Fixed Price Lump Sum | SITE WORK | Landscaping | Gravel Surface;25 - 50Mm Sieve Size Local Crushed Stone Gravel, Loose Laid In 150Mm Thick Layer Over Geotextile Membrane On Compacted Sub-Base, Complete As Per Engineer'S Approval;Gravel Surface | 256 | m² | SAR | 40
ALYA-05.2 | 2 | 2.0655 |  | Kingdom of Saudi Arabia | Jeddah | Hard & Soft Landscaping | Red Sea Village | B2 Red Sea Marina | RSG | SALCO | Award | 2021 | Fixed Price Lump Sum | FURNISHINGS | Generally | Site Furniture;Bollard;Stainless Steel Fixed Bollard In Natural Finish With Required Colour, Including Necessary Base, Accessories And All Other Required Works, Complete, As Specified ;Bollard Type 3 - 600Mm High Above Finished Floor Level X 65Mm Diameter, Fold Down Bollard | 8 | Nr | SAR | 868
ALYA-05.2 | 2 | 2.0655 |  | Kingdom of Saudi Arabia | Jeddah | Hard & Soft Landscaping | Red Sea Village | B2 Red Sea Marina | RSG | SALCO | Award | 2021 | Fixed Price Lump Sum | SITE WORK | Paving and surfacing | Paving;Precast Concrete Block Paving Laid To Pattern With Required Colour, 5Mm Wide Joints With Filled With Joint Filling Sand, On And Including 50Mm Thick Sharp Sand Bed On Compacted Sub-Base, Complete As Per Engineer'S Approval ;750X150/300X300/600X300 X 60Mm In Shot Blasted Finish Ref. Paving Type 19 | 1270 | m² | SAR | 212
ALYA-05.2 | 2 | 2.0655 |  | Kingdom of Saudi Arabia | Jeddah | Hard & Soft Landscaping | Red Sea Village | B2 Red Sea Marina | RSG | SALCO | Award | 2021 | Fixed Price Lump Sum | SITE WORK | Paving and surfacing | Paving;Precast Concrete Paving Block Laid To Pattern With Required Colour, 5Mm Wide Joints With Joint Filling Sand, On And Including 40 - 50Mm Thick Sharp Sand Bed On Compacted Sub-Base, Complete As Per Engineer'S Approval ;300 X 300 X 60Mm With Milled Blisters, In Shot Blasted Finish Ref: Tactile Paving | 25 | m² | SAR | 296
ALYA-05.2 | 2 | 2.0655 |  | Kingdom of Saudi Arabia | Jeddah | Hard & Soft Landscaping | Red Sea Village | B2 Red Sea Marina | RSG | SALCO | Award | 2021 | Fixed Price Lump Sum | SITE WORK | Landscaping | Maintenance Edge;Precast Concrete Maintenance Edge Cut To Radius As Required And Laid To Pattern With Required Colour, Max. 5Mm Wide Joint Using Colour Matched Grout, On And Including 25Mm Thick Full Mortar Bed On Concrete Base And Compacted Sub-Base, Complete As Per Engineer'S Approval ;350 X 350 X 60Mm In Shot Blasted Finish Ref: Maintenance Edge Type 1, 350Mm Wide | 325 | m | SAR | 116
ALYA-05.2 | 2 | 2.0655 |  | Kingdom of Saudi Arabia | Jeddah | Hard & Soft Landscaping | Red Sea Village | B2 Red Sea Marina | RSG | SALCO | Award | 2021 | Fixed Price Lump Sum | SITE WORK | Landscaping | Maintenance Edge;Precast Concrete Maintenance Edge Cut To Radius As Required And Laid To Pattern With Required Colour, Max. 5Mm Wide Joint Using Colour Matched Grout, On And Including 25Mm Thick Full Mortar Bed On Concrete Base And Compacted Sub-Base, Complete As Per Engineer'S Approval ;200 X 400 X 60Mm In Shot Blasted Finish Ref: Maintenance Edge Type 2, 200Mm Wide | 131 | m | SAR | 60
ALYA-05.2 | 2 | 2.0655 |  | Kingdom of Saudi Arabia | Jeddah | Hard & Soft Landscaping | Red Sea Village | B2 Red Sea Marina | RSG | SALCO | Award | 2021 | Fixed Price Lump Sum | SITE WORK | Landscaping | Metal Edge;Aluminium Edging, Brushed Finish, Fixed As Per Manufacturer'S Recommendations, Complete As Per Engineer'S Approval ;5Mm Thick Metal Edging For 150Mm High Gravel | 112 | m | SAR | 40
ALYA-05.2 | 2 | 2.0655 |  | Kingdom of Saudi Arabia | Jeddah | Hard & Soft Landscaping | Red Sea Village | B2 Red Sea Marina | RSG | SALCO | Award | 2021 | Fixed Price Lump Sum | FURNISHINGS | Generally | Site Furniture;Bench Comprising Of Hardwood Timber Board Battens With Planed Finish In Minimum 8Mm Gaps, Size 115 X 1600 X 50Mm Thick Seat Fixed To Precast Concrete Seat Block, Fair Face Finished Precast Concrete Seat Block With Stamped Pattern, On And Including Reinforced Concrete Foundation On Compacted Sub Base, Necessary Earthwork, Blinding, Polyethylene Sheet, Waterproofing, Steel Dowel And Necessary Fixings, Accessories, Complete To Specialist / Engineer'S Details;Bench Type 1 - Overall Size 2000 X 500 X 450Mm High | 4 | Nr | SAR | 4406
ALYA-05.2 | 2 | 2.0655 |  | Kingdom of Saudi Arabia | Jeddah | Hard & Soft Landscaping | Red Sea Village | B2 Red Sea Marina | RSG | SALCO | Award | 2021 | Fixed Price Lump Sum | FURNISHINGS | Generally | Site Furniture;Fair Face Finish Precast Concrete Seat Block With Stamped Pattern And Required Colour, On And Including Reinforced Concrete Base On Compacted Sub Base, Necessary Earthwork, Waterproofing, Steel Dowel For Fixing Concrete Bench, Complete To Specialist / Engineer'S Details ;Bench Type 1 - Overall Size 2000 X 500 X 450Mm High (Optional) | 4 | Nr | SAR | 2336
ALYA-05.2 | 2 | 2.0656 |  | Kingdom of Saudi Arabia | Jeddah | Hard & Soft Landscaping | Red Sea Village | B2 Red Sea Marina | RSG | SALCO | Award | 2021 | Fixed Price Lump Sum | FURNISHINGS | Generally | Site Furniture ;Stainless Steel Fixed Bollard In Stain Surface Finish With Required Colour, Including Composite Timber Inset, Necessary Base, Accessories And All Other Required Works, Complete, As Specified;Bollard Type 1 - 900Mm High Above Finished Floor Level X 120Mm , Fixed Bollard | 28 | Nr | SAR | 2003
ALYA-05.2 | 2 | 2.0656 |  | Kingdom of Saudi Arabia | Jeddah | Hard & Soft Landscaping | Red Sea Village | B2 Red Sea Marina | RSG | SALCO | Award | 2021 | Fixed Price Lump Sum | ACCESSORIES | Generally | Composite Construction;Raised Planter;Reinforced Concrete Structure Comprising Of 300X300X50Mm Thick Limestone Coping And 30Mm Thick Limestone Cladding (Approx. 100/200/300/600 X 100/200Mm), Coping And Cladding Both In Riven/Split Face Finish With Required Colours, Including Max. 3Mm Wide Joint, 25Mm Thick Full Mortar Bed, Reinforced Concrete Base On Compacted Sub Base, Necessary Earthworks, Waterproofing, Fittings, Accessories, Complete To Engineer'S Details;300Mm Wide X Varying Height, Ref. Raised Planter Type 1 (With Cladding) | 38 | m | SAR | 868
ALYA-05.2 | 2 | 2.0656 |  | Kingdom of Saudi Arabia | Jeddah | Hard & Soft Landscaping | Red Sea Village | B2 Red Sea Marina | RSG | SALCO | Award | 2021 | Fixed Price Lump Sum | ACCESSORIES | Generally | Composite Construction;Raised Planter;Reinforced Concrete Structure Comprising Of 300X300X50Mm Thick Limestone Coping With Riven/Split Face Finish In Required Colour, Including Max. 3Mm Wide Joint, 25Mm Thick Full Mortar Bed, Reinforced Concrete Base On Compacted Sub Base, Necessary Earthworks, Waterproofing, Fittings, Accessories, Complete To Engineer'S Details;300Mm Wide X Varying Height, Ref. Raised Planter Type 1 (Without Cladding) | 17 | m | SAR | 868
ALYA-05.2 | 2 | 2.0656 |  | Kingdom of Saudi Arabia | Jeddah | Hard & Soft Landscaping | Red Sea Village | B2 Red Sea Marina | RSG | SALCO | Award | 2021 | Fixed Price Lump Sum | SITE WORK | Landscaping | Irrigation Works;Main Pipe Network;Irrigation Controllers; Complete As Specified;Pull Boxes | 3 | Nr | SAR | 668
ALYA-05.2 | 2 | 2.0656 |  | Kingdom of Saudi Arabia | Jeddah | Hard & Soft Landscaping | Red Sea Village | B2 Red Sea Marina | RSG | SALCO | Award | 2021 | Fixed Price Lump Sum | SITE WORK | Landscaping | Irrigation Works;Upvc Pipework To Bs 3505, Class-D, Including All Fittings, Excavation, Sand Bedding, Back Filling As Specified, Cart Away Surplus, Warning Tape Markers, Thrust Blocks, All As Specified.;4 Inch Diameter Pipe | 81 | m | SAR | 187
ALYA-05.2 | 2 | 2.0656 |  | Kingdom of Saudi Arabia | Jeddah | Hard & Soft Landscaping | Red Sea Village | B2 Red Sea Marina | RSG | SALCO | Award | 2021 | Fixed Price Lump Sum | SITE WORK | Landscaping | Irrigation Works;Valves Including Necessary Accessories, Fixed As Specified.;Connection To Irrigation Mainline Take Off Point | 1 | Nr | SAR | 33375
ALYA-05.2 | 2 | 2.0656 |  | Kingdom of Saudi Arabia | Jeddah | Hard & Soft Landscaping | Red Sea Village | B2 Red Sea Marina | RSG | SALCO | Award | 2021 | Fixed Price Lump Sum | SITE WORK | Landscaping | Irrigation Works;Pipework Sprinkler Irrigation System;Upvc Pipework To Bs 3505, Class-E, Including All Fittings, Excavation, Sand Bedding, Back Filling As Specified, Cart Away Surplus, Warning Tape Markers, Thrust Blocks, All As Specified.;1 Inch Diameter Pipe | 170 | m | SAR | 33
ALYA-05.2 | 2 | 2.0656 |  | Kingdom of Saudi Arabia | Jeddah | Hard & Soft Landscaping | Red Sea Village | B2 Red Sea Marina | RSG | SALCO | Award | 2021 | Fixed Price Lump Sum | SITE WORK | Landscaping | Irrigation Works;Pipework Sprinkler Irrigation System;Upvc Pipework To Bs 3505, Class-D, Including All Fittings, Excavation, Sand Bedding, Back Filling As Specified, Cart Away Surplus, Warning Tape Markers, Thrust Blocks, All As Specified.;1.5 Inch Diameter Pipe | 36 | m | SAR | 47
ALYA-05.2 | 2 | 2.0656 |  | Kingdom of Saudi Arabia | Jeddah | Hard & Soft Landscaping | Red Sea Village | B2 Red Sea Marina | RSG | SALCO | Award | 2021 | Fixed Price Lump Sum | SITE WORK | Landscaping | Irrigation Works;Pipework Sprinkler Irrigation System;Drip Risers;Drip Risers As Specified | 8 | Nr | SAR | 93
ALYA-05.2 | 2 | 2.0656 |  | Kingdom of Saudi Arabia | Jeddah | Hard & Soft Landscaping | Red Sea Village | B2 Red Sea Marina | RSG | SALCO | Award | 2021 | Fixed Price Lump Sum | SITE WORK | Landscaping | Irrigation Works ;Main Pipe Network;Irrigation Controllers; Complete As Specified;Pull Boxes | 17 | Nr | SAR | 668
ALYA-05.2 | 2 | 2.0657 |  | Kingdom of Saudi Arabia | Jeddah | Hard & Soft Landscaping | Red Sea Village | B2 Red Sea Marina | RSG | SALCO | Award | 2021 | Fixed Price Lump Sum | SITE WORK | Landscaping | Irrigation Works ;Upvc Pipework To Bs 3505, Class-D, Including All Fittings, Excavation, Sand Bedding, Back Filling As Specified, Cart Away Surplus, Warning Tape Markers, Thrust Blocks, All As Specified;4 Inch Diameter Pipe | 426 | m | SAR | 187
ALYA-05.2 | 2 | 2.0657 |  | Kingdom of Saudi Arabia | Jeddah | Hard & Soft Landscaping | Red Sea Village | B2 Red Sea Marina | RSG | SALCO | Award | 2021 | Fixed Price Lump Sum | SITE WORK | Landscaping | Irrigation Works ;Valves Including Necessary Accessories, Fixed As Specified.;Connection To Irrigation Mainline Take Off Point | 5 | Nr | SAR | 33375
ALYA-05.2 | 2 | 2.0657 |  | Kingdom of Saudi Arabia | Jeddah | Hard & Soft Landscaping | Red Sea Village | B2 Red Sea Marina | RSG | SALCO | Award | 2021 | Fixed Price Lump Sum | SITE WORK | Landscaping | Irrigation Works;Pipework Sprinkler Irrigation System;Upvc Pipework To Bs 3505, Class-E, Including All Fittings, Excavation, Sand Bedding, Back Filling As Specified, Cart Away Surplus, Warning Tape Markers, Thrust Blocks, All As Specified.;1 Inch Diameter Pipe | 770 | m | SAR | 33
ALYA-05.2 | 2 | 2.0657 |  | Kingdom of Saudi Arabia | Jeddah | Hard & Soft Landscaping | Red Sea Village | B2 Red Sea Marina | RSG | SALCO | Award | 2021 | Fixed Price Lump Sum | SITE WORK | Landscaping | Irrigation Works;Pipework Sprinkler Irrigation System;Upvc Pipework To Bs 3505, Class-D, Including All Fittings, Excavation, Sand Bedding, Back Filling As Specified, Cart Away Surplus, Warning Tape Markers, Thrust Blocks, All As Specified.;1.5 Inch Diameter Pipe | 426 | m | SAR | 47
ALYA-05.2 | 2 | 2.0657 |  | Kingdom of Saudi Arabia | Jeddah | Hard & Soft Landscaping | Red Sea Village | B2 Red Sea Marina | RSG | SALCO | Award | 2021 | Fixed Price Lump Sum | SITE WORK | Landscaping | Irrigation Works;Pipework Sprinkler Irrigation System;Upvc Pipework To Bs 3505, Class-D, Including All Fittings, Excavation, Sand Bedding, Back Filling As Specified, Cart Away Surplus, Warning Tape Markers, Thrust Blocks, All As Specified.;2 Inch Diameter Pipe | 132 | m | SAR | 67
ALYA-05.2 | 2 | 2.0657 |  | Kingdom of Saudi Arabia | Jeddah | Hard & Soft Landscaping | Red Sea Village | B2 Red Sea Marina | RSG | SALCO | Award | 2021 | Fixed Price Lump Sum | SITE WORK | Landscaping | Irrigation Works;Pipework Sprinkler Irrigation System;Upvc Pipework To Bs 3505, Class-D, Including All Fittings, Excavation, Sand Bedding, Back Filling As Specified, Cart Away Surplus, Warning Tape Markers, Thrust Blocks, All As Specified.;3 Inch Diameter Pipe | 120 | m | SAR | 167
ALYA-05.2 | 2 | 2.0657 |  | Kingdom of Saudi Arabia | Jeddah | Hard & Soft Landscaping | Red Sea Village | B2 Red Sea Marina | RSG | SALCO | Award | 2021 | Fixed Price Lump Sum | SITE WORK | Landscaping | Irrigation Works;Pipework Sprinkler Irrigation System;Drip Risers;Drip Risers As Specified | 143 | Nr | SAR | 93
ALYA-05.2 | 2 | 2.0657 |  | Kingdom of Saudi Arabia | Jeddah | Hard & Soft Landscaping | Red Sea Village | B2 Red Sea Marina | RSG | SALCO | Award | 2021 | Fixed Price Lump Sum | SITE WORK | Landscaping | Irrigation Works;Pipework Sprinkler Irrigation System;Valves Including Necessary Accessories, Fixed As Specified;Solenoid Valves, 1.5 Inch In Drip System | 3 | Nr | SAR | 1669
ALYA-05.2 | 2 | 2.0657 |  | Kingdom of Saudi Arabia | Jeddah | Hard & Soft Landscaping | Red Sea Village | B2 Red Sea Marina | RSG | SALCO | Award | 2021 | Fixed Price Lump Sum | SITE WORK | Landscaping | Irrigation Works;Pipework Sprinkler Irrigation System;Valves Including Necessary Accessories, Fixed As Specified;Solenoid Valves, 2.0 Inch In Drip System | 1 | Nr | SAR | 2003
ALYA-05.2 | 2 | 2.0657 |  | Kingdom of Saudi Arabia | Jeddah | Hard & Soft Landscaping | Red Sea Village | B2 Red Sea Marina | RSG | SALCO | Award | 2021 | Fixed Price Lump Sum | SITE WORK | Landscaping | Irrigation Works;Pipework Sprinkler Irrigation System;Lockable Valve Boxes As Specified;For Solenoid Valves, 1.5 Inch In Drip System | 3 | Nr | SAR | 668
ALYA-05.2 | 2 | 2.0658 |  | Kingdom of Saudi Arabia | Jeddah | Hard & Soft Landscaping | Red Sea Village | B2 Red Sea Marina | RSG | SALCO | Award | 2021 | Fixed Price Lump Sum | SITE WORK | Landscaping | Irrigation Works;Pipework Sprinkler Irrigation System;Lockable Valve Boxes As Specified;For Solenoid Valves,2.0Inch In Drip System | 1 | Nr | SAR | 668
ALYA-05.2 | 2 | 2.0658 |  | Kingdom of Saudi Arabia | Jeddah | Hard & Soft Landscaping | Red Sea Village | B2 Red Sea Marina | RSG | SALCO | Award | 2021 | Fixed Price Lump Sum | SITE WORK | Landscaping | Main Pipe Network;Irrigation Controllers; Complete As Specified;Pull Boxes | 4 | Nr | SAR | 668
ALYA-05.2 | 2 | 2.0658 |  | Kingdom of Saudi Arabia | Jeddah | Hard & Soft Landscaping | Red Sea Village | B2 Red Sea Marina | RSG | SALCO | Award | 2021 | Fixed Price Lump Sum | SITE WORK | Landscaping | Irrigation Works;Pipework Sprinkler Irrigation System;Upvc Pipework To Bs 3505, Class-D, Including All Fittings, Excavation, Sand Bedding, Back Filling As Specified, Cart Away Surplus, Warning Tape Markers, Thrust Blocks, All As Specified.;4 Inch Diameter Pipe | 27 | m | SAR | 187
ALYA-05.2 | 2 | 2.0658 |  | Kingdom of Saudi Arabia | Jeddah | Hard & Soft Landscaping | Red Sea Village | B2 Red Sea Marina | RSG | SALCO | Award | 2021 | Fixed Price Lump Sum | SITE WORK | Landscaping | Irrigation Works;Pipework Sprinkler Irrigation System;Upvc Pipework To Bs 3505, Class-E, Including All Fittings, Excavation, Sand Bedding, Back Filling As Specified, Cart Away Surplus, Warning Tape Markers, Thrust Blocks, All As Specified.;1 Inch Diameter Pipe | 94 | m | SAR | 33
ALYA-05.2 | 2 | 2.0658 |  | Kingdom of Saudi Arabia | Jeddah | Hard & Soft Landscaping | Red Sea Village | B2 Red Sea Marina | RSG | SALCO | Award | 2021 | Fixed Price Lump Sum | SITE WORK | Landscaping | Irrigation Works;Pipework Sprinkler Irrigation System;Upvc Pipework To Bs 3505, Class-D, Including All Fittings, Excavation, Sand Bedding, Back Filling As Specified, Cart Away Surplus, Warning Tape Markers, Thrust Blocks, All As Specified.;2 Inch Diameter Pipe | 6 | m | SAR | 67
ALYA-05.2 | 2 | 2.0658 |  | Kingdom of Saudi Arabia | Jeddah | Hard & Soft Landscaping | Red Sea Village | B2 Red Sea Marina | RSG | SALCO | Award | 2021 | Fixed Price Lump Sum | SITE WORK | Landscaping | Irrigation Works;Pipework Sprinkler Irrigation System;Drip Risers;Drip Risers As Specified | 43 | Nr | SAR | 93
ALYA-05.2 | 2 | 2.0658 |  | Kingdom of Saudi Arabia | Jeddah | Hard & Soft Landscaping | Red Sea Village | B2 Red Sea Marina | RSG | SALCO | Award | 2021 | Fixed Price Lump Sum | SITE WORK | Landscaping | Irrigation Works;Pipework Sprinkler Irrigation System;Valves Including Necessary Accessories, Fixed As Specified;Solenoid Valves, 1.5 Inch In Drip System | 1 | Nr | SAR | 1669
ALYA-05.2 | 2 | 2.0658 |  | Kingdom of Saudi Arabia | Jeddah | Hard & Soft Landscaping | Red Sea Village | B2 Red Sea Marina | RSG | SALCO | Award | 2021 | Fixed Price Lump Sum | SITE WORK | Landscaping | Irrigation Works;Pipework Sprinkler Irrigation System;Lockable Valve Boxes As Specified;For Solenoid Valves,1.5Inch In Drip System | 1 | Nr | SAR | 668
ALYA-05.2 | 2 | 2.0658 |  | Kingdom of Saudi Arabia | Jeddah | Hard & Soft Landscaping | Red Sea Village | B2 Red Sea Marina | RSG | SALCO | Award | 2021 | Fixed Price Lump Sum | SITE WORK | Landscaping | Main Pipe Network;Irrigation Controllers; Complete As Specified;Pull Boxes | 13 | Nr | SAR | 668
ALYA-05.2 | 2 | 2.0658 |  | Kingdom of Saudi Arabia | Jeddah | Hard & Soft Landscaping | Red Sea Village | B2 Red Sea Marina | RSG | SALCO | Award | 2021 | Fixed Price Lump Sum | SITE WORK | Landscaping | Irrigation Works;Pipework Sprinkler Irrigation System;Upvc Pipework To Bs 3505, Class-D, Including All Fittings, Excavation, Sand Bedding, Back Filling As Specified, Cart Away Surplus, Warning Tape Markers, Thrust Blocks, All As Specified.;4 Inch Diameter Pipe | 280 | m | SAR | 187
ALYA-05.2 | 2 | 2.0659 |  | Kingdom of Saudi Arabia | Jeddah | Hard & Soft Landscaping | Red Sea Village | B2 Red Sea Marina | RSG | SALCO | Award | 2021 | Fixed Price Lump Sum | SITE WORK | Landscaping | Irrigation Works;Pipework Sprinkler Irrigation System;Valves Including Necessary Accessaries, Fixed As Specified.;Connection To Irrigation Mainline Take Off Point | 3 | Nr | SAR | 33375
ALYA-05.2 | 2 | 2.0659 |  | Kingdom of Saudi Arabia | Jeddah | Hard & Soft Landscaping | Red Sea Village | B2 Red Sea Marina | RSG | SALCO | Award | 2021 | Fixed Price Lump Sum | SITE WORK | Landscaping | Irrigation Works;Pipework Sprinkler Irrigation System;Upvc Pipework To Bs 3505, Class-D, Including All Fittings, Excavation, Sand Bedding, Back Filling As Specified, Cart Away Surplus, Warning Tape Markers, Thrust Blocks, All As Specified.;1 Inch Diameter Pipe | 720 | m | SAR | 33
ALYA-05.2 | 2 | 2.0659 |  | Kingdom of Saudi Arabia | Jeddah | Hard & Soft Landscaping | Red Sea Village | B2 Red Sea Marina | RSG | SALCO | Award | 2021 | Fixed Price Lump Sum | SITE WORK | Landscaping | Irrigation Works;Pipework Sprinkler Irrigation System;Upvc Pipework To Bs 3505, Class-D, Including All Fittings, Excavation, Sand Bedding, Back Filling As Specified, Cart Away Surplus, Warning Tape Markers, Thrust Blocks, All As Specified.;1.5 Inch Diameter Pipe | 414 | m | SAR | 47
ALYA-05.2 | 2 | 2.0659 |  | Kingdom of Saudi Arabia | Jeddah | Hard & Soft Landscaping | Red Sea Village | B2 Red Sea Marina | RSG | SALCO | Award | 2021 | Fixed Price Lump Sum | SITE WORK | Landscaping | Irrigation Works;Pipework Sprinkler Irrigation System;Upvc Pipework To Bs 3505, Class-D, Including All Fittings, Excavation, Sand Bedding, Back Filling As Specified, Cart Away Surplus, Warning Tape Markers, Thrust Blocks, All As Specified.;2 Inch Diameter Pipe | 144 | m | SAR | 67
ALYA-05.2 | 2 | 2.0659 |  | Kingdom of Saudi Arabia | Jeddah | Hard & Soft Landscaping | Red Sea Village | B2 Red Sea Marina | RSG | SALCO | Award | 2021 | Fixed Price Lump Sum | SITE WORK | Landscaping | Irrigation Works;Pipework Sprinkler Irrigation System;Drip Risers;Drip Risers As Specified | 131 | Nr | SAR | 93
ALYA-05.2 | 2 | 2.0659 |  | Kingdom of Saudi Arabia | Jeddah | Hard & Soft Landscaping | Red Sea Village | B2 Red Sea Marina | RSG | SALCO | Award | 2021 | Fixed Price Lump Sum | SITE WORK | Landscaping | Irrigation Works;Pipework Sprinkler Irrigation System;Valves Including Necessary Accessories, Fixed As Specified;Solenoid Valves, 1.0 Inch In Drip System | 2 | Nr | SAR | 1469
ALYA-05.2 | 2 | 2.0659 |  | Kingdom of Saudi Arabia | Jeddah | Hard & Soft Landscaping | Red Sea Village | B2 Red Sea Marina | RSG | SALCO | Award | 2021 | Fixed Price Lump Sum | SITE WORK | Landscaping | Irrigation Works;Pipework Sprinkler Irrigation System;Valves Including Necessary Accessories, Fixed As Specified;Solenoid Valves, 1.5 Inch In Drip System | 3 | Nr | SAR | 1669
ALYA-05.2 | 2 | 2.0659 |  | Kingdom of Saudi Arabia | Jeddah | Hard & Soft Landscaping | Red Sea Village | B2 Red Sea Marina | RSG | SALCO | Award | 2021 | Fixed Price Lump Sum | SITE WORK | Landscaping | Irrigation Works;Pipework Sprinkler Irrigation System;Lockable Valve Boxes As Specified;For Solenoid Valves,1.0Inch In Drip System | 2 | Nr | SAR | 668
ALYA-05.2 | 2 | 2.0659 |  | Kingdom of Saudi Arabia | Jeddah | Hard & Soft Landscaping | Red Sea Village | B2 Red Sea Marina | RSG | SALCO | Award | 2021 | Fixed Price Lump Sum | SITE WORK | Landscaping | Irrigation Works;Pipework Sprinkler Irrigation System;Lockable Valve Boxes As Specified;For Solenoid Valves,1.5Inch In Drip System | 3 | Nr | SAR | 668
ALYA-05.2 | 2 | 2.0659 |  | Kingdom of Saudi Arabia | Jeddah | Hard & Soft Landscaping | Red Sea Village | B2 Red Sea Marina | RSG | SALCO | Award | 2021 | Fixed Price Lump Sum | SITE WORK | Landscaping | Irrigation Works;Pipework Sprinkler Irrigation System;Upvc Pipework To Bs 3505, Class-D, Including All Fittings, Excavation, Sand Bedding, Back Filling As Specified, Cart Away Surplus, Warning Tape Markers, Thrust Blocks, All As Specified.;4 Inch Diameter Pipe | 34 | m | SAR | 187
ALYA-05.2 | 2 | 2.066 |  | Kingdom of Saudi Arabia | Jeddah | Hard & Soft Landscaping | Red Sea Village | B2 Red Sea Marina | RSG | SALCO | Award | 2021 | Fixed Price Lump Sum | SITE WORK | Landscaping | Irrigation Works;Pipework Sprinkler Irrigation System;Valves Including Necessary Accessaries, Fixed As Specified.;Connection To Irrigation Mainline Take Off Point | 1 | Nr | SAR | 33375
ALYA-05.2 | 2 | 2.066 |  | Kingdom of Saudi Arabia | Jeddah | Hard & Soft Landscaping | Red Sea Village | B2 Red Sea Marina | RSG | SALCO | Award | 2021 | Fixed Price Lump Sum | SITE WORK | Landscaping | Irrigation Works;Pipework Sprinkler Irrigation System;Upvc Pipework To Bs 3505, Class-E, Including All Fittings, Excavation, Sand Bedding, Back Filling As Specified, Cart Away Surplus, Warning Tape Markers, Thrust Blocks, All As Specified.;1 Inch Diameter Pipe | 108 | m | SAR | 33
ALYA-05.2 | 2 | 2.066 |  | Kingdom of Saudi Arabia | Jeddah | Hard & Soft Landscaping | Red Sea Village | B2 Red Sea Marina | RSG | SALCO | Award | 2021 | Fixed Price Lump Sum | SITE WORK | Landscaping | Irrigation Works;Pipework Sprinkler Irrigation System;Upvc Pipework To Bs 3505, Class-D, Including All Fittings, Excavation, Sand Bedding, Back Filling As Specified, Cart Away Surplus, Warning Tape Markers, Thrust Blocks, All As Specified.;1.5 Inch Diameter Pipe | 48 | m | SAR | 47
ALYA-05.2 | 2 | 2.066 |  | Kingdom of Saudi Arabia | Jeddah | Hard & Soft Landscaping | Red Sea Village | B2 Red Sea Marina | RSG | SALCO | Award | 2021 | Fixed Price Lump Sum | SITE WORK | Landscaping | Irrigation Works;Pipework Sprinkler Irrigation System;Drip Risers;Drip Risers As Specified | 25 | Nr | SAR | 93
ALYA-05.2 | 2 | 2.066 |  | Kingdom of Saudi Arabia | Jeddah | Hard & Soft Landscaping | Red Sea Village | B2 Red Sea Marina | RSG | SALCO | Award | 2021 | Fixed Price Lump Sum | ELECTRICAL ENGINEERING INSTALLATIONS | Final sub-circuits and auxiliary installations | Landscape Lighting And Power Installation;Supply And Install Light Fittings, Complete To The Approval Of The Engineer And/Or Contract Administrator, And As Shown On Drawings (Provisional Sum);Pole Top Light, Ref. Xsp1 | 10 | Nr | SAR | 10680
ALYA-05.2 | 2 | 2.066 |  | Kingdom of Saudi Arabia | Jeddah | Hard & Soft Landscaping | Red Sea Village | B2 Red Sea Marina | RSG | SALCO | Award | 2021 | Fixed Price Lump Sum | ELECTRICAL ENGINEERING INSTALLATIONS | Final sub-circuits and auxiliary installations | Landscape Lighting And Power Installation;Supply And Install Light Fittings, Complete To The Approval Of The Engineer And/Or Contract Administrator, And As Shown On Drawings (Provisional Sum);Uplight For Palms, Ref. Xu1 | 12 | Nr | SAR | 3004
ALYA-05.2 | 2 | 2.066 |  | Kingdom of Saudi Arabia | Jeddah | Hard & Soft Landscaping | Red Sea Village | B3 Arts & Culture | RSG | SALCO | Award | 2021 | Fixed Price Lump Sum | SITE WORK | Excavation | Earthworks;Excavation And Preparation Of Base As Specified And As Shown On Drawings;For Palms | 132 | m³ | SAR | 27
ALYA-05.2 | 2 | 2.066 |  | Kingdom of Saudi Arabia | Jeddah | Hard & Soft Landscaping | Red Sea Village | B3 Arts & Culture | RSG | SALCO | Award | 2021 | Fixed Price Lump Sum | SITE WORK | Excavation | Earthworks;Excavation And Preparation Of Base As Specified And As Shown On Drawings;For Trees | 379 | m³ | SAR | 27
ALYA-05.2 | 2 | 2.066 |  | Kingdom of Saudi Arabia | Jeddah | Hard & Soft Landscaping | Red Sea Village | B3 Arts & Culture | RSG | SALCO | Award | 2021 | Fixed Price Lump Sum | SITE WORK | Excavation | Earthworks;Excavation And Preparation Of Base As Specified And As Shown On Drawings;For Ground Covers | 228 | m³ | SAR | 20
ALYA-05.2 | 2 | 2.066 |  | Kingdom of Saudi Arabia | Jeddah | Hard & Soft Landscaping | Red Sea Village | B3 Arts & Culture | RSG | SALCO | Award | 2021 | Fixed Price Lump Sum | SITE WORK | Excavation | Earthworks;Excavation And Preparation Of Base As Specified And As Shown On Drawings;For Shrubs | 252 | m³ | SAR | 20
ALYA-05.2 | 2 | 2.0661 |  | Kingdom of Saudi Arabia | Jeddah | Hard & Soft Landscaping | Red Sea Village | B3 Arts & Culture | RSG | SALCO | Award | 2021 | Fixed Price Lump Sum | SITE WORK | Excavation | Earthworks;Excavation And Preparation Of Base As Specified And As Shown On Drawings;For Grass | 97 | m³ | SAR | 20
ALYA-05.2 | 2 | 2.0661 |  | Kingdom of Saudi Arabia | Jeddah | Hard & Soft Landscaping | Red Sea Village | B3 Arts & Culture | RSG | SALCO | Award | 2021 | Fixed Price Lump Sum | SITE WORK | Disposal | Earthworks;Disposal;Disposal Of Surplus Excavated Material From Site (Provisional Item) | 1088 | m³ | SAR | 20
ALYA-05.2 | 2 | 2.0661 |  | Kingdom of Saudi Arabia | Jeddah | Hard & Soft Landscaping | Red Sea Village | B3 Arts & Culture | RSG | SALCO | Award | 2021 | Fixed Price Lump Sum | SITE WORK | Landscaping | Earthworks;Planting Medium Consist Of Soil, Compost And Fertilizers;70Mm Thick Bark Mulsch To Be Removed From All Softscape Areas ;To Palms | 116 | m³ | SAR | 134
ALYA-05.2 | 2 | 2.0661 |  | Kingdom of Saudi Arabia | Jeddah | Hard & Soft Landscaping | Red Sea Village | B3 Arts & Culture | RSG | SALCO | Award | 2021 | Fixed Price Lump Sum | SITE WORK | Landscaping | Earthworks;Planting Medium Consist Of Soil, Compost And Fertilizers;70Mm Thick Bark Mulsch To Be Removed From All Softscape Areas ;To Trees | 314 | m³ | SAR | 134
ALYA-05.2 | 2 | 2.0661 |  | Kingdom of Saudi Arabia | Jeddah | Hard & Soft Landscaping | Red Sea Village | B3 Arts & Culture | RSG | SALCO | Award | 2021 | Fixed Price Lump Sum | SITE WORK | Landscaping | Earthworks;Planting Medium Consist Of Soil, Compost And Fertilizers;70Mm Thick Bark Mulsch To Be Removed From All Softscape Areas ;To Ground Covers | 228 | m³ | SAR | 134
ALYA-05.2 | 2 | 2.0661 |  | Kingdom of Saudi Arabia | Jeddah | Hard & Soft Landscaping | Red Sea Village | B3 Arts & Culture | RSG | SALCO | Award | 2021 | Fixed Price Lump Sum | SITE WORK | Landscaping | Earthworks;Planting Medium Consist Of Soil, Compost And Fertilizers;70Mm Thick Bark Mulsch To Be Removed From All Softscape Areas ;To Shrubs | 252 | m³ | SAR | 134
ALYA-05.2 | 2 | 2.0661 |  | Kingdom of Saudi Arabia | Jeddah | Hard & Soft Landscaping | Red Sea Village | B3 Arts & Culture | RSG | SALCO | Award | 2021 | Fixed Price Lump Sum | SITE WORK | Landscaping | Earthworks;Planting Medium Consist Of Soil, Compost And Fertilizers;70Mm Thick Bark Mulsch To Be Removed From All Softscape Areas ;To Grass | 97 | m³ | SAR | 134
ALYA-05.2 | 2 | 2.0661 |  | Kingdom of Saudi Arabia | Jeddah | Hard & Soft Landscaping | Red Sea Village | B3 Arts & Culture | RSG | SALCO | Award | 2021 | Fixed Price Lump Sum | SITE WORK | Excavation | Earthworks;Gravel Wrapped In Geotextile As Capillary Break Layer, Complete As Specified ;Below Planting Medium Of Palms And Trees, 200Mm Thick | 283 | m² | SAR | 25
ALYA-05.2 | 2 | 2.0661 |  | Kingdom of Saudi Arabia | Jeddah | Hard & Soft Landscaping | Red Sea Village | B3 Arts & Culture | RSG | SALCO | Award | 2021 | Fixed Price Lump Sum | SITE WORK | Landscaping | Planting - Supply And Installation;Palms, Trees, Shrubs And The Like With Healthy Fully Developed Root Balls, Undamaged And Free From Pests And Diseases, Planted In Prepared Ground As Detailed, Including All Compost And Fertilizers, Tree Stakes, Tree Ties, Temporary Planting Screens;Palms;Washingtonia Robusta, Ref. Wash.R6* - 6M Brown Trunk Height | 15 | Nr | SAR | 5029
ALYA-05.2 | 2 | 2.0661 |  | Kingdom of Saudi Arabia | Jeddah | Hard & Soft Landscaping | Red Sea Village | B3 Arts & Culture | RSG | SALCO | Award | 2021 | Fixed Price Lump Sum | SITE WORK | Landscaping | Planting - Supply And Installation;Palms, Trees, Shrubs And The Like With Healthy Fully Developed Root Balls, Undamaged And Free From Pests And Diseases, Planted In Prepared Ground As Detailed, Including All Compost And Fertilizers, Tree Stakes, Tree Ties, Temporary Planting Screens;Palms;Washingtonia Robusta, Ref. Wash.R5* - 5M Brown Trunk Height | 15 | Nr | SAR | 4583
ALYA-05.2 | 2 | 2.0662 |  | Kingdom of Saudi Arabia | Jeddah | Hard & Soft Landscaping | Red Sea Village | B3 Arts & Culture | RSG | SALCO | Award | 2021 | Fixed Price Lump Sum | SITE WORK | Landscaping | Planting - Supply And Installation;Palms, Trees, Shrubs And The Like With Healthy Fully Developed Root Balls, Undamaged And Free From Pests And Diseases, Planted In Prepared Ground As Detailed, Including All Compost And Fertilizers, Tree Stakes, Tree Ties, Temporary Planting Screens;Palms;Washingtonia Robusta, Ref. Wash.R4* - 4M Brown Trunk Height | 15 | Nr | SAR | 3782
ALYA-05.2 | 2 | 2.0662 |  | Kingdom of Saudi Arabia | Jeddah | Hard & Soft Landscaping | Red Sea Village | B3 Arts & Culture | RSG | SALCO | Award | 2021 | Fixed Price Lump Sum | SITE WORK | Landscaping | Planting - Supply And Installation;Palms, Trees, Shrubs And The Like With Healthy Fully Developed Root Balls, Undamaged And Free From Pests And Diseases, Planted In Prepared Ground As Detailed, Including All Compost And Fertilizers, Tree Stakes, Tree Ties, Temporary Planting Screens;Palms;Washingtonia Robusta, Ref. Wash.R3* - 3M Brown Trunk Height | 15 | Nr | SAR | 3360
ALYA-05.2 | 2 | 2.0662 |  | Kingdom of Saudi Arabia | Jeddah | Hard & Soft Landscaping | Red Sea Village | B3 Arts & Culture | RSG | SALCO | Award | 2021 | Fixed Price Lump Sum | SITE WORK | Landscaping | Planting - Supply And Installation;Palms, Trees, Shrubs And The Like With Healthy Fully Developed Root Balls, Undamaged And Free From Pests And Diseases, Planted In Prepared Ground As Detailed, Including All Compost And Fertilizers, Tree Stakes, Tree Ties, Temporary Planting Screens;Trees;Hibiscus Tiliaceus, Ref. Hibi.T - 1.8M Clear Stem Height, 60 To 70Mm Caliper | 33 | Nr | SAR | 1464
ALYA-05.2 | 2 | 2.0662 |  | Kingdom of Saudi Arabia | Jeddah | Hard & Soft Landscaping | Red Sea Village | B3 Arts & Culture | RSG | SALCO | Award | 2021 | Fixed Price Lump Sum | SITE WORK | Landscaping | Planting - Supply And Installation;Palms, Trees, Shrubs And The Like With Healthy Fully Developed Root Balls, Undamaged And Free From Pests And Diseases, Planted In Prepared Ground As Detailed, Including All Compost And Fertilizers, Tree Stakes, Tree Ties, Temporary Planting Screens;Trees;Tabebuia Argentea, Ref. Tabe.A - 1.8M Clear Stem Height, 60 To 70Mm Caliper | 30 | Nr | SAR | 1495
ALYA-05.2 | 2 | 2.0662 |  | Kingdom of Saudi Arabia | Jeddah | Hard & Soft Landscaping | Red Sea Village | B3 Arts & Culture | RSG | SALCO | Award | 2021 | Fixed Price Lump Sum | SITE WORK | Landscaping | Planting - Supply And Installation;Palms, Trees, Shrubs And The Like With Healthy Fully Developed Root Balls, Undamaged And Free From Pests And Diseases, Planted In Prepared Ground As Detailed, Including All Compost And Fertilizers, Tree Stakes, Tree Ties, Temporary Planting Screens;Trees;Terminalia Catappa, Ref. Term.C - 1.8M Clear Stem Height, 60 To 70Mm Caliper | 35 | Nr | SAR | 1258
ALYA-05.2 | 2 | 2.0662 |  | Kingdom of Saudi Arabia | Jeddah | Hard & Soft Landscaping | Red Sea Village | B3 Arts & Culture | RSG | SALCO | Award | 2021 | Fixed Price Lump Sum | SITE WORK | Landscaping | Planting - Supply And Installation;Palms, Trees, Shrubs And The Like With Healthy Fully Developed Root Balls, Undamaged And Free From Pests And Diseases, Planted In Prepared Ground As Detailed, Including All Compost And Fertilizers, Tree Stakes, Tree Ties, Temporary Planting Screens;Trees;Pongamia Glabra, Ref. Pong.G - 1.8M Clear Stem Height, 60-70Mm Caliper | 1 | Nr | SAR | 1953
ALYA-05.2 | 2 | 2.0662 |  | Kingdom of Saudi Arabia | Jeddah | Hard & Soft Landscaping | Red Sea Village | B3 Arts & Culture | RSG | SALCO | Award | 2021 | Fixed Price Lump Sum | SITE WORK | Landscaping | Planting - Supply And Installation;Palms, Trees, Shrubs And The Like With Healthy Fully Developed Root Balls, Undamaged And Free From Pests And Diseases, Planted In Prepared Ground As Detailed, Including All Compost And Fertilizers, Tree Stakes, Tree Ties, Temporary Planting Screens;Shrubs;Atriplex Halimus, Ref. Atri.H - 0.50-0.60 Height, Min.3 Breaks | 1000 | Nr | SAR | 21
ALYA-05.2 | 2 | 2.0662 |  | Kingdom of Saudi Arabia | Jeddah | Hard & Soft Landscaping | Red Sea Village | B3 Arts & Culture | RSG | SALCO | Award | 2021 | Fixed Price Lump Sum | SITE WORK | Landscaping | Planting - Supply And Installation;Palms, Trees, Shrubs And The Like With Healthy Fully Developed Root Balls, Undamaged And Free From Pests And Diseases, Planted In Prepared Ground As Detailed, Including All Compost And Fertilizers, Tree Stakes, Tree Ties, Temporary Planting Screens;Shrubs;Bougainvillea Pink Pixie, Ref. Boug.Pp - 0.40-0.50M Spread | 2028 | Nr | SAR | 23
ALYA-05.2 | 2 | 2.0662 |  | Kingdom of Saudi Arabia | Jeddah | Hard & Soft Landscaping | Red Sea Village | B3 Arts & Culture | RSG | SALCO | Award | 2021 | Fixed Price Lump Sum | SITE WORK | Landscaping | Planting - Supply And Installation;Palms, Trees, Shrubs And The Like With Healthy Fully Developed Root Balls, Undamaged And Free From Pests And Diseases, Planted In Prepared Ground As Detailed, Including All Compost And Fertilizers, Tree Stakes, Tree Ties, Temporary Planting Screens;Ground Covers;Asystasia Gangetica Variegata, Ref. Asys.Gv - 0.30M Spread | 68 | Nr | SAR | 11
ALYA-05.2 | 2 | 2.0662 |  | Kingdom of Saudi Arabia | Jeddah | Hard & Soft Landscaping | Red Sea Village | B3 Arts & Culture | RSG | SALCO | Award | 2021 | Fixed Price Lump Sum | SITE WORK | Landscaping | Planting - Supply And Installation;Palms, Trees, Shrubs And The Like With Healthy Fully Developed Root Balls, Undamaged And Free From Pests And Diseases, Planted In Prepared Ground As Detailed, Including All Compost And Fertilizers, Tree Stakes, Tree Ties, Temporary Planting Screens;Ground Covers;Asystasia Gangetica, Ref. Asys.G - 0.30M Spread | 147 | Nr | SAR | 13
ALYA-05.2 | 2 | 2.0663 |  | Kingdom of Saudi Arabia | Jeddah | Hard & Soft Landscaping | Red Sea Village | B3 Arts & Culture | RSG | SALCO | Award | 2021 | Fixed Price Lump Sum | SITE WORK | Landscaping | Planting - Supply And Installation;Palms, Trees, Shrubs And The Like With Healthy Fully Developed Root Balls, Undamaged And Free From Pests And Diseases, Planted In Prepared Ground As Detailed, Including All Compost And Fertilizers, Tree Stakes, Tree Ties, Temporary Planting Screens;Ground Covers;Portulaca Grandiflora, Ref. Port.G - 0.30M Spread | 445 | Nr | SAR | 9
ALYA-05.2 | 2 | 2.0663 |  | Kingdom of Saudi Arabia | Jeddah | Hard & Soft Landscaping | Red Sea Village | B3 Arts & Culture | RSG | SALCO | Award | 2021 | Fixed Price Lump Sum | SITE WORK | Landscaping | Planting - Supply And Installation;Palms, Trees, Shrubs And The Like With Healthy Fully Developed Root Balls, Undamaged And Free From Pests And Diseases, Planted In Prepared Ground As Detailed, Including All Compost And Fertilizers, Tree Stakes, Tree Ties, Temporary Planting Screens;Ground Covers;Portulaca Grandiflora, Ref. Port.G - 0.30M Spread Height Cuttings | 7850 | Nr | SAR | 7
ALYA-05.2 | 2 | 2.0663 |  | Kingdom of Saudi Arabia | Jeddah | Hard & Soft Landscaping | Red Sea Village | B3 Arts & Culture | RSG | SALCO | Award | 2021 | Fixed Price Lump Sum | SITE WORK | Landscaping | Planting - Supply And Installation;Palms, Trees, Shrubs And The Like With Healthy Fully Developed Root Balls, Undamaged And Free From Pests And Diseases, Planted In Prepared Ground As Detailed, Including All Compost And Fertilizers, Tree Stakes, Tree Ties, Temporary Planting Screens;Vitex Rotundifolia, Ref.Vite.R - 0.30M Spread | 414 | Nr | SAR | 9
ALYA-05.2 | 2 | 2.0663 |  | Kingdom of Saudi Arabia | Jeddah | Hard & Soft Landscaping | Red Sea Village | B3 Arts & Culture | RSG | SALCO | Award | 2021 | Fixed Price Lump Sum | SITE WORK | Landscaping | Planting - Supply And Installation;Palms, Trees, Shrubs And The Like With Healthy Fully Developed Root Balls, Undamaged And Free From Pests And Diseases, Planted In Prepared Ground As Detailed, Including All Compost And Fertilizers, Tree Stakes, Tree Ties, Temporary Planting Screens;Ground Covers;Pennisetum Setaceum Ref. Penn.S - 0.50-0.60M Height | 970 | Nr | SAR | 11
ALYA-05.2 | 2 | 2.0663 |  | Kingdom of Saudi Arabia | Jeddah | Hard & Soft Landscaping | Red Sea Village | B3 Arts & Culture | RSG | SALCO | Award | 2021 | Fixed Price Lump Sum | SITE WORK | Excavation | Earthworks;Excavation And Preparation Of Base As Specified And As Shown On Drawings;For Palms | 563 | m³ | SAR | 27
ALYA-05.2 | 2 | 2.0663 |  | Kingdom of Saudi Arabia | Jeddah | Hard & Soft Landscaping | Red Sea Village | B3 Arts & Culture | RSG | SALCO | Award | 2021 | Fixed Price Lump Sum | SITE WORK | Excavation | Earthworks;Excavation And Preparation Of Base As Specified And As Shown On Drawings;For Trees | 1044 | m³ | SAR | 27
ALYA-05.2 | 2 | 2.0663 |  | Kingdom of Saudi Arabia | Jeddah | Hard & Soft Landscaping | Red Sea Village | B3 Arts & Culture | RSG | SALCO | Award | 2021 | Fixed Price Lump Sum | SITE WORK | Excavation | Earthworks;Excavation And Preparation Of Base As Specified And As Shown On Drawings;For Ground Covers | 1048 | m³ | SAR | 20
ALYA-05.2 | 2 | 2.0663 |  | Kingdom of Saudi Arabia | Jeddah | Hard & Soft Landscaping | Red Sea Village | B3 Arts & Culture | RSG | SALCO | Award | 2021 | Fixed Price Lump Sum | SITE WORK | Excavation | Earthworks;Excavation And Preparation Of Base As Specified And As Shown On Drawings;For Shrubs | 1321 | m³ | SAR | 20
ALYA-05.2 | 2 | 2.0663 |  | Kingdom of Saudi Arabia | Jeddah | Hard & Soft Landscaping | Red Sea Village | B3 Arts & Culture | RSG | SALCO | Award | 2021 | Fixed Price Lump Sum | SITE WORK | Excavation | Earthworks;Excavation And Preparation Of Base As Specified And As Shown On Drawings;For Grass | 20 | m³ | SAR | 20
ALYA-05.2 | 2 | 2.0663 |  | Kingdom of Saudi Arabia | Jeddah | Hard & Soft Landscaping | Red Sea Village | B3 Arts & Culture | RSG | SALCO | Award | 2021 | Fixed Price Lump Sum | SITE WORK | Excavation | Earthworks;Excavation And Preparation Of Base As Specified And As Shown On Drawings;To Succulents | 18 | m³ | SAR | 20
ALYA-05.2 | 2 | 2.0664 |  | Kingdom of Saudi Arabia | Jeddah | Hard & Soft Landscaping | Red Sea Village | B3 Arts & Culture | RSG | SALCO | Award | 2021 | Fixed Price Lump Sum | SITE WORK | Disposal | Earthworks;Disposal;Disposal Of Surplus Excavated Material From Site (Provisional Item) | 4014 | m³ | SAR | 20
ALYA-05.2 | 2 | 2.0664 |  | Kingdom of Saudi Arabia | Jeddah | Hard & Soft Landscaping | Red Sea Village | B3 Arts & Culture | RSG | SALCO | Award | 2021 | Fixed Price Lump Sum | SITE WORK | Landscaping | Earthworks;Planting Medium Consist Of Soil, Compost And Fertilizers;70Mm Thick Bark Mulsch To Be Removed From All Softscape Areas ;To Palms | 493 | m³ | SAR | 134
ALYA-05.2 | 2 | 2.0664 |  | Kingdom of Saudi Arabia | Jeddah | Hard & Soft Landscaping | Red Sea Village | B3 Arts & Culture | RSG | SALCO | Award | 2021 | Fixed Price Lump Sum | SITE WORK | Landscaping | Earthworks;Planting Medium Consist Of Soil, Compost And Fertilizers;70Mm Thick Bark Mulsch To Be Removed From All Softscape Areas ;To Trees | 867 | m³ | SAR | 134
ALYA-05.2 | 2 | 2.0664 |  | Kingdom of Saudi Arabia | Jeddah | Hard & Soft Landscaping | Red Sea Village | B3 Arts & Culture | RSG | SALCO | Award | 2021 | Fixed Price Lump Sum | SITE WORK | Landscaping | Earthworks;Planting Medium Consist Of Soil, Compost And Fertilizers;70Mm Thick Bark Mulsch To Be Removed From All Softscape Areas ;To Ground Covers | 1048 | m³ | SAR | 134
ALYA-05.2 | 2 | 2.0664 |  | Kingdom of Saudi Arabia | Jeddah | Hard & Soft Landscaping | Red Sea Village | B3 Arts & Culture | RSG | SALCO | Award | 2021 | Fixed Price Lump Sum | SITE WORK | Landscaping | Earthworks;Planting Medium Consist Of Soil, Compost And Fertilizers;70Mm Thick Bark Mulsch To Be Removed From All Softscape Areas ;To Shrubs | 1321 | m³ | SAR | 134
ALYA-05.2 | 2 | 2.0664 |  | Kingdom of Saudi Arabia | Jeddah | Hard & Soft Landscaping | Red Sea Village | B3 Arts & Culture | RSG | SALCO | Award | 2021 | Fixed Price Lump Sum | SITE WORK | Landscaping | Earthworks;Planting Medium Consist Of Soil, Compost And Fertilizers;70Mm Thick Bark Mulsch To Be Removed From All Softscape Areas ;To Grass | 20 | m³ | SAR | 134
ALYA-05.2 | 2 | 2.0664 |  | Kingdom of Saudi Arabia | Jeddah | Hard & Soft Landscaping | Red Sea Village | B3 Arts & Culture | RSG | SALCO | Award | 2021 | Fixed Price Lump Sum | SITE WORK | Landscaping | Earthworks;Planting Medium Consist Of Soil, Compost And Fertilizers;70Mm Thick Bark Mulsch To Be Removed From All Softscape Areas ;To Succulents | 18 | m³ | SAR | 134
ALYA-05.2 | 2 | 2.0664 |  | Kingdom of Saudi Arabia | Jeddah | Hard & Soft Landscaping | Red Sea Village | B3 Arts & Culture | RSG | SALCO | Award | 2021 | Fixed Price Lump Sum | SITE WORK | Landscaping | Earthworks;Gravel Wrapped In Geotextile As Capillary Break Layer, Complete As Specified;Below Planting Medium Of Palms And Trees, 200Mm Thick | 870 | m² | SAR | 25
ALYA-05.2 | 2 | 2.0664 |  | Kingdom of Saudi Arabia | Jeddah | Hard & Soft Landscaping | Red Sea Village | B3 Arts & Culture | RSG | SALCO | Award | 2021 | Fixed Price Lump Sum | SITE WORK | Landscaping | Planting - Supply And Installation;Palms, Trees, Shrubs And The Like With Healthy Fully Developed Root Balls, Undamaged And Free From Pests And Diseases, Planted In Prepared Ground As Detailed, Including All Compost And Fertilizers, Tree Stakes, Tree Ties, Temporary Planting Screens;Palms;Washingtonia Robusta, Ref. Wash.R6* - 6M Brown Trunk Height | 50 | Nr | SAR | 5029
ALYA-05.2 | 2 | 2.0664 |  | Kingdom of Saudi Arabia | Jeddah | Hard & Soft Landscaping | Red Sea Village | B3 Arts & Culture | RSG | SALCO | Award | 2021 | Fixed Price Lump Sum | SITE WORK | Landscaping | Planting - Supply And Installation;Palms, Trees, Shrubs And The Like With Healthy Fully Developed Root Balls, Undamaged And Free From Pests And Diseases, Planted In Prepared Ground As Detailed, Including All Compost And Fertilizers, Tree Stakes, Tree Ties, Temporary Planting Screens;Palms;Washingtonia Robusta, Ref. Wash.R5* - 5M Brown Trunk Height | 50 | Nr | SAR | 4583
ALYA-05.2 | 2 | 2.0665 |  | Kingdom of Saudi Arabia | Jeddah | Hard & Soft Landscaping | Red Sea Village | B3 Arts & Culture | RSG | SALCO | Award | 2021 | Fixed Price Lump Sum | SITE WORK | Landscaping | Planting - Supply And Installation;Palms, Trees, Shrubs And The Like With Healthy Fully Developed Root Balls, Undamaged And Free From Pests And Diseases, Planted In Prepared Ground As Detailed, Including All Compost And Fertilizers, Tree Stakes, Tree Ties, Temporary Planting Screens;Palms;Washingtonia Robusta, Ref. Wash.R4* - 4M Brown Trunk Height | 50 | Nr | SAR | 3782
ALYA-05.2 | 2 | 2.0665 |  | Kingdom of Saudi Arabia | Jeddah | Hard & Soft Landscaping | Red Sea Village | B3 Arts & Culture | RSG | SALCO | Award | 2021 | Fixed Price Lump Sum | SITE WORK | Landscaping | Planting - Supply And Installation;Palms, Trees, Shrubs And The Like With Healthy Fully Developed Root Balls, Undamaged And Free From Pests And Diseases, Planted In Prepared Ground As Detailed, Including All Compost And Fertilizers, Tree Stakes, Tree Ties, Temporary Planting Screens;Palms;Washingtonia Robusta, Ref. Wash.R3* - 3M Brown Trunk Height | 50 | Nr | SAR | 3360
ALYA-05.2 | 2 | 2.0665 |  | Kingdom of Saudi Arabia | Jeddah | Hard & Soft Landscaping | Red Sea Village | B3 Arts & Culture | RSG | SALCO | Award | 2021 | Fixed Price Lump Sum | SITE WORK | Landscaping | Planting - Supply And Installation;Palms, Trees, Shrubs And The Like With Healthy Fully Developed Root Balls, Undamaged And Free From Pests And Diseases, Planted In Prepared Ground As Detailed, Including All Compost And Fertilizers, Tree Stakes, Tree Ties, Temporary Planting Screens;Palms;Phoenix Dactylifera, Ref. Phoe.D5* 5.0 Brown Trunk Height | 14 | Nr | SAR | 4383
ALYA-05.2 | 2 | 2.0665 |  | Kingdom of Saudi Arabia | Jeddah | Hard & Soft Landscaping | Red Sea Village | B3 Arts & Culture | RSG | SALCO | Award | 2021 | Fixed Price Lump Sum | SITE WORK | Landscaping | Planting - Supply And Installation;Palms, Trees, Shrubs And The Like With Healthy Fully Developed Root Balls, Undamaged And Free From Pests And Diseases, Planted In Prepared Ground As Detailed, Including All Compost And Fertilizers, Tree Stakes, Tree Ties, Temporary Planting Screens;Trees;Cassia Fistula, Ref. Cass.F - 1.8M Clear Stem Height, 60 To 70Mm Caliper | 12 | Nr | SAR | 1619
ALYA-05.2 | 2 | 2.0665 |  | Kingdom of Saudi Arabia | Jeddah | Hard & Soft Landscaping | Red Sea Village | B3 Arts & Culture | RSG | SALCO | Award | 2021 | Fixed Price Lump Sum | SITE WORK | Landscaping | Planting - Supply And Installation;Palms, Trees, Shrubs And The Like With Healthy Fully Developed Root Balls, Undamaged And Free From Pests And Diseases, Planted In Prepared Ground As Detailed, Including All Compost And Fertilizers, Tree Stakes, Tree Ties, Temporary Planting Screens;Trees;Delonix Regia, Ref. Delo.R - 1.8M Clear Stem Height, 60 To 70Mm Caliper | 12 | Nr | SAR | 1375
ALYA-05.2 | 2 | 2.0665 |  | Kingdom of Saudi Arabia | Jeddah | Hard & Soft Landscaping | Red Sea Village | B3 Arts & Culture | RSG | SALCO | Award | 2021 | Fixed Price Lump Sum | SITE WORK | Landscaping | Planting - Supply And Installation;Palms, Trees, Shrubs And The Like With Healthy Fully Developed Root Balls, Undamaged And Free From Pests And Diseases, Planted In Prepared Ground As Detailed, Including All Compost And Fertilizers, Tree Stakes, Tree Ties, Temporary Planting Screens;Trees;Hibiscus Tiliaceus, Ref. Hibi.T - 1.8M Clear Stem Height, 60 To 70Mm Caliper | 40 | Nr | SAR | 1464
ALYA-05.2 | 2 | 2.0665 |  | Kingdom of Saudi Arabia | Jeddah | Hard & Soft Landscaping | Red Sea Village | B3 Arts & Culture | RSG | SALCO | Award | 2021 | Fixed Price Lump Sum | SITE WORK | Landscaping | Planting - Supply And Installation;Palms, Trees, Shrubs And The Like With Healthy Fully Developed Root Balls, Undamaged And Free From Pests And Diseases, Planted In Prepared Ground As Detailed, Including All Compost And Fertilizers, Tree Stakes, Tree Ties, Temporary Planting Screens;Trees;Delonix Regia, Ref. Delo.R - 1.8M Clear Stem Height, 60 To 70Mm Caliper | 52 | Nr | SAR | 984
ALYA-05.2 | 2 | 2.0665 |  | Kingdom of Saudi Arabia | Jeddah | Hard & Soft Landscaping | Red Sea Village | B3 Arts & Culture | RSG | SALCO | Award | 2021 | Fixed Price Lump Sum | SITE WORK | Landscaping | Planting - Supply And Installation;Palms, Trees, Shrubs And The Like With Healthy Fully Developed Root Balls, Undamaged And Free From Pests And Diseases, Planted In Prepared Ground As Detailed, Including All Compost And Fertilizers, Tree Stakes, Tree Ties, Temporary Planting Screens;Trees;Peltophorum Inerme, Ref. Pelt.I - 1.8M Clear Stem Height, 60 To 70Mm Caliper | 152 | Nr | SAR | 1464
ALYA-05.2 | 2 | 2.0665 |  | Kingdom of Saudi Arabia | Jeddah | Hard & Soft Landscaping | Red Sea Village | B3 Arts & Culture | RSG | SALCO | Award | 2021 | Fixed Price Lump Sum | SITE WORK | Landscaping | Planting - Supply And Installation;Palms, Trees, Shrubs And The Like With Healthy Fully Developed Root Balls, Undamaged And Free From Pests And Diseases, Planted In Prepared Ground As Detailed, Including All Compost And Fertilizers, Tree Stakes, Tree Ties, Temporary Planting Screens;Trees;Pongamia Glabra, Ref. Pong.G - 1.8M Clear Stem Height, 60 To 70Mm Caliper | 2 | Nr | SAR | 1953
ALYA-05.2 | 2 | 2.0665 |  | Kingdom of Saudi Arabia | Jeddah | Hard & Soft Landscaping | Red Sea Village | B3 Arts & Culture | RSG | SALCO | Award | 2021 | Fixed Price Lump Sum | SITE WORK | Landscaping | Planting - Supply And Installation;Palms, Trees, Shrubs And The Like With Healthy Fully Developed Root Balls, Undamaged And Free From Pests And Diseases, Planted In Prepared Ground As Detailed, Including All Compost And Fertilizers, Tree Stakes, Tree Ties, Temporary Planting Screens;Trees;Terminalia Catappa, Ref. Term.C - 1.8M Clear Stem Height, 60 To 70Mm Caliper | 3 | Nr | SAR | 1298
ALYA-05.2 | 2 | 2.0666 |  | Kingdom of Saudi Arabia | Jeddah | Hard & Soft Landscaping | Red Sea Village | B3 Arts & Culture | RSG | SALCO | Award | 2021 | Fixed Price Lump Sum | SITE WORK | Landscaping | Planting - Supply And Installation;Palms, Trees, Shrubs And The Like With Healthy Fully Developed Root Balls, Undamaged And Free From Pests And Diseases, Planted In Prepared Ground As Detailed, Including All Compost And Fertilizers, Tree Stakes, Tree Ties, Temporary Planting Screens;Shrubs;Atriplex Halimus, Ref. Atri.H - 0.50-0.60 Height, Min.3 Breaks | 1090 | Nr | SAR | 21
ALYA-05.2 | 2 | 2.0666 |  | Kingdom of Saudi Arabia | Jeddah | Hard & Soft Landscaping | Red Sea Village | B3 Arts & Culture | RSG | SALCO | Award | 2021 | Fixed Price Lump Sum | SITE WORK | Landscaping | Planting - Supply And Installation;Palms, Trees, Shrubs And The Like With Healthy Fully Developed Root Balls, Undamaged And Free From Pests And Diseases, Planted In Prepared Ground As Detailed, Including All Compost And Fertilizers, Tree Stakes, Tree Ties, Temporary Planting Screens;Shrubs;Bougainvillea Pink Pixie, Ref. Boug.Pp - 0.40-0.50M Spread | 3753 | Nr | SAR | 23
ALYA-05.2 | 2 | 2.0666 |  | Kingdom of Saudi Arabia | Jeddah | Hard & Soft Landscaping | Red Sea Village | B3 Arts & Culture | RSG | SALCO | Award | 2021 | Fixed Price Lump Sum | SITE WORK | Landscaping | Planting - Supply And Installation;Palms, Trees, Shrubs And The Like With Healthy Fully Developed Root Balls, Undamaged And Free From Pests And Diseases, Planted In Prepared Ground As Detailed, Including All Compost And Fertilizers, Tree Stakes, Tree Ties, Temporary Planting Screens;Shrubs;Bougainvillea Glabra Red, Ref. Boug.Gr - 0.40 To 0.50M Spread | 446 | Nr | SAR | 21
ALYA-05.2 | 2 | 2.0666 |  | Kingdom of Saudi Arabia | Jeddah | Hard & Soft Landscaping | Red Sea Village | B3 Arts & Culture | RSG | SALCO | Award | 2021 | Fixed Price Lump Sum | SITE WORK | Landscaping | Planting - Supply And Installation;Palms, Trees, Shrubs And The Like With Healthy Fully Developed Root Balls, Undamaged And Free From Pests And Diseases, Planted In Prepared Ground As Detailed, Including All Compost And Fertilizers, Tree Stakes, Tree Ties, Temporary Planting Screens;Shrubs;Bougainvillea Pink Pixie, Ref. Boug.Pp - 0.40 To 0.50M Spread | 4804 | Nr | SAR | 23
ALYA-05.2 | 2 | 2.0666 |  | Kingdom of Saudi Arabia | Jeddah | Hard & Soft Landscaping | Red Sea Village | B3 Arts & Culture | RSG | SALCO | Award | 2021 | Fixed Price Lump Sum | SITE WORK | Landscaping | Planting - Supply And Installation;Palms, Trees, Shrubs And The Like With Healthy Fully Developed Root Balls, Undamaged And Free From Pests And Diseases, Planted In Prepared Ground As Detailed, Including All Compost And Fertilizers, Tree Stakes, Tree Ties, Temporary Planting Screens;Shrubs;Clerodendrum Inerme, Ref. Cler.I - 0.50-0.60M Height, Min. 3 Breaks | 4223 | Nr | SAR | 21
ALYA-05.2 | 2 | 2.0666 |  | Kingdom of Saudi Arabia | Jeddah | Hard & Soft Landscaping | Red Sea Village | B3 Arts & Culture | RSG | SALCO | Award | 2021 | Fixed Price Lump Sum | SITE WORK | Landscaping | Planting - Supply And Installation;Palms, Trees, Shrubs And The Like With Healthy Fully Developed Root Balls, Undamaged And Free From Pests And Diseases, Planted In Prepared Ground As Detailed, Including All Compost And Fertilizers, Tree Stakes, Tree Ties, Temporary Planting Screens;Shrubs;Tecomaria Capensis Orange, Ref. Teco.C - 0.60-0.70M Height, Min. 3 Breaks | 1069 | Nr | SAR | 23
ALYA-05.2 | 2 | 2.0666 |  | Kingdom of Saudi Arabia | Jeddah | Hard & Soft Landscaping | Red Sea Village | B3 Arts & Culture | RSG | SALCO | Award | 2021 | Fixed Price Lump Sum | SITE WORK | Landscaping | Planting - Supply And Installation;Palms, Trees, Shrubs And The Like With Healthy Fully Developed Root Balls, Undamaged And Free From Pests And Diseases, Planted In Prepared Ground As Detailed, Including All Compost And Fertilizers, Tree Stakes, Tree Ties, Temporary Planting Screens;Shrubs;Jatropha Pandurifolia, Ref. Jatr.P - 0.60 To 0.70M Height, Min. 3 Breaks | 314 | Nr | SAR | 24
ALYA-05.2 | 2 | 2.0666 |  | Kingdom of Saudi Arabia | Jeddah | Hard & Soft Landscaping | Red Sea Village | B3 Arts & Culture | RSG | SALCO | Award | 2021 | Fixed Price Lump Sum | SITE WORK | Landscaping | Planting - Supply And Installation;Palms, Trees, Shrubs And The Like With Healthy Fully Developed Root Balls, Undamaged And Free From Pests And Diseases, Planted In Prepared Ground As Detailed, Including All Compost And Fertilizers, Tree Stakes, Tree Ties, Temporary Planting Screens;Ground Covers;Asystasia Gangetica Variegata, Ref. Asys.Gv - 0.30M Spread | 1012 | Nr | SAR | 11
ALYA-05.2 | 2 | 2.0666 |  | Kingdom of Saudi Arabia | Jeddah | Hard & Soft Landscaping | Red Sea Village | B3 Arts & Culture | RSG | SALCO | Award | 2021 | Fixed Price Lump Sum | SITE WORK | Landscaping | Planting - Supply And Installation;Palms, Trees, Shrubs And The Like With Healthy Fully Developed Root Balls, Undamaged And Free From Pests And Diseases, Planted In Prepared Ground As Detailed, Including All Compost And Fertilizers, Tree Stakes, Tree Ties, Temporary Planting Screens;Asystasia Gangetica Variegata, Ref. Asys.Gv - 0.30M Spread | 7936 | Nr | SAR | 13
ALYA-05.2 | 2 | 2.0666 |  | Kingdom of Saudi Arabia | Jeddah | Hard & Soft Landscaping | Red Sea Village | B3 Arts & Culture | RSG | SALCO | Award | 2021 | Fixed Price Lump Sum | SITE WORK | Landscaping | Planting - Supply And Installation;Palms, Trees, Shrubs And The Like With Healthy Fully Developed Root Balls, Undamaged And Free From Pests And Diseases, Planted In Prepared Ground As Detailed, Including All Compost And Fertilizers, Tree Stakes, Tree Ties, Temporary Planting Screens;Ground Covers;Carissa Green Carpet, Ref. Cari.Gc - 0.30M Spread | 666 | Nr | SAR | 9
ALYA-05.2 | 2 | 2.0667 |  | Kingdom of Saudi Arabia | Jeddah | Hard & Soft Landscaping | Red Sea Village | B3 Arts & Culture | RSG | SALCO | Award | 2021 | Fixed Price Lump Sum | SITE WORK | Landscaping | Planting - Supply And Installation;Palms, Trees, Shrubs And The Like With Healthy Fully Developed Root Balls, Undamaged And Free From Pests And Diseases, Planted In Prepared Ground As Detailed, Including All Compost And Fertilizers, Tree Stakes, Tree Ties, Temporary Planting Screens;Ground Covers;Catharanthus Alba, Ref. Cath.A - 0.30M Spread | 620 | Nr | SAR | 7
ALYA-05.2 | 2 | 2.0667 |  | Kingdom of Saudi Arabia | Jeddah | Hard & Soft Landscaping | Red Sea Village | B3 Arts & Culture | RSG | SALCO | Award | 2021 | Fixed Price Lump Sum | SITE WORK | Landscaping | Planting - Supply And Installation;Palms, Trees, Shrubs And The Like With Healthy Fully Developed Root Balls, Undamaged And Free From Pests And Diseases, Planted In Prepared Ground As Detailed, Including All Compost And Fertilizers, Tree Stakes, Tree Ties, Temporary Planting Screens;Ground Covers;;Catharanthus Roseus, Ref. Cath.R - 0.30M Spread | 919 | Nr | SAR | 7
ALYA-05.2 | 2 | 2.0667 |  | Kingdom of Saudi Arabia | Jeddah | Hard & Soft Landscaping | Red Sea Village | B3 Arts & Culture | RSG | SALCO | Award | 2021 | Fixed Price Lump Sum | SITE WORK | Landscaping | Planting - Supply And Installation;Palms, Trees, Shrubs And The Like With Healthy Fully Developed Root Balls, Undamaged And Free From Pests And Diseases, Planted In Prepared Ground As Detailed, Including All Compost And Fertilizers, Tree Stakes, Tree Ties, Temporary Planting Screens;Ground Covers;Ruellia Ciliosa, Ref. Ruel.C - 0.40M Height | 20623 | Nr | SAR | 8
ALYA-05.2 | 2 | 2.0667 |  | Kingdom of Saudi Arabia | Jeddah | Hard & Soft Landscaping | Red Sea Village | B3 Arts & Culture | RSG | SALCO | Award | 2021 | Fixed Price Lump Sum | SITE WORK | Landscaping | Planting - Supply And Installation;Palms, Trees, Shrubs And The Like With Healthy Fully Developed Root Balls, Undamaged And Free From Pests And Diseases, Planted In Prepared Ground As Detailed, Including All Compost And Fertilizers, Tree Stakes, Tree Ties, Temporary Planting Screens;Ground Covers;Sesuvium Green Carpet, Ref. Sesu.Gc - 0.15M Height Cuttings | 732 | Nr | SAR | 7
ALYA-05.2 | 2 | 2.0667 |  | Kingdom of Saudi Arabia | Jeddah | Hard & Soft Landscaping | Red Sea Village | B3 Arts & Culture | RSG | SALCO | Award | 2021 | Fixed Price Lump Sum | SITE WORK | Landscaping | Planting - Supply And Installation;Palms, Trees, Shrubs And The Like With Healthy Fully Developed Root Balls, Undamaged And Free From Pests And Diseases, Planted In Prepared Ground As Detailed, Including All Compost And Fertilizers, Tree Stakes, Tree Ties, Temporary Planting Screens;Ground Covers;Sesuvium Red Carpet, Ref. Sesu.Rc - 0.15M Height Cuttings | 1743 | Nr | SAR | 7
ALYA-05.2 | 2 | 2.0667 |  | Kingdom of Saudi Arabia | Jeddah | Hard & Soft Landscaping | Red Sea Village | B3 Arts & Culture | RSG | SALCO | Award | 2021 | Fixed Price Lump Sum | SITE WORK | Landscaping | Planting - Supply And Installation;Palms, Trees, Shrubs And The Like With Healthy Fully Developed Root Balls, Undamaged And Free From Pests And Diseases, Planted In Prepared Ground As Detailed, Including All Compost And Fertilizers, Tree Stakes, Tree Ties, Temporary Planting Screens;Ground Covers;Portulaca Grandiflora, Ref. Port.G - 0.30M Spread | 699 | Nr | SAR | 7
ALYA-05.2 | 2 | 2.0667 |  | Kingdom of Saudi Arabia | Jeddah | Hard & Soft Landscaping | Red Sea Village | B3 Arts & Culture | RSG | SALCO | Award | 2021 | Fixed Price Lump Sum | SITE WORK | Landscaping | Planting - Supply And Installation;Palms, Trees, Shrubs And The Like With Healthy Fully Developed Root Balls, Undamaged And Free From Pests And Diseases, Planted In Prepared Ground As Detailed, Including All Compost And Fertilizers, Tree Stakes, Tree Ties, Temporary Planting Screens;Ground Covers;Wedelia Trilobata, Ref. Wede.T - 0.30M Spread | 1996 | Nr | SAR | 7
ALYA-05.2 | 2 | 2.0667 |  | Kingdom of Saudi Arabia | Jeddah | Hard & Soft Landscaping | Red Sea Village | B3 Arts & Culture | RSG | SALCO | Award | 2021 | Fixed Price Lump Sum | SITE WORK | Landscaping | Planting - Supply And Installation;Palms, Trees, Shrubs And The Like With Healthy Fully Developed Root Balls, Undamaged And Free From Pests And Diseases, Planted In Prepared Ground As Detailed, Including All Compost And Fertilizers, Tree Stakes, Tree Ties, Temporary Planting Screens;Grass;Pennisetum Setaceum, Ref. Penn.S - 0.50 To 0.60M Height | 195 | Nr | SAR | 11
ALYA-05.2 | 2 | 2.0667 |  | Kingdom of Saudi Arabia | Jeddah | Hard & Soft Landscaping | Red Sea Village | B3 Arts & Culture | RSG | SALCO | Award | 2021 | Fixed Price Lump Sum | SITE WORK | Landscaping | Planting - Supply And Installation;Palms, Trees, Shrubs And The Like With Healthy Fully Developed Root Balls, Undamaged And Free From Pests And Diseases, Planted In Prepared Ground As Detailed, Including All Compost And Fertilizers, Tree Stakes, Tree Ties, Temporary Planting Screens;Succulents;Agave Angustifolia Marginata, Ref. Agav.An - 0.40 - 50M Height | 61 | Nr | SAR | 111
ALYA-05.2 | 2 | 2.0667 |  | Kingdom of Saudi Arabia | Jeddah | Hard & Soft Landscaping | Red Sea Village | B3 Arts & Culture | RSG | SALCO | Award | 2021 | Fixed Price Lump Sum | SITE WORK | Excavation | Earthworks;Excavation And Preparation Of Base As Specified And As Shown On Drawings;For Palms | 290 | m³ | SAR | 27
ALYA-05.2 | 2 | 2.0668 |  | Kingdom of Saudi Arabia | Jeddah | Hard & Soft Landscaping | Red Sea Village | B3 Arts & Culture | RSG | SALCO | Award | 2021 | Fixed Price Lump Sum | SITE WORK | Excavation | Earthworks;Excavation And Preparation Of Base As Specified And As Shown On Drawings;For Trees | 256 | m³ | SAR | 27
ALYA-05.2 | 2 | 2.0668 |  | Kingdom of Saudi Arabia | Jeddah | Hard & Soft Landscaping | Red Sea Village | B3 Arts & Culture | RSG | SALCO | Award | 2021 | Fixed Price Lump Sum | SITE WORK | Excavation | Earthworks;Excavation And Preparation Of Base As Specified And As Shown On Drawings;For Ground Covers | 267 | m³ | SAR | 20
ALYA-05.2 | 2 | 2.0668 |  | Kingdom of Saudi Arabia | Jeddah | Hard & Soft Landscaping | Red Sea Village | B3 Arts & Culture | RSG | SALCO | Award | 2021 | Fixed Price Lump Sum | SITE WORK | Excavation | Earthworks;Excavation And Preparation Of Base As Specified And As Shown On Drawings;For Shrubs | 208 | m³ | SAR | 20
ALYA-05.2 | 2 | 2.0668 |  | Kingdom of Saudi Arabia | Jeddah | Hard & Soft Landscaping | Red Sea Village | B3 Arts & Culture | RSG | SALCO | Award | 2021 | Fixed Price Lump Sum | SITE WORK | Excavation | Earthworks;Excavation And Preparation Of Base As Specified And As Shown On Drawings;For Grass | 46 | m³ | SAR | 20
ALYA-05.2 | 2 | 2.0668 |  | Kingdom of Saudi Arabia | Jeddah | Hard & Soft Landscaping | Red Sea Village | B3 Arts & Culture | RSG | SALCO | Award | 2021 | Fixed Price Lump Sum | SITE WORK | Disposal | Earthworks;Disposal;Disposal Of Surplus Excavated Material From Site (Provisional Item) | 1067 | m³ | SAR | 20
ALYA-05.2 | 2 | 2.0668 |  | Kingdom of Saudi Arabia | Jeddah | Hard & Soft Landscaping | Red Sea Village | B3 Arts & Culture | RSG | SALCO | Award | 2021 | Fixed Price Lump Sum | SITE WORK | Landscaping | Earthworks;Planting Medium Consist Of Soil, Compost And Fertilizers;70Mm Thick Bark Mulsch To Be Removed From All Softscape Areas ;To Palms | 254 | m³ | SAR | 134
ALYA-05.2 | 2 | 2.0668 |  | Kingdom of Saudi Arabia | Jeddah | Hard & Soft Landscaping | Red Sea Village | B3 Arts & Culture | RSG | SALCO | Award | 2021 | Fixed Price Lump Sum | SITE WORK | Landscaping | Earthworks;Planting Medium Consist Of Soil, Compost And Fertilizers;70Mm Thick Bark Mulsch To Be Removed From All Softscape Areas ;To Trees | 213 | m³ | SAR | 134
ALYA-05.2 | 2 | 2.0668 |  | Kingdom of Saudi Arabia | Jeddah | Hard & Soft Landscaping | Red Sea Village | B3 Arts & Culture | RSG | SALCO | Award | 2021 | Fixed Price Lump Sum | SITE WORK | Landscaping | Earthworks;Planting Medium Consist Of Soil, Compost And Fertilizers;70Mm Thick Bark Mulsch To Be Removed From All Softscape Areas ;To Ground Covers | 267 | m³ | SAR | 134
ALYA-05.2 | 2 | 2.0668 |  | Kingdom of Saudi Arabia | Jeddah | Hard & Soft Landscaping | Red Sea Village | B3 Arts & Culture | RSG | SALCO | Award | 2021 | Fixed Price Lump Sum | SITE WORK | Landscaping | Earthworks;Planting Medium Consist Of Soil, Compost And Fertilizers;70Mm Thick Bark Mulsch To Be Removed From All Softscape Areas ;To Shrubs | 208 | m³ | SAR | 134
ALYA-05.2 | 2 | 2.0668 |  | Kingdom of Saudi Arabia | Jeddah | Hard & Soft Landscaping | Red Sea Village | B3 Arts & Culture | RSG | SALCO | Award | 2021 | Fixed Price Lump Sum | SITE WORK | Landscaping | Earthworks;Planting Medium Consist Of Soil, Compost And Fertilizers;70Mm Thick Bark Mulsch To Be Removed From All Softscape Areas ;To Grass | 46 | m³ | SAR | 134
ALYA-05.2 | 2 | 2.0669 |  | Kingdom of Saudi Arabia | Jeddah | Hard & Soft Landscaping | Red Sea Village | B3 Arts & Culture | RSG | SALCO | Award | 2021 | Fixed Price Lump Sum | SITE WORK | Landscaping | Earthworks ;Gravel Wrapped In Geotextile As Capillary Break Layer, Complete As Specified;Below Planting Medium Of Palms And Trees, 200Mm Thick | 283 | m² | SAR | 25
ALYA-05.2 | 2 | 2.0669 |  | Kingdom of Saudi Arabia | Jeddah | Hard & Soft Landscaping | Red Sea Village | B3 Arts & Culture | RSG | SALCO | Award | 2021 | Fixed Price Lump Sum | SITE WORK | Landscaping | Planting - Supply And Installation;Palms, Trees, Shrubs And The Like With Healthy Fully Developed Root Balls, Undamaged And Free From Pests And Diseases, Planted In Prepared Ground As Detailed, Including All Compost And Fertilizers, Tree Stakes, Tree Ties, Temporary Planting Screens;Palms;Washingtonia Robusta, Ref. Wash.R6* - 6M Brown Trunk Height | 33 | Nr | SAR | 5029
ALYA-05.2 | 2 | 2.0669 |  | Kingdom of Saudi Arabia | Jeddah | Hard & Soft Landscaping | Red Sea Village | B3 Arts & Culture | RSG | SALCO | Award | 2021 | Fixed Price Lump Sum | SITE WORK | Landscaping | Planting - Supply And Installation;Palms, Trees, Shrubs And The Like With Healthy Fully Developed Root Balls, Undamaged And Free From Pests And Diseases, Planted In Prepared Ground As Detailed, Including All Compost And Fertilizers, Tree Stakes, Tree Ties, Temporary Planting Screens;Palms;Washingtonia Robusta, Ref. Wash.R5* - 5M Brown Trunk Height | 33 | Nr | SAR | 4583
ALYA-05.2 | 2 | 2.0669 |  | Kingdom of Saudi Arabia | Jeddah | Hard & Soft Landscaping | Red Sea Village | B3 Arts & Culture | RSG | SALCO | Award | 2021 | Fixed Price Lump Sum | SITE WORK | Landscaping | Planting - Supply And Installation;Palms, Trees, Shrubs And The Like With Healthy Fully Developed Root Balls, Undamaged And Free From Pests And Diseases, Planted In Prepared Ground As Detailed, Including All Compost And Fertilizers, Tree Stakes, Tree Ties, Temporary Planting Screens;Palms;Washingtonia Robusta, Ref. Wash.R4* - 4M Brown Trunk Height | 33 | Nr | SAR | 3782
ALYA-05.2 | 2 | 2.0669 |  | Kingdom of Saudi Arabia | Jeddah | Hard & Soft Landscaping | Red Sea Village | B3 Arts & Culture | RSG | SALCO | Award | 2021 | Fixed Price Lump Sum | SITE WORK | Landscaping | Planting - Supply And Installation;Palms, Trees, Shrubs And The Like With Healthy Fully Developed Root Balls, Undamaged And Free From Pests And Diseases, Planted In Prepared Ground As Detailed, Including All Compost And Fertilizers, Tree Stakes, Tree Ties, Temporary Planting Screens;Palms;Washingtonia Robusta, Ref. Wash.R3* - 3M Brown Trunk Height | 33 | Nr | SAR | 3360
ALYA-05.2 | 2 | 2.0669 |  | Kingdom of Saudi Arabia | Jeddah | Hard & Soft Landscaping | Red Sea Village | B3 Arts & Culture | RSG | SALCO | Award | 2021 | Fixed Price Lump Sum | SITE WORK | Landscaping | Planting - Supply And Installation;Palms, Trees, Shrubs And The Like With Healthy Fully Developed Root Balls, Undamaged And Free From Pests And Diseases, Planted In Prepared Ground As Detailed, Including All Compost And Fertilizers, Tree Stakes, Tree Ties, Temporary Planting Screens;Trees;Cordia Sebestena, Ref. Cord.S - 1.5M Clear Stem Height, 35 To 40Mm Caliper | 18 | Nr | SAR | 1064
ALYA-05.2 | 2 | 2.0669 |  | Kingdom of Saudi Arabia | Jeddah | Hard & Soft Landscaping | Red Sea Village | B3 Arts & Culture | RSG | SALCO | Award | 2021 | Fixed Price Lump Sum | SITE WORK | Landscaping | Planting - Supply And Installation;Palms, Trees, Shrubs And The Like With Healthy Fully Developed Root Balls, Undamaged And Free From Pests And Diseases, Planted In Prepared Ground As Detailed, Including All Compost And Fertilizers, Tree Stakes, Tree Ties, Temporary Planting Screens;Trees;Delonix Regia, Ref. Delo.R - 1.8M Clear Stem Height, 60 To 70Mm Caliper | 34 | Nr | SAR | 1375
ALYA-05.2 | 2 | 2.0669 |  | Kingdom of Saudi Arabia | Jeddah | Hard & Soft Landscaping | Red Sea Village | B3 Arts & Culture | RSG | SALCO | Award | 2021 | Fixed Price Lump Sum | SITE WORK | Landscaping | Planting - Supply And Installation;Palms, Trees, Shrubs And The Like With Healthy Fully Developed Root Balls, Undamaged And Free From Pests And Diseases, Planted In Prepared Ground As Detailed, Including All Compost And Fertilizers, Tree Stakes, Tree Ties, Temporary Planting Screens;Trees;Peltophorum Inerme, Ref. Pelt.I - 1.8M Clear Stem Height, 60 To 70Mm Caliper | 3 | Nr | SAR | 1464
ALYA-05.2 | 2 | 2.0669 |  | Kingdom of Saudi Arabia | Jeddah | Hard & Soft Landscaping | Red Sea Village | B3 Arts & Culture | RSG | SALCO | Award | 2021 | Fixed Price Lump Sum | SITE WORK | Landscaping | Planting - Supply And Installation;Palms, Trees, Shrubs And The Like With Healthy Fully Developed Root Balls, Undamaged And Free From Pests And Diseases, Planted In Prepared Ground As Detailed, Including All Compost And Fertilizers, Tree Stakes, Tree Ties, Temporary Planting Screens;Trees;Tabebuia Rosea, Ref. Tabe.R - 1.8M Clear Stem Height, 60 To 70Mm Caliper | 12 | Nr | SAR | 1464
ALYA-05.2 | 2 | 2.0669 |  | Kingdom of Saudi Arabia | Jeddah | Hard & Soft Landscaping | Red Sea Village | B3 Arts & Culture | RSG | SALCO | Award | 2021 | Fixed Price Lump Sum | SITE WORK | Landscaping | Planting - Supply And Installation;Palms, Trees, Shrubs And The Like With Healthy Fully Developed Root Balls, Undamaged And Free From Pests And Diseases, Planted In Prepared Ground As Detailed, Including All Compost And Fertilizers, Tree Stakes, Tree Ties, Temporary Planting Screens;Shrubs;Bougainvillea Pink Pixie, Ref. Boug.Pp - 0.40 To 0.50M Spread | 1126 | Nr | SAR | 23
ALYA-05.2 | 2 | 2.067 |  | Kingdom of Saudi Arabia | Jeddah | Hard & Soft Landscaping | Red Sea Village | B3 Arts & Culture | RSG | SALCO | Award | 2021 | Fixed Price Lump Sum | SITE WORK | Landscaping | Planting - Supply And Installation;Palms, Trees, Shrubs And The Like With Healthy Fully Developed Root Balls, Undamaged And Free From Pests And Diseases, Planted In Prepared Ground As Detailed, Including All Compost And Fertilizers, Tree Stakes, Tree Ties, Temporary Planting Screens;Shrubs;Clerodendrum Inerme, Ref. Cler.I - 0.50 To 0.60M Height, Min. 3 Breaks | 1366 | Nr | SAR | 21
ALYA-05.2 | 2 | 2.067 |  | Kingdom of Saudi Arabia | Jeddah | Hard & Soft Landscaping | Red Sea Village | B3 Arts & Culture | RSG | SALCO | Award | 2021 | Fixed Price Lump Sum | SITE WORK | Landscaping | Planting - Supply And Installation;Palms, Trees, Shrubs And The Like With Healthy Fully Developed Root Balls, Undamaged And Free From Pests And Diseases, Planted In Prepared Ground As Detailed, Including All Compost And Fertilizers, Tree Stakes, Tree Ties, Temporary Planting Screens;Ground Covers;Asystasia Gangetica Variegata, Ref. Asys.Gv - 0.30M Spread | 1735 | Nr | SAR | 13
ALYA-05.2 | 2 | 2.067 |  | Kingdom of Saudi Arabia | Jeddah | Hard & Soft Landscaping | Red Sea Village | B3 Arts & Culture | RSG | SALCO | Award | 2021 | Fixed Price Lump Sum | SITE WORK | Landscaping | Planting - Supply And Installation;Palms, Trees, Shrubs And The Like With Healthy Fully Developed Root Balls, Undamaged And Free From Pests And Diseases, Planted In Prepared Ground As Detailed, Including All Compost And Fertilizers, Tree Stakes, Tree Ties, Temporary Planting Screens;Ground Covers;Carissa Green Carpet, Ref. Cari.Gc - 0.30M Spread | 804 | Nr | SAR | 9
ALYA-05.2 | 2 | 2.067 |  | Kingdom of Saudi Arabia | Jeddah | Hard & Soft Landscaping | Red Sea Village | B3 Arts & Culture | RSG | SALCO | Award | 2021 | Fixed Price Lump Sum | SITE WORK | Landscaping | Planting - Supply And Installation;Palms, Trees, Shrubs And The Like With Healthy Fully Developed Root Balls, Undamaged And Free From Pests And Diseases, Planted In Prepared Ground As Detailed, Including All Compost And Fertilizers, Tree Stakes, Tree Ties, Temporary Planting Screens;Ground Covers;Catharanthus Alba, Ref. Cath.A - 0.30M Spread | 1371 | Nr | SAR | 7
ALYA-05.2 | 2 | 2.067 |  | Kingdom of Saudi Arabia | Jeddah | Hard & Soft Landscaping | Red Sea Village | B3 Arts & Culture | RSG | SALCO | Award | 2021 | Fixed Price Lump Sum | SITE WORK | Landscaping | Planting - Supply And Installation;Palms, Trees, Shrubs And The Like With Healthy Fully Developed Root Balls, Undamaged And Free From Pests And Diseases, Planted In Prepared Ground As Detailed, Including All Compost And Fertilizers, Tree Stakes, Tree Ties, Temporary Planting Screens;Ground Covers;Ruellia Ciliosa, Ref. Ruel.C - 0.40M Spread | 4365 | Nr | SAR | 8
ALYA-05.2 | 2 | 2.067 |  | Kingdom of Saudi Arabia | Jeddah | Hard & Soft Landscaping | Red Sea Village | B3 Arts & Culture | RSG | SALCO | Award | 2021 | Fixed Price Lump Sum | SITE WORK | Landscaping | Planting - Supply And Installation;Palms, Trees, Shrubs And The Like With Healthy Fully Developed Root Balls, Undamaged And Free From Pests And Diseases, Planted In Prepared Ground As Detailed, Including All Compost And Fertilizers, Tree Stakes, Tree Ties, Temporary Planting Screens;Ground Covers;Vitex Rotundifolia, Ref. Vite.R - 0.30M Spread | 480 | Nr | SAR | 9
ALYA-05.2 | 2 | 2.067 |  | Kingdom of Saudi Arabia | Jeddah | Hard & Soft Landscaping | Red Sea Village | B3 Arts & Culture | RSG | SALCO | Award | 2021 | Fixed Price Lump Sum | SITE WORK | Landscaping | Planting - Supply And Installation;Palms, Trees, Shrubs And The Like With Healthy Fully Developed Root Balls, Undamaged And Free From Pests And Diseases, Planted In Prepared Ground As Detailed, Including All Compost And Fertilizers, Tree Stakes, Tree Ties, Temporary Planting Screens;Ground Covers;Portulaca Grandiflora, Ref. Port.G - 0.30M Spread | 1168 | Nr | SAR | 7
ALYA-05.2 | 2 | 2.067 |  | Kingdom of Saudi Arabia | Jeddah | Hard & Soft Landscaping | Red Sea Village | B3 Arts & Culture | RSG | SALCO | Award | 2021 | Fixed Price Lump Sum | SITE WORK | Landscaping | Planting - Supply And Installation;Palms, Trees, Shrubs And The Like With Healthy Fully Developed Root Balls, Undamaged And Free From Pests And Diseases, Planted In Prepared Ground As Detailed, Including All Compost And Fertilizers, Tree Stakes, Tree Ties, Temporary Planting Screens;Grass;Pennisetum Setaceum, Ref. Penn.S - 0.50 To 0.6M Height | 455 | Nr | SAR | 11
ALYA-05.2 | 2 | 2.067 |  | Kingdom of Saudi Arabia | Jeddah | Hard & Soft Landscaping | Red Sea Village | B3 Arts & Culture | RSG | SALCO | Award | 2021 | Fixed Price Lump Sum | SITE WORK | Excavation | Earthworks;Excavation And Preparation Of Base As Specified And As Shown On Drawings;For Trees | 578 | m³ | SAR | 27
ALYA-05.2 | 2 | 2.067 |  | Kingdom of Saudi Arabia | Jeddah | Hard & Soft Landscaping | Red Sea Village | B3 Arts & Culture | RSG | SALCO | Award | 2021 | Fixed Price Lump Sum | SITE WORK | Excavation | Earthworks;Excavation And Preparation Of Base As Specified And As Shown On Drawings;For Ground Covers | 396 | m³ | SAR | 20
ALYA-05.2 | 2 | 2.0671 |  | Kingdom of Saudi Arabia | Jeddah | Hard & Soft Landscaping | Red Sea Village | B3 Arts & Culture | RSG | SALCO | Award | 2021 | Fixed Price Lump Sum | SITE WORK | Excavation | Earthworks;Excavation And Preparation Of Base As Specified And As Shown On Drawings;For Shrubs | 205 | m³ | SAR | 20
ALYA-05.2 | 2 | 2.0671 |  | Kingdom of Saudi Arabia | Jeddah | Hard & Soft Landscaping | Red Sea Village | B3 Arts & Culture | RSG | SALCO | Award | 2021 | Fixed Price Lump Sum | SITE WORK | Disposal | Earthworks;Disposal;Disposal Of Surplus Excavated Material From Site (Provisional Item) | 1179 | m³ | SAR | 20
ALYA-05.2 | 2 | 2.0671 |  | Kingdom of Saudi Arabia | Jeddah | Hard & Soft Landscaping | Red Sea Village | B3 Arts & Culture | RSG | SALCO | Award | 2021 | Fixed Price Lump Sum | SITE WORK | Landscaping | Earthworks;Planting Medium Consist Of Soil, Compost And Fertilizers;70Mm Thick Bark Mulsch To Be Removed From All Softscape Areas ;To Trees | 479 | m³ | SAR | 134
ALYA-05.2 | 2 | 2.0671 |  | Kingdom of Saudi Arabia | Jeddah | Hard & Soft Landscaping | Red Sea Village | B3 Arts & Culture | RSG | SALCO | Award | 2021 | Fixed Price Lump Sum | SITE WORK | Landscaping | Earthworks;Planting Medium Consist Of Soil, Compost And Fertilizers;70Mm Thick Bark Mulsch To Be Removed From All Softscape Areas ;To Ground Covers | 396 | m³ | SAR | 134
ALYA-05.2 | 2 | 2.0671 |  | Kingdom of Saudi Arabia | Jeddah | Hard & Soft Landscaping | Red Sea Village | B3 Arts & Culture | RSG | SALCO | Award | 2021 | Fixed Price Lump Sum | SITE WORK | Landscaping | Earthworks;Planting Medium Consist Of Soil, Compost And Fertilizers;70Mm Thick Bark Mulsch To Be Removed From All Softscape Areas ;To Shrubs | 205 | m³ | SAR | 134
ALYA-05.2 | 2 | 2.0671 |  | Kingdom of Saudi Arabia | Jeddah | Hard & Soft Landscaping | Red Sea Village | B3 Arts & Culture | RSG | SALCO | Award | 2021 | Fixed Price Lump Sum | SITE WORK | Landscaping | Earthworks;Gravel Wrapped In Geotextile As Capillary Break Layer, Complete As Specified ;Below Planting Medium Of Palms And Trees, 200Mm Thick | 340 | m² | SAR | 25
ALYA-05.2 | 2 | 2.0671 |  | Kingdom of Saudi Arabia | Jeddah | Hard & Soft Landscaping | Red Sea Village | B3 Arts & Culture | RSG | SALCO | Award | 2021 | Fixed Price Lump Sum | SITE WORK | Landscaping | Planting - Supply And Installation;Palms, Trees, Shrubs And The Like With Healthy Fully Developed Root Balls, Undamaged And Free From Pests And Diseases, Planted In Prepared Ground As Detailed, Including All Compost And Fertilizers, Tree Stakes, Tree Ties, Temporary Planting Screens;Trees;Parkinsonia Aculeata, Ref. Park.A - 1.5 Clear Stem Height, 25 To 30Mm Caliper | 5 | Nr | SAR | 984
ALYA-05.2 | 2 | 2.0671 |  | Kingdom of Saudi Arabia | Jeddah | Hard & Soft Landscaping | Red Sea Village | B3 Arts & Culture | RSG | SALCO | Award | 2021 | Fixed Price Lump Sum | SITE WORK | Landscaping | Planting - Supply And Installation;Palms, Trees, Shrubs And The Like With Healthy Fully Developed Root Balls, Undamaged And Free From Pests And Diseases, Planted In Prepared Ground As Detailed, Including All Compost And Fertilizers, Tree Stakes, Tree Ties, Temporary Planting Screens;Trees;Peltophorum Inerme, Ref. Pelt.I - 1.8M Clear Stem Height, 60 To 70Mm Caliper | 96 | Nr | SAR | 1464
ALYA-05.2 | 2 | 2.0671 |  | Kingdom of Saudi Arabia | Jeddah | Hard & Soft Landscaping | Red Sea Village | B3 Arts & Culture | RSG | SALCO | Award | 2021 | Fixed Price Lump Sum | SITE WORK | Landscaping | Planting - Supply And Installation;Palms, Trees, Shrubs And The Like With Healthy Fully Developed Root Balls, Undamaged And Free From Pests And Diseases, Planted In Prepared Ground As Detailed, Including All Compost And Fertilizers, Tree Stakes, Tree Ties, Temporary Planting Screens;Trees;Pongamia Glabra, Ref. Pong.G - 1.8M Clear Stem Height, 60 To 70Mm Caliper | 50 | Nr | SAR | 1953
ALYA-05.2 | 2 | 2.0671 |  | Kingdom of Saudi Arabia | Jeddah | Hard & Soft Landscaping | Red Sea Village | B3 Arts & Culture | RSG | SALCO | Award | 2021 | Fixed Price Lump Sum | SITE WORK | Landscaping | Planting - Supply And Installation;Palms, Trees, Shrubs And The Like With Healthy Fully Developed Root Balls, Undamaged And Free From Pests And Diseases, Planted In Prepared Ground As Detailed, Including All Compost And Fertilizers, Tree Stakes, Tree Ties, Temporary Planting Screens;Shrubs;Bougainvillea Pink Pixie, Ref. Boug.Pp - 0.40 To 0.50M Spread | 598 | Nr | SAR | 23
ALYA-05.2 | 2 | 2.0672 |  | Kingdom of Saudi Arabia | Jeddah | Hard & Soft Landscaping | Red Sea Village | B3 Arts & Culture | RSG | SALCO | Award | 2021 | Fixed Price Lump Sum | SITE WORK | Landscaping | Planting - Supply And Installation;Palms, Trees, Shrubs And The Like With Healthy Fully Developed Root Balls, Undamaged And Free From Pests And Diseases, Planted In Prepared Ground As Detailed, Including All Compost And Fertilizers, Tree Stakes, Tree Ties, Temporary Planting Screens;Shrubs;Leucophyllum Frutescens, Ref. Leuc.F - 0.50 To 0.60M Height, Min. 3 Breaks | 1860 | Nr | SAR | 23
ALYA-05.2 | 2 | 2.0672 |  | Kingdom of Saudi Arabia | Jeddah | Hard & Soft Landscaping | Red Sea Village | B3 Arts & Culture | RSG | SALCO | Award | 2021 | Fixed Price Lump Sum | SITE WORK | Landscaping | Planting - Supply And Installation;Palms, Trees, Shrubs And The Like With Healthy Fully Developed Root Balls, Undamaged And Free From Pests And Diseases, Planted In Prepared Ground As Detailed, Including All Compost And Fertilizers, Tree Stakes, Tree Ties, Temporary Planting Screens;Ground Covers;Catharanthus Alba, Ref. Cath.A - 0.30M Spread | 771 | Nr | SAR | 7
ALYA-05.2 | 2 | 2.0672 |  | Kingdom of Saudi Arabia | Jeddah | Hard & Soft Landscaping | Red Sea Village | B3 Arts & Culture | RSG | SALCO | Award | 2021 | Fixed Price Lump Sum | SITE WORK | Landscaping | Planting - Supply And Installation;Palms, Trees, Shrubs And The Like With Healthy Fully Developed Root Balls, Undamaged And Free From Pests And Diseases, Planted In Prepared Ground As Detailed, Including All Compost And Fertilizers, Tree Stakes, Tree Ties, Temporary Planting Screens;Ground Covers;Portulaca Grandiflora, Ref. Port.G - 0.30M Spread | 1369 | Nr | SAR | 7
ALYA-05.2 | 2 | 2.0672 |  | Kingdom of Saudi Arabia | Jeddah | Hard & Soft Landscaping | Red Sea Village | B3 Arts & Culture | RSG | SALCO | Award | 2021 | Fixed Price Lump Sum | SITE WORK | Landscaping | Planting - Supply And Installation;Palms, Trees, Shrubs And The Like With Healthy Fully Developed Root Balls, Undamaged And Free From Pests And Diseases, Planted In Prepared Ground As Detailed, Including All Compost And Fertilizers, Tree Stakes, Tree Ties, Temporary Planting Screens;Ground Covers;Ruellia Ciliosa, Ref. Ruel.C - 0.40M Height | 11476 | Nr | SAR | 8
ALYA-05.2 | 2 | 2.0672 |  | Kingdom of Saudi Arabia | Jeddah | Hard & Soft Landscaping | Red Sea Village | B3 Arts & Culture | RSG | SALCO | Award | 2021 | Fixed Price Lump Sum | SITE WORK | Landscaping | Planting - Supply And Installation;Palms, Trees, Shrubs And The Like With Healthy Fully Developed Root Balls, Undamaged And Free From Pests And Diseases, Planted In Prepared Ground As Detailed, Including All Compost And Fertilizers, Tree Stakes, Tree Ties, Temporary Planting Screens;Ground Covers;Sesuvium Green Carpet, Ref. Sesu.Gc - 0.15M Height Cuttings | 246 | Nr | SAR | 7
ALYA-05.2 | 2 | 2.0672 |  | Kingdom of Saudi Arabia | Jeddah | Hard & Soft Landscaping | Red Sea Village | B3 Arts & Culture | RSG | SALCO | Award | 2021 | Fixed Price Lump Sum | SITE WORK | Landscaping | Planting - Supply And Installation;Palms, Trees, Shrubs And The Like With Healthy Fully Developed Root Balls, Undamaged And Free From Pests And Diseases, Planted In Prepared Ground As Detailed, Including All Compost And Fertilizers, Tree Stakes, Tree Ties, Temporary Planting Screens;Ground Covers;Sesuvium Red Carpet, Ref. Sesu.Rc - 0.15M Height Cuttings | 1521 | Nr | SAR | 7
ALYA-05.2 | 2 | 2.0672 |  | Kingdom of Saudi Arabia | Jeddah | Hard & Soft Landscaping | Red Sea Village | B3 Arts & Culture | RSG | SALCO | Award | 2021 | Fixed Price Lump Sum | SITE WORK | Landscaping | Planting - Supply And Installation;Palms, Trees, Shrubs And The Like With Healthy Fully Developed Root Balls, Undamaged And Free From Pests And Diseases, Planted In Prepared Ground As Detailed, Including All Compost And Fertilizers, Tree Stakes, Tree Ties, Temporary Planting Screens;Ground Covers;Vitex Rotundifolia, Ref. Vite.R - 0.30M Spread | 342 | Nr | SAR | 9
ALYA-05.2 | 2 | 2.0672 |  | Kingdom of Saudi Arabia | Jeddah | Hard & Soft Landscaping | Red Sea Village | B3 Arts & Culture | RSG | SALCO | Award | 2021 | Fixed Price Lump Sum | SITE WORK | Site preparation | Siteworks;Site Preparation;General Site Clearance | 9794 | m² | SAR | 4
ALYA-05.2 | 2 | 2.0672 |  | Kingdom of Saudi Arabia | Jeddah | Hard & Soft Landscaping | Red Sea Village | B3 Arts & Culture | RSG | SALCO | Award | 2021 | Fixed Price Lump Sum | SITE WORK | Filling | Siteworks;Filling;Well Compacted Selected Excavated Material (Provisional Item) | 5950 | m³ | SAR | 19
ALYA-05.2 | 2 | 2.0672 |  | Kingdom of Saudi Arabia | Jeddah | Hard & Soft Landscaping | Red Sea Village | B3 Arts & Culture | RSG | SALCO | Award | 2021 | Fixed Price Lump Sum | SITE WORK | Paving and surfacing | Paving;Precast Concrete Block Paving Laid To Pattern With Required Colour, 5Mm Wide Joints With Filled With Joint Filling Sand, On And Including 50Mm Thick Sharp Sand Bed On Compacted Sub-Base, Complete As Per Engineer'S Approval;200 X 100 X 60Mm In Shot Blasted Finish Ref: Paving Type 11 | 782 | m² | SAR | 174
ALYA-05.2 | 2 | 2.0673 |  | Kingdom of Saudi Arabia | Jeddah | Hard & Soft Landscaping | Red Sea Village | B3 Arts & Culture | RSG | SALCO | Award | 2021 | Fixed Price Lump Sum | SITE WORK | Paving and surfacing | Paving;Precast Concrete Block Paving Laid To Pattern With Required Colour, 5Mm Wide Joints With Filled With Joint Filling Sand, On And Including 50Mm Thick Sharp Sand Bed On Compacted Sub-Base, Complete As Per Engineer'S Approval;200 X 400 X 60Mm In Shot Blasted Finish Ref: Paving Type 12 | 3970 | m² | SAR | 175
ALYA-05.2 | 2 | 2.0673 |  | Kingdom of Saudi Arabia | Jeddah | Hard & Soft Landscaping | Red Sea Village | B3 Arts & Culture | RSG | SALCO | Award | 2021 | Fixed Price Lump Sum | SITE WORK | Paving and surfacing | Paving;Precast Concrete Block Paving Laid To Pattern With Required Colour, 5Mm Wide Joints With Filled With Joint Filling Sand, On And Including 50Mm Thick Sharp Sand Bed On Compacted Sub-Base, Complete As Per Engineer'S Approval;200 X 400 X 60Mm In Shot Blasted Finish Ref: Paving Type 13 | 1005 | m² | SAR | 175
ALYA-05.2 | 2 | 2.0673 |  | Kingdom of Saudi Arabia | Jeddah | Hard & Soft Landscaping | Red Sea Village | B3 Arts & Culture | RSG | SALCO | Award | 2021 | Fixed Price Lump Sum | SITE WORK | Paving and surfacing | Paving;Precast Concrete Block Paving Laid To Pattern With Required Colour, 5Mm Wide Joints With Filled With Joint Filling Sand, On And Including 50Mm Thick Sharp Sand Bed On Compacted Sub-Base, Complete As Per Engineer'S Approval;400X400/200X200/200X400 X 60Mm In Shot Blasted Finish Ref: Paving Type 30 | 431 | m² | SAR | 175
ALYA-05.2 | 2 | 2.0673 |  | Kingdom of Saudi Arabia | Jeddah | Hard & Soft Landscaping | Red Sea Village | B3 Arts & Culture | RSG | SALCO | Award | 2021 | Fixed Price Lump Sum | SITE WORK | Paving and surfacing | Paving;Precast Concrete Block Paving Laid To Pattern With Required Colour, 5Mm Wide Joints With Filled With Joint Filling Sand, On And Including 50Mm Thick Sharp Sand Bed On Compacted Sub-Base, Complete As Per Engineer'S Approval;200X200/400X400 X 60Mm In Shot Blasted Finish Ref: Paving Type 31 | 185 | m² | SAR | 175
ALYA-05.2 | 2 | 2.0673 |  | Kingdom of Saudi Arabia | Jeddah | Hard & Soft Landscaping | Red Sea Village | B3 Arts & Culture | RSG | SALCO | Award | 2021 | Fixed Price Lump Sum | SITE WORK | Landscaping | Maintenance Edge;Precast Concrete Maintenance Edge Cut To Radius As Required And Laid To Pattern With Required Colour, Max. 5Mm Wide Joint Using Colour Matched Grout, On And Including 25Mm Thick Full Mortar Bed On Concrete Base And Compacted Sub-Base, Complete As Per Engineer'S Approval;350 X 350 X 60Mm In Shot Blasted Finish Ref: Maintenance Edge Type 1 Paving | 112 | m² | SAR | 204
ALYA-05.2 | 2 | 2.0673 |  | Kingdom of Saudi Arabia | Jeddah | Hard & Soft Landscaping | Red Sea Village | B3 Arts & Culture | RSG | SALCO | Award | 2021 | Fixed Price Lump Sum | SITE WORK | Landscaping | Maintenance Edge;Precast Concrete Paving Block Laid To Pattern With Required Colour, 5Mm Wide Joints With Joint Filling Sand, On And Including 40 - 50Mm Thick Sharp Sand Bed On Compacted Sub-Base, Complete As Per Engineer'S Approval;300 X 300 X 60Mm With Milled Blisters, In Shot Blasted Finish Ref: Tactile Paving | 37 | m² | SAR | 176
ALYA-05.2 | 2 | 2.0673 |  | Kingdom of Saudi Arabia | Jeddah | Hard & Soft Landscaping | Red Sea Village | B3 Arts & Culture | RSG | SALCO | Award | 2021 | Fixed Price Lump Sum | SITE WORK | Paving and surfacing | Paving Band And Edge;Precast Concrete Paving Band Laid To Pattern With Required Colour, Max. 5Mm Wide Grouted Joint Using Colour Matched Grout, On And Including 25Mm Thick Full Mortar Bed On Concrete Base And Compacted Sub-Base, Complete As Per Engineer'S Approval ;100 X 200 X 60Mm In Shot Blasted Finish Ref: Typical Band, 400Mm Wide Band , Ref. Paving Type 11 | 1341 | m | SAR | 120
ALYA-05.2 | 2 | 2.0673 |  | Kingdom of Saudi Arabia | Jeddah | Hard & Soft Landscaping | Red Sea Village | B3 Arts & Culture | RSG | SALCO | Award | 2021 | Fixed Price Lump Sum | SITE WORK | Paving and surfacing | Paving Band And Edge;Reinforced Concrete Edge Below Pavings And Along Planting Edge, Comprising Of Mortar Bedded On Reinforced Concrete Base And Compacted Sub-Base, Complete As Per Engineer'S Approval;300Mm Wide Below Paving Type 11 | 52 | m | SAR | 120
ALYA-05.2 | 2 | 2.0673 |  | Kingdom of Saudi Arabia | Jeddah | Hard & Soft Landscaping | Red Sea Village | B3 Arts & Culture | RSG | SALCO | Award | 2021 | Fixed Price Lump Sum | SITE WORK | Paving and surfacing | Paving Band And Edge;Reinforced Concrete Edge Below Pavings And Along Planting Edge, Comprising Of Mortar Bedded On Reinforced Concrete Base And Compacted Sub-Base, Complete As Per Engineer'S Approval;300Mm Wide Below Paving Type 12 | 419 | m | SAR | 120
ALYA-05.2 | 2 | 2.0673 |  | Kingdom of Saudi Arabia | Jeddah | Hard & Soft Landscaping | Red Sea Village | B3 Arts & Culture | RSG | SALCO | Award | 2021 | Fixed Price Lump Sum | SITE WORK | Paving and surfacing | Paving Band And Edge;Reinforced Concrete Edge Below Pavings And Along Planting Edge, Comprising Of Mortar Bedded On Reinforced Concrete Base And Compacted Sub-Base, Complete As Per Engineer'S Approval;300Mm Wide Below Paving Type 13 | 117 | m | SAR | 120
ALYA-05.2 | 2 | 2.0674 |  | Kingdom of Saudi Arabia | Jeddah | Hard & Soft Landscaping | Red Sea Village | B3 Arts & Culture | RSG | SALCO | Award | 2021 | Fixed Price Lump Sum | SITE WORK | Paving and surfacing | Paving Band And Edge;Reinforced Concrete Edge Below Pavings And Along Planting Edge, Comprising Of Mortar Bedded On Reinforced Concrete Base And Compacted Sub-Base, Complete As Per Engineer'S Approval;300Mm Wide Below Paving Type 30 | 70 | m | SAR | 120
ALYA-05.2 | 2 | 2.0674 |  | Kingdom of Saudi Arabia | Jeddah | Hard & Soft Landscaping | Red Sea Village | B3 Arts & Culture | RSG | SALCO | Award | 2021 | Fixed Price Lump Sum | SITE WORK | Paving and surfacing | Paving Band And Edge;Reinforced Concrete Edge Below Pavings And Along Planting Edge, Comprising Of Mortar Bedded On Reinforced Concrete Base And Compacted Sub-Base, Complete As Per Engineer'S Approval;300Mm Wide Below Paving Type 31 | 69 | m | SAR | 120
ALYA-05.2 | 2 | 2.0674 |  | Kingdom of Saudi Arabia | Jeddah | Hard & Soft Landscaping | Red Sea Village | B3 Arts & Culture | RSG | SALCO | Award | 2021 | Fixed Price Lump Sum | SITE WORK | Landscaping | Maintenance Edge;Precast Concrete Maintenance Edge Cut To Radius As Required And Laid To Pattern With Required Colour, Max. 5Mm Wide Joint Using Colour Matched Grout, On And Including 25Mm Thick Full Mortar Bed On Concrete Base And Compacted Sub-Base, Complete As Per Engineer'S Approval ;350 X 350 X 60Mm In Shot Blasted Finish Ref: Maintenance Edge Type 1, 350Mm Wide | 2938 | m | SAR | 116
ALYA-05.2 | 2 | 2.0674 |  | Kingdom of Saudi Arabia | Jeddah | Hard & Soft Landscaping | Red Sea Village | B3 Arts & Culture | RSG | SALCO | Award | 2021 | Fixed Price Lump Sum | SITE WORK | Landscaping | Maintenance Edge;Precast Concrete Maintenance Edge Cut To Radius As Required And Laid To Pattern With Required Colour, Max. 5Mm Wide Joint Using Colour Matched Grout, On And Including 25Mm Thick Full Mortar Bed On Concrete Base And Compacted Sub-Base, Complete As Per Engineer'S Approval ;200 X 400 X 60Mm In Shot Blasted Finish Ref: Maintenance Edge Type 2, 200Mm Wide | 869 | m | SAR | 60
ALYA-05.2 | 2 | 2.0674 |  | Kingdom of Saudi Arabia | Jeddah | Hard & Soft Landscaping | Red Sea Village | B3 Arts & Culture | RSG | SALCO | Award | 2021 | Fixed Price Lump Sum | SITE WORK | Landscaping | Metal Edge;Aluminium Edging, Brushed Finish, Fixed As Per Manufacturer'S Recommendations, Complete As Per Engineer'S Approval ;5Mm Thick Metal Edging For 150Mm High Gravel | 92 | m | SAR | 40
ALYA-05.2 | 2 | 2.0674 |  | Kingdom of Saudi Arabia | Jeddah | Hard & Soft Landscaping | Red Sea Village | B3 Arts & Culture | RSG | SALCO | Award | 2021 | Fixed Price Lump Sum | SITE WORK | Landscaping | Gravel Surface;25 - 50Mm Sieve Size Local Crushed Stone Gravel, Loose Laid In 150Mm Thick Layer Over Geotextile Membrane On Compacted Sub-Base, Complete As Per Engineer'S Approval;Gravel Surface | 1315 | m² | SAR | 40
ALYA-05.2 | 2 | 2.0674 |  | Kingdom of Saudi Arabia | Jeddah | Hard & Soft Landscaping | Red Sea Village | B3 Arts & Culture | RSG | SALCO | Award | 2021 | Fixed Price Lump Sum | FURNISHINGS | Generally | Site Furniture;Litter Bin;Supply And Fix Bin Including Necessary Accessories, Reinforced Concrete Base On Compacted Sub Base, Complete As Specified;Bin Type 2 - Powder Coated Aluminium Litter Bin With Required Colour, Size 410 X 372 X 912Mm High Above Finished Floor Level | 4 | Nr | SAR | 5741
ALYA-05.2 | 2 | 2.0674 |  | Kingdom of Saudi Arabia | Jeddah | Hard & Soft Landscaping | Red Sea Village | B3 Arts & Culture | RSG | SALCO | Award | 2021 | Fixed Price Lump Sum | FURNISHINGS | Generally | Site Furniture;Bench;Fair Face Finished Precast Concrete Seat Block With Stamped Pattern, On And Including Reinforced Concrete Foundation On Compacted Sub Base, Necessary Earthwork, Blinding, Polyethylene Sheet, Waterproofing, Steel Dowel And Necessary Accessories, Complete To The Engineer'S Approval;Bench Type 5 - Overall Size 2000 X 500 X 450Mm High | 4 | Nr | SAR | 2336
ALYA-05.2 | 2 | 2.0674 |  | Kingdom of Saudi Arabia | Jeddah | Hard & Soft Landscaping | Red Sea Village | B3 Arts & Culture | RSG | SALCO | Award | 2021 | Fixed Price Lump Sum | FURNISHINGS | Generally | Site Furniture;Bollard;Stainless Steel Fixed Bollard In Stain Surface Finish With Required Colour, Including Composite Timber Inset, Necessary Base, Accessories And All Other Required Works, Complete, As Specified;Bollard Type 1 - 900Mm High Above Finished Floor Level X 120Mm , Fixed Bollard | 44 | Nr | SAR | 2003
ALYA-05.2 | 2 | 2.0674 |  | Kingdom of Saudi Arabia | Jeddah | Hard & Soft Landscaping | Red Sea Village | B3 Arts & Culture | RSG | SALCO | Award | 2021 | Fixed Price Lump Sum | SITE WORK | Site preparation | Siteworks;Site Preparation;General Site Clearance | 19421 | m² | SAR | 4
ALYA-05.2 | 2 | 2.0675 |  | Kingdom of Saudi Arabia | Jeddah | Hard & Soft Landscaping | Red Sea Village | B3 Arts & Culture | RSG | SALCO | Award | 2021 | Fixed Price Lump Sum | SITE WORK | Filling | Siteworks;Filling;Well Compacted Selected Excavated Material (Provisional Item) | 12991 | m³ | SAR | 19
ALYA-05.2 | 2 | 2.0675 |  | Kingdom of Saudi Arabia | Jeddah | Hard & Soft Landscaping | Red Sea Village | B3 Arts & Culture | RSG | SALCO | Award | 2021 | Fixed Price Lump Sum | SITE WORK | Paving and surfacing | Paving;Precast Concrete Block Paving Laid To Pattern With Required Colour, 5Mm Wide Joints With Filled With Joint Filling Sand, On And Including 50Mm Thick Sharp Sand Bed On Compacted Sub-Base, Complete As Per Engineer'S Approval ;200 X 100 X 80Mm In Shot Blasted Finish Ref: Pedestrian Crossing Type 1 | 49 | m² | SAR | 186
ALYA-05.2 | 2 | 2.0675 |  | Kingdom of Saudi Arabia | Jeddah | Hard & Soft Landscaping | Red Sea Village | B3 Arts & Culture | RSG | SALCO | Award | 2021 | Fixed Price Lump Sum | SITE WORK | Paving and surfacing | Paving;Precast Concrete Block Paving Laid To Pattern With Required Colour, 5Mm Wide Joints With Filled With Joint Filling Sand, On And Including 50Mm Thick Sharp Sand Bed On Compacted Sub-Base, Complete As Per Engineer'S Approval ;300X150/300/150X150/300 X 80Mm In Shot Blasted Finish Ref. Paving Type 8 | 1081 | m² | SAR | 195
ALYA-05.2 | 2 | 2.0675 |  | Kingdom of Saudi Arabia | Jeddah | Hard & Soft Landscaping | Red Sea Village | B3 Arts & Culture | RSG | SALCO | Award | 2021 | Fixed Price Lump Sum | SITE WORK | Paving and surfacing | Paving;Precast Concrete Block Paving Laid To Pattern With Required Colour, 5Mm Wide Joints With Filled With Joint Filling Sand, On And Including 50Mm Thick Sharp Sand Bed On Compacted Sub-Base, Complete As Per Engineer'S Approval ;750X150/300X300/600X300/200X400 X 60Mm In Shot Blasted Finish Ref. Paving Type 9 | 625 | m² | SAR | 212
ALYA-05.2 | 2 | 2.0675 |  | Kingdom of Saudi Arabia | Jeddah | Hard & Soft Landscaping | Red Sea Village | B3 Arts & Culture | RSG | SALCO | Award | 2021 | Fixed Price Lump Sum | SITE WORK | Paving and surfacing | Paving;Precast Concrete Block Paving Laid To Pattern With Required Colour, 5Mm Wide Joints With Filled With Joint Filling Sand, On And Including 50Mm Thick Sharp Sand Bed On Compacted Sub-Base, Complete As Per Engineer'S Approval ;200 X 200 X 60/80Mm In Shot Blasted Finish Ref: Paving Type 10 | 336 | m² | SAR | 187
ALYA-05.2 | 2 | 2.0675 |  | Kingdom of Saudi Arabia | Jeddah | Hard & Soft Landscaping | Red Sea Village | B3 Arts & Culture | RSG | SALCO | Award | 2021 | Fixed Price Lump Sum | SITE WORK | Paving and surfacing | Paving;Precast Concrete Block Paving Laid To Pattern With Required Colour, 5Mm Wide Joints With Filled With Joint Filling Sand, On And Including 50Mm Thick Sharp Sand Bed On Compacted Sub-Base, Complete As Per Engineer'S Approval ;200X400/400X400/400X600 X 60Mm In Shot Blasted Finish Ref: Paving Type 22 | 691 | m² | SAR | 194
ALYA-05.2 | 2 | 2.0675 |  | Kingdom of Saudi Arabia | Jeddah | Hard & Soft Landscaping | Red Sea Village | B3 Arts & Culture | RSG | SALCO | Award | 2021 | Fixed Price Lump Sum | SITE WORK | Paving and surfacing | Paving;Precast Concrete Block Paving Laid To Pattern With Required Colour, 5Mm Wide Joints With Filled With Joint Filling Sand, On And Including 50Mm Thick Sharp Sand Bed On Compacted Sub-Base, Complete As Per Engineer'S Approval ;200X400 / 400X400 / 400X600 X 80Mm In Shot Blasted Finish Ref: Paving Type 22 - Vehicular Paving | 125 | m² | SAR | 203
ALYA-05.2 | 2 | 2.0675 |  | Kingdom of Saudi Arabia | Jeddah | Hard & Soft Landscaping | Red Sea Village | B3 Arts & Culture | RSG | SALCO | Award | 2021 | Fixed Price Lump Sum | SITE WORK | Paving and surfacing | Paving;Precast Concrete Block Paving Laid To Pattern With Required Colour, 5Mm Wide Joints With Filled With Joint Filling Sand, On And Including 50Mm Thick Sharp Sand Bed On Compacted Sub-Base, Complete As Per Engineer'S Approval ;200X400/400X400/400X600 X 60Mm In Shot Blasted Finish Ref: Paving Type 23 | 1365 | m² | SAR | 194
ALYA-05.2 | 2 | 2.0675 |  | Kingdom of Saudi Arabia | Jeddah | Hard & Soft Landscaping | Red Sea Village | B3 Arts & Culture | RSG | SALCO | Award | 2021 | Fixed Price Lump Sum | SITE WORK | Paving and surfacing | Paving;Precast Concrete Block Paving Laid To Pattern With Required Colour, 5Mm Wide Joints With Filled With Joint Filling Sand, On And Including 50Mm Thick Sharp Sand Bed On Compacted Sub-Base, Complete As Per Engineer'S Approval ;200X400/400X400/400X600 X 80Mm In Shot Blasted Finish Ref: Paving Type 23 - To Vehicular Paving | 1227 | m² | SAR | 203
ALYA-05.2 | 2 | 2.0675 |  | Kingdom of Saudi Arabia | Jeddah | Hard & Soft Landscaping | Red Sea Village | B3 Arts & Culture | RSG | SALCO | Award | 2021 | Fixed Price Lump Sum | SITE WORK | Paving and surfacing | Paving ;Precast Concrete Paving Block Laid To Pattern With Required Colour, 5Mm Wide Joints With Joint Filling Sand, On And Including 40 - 50Mm Thick Sharp Sand Bed On Compacted Sub-Base, Complete As Per Engineer'S Approval;300 X 300 X 60Mm With Milled Blisters, In Shot Blasted Finish Ref: Tactile Paving | 4 | m² | SAR | 296
ALYA-05.2 | 2 | 2.0676 |  | Kingdom of Saudi Arabia | Jeddah | Hard & Soft Landscaping | Red Sea Village | B3 Arts & Culture | RSG | SALCO | Award | 2021 | Fixed Price Lump Sum | SITE WORK | Paving and surfacing | Paving Band And Edge;Precast Concrete Paving Band Laid To Pattern With Required Colour, On And Including 25Mm Thick Full Mortar Bed On Concrete Base And Compacted Sub-Base, Complete As Per Engineer'S Approval;200 X 200 X 80Mm In Shot Blasted Finish Ref: Pedestrian Crossing Type 1, 200Mm Wide Band | 29 | m | SAR | 63
ALYA-05.2 | 2 | 2.0676 |  | Kingdom of Saudi Arabia | Jeddah | Hard & Soft Landscaping | Red Sea Village | B3 Arts & Culture | RSG | SALCO | Award | 2021 | Fixed Price Lump Sum | SITE WORK | Paving and surfacing | Paving Band And Edge;Precast Concrete Paving Band Laid To Pattern With Required Colour, On And Including 25Mm Thick Full Mortar Bed On Concrete Base And Compacted Sub-Base, Complete As Per Engineer'S Approval;200 X 400 X 60Mm In Shot Blasted Finish Ref: Paving Type 22, 200Mm Wide Band | 27 | m | SAR | 60
ALYA-05.2 | 2 | 2.0676 |  | Kingdom of Saudi Arabia | Jeddah | Hard & Soft Landscaping | Red Sea Village | B3 Arts & Culture | RSG | SALCO | Award | 2021 | Fixed Price Lump Sum | SITE WORK | Paving and surfacing | Paving Band And Edge;Precast Concrete Paving Band Laid To Pattern With Required Colour, On And Including 25Mm Thick Full Mortar Bed On Concrete Base And Compacted Sub-Base, Complete As Per Engineer'S Approval;200 X 400 X 60/80Mm In Shot Blasted Finish Ref: Paving Type 10, 200Mm Wide Band | 423 | m | SAR | 63
ALYA-05.2 | 2 | 2.0676 |  | Kingdom of Saudi Arabia | Jeddah | Hard & Soft Landscaping | Red Sea Village | B3 Arts & Culture | RSG | SALCO | Award | 2021 | Fixed Price Lump Sum | SITE WORK | Paving and surfacing | Paving Band And Edge;Precast Concrete Paving Band Laid To Pattern With Required Colour, On And Including 25Mm Thick Full Mortar Bed On Concrete Base And Compacted Sub-Base, Complete As Per Engineer'S Approval;200 X 400 X 60/80Mm In Shot Blasted Finish Ref: Paving Type 10, 600Mm Wide Band | 285 | m | SAR | 199
ALYA-05.2 | 2 | 2.0676 |  | Kingdom of Saudi Arabia | Jeddah | Hard & Soft Landscaping | Red Sea Village | B3 Arts & Culture | RSG | SALCO | Award | 2021 | Fixed Price Lump Sum | SITE WORK | Paving and surfacing | Paving Band And Edge;Precast Concrete Paving Band Laid To Pattern With Required Colour, On And Including 25Mm Thick Full Mortar Bed On Concrete Base And Compacted Sub-Base, Complete As Per Engineer'S Approval;400 X 600 X 60Mm In Shot Blasted Finish Ref: Typical Band, Ref. Paving Type 22/23, 400Mm Wide | 478 | m | SAR | 128
ALYA-05.2 | 2 | 2.0676 |  | Kingdom of Saudi Arabia | Jeddah | Hard & Soft Landscaping | Red Sea Village | B3 Arts & Culture | RSG | SALCO | Award | 2021 | Fixed Price Lump Sum | SITE WORK | Paving and surfacing | Paving Band And Edge;Precast Concrete Paving Band Laid To Pattern With Required Colour, On And Including 25Mm Thick Full Mortar Bed On Concrete Base And Compacted Sub-Base, Complete As Per Engineer'S Approval;400 X 600 X 80Mm In Shot Blasted Finish Ref: Typical Band, Ref. Paving Type 22/23, 400Mm Wide | 111 | m | SAR | 138
ALYA-05.2 | 2 | 2.0676 |  | Kingdom of Saudi Arabia | Jeddah | Hard & Soft Landscaping | Red Sea Village | B3 Arts & Culture | RSG | SALCO | Award | 2021 | Fixed Price Lump Sum | SITE WORK | Paving and surfacing | Paving Band And Edge;Reinforced Concrete Edge Below Pavings And Along Planting Edge, Comprising Of Mortar Bedded On Reinforced Concrete Base And Compacted Sub-Base, Complete As Per Engineer'S Approval;300Mm Wide Below Paving Type 9 | 94 | m | SAR | 120
ALYA-05.2 | 2 | 2.0676 |  | Kingdom of Saudi Arabia | Jeddah | Hard & Soft Landscaping | Red Sea Village | B3 Arts & Culture | RSG | SALCO | Award | 2021 | Fixed Price Lump Sum | SITE WORK | Paving and surfacing | Paving Band And Edge;Reinforced Concrete Edge Below Pavings And Along Planting Edge, Comprising Of Mortar Bedded On Reinforced Concrete Base And Compacted Sub-Base, Complete As Per Engineer'S Approval;300Mm Wide Below Paving Type 10 | 7 | m | SAR | 120
ALYA-05.2 | 2 | 2.0676 |  | Kingdom of Saudi Arabia | Jeddah | Hard & Soft Landscaping | Red Sea Village | B3 Arts & Culture | RSG | SALCO | Award | 2021 | Fixed Price Lump Sum | SITE WORK | Paving and surfacing | Paving Band And Edge;Reinforced Concrete Edge Below Pavings And Along Planting Edge, Comprising Of Mortar Bedded On Reinforced Concrete Base And Compacted Sub-Base, Complete As Per Engineer'S Approval;300Mm Wide Below Paving Type 22 | 107 | m | SAR | 120
ALYA-05.2 | 2 | 2.0676 |  | Kingdom of Saudi Arabia | Jeddah | Hard & Soft Landscaping | Red Sea Village | B3 Arts & Culture | RSG | SALCO | Award | 2021 | Fixed Price Lump Sum | SITE WORK | Paving and surfacing | Paving Band And Edge;Reinforced Concrete Edge Below Pavings And Along Planting Edge, Comprising Of Mortar Bedded On Reinforced Concrete Base And Compacted Sub-Base, Complete As Per Engineer'S Approval;300Mm Wide Elow Paving Type 23 | 240 | m | SAR | 120
ALYA-05.2 | 2 | 2.0677 |  | Kingdom of Saudi Arabia | Jeddah | Hard & Soft Landscaping | Red Sea Village | B3 Arts & Culture | RSG | SALCO | Award | 2021 | Fixed Price Lump Sum | SITE WORK | Landscaping | Maintenance Edge;Precast Concrete Maintenance Edge Cut To Radius As Required And Laid To Pattern With Required Colour, Max. 5Mm Wide Joint Using Colour Matched Grout, On And Including 25Mm Thick Full Mortar Bed On Concrete Base And Compacted Sub-Base, Complete As Per Engineer'S Approval ;350 X 350 X 60Mm In Shot Blasted Finish Ref: Maintenance Edge Type 1, 350Mm Wide | 804 | m | SAR | 116
ALYA-05.2 | 2 | 2.0677 |  | Kingdom of Saudi Arabia | Jeddah | Hard & Soft Landscaping | Red Sea Village | B3 Arts & Culture | RSG | SALCO | Award | 2021 | Fixed Price Lump Sum | SITE WORK | Landscaping | Maintenance Edge;Precast Concrete Maintenance Edge Cut To Radius As Required And Laid To Pattern With Required Colour, Max. 5Mm Wide Joint Using Colour Matched Grout, On And Including 25Mm Thick Full Mortar Bed On Concrete Base And Compacted Sub-Base, Complete As Per Engineer'S Approval ;200 X 400 X 60Mm In Shot Blasted Finish Ref: Maintenance Edge Type 2, 200Mm Wide | 724 | m | SAR | 60
ALYA-05.2 | 2 | 2.0677 |  | Kingdom of Saudi Arabia | Jeddah | Hard & Soft Landscaping | Red Sea Village | B3 Arts & Culture | RSG | SALCO | Award | 2021 | Fixed Price Lump Sum | SITE WORK | Landscaping | Metal Edge;Aluminium Edging, Brushed Finish, Fixed As Per Manufacturer'S Recommendations, Complete As Per Engineer'S Approval ;5Mm Thick Metal Edging For 150Mm High Gravel | 86 | m | SAR | 40
ALYA-05.2 | 2 | 2.0677 |  | Kingdom of Saudi Arabia | Jeddah | Hard & Soft Landscaping | Red Sea Village | B3 Arts & Culture | RSG | SALCO | Award | 2021 | Fixed Price Lump Sum | SITE WORK | Landscaping | Gravel Surface;25 - 50Mm Sieve Size Local Crushed Stone Gravel, Loose Laid In 150Mm Thick Layer Over Geotextile Membrane On Compacted Sub-Base, Complete As Per Engineer'S Approval ;Gravel Surface | 431 | m² | SAR | 40
ALYA-05.2 | 2 | 2.0677 |  | Kingdom of Saudi Arabia | Jeddah | Hard & Soft Landscaping | Red Sea Village | B3 Arts & Culture | RSG | SALCO | Award | 2021 | Fixed Price Lump Sum | SITE WORK | Landscaping | Gravel Mulch;Gravel Mulch Comprising Wadi Cobbles Or Crushed Stone Aggregate In Various Sizes With Required Colour, Randow Placement To Landscape Architect'S Approval;Wadi Cobble/Rawda Stone Aggregate - To Round About Road 31 | 256 | m² | SAR | 60
ALYA-05.2 | 2 | 2.0677 |  | Kingdom of Saudi Arabia | Jeddah | Hard & Soft Landscaping | Red Sea Village | B3 Arts & Culture | RSG | SALCO | Award | 2021 | Fixed Price Lump Sum | SITE WORK | Landscaping | Gravel Mulch;Gravel Mulch Comprising Wadi Cobbles Or Crushed Stone Aggregate In Various Sizes With Required Colour, Randow Placement To Landscape Architect'S Approval;Wadi Cobble/Rawda Stone Aggregate - To Round About Road 32 | 95 | m² | SAR | 60
ALYA-05.2 | 2 | 2.0677 |  | Kingdom of Saudi Arabia | Jeddah | Hard & Soft Landscaping | Red Sea Village | B3 Arts & Culture | RSG | SALCO | Award | 2021 | Fixed Price Lump Sum | FURNISHINGS | Generally | Site Furniture;Litter Bin;Supply And Fix Bin Including Necessary Accessories, Reinforced Concrete Base On Compacted Sub Base, Complete As Specified;Bin Type 2 - Powder Coated Aluminium Litter Bin With Required Colour, Size 410 X 372 X 912Mm High Above Finished Floor Level | 6 | Nr | SAR | 5741
ALYA-05.2 | 2 | 2.0677 |  | Kingdom of Saudi Arabia | Jeddah | Hard & Soft Landscaping | Red Sea Village | B3 Arts & Culture | RSG | SALCO | Award | 2021 | Fixed Price Lump Sum | FURNISHINGS | Generally | Site Furniture;Bench;Bench Comprising Of Hardwood Timber Board Battens With Planed Finish In Minimum 8Mm Gaps, Size 115X1600X50Mm Thick To Seat And 100X600X25Mm Thick Back Rest Fixed To Metal Bracket On Precast Concrete Bench, Fair Face Finished Precast Concrete Seat Block With Stamped Pattern, On And Including Reinforced Concrete Foundation On Compacted Sub Base, Necessary Earthwork, Blinding, Polyethylene Sheet, Waterproofing, Steel Dowel And Necessary Fixings, Accessories, Complete To Specialist / Engineer'S Details;Bench Type 4 - Overall Size 2000 X 500 X 450Mm High | 6 | Nr | SAR | 6942
ALYA-05.2 | 2 | 2.0677 |  | Kingdom of Saudi Arabia | Jeddah | Hard & Soft Landscaping | Red Sea Village | B3 Arts & Culture | RSG | SALCO | Award | 2021 | Fixed Price Lump Sum | FURNISHINGS | Generally | Site Furniture;Bench;Fair Face Finish Precast Concrete Seat Block With Stamped Pattern And Required Colour, On And Including Reinforced Concrete Base On Compacted Sub Base, Necessary Earthwork, Waterproofing, Steel Dowel For Fixing Concrete Bench, Complete To Specialist / Engineer'S Details;Bench Type 4 - Overall Size 2000 X 500 X 450Mm High (Optional) | 6 | Nr | SAR | 2336
ALYA-05.2 | 2 | 2.0677 |  | Kingdom of Saudi Arabia | Jeddah | Hard & Soft Landscaping | Red Sea Village | B3 Arts & Culture | RSG | SALCO | Award | 2021 | Fixed Price Lump Sum | FURNISHINGS | Generally | Site Furniture;Bollard;Stainless Steel Fixed Bollard In Stain Surface Finish With Required Colour, Including Composite Timber Inset, Necessary Base, Accessories And All Other Required Works, Complete, As Specified;Bollard Type 1 - 900Mm High Above Finished Floor Level X 120Mm , Fixed Bollard | 4 | Nr | SAR | 2003
ALYA-05.2 | 2 | 2.0678 |  | Kingdom of Saudi Arabia | Jeddah | Hard & Soft Landscaping | Red Sea Village | B3 Arts & Culture | RSG | SALCO | Award | 2021 | Fixed Price Lump Sum | SITE WORK | Paving and surfacing | Paving;Precast Concrete Block Paving Laid To Pattern With Required Colour, 5Mm Wide Joints With Filled With Joint Filling Sand, On And Including 50Mm Thick Sharp Sand Bed On Compacted Sub-Base, Complete As Per Engineer'S Approval ;200 X 400 X 60Mm In Shot Blasted Finish Ref: Paving Type 12 | 289 | m² | SAR | 175
ALYA-05.2 | 2 | 2.0678 |  | Kingdom of Saudi Arabia | Jeddah | Hard & Soft Landscaping | Red Sea Village | B3 Arts & Culture | RSG | SALCO | Award | 2021 | Fixed Price Lump Sum | SITE WORK | Paving and surfacing | Paving;Precast Concrete Block Paving Laid To Pattern With Required Colour, 5Mm Wide Joints With Filled With Joint Filling Sand, On And Including 50Mm Thick Sharp Sand Bed On Compacted Sub-Base, Complete As Per Engineer'S Approval ;200X400/400X400/400X600 X 60Mm In Shot Blasted Finish Ref: Paving Type 22 | 1982 | m² | SAR | 194
ALYA-05.2 | 2 | 2.0678 |  | Kingdom of Saudi Arabia | Jeddah | Hard & Soft Landscaping | Red Sea Village | B3 Arts & Culture | RSG | SALCO | Award | 2021 | Fixed Price Lump Sum | SITE WORK | Paving and surfacing | Paving;Precast Concrete Block Paving Laid To Pattern With Required Colour, 5Mm Wide Joints With Filled With Joint Filling Sand, On And Including 50Mm Thick Sharp Sand Bed On Compacted Sub-Base, Complete As Per Engineer'S Approval ;200X400/400X400/400X600 X 60Mm In Shot Blasted Finish Ref: Paving Type 23 | 2325 | m² | SAR | 194
ALYA-05.2 | 2 | 2.0678 |  | Kingdom of Saudi Arabia | Jeddah | Hard & Soft Landscaping | Red Sea Village | B3 Arts & Culture | RSG | SALCO | Award | 2021 | Fixed Price Lump Sum | SITE WORK | Paving and surfacing | Paving;Precast Concrete Block Paving Laid To Pattern With Required Colour, 5Mm Wide Joints With Filled With Joint Filling Sand, On And Including 50Mm Thick Sharp Sand Bed On Compacted Sub-Base, Complete As Per Engineer'S Approval ;400X400/200X200/200X400 X 80Mm In Shot Blasted Finish Ref: Paving Type 30 | 145 | m² | SAR | 192
ALYA-05.2 | 2 | 2.0678 |  | Kingdom of Saudi Arabia | Jeddah | Hard & Soft Landscaping | Red Sea Village | B3 Arts & Culture | RSG | SALCO | Award | 2021 | Fixed Price Lump Sum | SITE WORK | Paving and surfacing | Paving;Precast Concrete Block Paving Laid To Pattern With Required Colour, 5Mm Wide Joints With Filled With Joint Filling Sand, On And Including 50Mm Thick Sharp Sand Bed On Compacted Sub-Base, Complete As Per Engineer'S Approval ;150X100/150X200/150X250/300X150/300X300Mm X 80Mm In Shot Blasted Finish Ref. Plot Access Paving Type 2 | 264 | m² | SAR | 206
ALYA-05.2 | 2 | 2.0678 |  | Kingdom of Saudi Arabia | Jeddah | Hard & Soft Landscaping | Red Sea Village | B3 Arts & Culture | RSG | SALCO | Award | 2021 | Fixed Price Lump Sum | SITE WORK | Paving and surfacing | Paving;Precast Concrete Block Paving Laid To Pattern With Required Colour, 5Mm Wide Joints With Filled With Joint Filling Sand, On And Including 50Mm Thick Sharp Sand Bed On Compacted Sub-Base, Complete As Per Engineer'S Approval ;200X100 /200X200/200X300Mm X 80Mm In Shot Blasted Finish Ref. Plot Access Paving Type 4 | 323 | m² | SAR | 187
ALYA-05.2 | 2 | 2.0678 |  | Kingdom of Saudi Arabia | Jeddah | Hard & Soft Landscaping | Red Sea Village | B3 Arts & Culture | RSG | SALCO | Award | 2021 | Fixed Price Lump Sum | SITE WORK | Paving and surfacing | Paving Band And Edge;Precast Concrete Paving Band Laid To Pattern With Required Colour, Max. 5Mm Wide Grouted Joint Using Colour Matched Grout, On And Including 25Mm Thick Full Mortar Bed On Concrete Base And Compacted Sub-Base, Complete As Per Engineer'S Approval ;400 X 600 X 60Mm In Shot Blasted Finish Ref: Typical Band, Ref. Paving Type 22/23, 400Mm Wide | 1573 | m | SAR | 128
ALYA-05.2 | 2 | 2.0678 |  | Kingdom of Saudi Arabia | Jeddah | Hard & Soft Landscaping | Red Sea Village | B3 Arts & Culture | RSG | SALCO | Award | 2021 | Fixed Price Lump Sum | SITE WORK | Paving and surfacing | Paving Band And Edge;Reinforced Concrete Edge Below Pavings And Along Planting Edge, Comprising Of Mortar Bedded On Reinforced Concrete Base And Compacted Sub-Base, Complete As Per Engineer'S Approval ;300Mm Wide Below Paving Type 12 | 61 | m | SAR | 120
ALYA-05.2 | 2 | 2.0678 |  | Kingdom of Saudi Arabia | Jeddah | Hard & Soft Landscaping | Red Sea Village | B3 Arts & Culture | RSG | SALCO | Award | 2021 | Fixed Price Lump Sum | SITE WORK | Paving and surfacing | Paving Band And Edge;Reinforced Concrete Edge Below Pavings And Along Planting Edge, Comprising Of Mortar Bedded On Reinforced Concrete Base And Compacted Sub-Base, Complete As Per Engineer'S Approval ;300Mm Wide Below Paving Type 22 | 216 | m | SAR | 120
ALYA-05.2 | 2 | 2.0678 |  | Kingdom of Saudi Arabia | Jeddah | Hard & Soft Landscaping | Red Sea Village | B3 Arts & Culture | RSG | SALCO | Award | 2021 | Fixed Price Lump Sum | SITE WORK | Paving and surfacing | Paving Band And Edge;Reinforced Concrete Edge Below Pavings And Along Planting Edge, Comprising Of Mortar Bedded On Reinforced Concrete Base And Compacted Sub-Base, Complete As Per Engineer'S Approval ;300Mm Wide Below Paving Type 23 | 487 | m | SAR | 120
ALYA-05.2 | 2 | 2.0679 |  | Kingdom of Saudi Arabia | Jeddah | Hard & Soft Landscaping | Red Sea Village | B3 Arts & Culture | RSG | SALCO | Award | 2021 | Fixed Price Lump Sum | SITE WORK | Paving and surfacing | Paving Band And Edge;Reinforced Concrete Edge Below Pavings And Along Planting Edge, Comprising Of Mortar Bedded On Reinforced Concrete Base And Compacted Sub-Base, Complete As Per Engineer'S Approval ;300Mm Wide Below Paving Type 25 | 29 | m | SAR | 120
ALYA-05.2 | 2 | 2.0679 |  | Kingdom of Saudi Arabia | Jeddah | Hard & Soft Landscaping | Red Sea Village | B3 Arts & Culture | RSG | SALCO | Award | 2021 | Fixed Price Lump Sum | SITE WORK | Paving and surfacing | Paving Band And Edge;Reinforced Concrete Edge Below Pavings And Along Planting Edge, Comprising Of Mortar Bedded On Reinforced Concrete Base And Compacted Sub-Base, Complete As Per Engineer'S Approval ;300Mm Wide Below Paving Type 30 | 42 | m | SAR | 120
ALYA-05.2 | 2 | 2.0679 |  | Kingdom of Saudi Arabia | Jeddah | Hard & Soft Landscaping | Red Sea Village | B3 Arts & Culture | RSG | SALCO | Award | 2021 | Fixed Price Lump Sum | SITE WORK | Landscaping | Maintenance Edge;Precast Concrete Maintenance Edge Cut To Radius As Required And Laid To Pattern With Required Colour, Max. 5Mm Wide Joint Using Colour Matched Grout, On And Including 25Mm Thick Full Mortar Bed On Concrete Base And Compacted Sub-Base, Complete As Per Engineer'S Approval ;350 X 350 X 60Mm In Shot Blasted Finish Ref: Maintenance Edge Type 1, 350Mm Wide | 2488 | m | SAR | 116
ALYA-05.2 | 2 | 2.0679 |  | Kingdom of Saudi Arabia | Jeddah | Hard & Soft Landscaping | Red Sea Village | B3 Arts & Culture | RSG | SALCO | Award | 2021 | Fixed Price Lump Sum | SITE WORK | Landscaping | Maintenance Edge;Precast Concrete Maintenance Edge Cut To Radius As Required And Laid To Pattern With Required Colour, Max. 5Mm Wide Joint Using Colour Matched Grout, On And Including 25Mm Thick Full Mortar Bed On Concrete Base And Compacted Sub-Base, Complete As Per Engineer'S Approval ;200 X 400 X 60Mm In Shot Blasted Finish Ref: Maintenance Edge Type 2, 200Mm Wide | 1216 | m | SAR | 60
ALYA-05.2 | 2 | 2.0679 |  | Kingdom of Saudi Arabia | Jeddah | Hard & Soft Landscaping | Red Sea Village | B3 Arts & Culture | RSG | SALCO | Award | 2021 | Fixed Price Lump Sum | SITE WORK | Landscaping | Maintenance Edge;Aluminium Edging, Brushed Finish, Fixed As Per Manufacturer'S Recommendations, Complete As Per Engineer'S Approval ;5Mm Thick Metal Edging For 150Mm High Gravel | 228 | m | SAR | 40
ALYA-05.2 | 2 | 2.0679 |  | Kingdom of Saudi Arabia | Jeddah | Hard & Soft Landscaping | Red Sea Village | B3 Arts & Culture | RSG | SALCO | Award | 2021 | Fixed Price Lump Sum | SITE WORK | Landscaping | Gravel Surface;25 - 50Mm Sieve Size Local Crushed Stone Gravel, Loose Laid In 150Mm Thick Layer Over Geotextile Membrane On Compacted Sub-Base, Complete As Per Engineer'S Approval ;Gravel Surface | 1725 | m² | SAR | 40
ALYA-05.2 | 2 | 2.0679 |  | Kingdom of Saudi Arabia | Jeddah | Hard & Soft Landscaping | Red Sea Village | B3 Arts & Culture | RSG | SALCO | Award | 2021 | Fixed Price Lump Sum | FURNISHINGS | Generally | Site Furniture;Litter Bin;Supply And Fix Bin Including Necessary Accessories, Reinforced Concrete Base On Compacted Sub Base, Complete As Specified;Bin Type 2 - Powder Coated Aluminium Litter Bin With Required Colour, Size 410 X 372 X 912Mm High Above Finished Floor Level | 14 | Nr | SAR | 5741
ALYA-05.2 | 2 | 2.0679 |  | Kingdom of Saudi Arabia | Jeddah | Hard & Soft Landscaping | Red Sea Village | B3 Arts & Culture | RSG | SALCO | Award | 2021 | Fixed Price Lump Sum | FURNISHINGS | Generally | Site Furniture;Bench ;Bench Comprising Of Hardwood Timber Board Battens With Planed Finish In Minimum 8Mm Gaps, Size 115X1600X50Mm Thick To Seat And 100X600X25Mm Thick Back Rest Fixed To Metal Bracket On Precast Concrete Bench, Fair Face Finished Precast Concrete Seat Block With Stamped Pattern, On And Including Reinforced Concrete Foundation On Compacted Sub Base, Necessary Earthwork, Blinding, Polyethylene Sheet, Waterproofing, Steel Dowel And Necessary Fixings, Accessories, Complete To Specialist / Engineer'S Details ;Bench Type 4 - Overall Size 2000 X 500 X 450Mm High | 20 | Nr | SAR | 6942
ALYA-05.2 | 2 | 2.0679 |  | Kingdom of Saudi Arabia | Jeddah | Hard & Soft Landscaping | Red Sea Village | B3 Arts & Culture | RSG | SALCO | Award | 2021 | Fixed Price Lump Sum | FURNISHINGS | Generally | Site Furniture;Bench ;Fair Face Finish Precast Concrete Seat Block With Stamped Pattern And Required Colour, On And Including Reinforced Concrete Base On Compacted Sub Base, Necessary Earthwork, Waterproofing, Steel Dowel For Fixing Concrete Bench, Complete To Specialist / Engineer'S Details And Specifications;Bench Type 4 - Overall Size 2000 X 500 X 450Mm High (Optional) | 20 | Nr | SAR | 2336
ALYA-05.2 | 2 | 2.0679 |  | Kingdom of Saudi Arabia | Jeddah | Hard & Soft Landscaping | Red Sea Village | B3 Arts & Culture | RSG | SALCO | Award | 2021 | Fixed Price Lump Sum | SITE WORK | Paving and surfacing | Paving;Precast Concrete Block Paving Laid To Pattern With Required Colour, 5Mm Wide Joints With Filled With Joint Filling Sand, On And Including 50Mm Thick Sharp Sand Bed On Compacted Sub-Base, Complete As Per Engineer'S Approval ;150X150/150X300/300X300 X 60Mm In Shot Blasted Finish Ref: Feature Paving Type 1 | 1107 | m² | SAR | 195
ALYA-05.2 | 2 | 2.068 |  | Kingdom of Saudi Arabia | Jeddah | Hard & Soft Landscaping | Red Sea Village | B3 Arts & Culture | RSG | SALCO | Award | 2021 | Fixed Price Lump Sum | SITE WORK | Paving and surfacing | Paving;Precast Concrete Paving Block Laid To Pattern With Required Colour, 5Mm Wide Joints With Joint Filling Sand, On And Including 40 - 50Mm Thick Sharp Sand Bed On Compacted Sub-Base, Complete As Per Engineer'S Approval ;300 X 300 X 60Mm With Milled Blisters, In Shot Blasted Finish Ref: Tactile Paving | 22 | m² | SAR | 334
ALYA-05.2 | 2 | 2.068 |  | Kingdom of Saudi Arabia | Jeddah | Hard & Soft Landscaping | Red Sea Village | B3 Arts & Culture | RSG | SALCO | Award | 2021 | Fixed Price Lump Sum | SITE WORK | Paving and surfacing | Paving Band And Edge;Precast Concrete Paving Band Laid To Pattern With Required Colour, Max. 5Mm Wide Grouted Joint Using Colour Matched Grout, On And Including 25Mm Thick Full Mortar Bed On Concrete Base And Compacted Sub-Base, Complete As Per Engineer'S Approval ;Paving Band 300 X 300Mm X 50Mm Thick -300Mm Wide Band | 44 | m | SAR | 91
ALYA-05.2 | 2 | 2.068 |  | Kingdom of Saudi Arabia | Jeddah | Hard & Soft Landscaping | Red Sea Village | B3 Arts & Culture | RSG | SALCO | Award | 2021 | Fixed Price Lump Sum | MASONRY | Sills, etc | Coping;Sandstone Coping With Required Colour, On And Including 25Mm Thick Full Mortar Bed, Reinforced Concrete Base On Compacted Sub-Base, Complete To Engineer'S Details ;300 X 300 X 50Mm Thick Sandstone Coping With Honed Finish | 31 | m | SAR | 709
ALYA-05.2 | 2 | 2.068 |  | Kingdom of Saudi Arabia | Jeddah | Hard & Soft Landscaping | Red Sea Village | B3 Arts & Culture | RSG | SALCO | Award | 2021 | Fixed Price Lump Sum | SITE WORK | Landscaping | Maintenance Edge;Precast Concrete Maintenance Edge Cut To Radius As Required And Laid To Pattern With Required Colour, Max. 5Mm Wide Joint Using Colour Matched Grout, On And Including 25Mm Thick Full Mortar Bed On Concrete Base And Compacted Sub-Base, Complete As Per Engineer'S Approval;350 X 350 X 60Mm In Shot Blasted Finish Ref: Maintenance Edge Type 1, 350Mm Wide | 350 | m | SAR | 116
ALYA-05.2 | 2 | 2.068 |  | Kingdom of Saudi Arabia | Jeddah | Hard & Soft Landscaping | Red Sea Village | B3 Arts & Culture | RSG | SALCO | Award | 2021 | Fixed Price Lump Sum | SITE WORK | Landscaping | Maintenance Edge;Precast Concrete Maintenance Edge Cut To Radius As Required And Laid To Pattern With Required Colour, Max. 5Mm Wide Joint Using Colour Matched Grout, On And Including 25Mm Thick Full Mortar Bed On Concrete Base And Compacted Sub-Base, Complete As Per Engineer'S Approval;200 X 400 X 60Mm In Shot Blasted Finish Ref: Maintenance Edge Type 2, 200Mm Wide | 135 | m | SAR | 60
ALYA-05.2 | 2 | 2.068 |  | Kingdom of Saudi Arabia | Jeddah | Hard & Soft Landscaping | Red Sea Village | B3 Arts & Culture | RSG | SALCO | Award | 2021 | Fixed Price Lump Sum | SITE WORK | Landscaping | Maintenance Edge;Aluminium Edging, Brushed Finish, Fixed As Per Manufacturer'S Recommendations, Complete As Per Engineer'S Approval ;5Mm Thick Metal Edging For 150Mm High Gravel | 82 | m | SAR | 40
ALYA-05.2 | 2 | 2.068 |  | Kingdom of Saudi Arabia | Jeddah | Hard & Soft Landscaping | Red Sea Village | B3 Arts & Culture | RSG | SALCO | Award | 2021 | Fixed Price Lump Sum | ACCESSORIES | Generally | Composite Construction;Raised Planter;Reinforced Concrete Structure Comprising 10-15Mm Smooth Render With Required Colour, Fixed Using Reinforcing Mesh And Applied As Smooth Even Texture And Finish, Concrete On Compacted-Sub Base, Necessary Earthwork, Waterproofing And All Necessary Works, Complete To Manufacturer/Engineers Details;300Mm Wide X 100Mm High Above Finished Floor Level, Ref. Raised Planter Type 2 | 33 | m | SAR | 1001
ALYA-05.2 | 2 | 2.068 |  | Kingdom of Saudi Arabia | Jeddah | Hard & Soft Landscaping | Red Sea Village | B3 Arts & Culture | RSG | SALCO | Award | 2021 | Fixed Price Lump Sum | FURNISHINGS | Generally | Site Furniture;Bench ;Bench Comprising Of Hardwood Timber Board Battens With Planed Finish In Minimum 8Mm Gaps, Size 115X1600X50Mm Thick To Seat And 100X600X25Mm Thick Back Rest Fixed To Metal Bracket On Precast Concrete Bench, Fair Face Finished Precast Concrete Seat Block With Stamped Pattern, On And Including Reinforced Concrete Foundation On Compacted Sub Base, Necessary Earthwork, Blinding, Polyethylene Sheet, Waterproofing, Steel Dowel And Necessary Fixings, Accessories, Complete To Specialist/Engineer'S Details ;Bench Type 4 - Overall Size 2000 X 500 X 450Mm High | 3 | Nr | SAR | 6942
ALYA-05.2 | 2 | 2.068 |  | Kingdom of Saudi Arabia | Jeddah | Hard & Soft Landscaping | Red Sea Village | B3 Arts & Culture | RSG | SALCO | Award | 2021 | Fixed Price Lump Sum | FURNISHINGS | Generally | Site Furniture;Fair Face Finish Precast Concrete Seat Block With Stamped Pattern And Required Colour, On And Including Reinforced Concrete Base On Compacted Sub Base, Necessary Earthwork, Waterproofing, Steel Dowel For Fixing Concrete Bench, Complete To Specialist / Engineer'S Details And Specifications;Bench Type 4 - Overall Size 2000 X 500 X 450Mm High (Optional) | 3 | Nr | SAR | 2336
ALYA-05.2 | 2 | 2.068 |  | Kingdom of Saudi Arabia | Jeddah | Hard & Soft Landscaping | Red Sea Village | B3 Arts & Culture | RSG | SALCO | Award | 2021 | Fixed Price Lump Sum | FURNISHINGS | Generally | Site Furniture;Bollard;Stainless Steel Fixed Bollard In Stain Surface Finish With Required Colour, Including Composite Timber Inset, Necessary Base, Accessories And All Other Required Works, Complete, As Specified;Bollard Type 1 - 900Mm High Above Finished Floor Level X 120Mm , Fixed Bollard | 24 | Nr | SAR | 2003
ALYA-05.2 | 2 | 2.0681 |  | Kingdom of Saudi Arabia | Jeddah | Hard & Soft Landscaping | Red Sea Village | B3 Arts & Culture | RSG | SALCO | Award | 2021 | Fixed Price Lump Sum | SITE WORK | Paving and surfacing | Paving;Precast Concrete Block Paving Laid To Pattern With Required Colour, 5Mm Wide Joints With Filled With Joint Filling Sand, On And Including 50Mm Thick Sharp Sand Bed On Compacted Sub-Base, Complete As Per Engineer'S Approval;150X150/150X300/300X300 X 60Mm In Shot Blasted Finish Ref: Feature Paving Type 1 | 705 | m² | SAR | 195
ALYA-05.2 | 2 | 2.0681 |  | Kingdom of Saudi Arabia | Jeddah | Hard & Soft Landscaping | Red Sea Village | B3 Arts & Culture | RSG | SALCO | Award | 2021 | Fixed Price Lump Sum | SITE WORK | Paving and surfacing | Paving;Precast Concrete Block Paving Laid To Pattern With Required Colour, 5Mm Wide Joints With Filled With Joint Filling Sand, On And Including 50Mm Thick Sharp Sand Bed On Compacted Sub-Base, Complete As Per Engineer'S Approval;150X150/150X300/300X300 X 80Mm In Shot Blasted Finish Ref: Feature Paving Type 2 | 209 | m² | SAR | 203
ALYA-05.2 | 2 | 2.0681 |  | Kingdom of Saudi Arabia | Jeddah | Hard & Soft Landscaping | Red Sea Village | B3 Arts & Culture | RSG | SALCO | Award | 2021 | Fixed Price Lump Sum | SITE WORK | Paving and surfacing | Paving;Precast Concrete Block Paving Laid To Pattern With Required Colour, 5Mm Wide Joints With Filled With Joint Filling Sand, On And Including 50Mm Thick Sharp Sand Bed On Compacted Sub-Base, Complete As Per Engineer'S Approval;200 X 100 X 80Mm In Shot Blasted Finish Ref: Pedestrian Crossing Type 1 | 49 | m² | SAR | 186
ALYA-05.2 | 2 | 2.0681 |  | Kingdom of Saudi Arabia | Jeddah | Hard & Soft Landscaping | Red Sea Village | B3 Arts & Culture | RSG | SALCO | Award | 2021 | Fixed Price Lump Sum | SITE WORK | Paving and surfacing | Paving;Precast Concrete Paving Block Laid To Pattern With Required Colour, 5Mm Wide Joints With Joint Filling Sand, On And Including 40 - 50Mm Thick Sharp Sand Bed On Compacted Sub-Base, Complete As Per Engineer'S Approval;300 X 300 X 60Mm With Milled Blisters, In Shot Blasted Finish Ref: Tactile Paving | 18 | m² | SAR | 334
ALYA-05.2 | 2 | 2.0681 |  | Kingdom of Saudi Arabia | Jeddah | Hard & Soft Landscaping | Red Sea Village | B3 Arts & Culture | RSG | SALCO | Award | 2021 | Fixed Price Lump Sum | SITE WORK | Paving and surfacing | Paving Band And Edge;Precast Concrete Paving Band Laid To Pattern With Required Colour, Max. 5Mm Wide Grouted Joint Using Colour Matched Grout, On And Including 25Mm Thick Full Mortar Bed On Concrete Base And Compacted Sub-Base, Complete As Per Engineer'S;400 X 400 X 60Mm In Shot Blasted Finishe Ref. Pavingtype 1 - 400Mm Wide To Feature Paving Type 1 | 24 | m | SAR | 129
ALYA-05.2 | 2 | 2.0681 |  | Kingdom of Saudi Arabia | Jeddah | Hard & Soft Landscaping | Red Sea Village | B3 Arts & Culture | RSG | SALCO | Award | 2021 | Fixed Price Lump Sum | SITE WORK | Paving and surfacing | Paving Band And Edge;Precast Concrete Paving Band Laid To Pattern With Required Colour, Max. 5Mm Wide Grouted Joint Using Colour Matched Grout, On And Including 25Mm Thick Full Mortar Bed On Concrete Base And Compacted Sub-Base, Complete As Per Engineer'S;200 X 200 X 80Mm In Shot Blasted Finish Ref: Pedestrian Crossing Type 1, 200Mm Wide Band | 30 | m | SAR | 63
ALYA-05.2 | 2 | 2.0681 |  | Kingdom of Saudi Arabia | Jeddah | Hard & Soft Landscaping | Red Sea Village | B3 Arts & Culture | RSG | SALCO | Award | 2021 | Fixed Price Lump Sum | SITE WORK | Landscaping | Maintenance Edge;Precast Concrete Maintenance Edge Cut To Radius As Required And Laid To Pattern With Required Colour, Max. 5Mm Wide Joint Using Colour Matched Grout, On And Including 25Mm Thick Full Mortar Bed On Concrete Base And Compacted Sub-Base, Complete As Per Engineer'S Approval;350 X 350 X 60Mm In Shot Blasted Finish Ref: Maintenance Edge Type 1, 350Mm Wide | 315 | m | SAR | 116
ALYA-05.2 | 2 | 2.0681 |  | Kingdom of Saudi Arabia | Jeddah | Hard & Soft Landscaping | Red Sea Village | B3 Arts & Culture | RSG | SALCO | Award | 2021 | Fixed Price Lump Sum | SITE WORK | Landscaping | Maintenance Edge;Precast Concrete Maintenance Edge Cut To Radius As Required And Laid To Pattern With Required Colour, Max. 5Mm Wide Joint Using Colour Matched Grout, On And Including 25Mm Thick Full Mortar Bed On Concrete Base And Compacted Sub-Base, Complete As Per Engineer'S Approval;200 X 400 X 60Mm In Shot Blasted Finish Ref: Maintenance Edge Type 2, 200Mm Wide | 167 | m | SAR | 60
ALYA-05.2 | 2 | 2.0681 |  | Kingdom of Saudi Arabia | Jeddah | Hard & Soft Landscaping | Red Sea Village | B3 Arts & Culture | RSG | SALCO | Award | 2021 | Fixed Price Lump Sum | SITE WORK | Landscaping | Maintenance Edge;Aluminium Edging, Brushed Finish, Fixed As Per Manufacturer'S Recommendations, Complete As Per Engineer'S Approval ;5Mm Thick Metal Edging For 150Mm High Gravel | 253 | m | SAR | 40
ALYA-05.2 | 2 | 2.0681 |  | Kingdom of Saudi Arabia | Jeddah | Hard & Soft Landscaping | Red Sea Village | B3 Arts & Culture | RSG | SALCO | Award | 2021 | Fixed Price Lump Sum | FURNISHINGS | Generally | Site Furniture;Bollard;Stainless Steel Fixed Bollard In Stain Surface Finish With Required Colour, Including Composite Timber Inset, Necessary Base, Accessories And All Other Required Works, Complete, As Specified;Bollard Type 1 - 900Mm High Above Finishe | 20 | Nr | SAR | 2003
ALYA-05.2 | 2 | 2.0682 |  | Kingdom of Saudi Arabia | Jeddah | Hard & Soft Landscaping | Red Sea Village | B3 Arts & Culture | RSG | SALCO | Award | 2021 | Fixed Price Lump Sum | SITE WORK | Paving and surfacing | Paving;Precast Concrete Block Paving Laid To Pattern With Required Colour, 5Mm Wide Joints With Filled With Joint Filling Sand, On And Including 50Mm Thick Sharp Sand Bed On Compacted Sub-Base, Complete As Per Engineer'S Approval ;150X150/150X300/300X300 X 60Mm In Shot Blasted Finish Ref: Feature Paving Type 1 | 675 | m² | SAR | 195
ALYA-05.2 | 2 | 2.0682 |  | Kingdom of Saudi Arabia | Jeddah | Hard & Soft Landscaping | Red Sea Village | B3 Arts & Culture | RSG | SALCO | Award | 2021 | Fixed Price Lump Sum | SITE WORK | Paving and surfacing | Paving;Precast Concrete Paving Block Laid To Pattern With Required Colour, 5Mm Wide Joints With Joint Filling Sand, On And Including 40 - 50Mm Thick Sharp Sand Bed On Compacted Sub-Base, Complete As Per Engineer'S Approval ;300 X 300 X 60Mm With Milled Blisters, In Shot Blasted Finish Ref: Tactile Paving | 25 | m² | SAR | 334
ALYA-05.2 | 2 | 2.0682 |  | Kingdom of Saudi Arabia | Jeddah | Hard & Soft Landscaping | Red Sea Village | B3 Arts & Culture | RSG | SALCO | Award | 2021 | Fixed Price Lump Sum | SITE WORK | Paving and surfacing | Paving Band And Edge;Precast Concrete Paving Band Laid To Pattern With Required Colour, Max. 5Mm Wide Grouted Joint Using Colour Matched Grout, On And Including 25Mm Thick Full Mortar Bed On Concrete Base And Compacted Sub-Base, Complete As Per Engineer'S;Paving Band 300X300Mmx50Mm Thick -300Mm Wide | 76 | m | SAR | 91
ALYA-05.2 | 2 | 2.0682 |  | Kingdom of Saudi Arabia | Jeddah | Hard & Soft Landscaping | Red Sea Village | B3 Arts & Culture | RSG | SALCO | Award | 2021 | Fixed Price Lump Sum | SITE WORK | Paving and surfacing | Paving Band And Edge;Precast Concrete Paving Band Laid To Pattern With Required Colour, Max. 5Mm Wide Grouted Joint Using Colour Matched Grout, On And Including 25Mm Thick Full Mortar Bed On Concrete Base And Compacted Sub-Base, Complete As Per Engineer'S;400 X 400 X 60Mm In Shot Blasted Finish Ref. /Pavingtype 1 - 500Mm Wide To Feature Paving Type 1 | 173 | m | SAR | 154
ALYA-05.2 | 2 | 2.0682 |  | Kingdom of Saudi Arabia | Jeddah | Hard & Soft Landscaping | Red Sea Village | B3 Arts & Culture | RSG | SALCO | Award | 2021 | Fixed Price Lump Sum | SITE WORK | Paving and surfacing | Paving Band And Edge;Reinforced Concrete Edge Below Pavings And Along Planting Edge, Comprising Of Mortar Bedded On Reinforced Concrete Base And Compacted Sub-Base, Complete As Per Engineer'S Approval;300Mm Wide Below Feature Paving Type 1 | 73 | m | SAR | 120
ALYA-05.2 | 2 | 2.0682 |  | Kingdom of Saudi Arabia | Jeddah | Hard & Soft Landscaping | Red Sea Village | B3 Arts & Culture | RSG | SALCO | Award | 2021 | Fixed Price Lump Sum | SITE WORK | Landscaping | Mowing Edge;Precast Concrete Mowing Edge Laid To Pattern With Required Colour, Max. 5Mm Wide Joint Using Colour Matched Grout, On And Including 25Mm Thick Full Mortar Bed On Concrete Base And Compacted Sub-Base, Complete As Per Engineer'S Approval ;Mowing Edge, 200X200/100X100 X 60Mm Thick In Shotblasted Finish, 200Mm Wide | 38 | m | SAR | 60
ALYA-05.2 | 2 | 2.0682 |  | Kingdom of Saudi Arabia | Jeddah | Hard & Soft Landscaping | Red Sea Village | B3 Arts & Culture | RSG | SALCO | Award | 2021 | Fixed Price Lump Sum | SITE WORK | Landscaping | Maintenance Edge;Precast Concrete Maintenance Edge Cut To Radius As Required And Laid To Pattern With Required Colour, Max. 5Mm Wide Joint Using Colour Matched Grout, On And Including 25Mm Thick Full Mortar Bed On Concrete Base And Compacted Sub-Base, Complete As Per Engineer'S Approval;350 X 350 X 60Mm In Shot Blasted Finish Ref: Maintenance Edge Type 1, 350Mm Wide | 302 | m | SAR | 116
ALYA-05.2 | 2 | 2.0682 |  | Kingdom of Saudi Arabia | Jeddah | Hard & Soft Landscaping | Red Sea Village | B3 Arts & Culture | RSG | SALCO | Award | 2021 | Fixed Price Lump Sum | SITE WORK | Landscaping | Maintenance Edge;Precast Concrete Maintenance Edge Cut To Radius As Required And Laid To Pattern With Required Colour, Max. 5Mm Wide Joint Using Colour Matched Grout, On And Including 25Mm Thick Full Mortar Bed On Concrete Base And Compacted Sub-Base, Complete As Per Engineer'S Approval;200 X 400 X 60Mm In Shot Blasted Finish Ref: Maintenance Edge Type 2, 200Mm Wide | 65 | m | SAR | 60
ALYA-05.2 | 2 | 2.0682 |  | Kingdom of Saudi Arabia | Jeddah | Hard & Soft Landscaping | Red Sea Village | B3 Arts & Culture | RSG | SALCO | Award | 2021 | Fixed Price Lump Sum | SITE WORK | Landscaping | Metal Edge;Aluminium Edging, Brushed Finish, Fixed As Per Manufacturer'S Recommendations, Complete As Per Engineer'S Approval ;5Mm Thick Metal Edging For 150Mm High Gravel | 233 | m | SAR | 40
ALYA-05.2 | 2 | 2.0682 |  | Kingdom of Saudi Arabia | Jeddah | Hard & Soft Landscaping | Red Sea Village | B3 Arts & Culture | RSG | SALCO | Award | 2021 | Fixed Price Lump Sum | FURNISHINGS | Generally | Site Furniture;Bollard;Stainless Steel Fixed Bollard In Stain Surface Finish With Required Colour, Including Composite Timber Inset, Necessary Base, Accessories And All Other Required Works, Complete, As Specified;Bollard Type 1 - 900Mm High Above Finished Floor Level X 120Mm , Fixed Bollard | 28 | Nr | SAR | 2003
ALYA-05.2 | 2 | 2.0683 |  | Kingdom of Saudi Arabia | Jeddah | Hard & Soft Landscaping | Red Sea Village | B3 Arts & Culture | RSG | SALCO | Award | 2021 | Fixed Price Lump Sum | SITE WORK | Site preparation | Siteworks;Site Preparation;General Site Clearance | 5050 | m² | SAR | 4
ALYA-05.2 | 2 | 2.0683 |  | Kingdom of Saudi Arabia | Jeddah | Hard & Soft Landscaping | Red Sea Village | B3 Arts & Culture | RSG | SALCO | Award | 2021 | Fixed Price Lump Sum | SITE WORK | Filling | Siteworks;Filling;Well Compacted Selected Excavated Material (Provisional Item) | 2007 | m³ | SAR | 19
ALYA-05.2 | 2 | 2.0683 |  | Kingdom of Saudi Arabia | Jeddah | Hard & Soft Landscaping | Red Sea Village | B3 Arts & Culture | RSG | SALCO | Award | 2021 | Fixed Price Lump Sum | SITE WORK | Paving and surfacing | Paving;Precast Concrete Block Paving Laid To Pattern With Required Colour, 5Mm Wide Joints With Filled With Joint Filling Sand, On And Including 50Mm Thick Sharp Sand Bed On Compacted Sub-Base, Complete As Per Engineer'S Approval;750X150/300X300/600X300 X 60Mm In Shot Blasted Finish Ref. Paving Type 19 | 483 | m² | SAR | 212
ALYA-05.2 | 2 | 2.0683 |  | Kingdom of Saudi Arabia | Jeddah | Hard & Soft Landscaping | Red Sea Village | B3 Arts & Culture | RSG | SALCO | Award | 2021 | Fixed Price Lump Sum | SITE WORK | Paving and surfacing | Paving;Precast Concrete Block Paving Laid To Pattern With Required Colour, 5Mm Wide Joints With Filled With Joint Filling Sand, On And Including 50Mm Thick Sharp Sand Bed On Compacted Sub-Base, Complete As Per Engineer'S Approval;750X150/300X300/600X300/200X400 X 60Mm In Shot Blasted Finish Ref. Paving Type 20 | 628 | m² | SAR | 212
ALYA-05.2 | 2 | 2.0683 |  | Kingdom of Saudi Arabia | Jeddah | Hard & Soft Landscaping | Red Sea Village | B3 Arts & Culture | RSG | SALCO | Award | 2021 | Fixed Price Lump Sum | SITE WORK | Paving and surfacing | Paving;Precast Concrete Block Paving Laid To Pattern With Required Colour, 5Mm Wide Joints With Filled With Joint Filling Sand, On And Including 50Mm Thick Sharp Sand Bed On Compacted Sub-Base, Complete As Per Engineer'S Approval;200 X 200 X 60Mm In Shot Blasted Finish Ref: Paving Type 21 | 157 | m² | SAR | 174
ALYA-05.2 | 2 | 2.0683 |  | Kingdom of Saudi Arabia | Jeddah | Hard & Soft Landscaping | Red Sea Village | B3 Arts & Culture | RSG | SALCO | Award | 2021 | Fixed Price Lump Sum | SITE WORK | Paving and surfacing | Paving;Precast Concrete Block Paving Laid To Pattern With Required Colour, 5Mm Wide Joints With Filled With Joint Filling Sand, On And Including 50Mm Thick Sharp Sand Bed On Compacted Sub-Base, Complete As Per Engineer'S Approval;150X100/150X200/150X250/300X150/300X300 X 80Mm In Shot Blasted Finish Ref. Plot Access Paving Type 2 | 487 | m² | SAR | 206
ALYA-05.2 | 2 | 2.0683 |  | Kingdom of Saudi Arabia | Jeddah | Hard & Soft Landscaping | Red Sea Village | B3 Arts & Culture | RSG | SALCO | Award | 2021 | Fixed Price Lump Sum | SITE WORK | Paving and surfacing | Paving;Precast Concrete Block Paving Laid To Pattern With Required Colour, 5Mm Wide Joints With Filled With Joint Filling Sand, On And Including 50Mm Thick Sharp Sand Bed On Compacted Sub-Base, Complete As Per Engineer'S Approval;400X400/200X200/200X400 X 60Mm In Shot Blasted Finish Ref: Paving Type 30 | 493 | m² | SAR | 192
ALYA-05.2 | 2 | 2.0683 |  | Kingdom of Saudi Arabia | Jeddah | Hard & Soft Landscaping | Red Sea Village | B3 Arts & Culture | RSG | SALCO | Award | 2021 | Fixed Price Lump Sum | SITE WORK | Paving and surfacing | Paving;Precast Concrete Block Paving Laid To Pattern With Required Colour, 5Mm Wide Joints With Filled With Joint Filling Sand, On And Including 50Mm Thick Sharp Sand Bed On Compacted Sub-Base, Complete As Per Engineer'S Approval;400X400/200X200 X 60Mm Thk In Shot Blasted Finish Ref: Paving Type 31 | 121 | m² | SAR | 192
ALYA-05.2 | 2 | 2.0683 |  | Kingdom of Saudi Arabia | Jeddah | Hard & Soft Landscaping | Red Sea Village | B3 Arts & Culture | RSG | SALCO | Award | 2021 | Fixed Price Lump Sum | SITE WORK | Paving and surfacing | Paving;Precast Concrete Block Paving Laid To Pattern With Required Colour, 5Mm Wide Joints With Filled With Joint Filling Sand, On And Including 50Mm Thick Sharp Sand Bed On Compacted Sub-Base, Complete As Per Engineer'S Approval;200 X 100 X 80Mm In Shot Blasted Finish Ref: Pedestrian Crossing Type 1 | 100 | m² | SAR | 186
ALYA-05.2 | 2 | 2.0683 |  | Kingdom of Saudi Arabia | Jeddah | Hard & Soft Landscaping | Red Sea Village | B3 Arts & Culture | RSG | SALCO | Award | 2021 | Fixed Price Lump Sum | SITE WORK | Paving and surfacing | Paving ;Precast Concrete Paving Block Laid To Pattern With Required Colour, 5Mm Wide Joints With Joint Filling Sand, On And Including 40 - 50Mm Thick Sharp Sand Bed On Compacted Sub-Base, Complete As Per Engineer'S Approval;300 X 300 X 60Mm With Milled Blisters, In Shot Blasted Finish Ref: Tactile Paving | 7 | m² | SAR | 334
ALYA-05.2 | 2 | 2.0684 |  | Kingdom of Saudi Arabia | Jeddah | Hard & Soft Landscaping | Red Sea Village | B3 Arts & Culture | RSG | SALCO | Award | 2021 | Fixed Price Lump Sum | SITE WORK | Paving and surfacing | Paving Band And Edge;Precast Concrete Paving Band Laid To Pattern With Required Colour, Max. 5Mm Wide Grouted Joint Using Colour Matched Grout, On And Including 25Mm Thick Full Mortar Bed On Concrete Base And Compacted Sub-Base, Complete As Per Engineer'S Approval;200 X 200 X 60Mm In Shot Blasted Finish Ref: Paving Type 21, 200Mm Wide Band | 315 | m | SAR | 60
ALYA-05.2 | 2 | 2.0684 |  | Kingdom of Saudi Arabia | Jeddah | Hard & Soft Landscaping | Red Sea Village | B3 Arts & Culture | RSG | SALCO | Award | 2021 | Fixed Price Lump Sum | SITE WORK | Paving and surfacing | Paving Band And Edge;Precast Concrete Paving Band Laid To Pattern With Required Colour, Max. 5Mm Wide Grouted Joint Using Colour Matched Grout, On And Including 25Mm Thick Full Mortar Bed On Concrete Base And Compacted Sub-Base, Complete As Per Engineer'S Approval;200 X 200 X 60Mm In Shot Blasted Finish Ref: Paving Type 21, 400Mm Wide Band | 64 | m | SAR | 120
ALYA-05.2 | 2 | 2.0684 |  | Kingdom of Saudi Arabia | Jeddah | Hard & Soft Landscaping | Red Sea Village | B3 Arts & Culture | RSG | SALCO | Award | 2021 | Fixed Price Lump Sum | SITE WORK | Paving and surfacing | Paving Band And Edge;Precast Concrete Paving Band Laid To Pattern With Required Colour, Max. 5Mm Wide Grouted Joint Using Colour Matched Grout, On And Including 25Mm Thick Full Mortar Bed On Concrete Base And Compacted Sub-Base, Complete As Per Engineer'S Approval;200 X 200 X 80Mm In Shot Blasted Finish Ref: Pedestrian Crossing Type 1, 200Mm Wide Band | 66 | m | SAR | 64
ALYA-05.2 | 2 | 2.0684 |  | Kingdom of Saudi Arabia | Jeddah | Hard & Soft Landscaping | Red Sea Village | B3 Arts & Culture | RSG | SALCO | Award | 2021 | Fixed Price Lump Sum | SITE WORK | Paving and surfacing | Paving Band And Edge;Reinforced Concrete Edge Below Pavings And Along Planting Edge, Comprising Of Mortar Bedded On Reinforced Concrete Base And Compacted Sub-Base, Complete As Per Engineer'S Approval;300Mm Wide Below Paving Type 20 | 105 | m | SAR | 120
ALYA-05.2 | 2 | 2.0684 |  | Kingdom of Saudi Arabia | Jeddah | Hard & Soft Landscaping | Red Sea Village | B3 Arts & Culture | RSG | SALCO | Award | 2021 | Fixed Price Lump Sum | SITE WORK | Paving and surfacing | Paving Band And Edge;Reinforced Concrete Edge Below Pavings And Along Planting Edge, Comprising Of Mortar Bedded On Reinforced Concrete Base And Compacted Sub-Base, Complete As Per Engineer'S Approval;300Mm Wide Below Paving Type 21 | 49 | m | SAR | 120
ALYA-05.2 | 2 | 2.0684 |  | Kingdom of Saudi Arabia | Jeddah | Hard & Soft Landscaping | Red Sea Village | B3 Arts & Culture | RSG | SALCO | Award | 2021 | Fixed Price Lump Sum | SITE WORK | Paving and surfacing | Paving Band And Edge;Reinforced Concrete Edge Below Pavings And Along Planting Edge, Comprising Of Mortar Bedded On Reinforced Concrete Base And Compacted Sub-Base, Complete As Per Engineer'S Approval;300Mm Wide Below Paving Type 30 | 117 | m | SAR | 120
ALYA-05.2 | 2 | 2.0684 |  | Kingdom of Saudi Arabia | Jeddah | Hard & Soft Landscaping | Red Sea Village | B3 Arts & Culture | RSG | SALCO | Award | 2021 | Fixed Price Lump Sum | SITE WORK | Paving and surfacing | Paving Band And Edge;Reinforced Concrete Edge Below Pavings And Along Planting Edge, Comprising Of Mortar Bedded On Reinforced Concrete Base And Compacted Sub-Base, Complete As Per Engineer'S Approval;300Mm Wide Below Paving Type 31 | 40 | m | SAR | 120
ALYA-05.2 | 2 | 2.0684 |  | Kingdom of Saudi Arabia | Jeddah | Hard & Soft Landscaping | Red Sea Village | B3 Arts & Culture | RSG | SALCO | Award | 2021 | Fixed Price Lump Sum | SITE WORK | Landscaping | Maintenance Edge;Precast Concrete Maintenance Edge Cut To Radius As Required And Laid To Pattern With Required Colour, Max. 5Mm Wide Joint Using Colour Matched Grout, On And Including 25Mm Thick Full Mortar Bed On Concrete Base And Compacted Sub-Base, Complete As Per Engineer'S Approval;350 X 350 X 60Mm In Shot Blasted Finish Ref: Maintenance Edge Type 1, 350Mm Wide | 1250 | m | SAR | 116
ALYA-05.2 | 2 | 2.0684 |  | Kingdom of Saudi Arabia | Jeddah | Hard & Soft Landscaping | Red Sea Village | B3 Arts & Culture | RSG | SALCO | Award | 2021 | Fixed Price Lump Sum | SITE WORK | Landscaping | Maintenance Edge;Precast Concrete Maintenance Edge Cut To Radius As Required And Laid To Pattern With Required Colour, Max. 5Mm Wide Joint Using Colour Matched Grout, On And Including 25Mm Thick Full Mortar Bed On Concrete Base And Compacted Sub-Base, Complete As Per Engineer'S Approval;200 X 400 X 60Mm In Shot Blasted Finish Ref: Maintenance Edge Type 2, 200Mm Wide | 611 | m | SAR | 60
ALYA-05.2 | 2 | 2.0684 |  | Kingdom of Saudi Arabia | Jeddah | Hard & Soft Landscaping | Red Sea Village | B3 Arts & Culture | RSG | SALCO | Award | 2021 | Fixed Price Lump Sum | SITE WORK | Landscaping | Metal Edge;Aluminium Edging, Brushed Finish, Fixed As Per Manufacturer'S Recommendations, Complete As Per Engineer'S Approval ;5Mm Thick Metal Edging For 150Mm High Gravel | 12 | m | SAR | 40
ALYA-05.2 | 2 | 2.0685 |  | Kingdom of Saudi Arabia | Jeddah | Hard & Soft Landscaping | Red Sea Village | B3 Arts & Culture | RSG | SALCO | Award | 2021 | Fixed Price Lump Sum | FURNISHINGS | Generally | Site Furniture;Litter Bin;Supply And Fix Bin Including Necessary Accessories, Reinforced Concrete Base On Compacted Sub Base, Complete As Specified;Bin Type 2 - Powder Coated Aluminium Litter Bin With Required Colour, Size 410 X 372 X 912Mm High Above Finished Floor Level | 7 | Nr | SAR | 5741
ALYA-05.2 | 2 | 2.0685 |  | Kingdom of Saudi Arabia | Jeddah | Hard & Soft Landscaping | Red Sea Village | B3 Arts & Culture | RSG | SALCO | Award | 2021 | Fixed Price Lump Sum | FURNISHINGS | Generally | Site Furniture;Bench;Bench Comprising Of Hardwood Timber Board Battens With Planed Finish In Minimum 8Mm Gaps, Size 115 X 1600 X 50Mm Thick Seat Fixed To Precast Concrete Seat Block, Fair Face Finished Precast Concrete Seat Block With Stamped Pattern, On And Including Reinforced Concrete Foundation On Compacted Sub Base, Necessary Earthwork, Blinding, Polyethylene Sheet, Waterproofing, Steel Dowel And Necessary Fixings, Accessories, Complete To Specialist / Engineer'S Details ;Bench Type 3 - Overall Size 2000 X 500 X 450Mm High | 6 | Nr | SAR | 4406
ALYA-05.2 | 2 | 2.0685 |  | Kingdom of Saudi Arabia | Jeddah | Hard & Soft Landscaping | Red Sea Village | B3 Arts & Culture | RSG | SALCO | Award | 2021 | Fixed Price Lump Sum | FURNISHINGS | Generally | Site Furniture;Bench;Fair Face Finish Precast Concrete Seat Block With Stamped Pattern And Required Colour, On And Including Reinforced Concrete Base On Compacted Sub Base, Necessary Earthwork, Waterproofing, Steel Dowel For Fixing Concrete Bench, Complete To Specialist / Engineer'S Details;Bench Type 3 - Overall Size 2000 X 500 X 450Mm High (Optional) | 6 | Nr | SAR | 2336
ALYA-05.2 | 2 | 2.0685 |  | Kingdom of Saudi Arabia | Jeddah | Hard & Soft Landscaping | Red Sea Village | B3 Arts & Culture | RSG | SALCO | Award | 2021 | Fixed Price Lump Sum | FURNISHINGS | Generally | Site Furniture;Fair Face Finished Precast Concrete Seat Block With Stamped Pattern, On And Including Reinforced Concrete Foundation On Compacted Sub Base, Necessary Earthwork, Blinding, Polyethylene Sheet, Waterproofing, Steel Dowel And Necessary Accessories, Complete To The Engineer'S Approval;Bench Type 5 - Overall Size 2000 X 500 X 450Mm High | 1 | Nr | SAR | 2336
ALYA-05.2 | 2 | 2.0685 |  | Kingdom of Saudi Arabia | Jeddah | Hard & Soft Landscaping | Red Sea Village | B3 Arts & Culture | RSG | SALCO | Award | 2021 | Fixed Price Lump Sum | FURNISHINGS | Generally | Site Furniture;Bollard;Stainless Steel Fixed Bollard In Stain Surface Finish With Required Colour, Including Composite Timber Inset, Necessary Base, Accessories;Bollard Type 1 - 900Mm High Above Finished Floor Level X 120Mm , Fixed Bollard | 8 | Nr | SAR | 2003
ALYA-05.2 | 2 | 2.0685 |  | Kingdom of Saudi Arabia | Jeddah | Hard & Soft Landscaping | Red Sea Village | B3 Arts & Culture | RSG | SALCO | Award | 2021 | Fixed Price Lump Sum | SITE WORK | Paving and surfacing | Paving;Precast Concrete Block Paving Laid To Pattern With Required Colour, 5Mm Wide Joints With Filled With Joint Filling Sand, On And Including 50Mm Thick Sharp Sand Bed On Compacted Sub-Base, Complete As Per Engineer'S Approval ;400 X 600 X 60Mm In Shot Blasted Finish Ref: Paving Infill Type 1 (Paving Marked As "Refer To Mosque Package") | 149 | m² | SAR | 204
ALYA-05.2 | 2 | 2.0685 |  | Kingdom of Saudi Arabia | Jeddah | Hard & Soft Landscaping | Red Sea Village | B3 Arts & Culture | RSG | SALCO | Award | 2021 | Fixed Price Lump Sum | SITE WORK | Paving and surfacing | Paving;Precast Concrete Block Paving Laid To Pattern With Required Colour, 5Mm Wide Joints With Filled With Joint Filling Sand, On And Including 50Mm Thick Sharp Sand Bed On Compacted Sub-Base, Complete As Per Engineer'S Approval ;400 X 400 X 60Mm In Shot Blasted Finish Ref: Paving Infill Type 2 (Paving Marked As "Refer To Mosque Package") | 24 | m² | SAR | 204
ALYA-05.2 | 2 | 2.0685 |  | Kingdom of Saudi Arabia | Jeddah | Hard & Soft Landscaping | Red Sea Village | B3 Arts & Culture | RSG | SALCO | Award | 2021 | Fixed Price Lump Sum | SITE WORK | Paving and surfacing | Paving;Precast Concrete Block Paving Laid To Pattern With Required Colour, 5Mm Wide Joints With Filled With Joint Filling Sand, On And Including 50Mm Thick Sharp Sand Bed On Compacted Sub-Base, Complete As Per Engineer'S Approval ;750X150/300X300/600X300 X 60Mm In Shot Blasted Finish Ref. Paving Type 19 | 788 | m² | SAR | 212
ALYA-05.2 | 2 | 2.0685 |  | Kingdom of Saudi Arabia | Jeddah | Hard & Soft Landscaping | Red Sea Village | B3 Arts & Culture | RSG | SALCO | Award | 2021 | Fixed Price Lump Sum | SITE WORK | Paving and surfacing | Paving;Precast Concrete Block Paving Laid To Pattern With Required Colour, 5Mm Wide Joints With Filled With Joint Filling Sand, On And Including 50Mm Thick Sharp Sand Bed On Compacted Sub-Base, Complete As Per Engineer'S Approval ;150X100/150X200/150X250/300X150/300X300 X 80Mm In Shot Blasted Finish Ref. Plot Access Paving Type 2 | 61 | m² | SAR | 206
ALYA-05.2 | 2 | 2.0685 |  | Kingdom of Saudi Arabia | Jeddah | Hard & Soft Landscaping | Red Sea Village | B3 Arts & Culture | RSG | SALCO | Award | 2021 | Fixed Price Lump Sum | SITE WORK | Paving and surfacing | Paving ;Precast Concrete Paving Block Laid To Pattern With Required Colour, 5Mm Wide Joints With Joint Filling Sand, On And Including 40 - 50Mm Thick Sharp Sand Bed On Compacted Sub-Base, Complete As Per Engineer'S Approval;300 X 300 X 60Mm With Milled Blisters, In Shot Blasted Finish Ref: Tactile Paving | 15 | m² | SAR | 334
ALYA-05.2 | 2 | 2.0686 |  | Kingdom of Saudi Arabia | Jeddah | Hard & Soft Landscaping | Red Sea Village | B3 Arts & Culture | RSG | SALCO | Award | 2021 | Fixed Price Lump Sum | SITE WORK | Paving and surfacing | Paving Band And Edge;Precast Concrete Paving Band Laid To Pattern With Required Colour, On And Including 50Mm Thick Thick Sharp Sand Bed On Concrete Base And Compacted Sub-Base, Complete As Per Engineer'S Approval;400 X 400 X 60Mm In Shot Blasted Finish Ref: Paving Infill Type 2, 400Mm Wide Band | 68 | m | SAR | 129
ALYA-05.2 | 2 | 2.0686 |  | Kingdom of Saudi Arabia | Jeddah | Hard & Soft Landscaping | Red Sea Village | B3 Arts & Culture | RSG | SALCO | Award | 2021 | Fixed Price Lump Sum | SITE WORK | Paving and surfacing | Paving Band And Edge;Reinforced Concrete Edge Below Pavings And Along Planting Edge, Comprising Of Mortar Bedded On Reinforced Concrete Base And Compacted Sub-Base, Complete As Per Engineer'S Approval;300Mm Wide Below Paving Type 19 | 225 | m | SAR | 120
ALYA-05.2 | 2 | 2.0686 |  | Kingdom of Saudi Arabia | Jeddah | Hard & Soft Landscaping | Red Sea Village | B3 Arts & Culture | RSG | SALCO | Award | 2021 | Fixed Price Lump Sum | SITE WORK | Paving and surfacing | Paving Band And Edge;Reinforced Concrete Edge Below Pavings And Along Planting Edge, Comprising Of Mortar Bedded On Reinforced Concrete Base And Compacted Sub-Base, Complete As Per Engineer'S Approval;300Mm Wide Below Paving Type Infill Paving Type 1 And 2 | 33 | m | SAR | 120
ALYA-05.2 | 2 | 2.0686 |  | Kingdom of Saudi Arabia | Jeddah | Hard & Soft Landscaping | Red Sea Village | B3 Arts & Culture | RSG | SALCO | Award | 2021 | Fixed Price Lump Sum | SITE WORK | Landscaping | Maintenance Edge;Precast Concrete Maintenance Edge Cut To Radius As Required And Laid To Pattern With Required Colour, Max. 5Mm Wide Joint Using Colour Matched Grout, On And Including 25Mm Thick Full Mortar Bed On Concrete Base And Compacted Sub-Base, Complete As Per Engineer'S Approval ;350 X 350 X 60Mm In Shot Blasted Finish Ref: Maintenance Edge Type 1, 350Mm Wide | 322 | m | SAR | 116
ALYA-05.2 | 2 | 2.0686 |  | Kingdom of Saudi Arabia | Jeddah | Hard & Soft Landscaping | Red Sea Village | B3 Arts & Culture | RSG | SALCO | Award | 2021 | Fixed Price Lump Sum | SITE WORK | Landscaping | Maintenance Edge;Precast Concrete Maintenance Edge Cut To Radius As Required And Laid To Pattern With Required Colour, Max. 5Mm Wide Joint Using Colour Matched Grout, On And Including 25Mm Thick Full Mortar Bed On Concrete Base And Compacted Sub-Base, Complete As Per Engineer'S Approval ;200 X 400 X 60Mm In Shot Blasted Finish Ref: Maintenance Edge Type 2, 200Mm Wide | 92 | m | SAR | 60
ALYA-05.2 | 2 | 2.0686 |  | Kingdom of Saudi Arabia | Jeddah | Hard & Soft Landscaping | Red Sea Village | B3 Arts & Culture | RSG | SALCO | Award | 2021 | Fixed Price Lump Sum | ACCESSORIES | Generally | Composite Construction;Stepped Planter Wall;Reinforced Concrete Structure Comprising 10-15Mm Smooth Render With Required Colour, Fixed Using Reinforcing Mesh And Applied As Smooth Even Texture And Finish, Concrete On Compacted-Sub Base, Necessary Earthwork, Waterproofing And All Necessary Works, Complete To Manufacturer/Engineers Details;Overall Size 300Mm Wide X 300 High Above Finished Floor Level (Exposed Face) | 221 | m | SAR | 601
ALYA-05.2 | 2 | 2.0686 |  | Kingdom of Saudi Arabia | Jeddah | Hard & Soft Landscaping | Red Sea Village | B3 Arts & Culture | RSG | SALCO | Award | 2021 | Fixed Price Lump Sum | FURNISHINGS | Generally | Site Furniture;Bollard;Stainless Steel Fixed Bollard In Stain Surface Finish With Required Colour, Including Composite Timber Inset, Necessary Base, Accessories;Bollard Type 1 - 900Mm High Above Finished Floor Level X 120Mm , Fixed Bollard | 16 | Nr | SAR | 2003
ALYA-05.2 | 2 | 2.0686 |  | Kingdom of Saudi Arabia | Jeddah | Hard & Soft Landscaping | Red Sea Village | B3 Arts & Culture | RSG | SALCO | Award | 2021 | Fixed Price Lump Sum | FURNISHINGS | Generally | Site Furniture;Stainless Steel Fixed Bollard In Natural Finish With Required Colour, Including Necessary Base, Accessories And All Other Required Works, Complete, As Specified ;Bollard Type 3 - 600Mm High Above Finished Floor Level X 65Mm Diameter, Fold Down Bollard | 8 | Nr | SAR | 734
ALYA-05.2 | 2 | 2.0686 |  | Kingdom of Saudi Arabia | Jeddah | Hard & Soft Landscaping | Red Sea Village | B3 Arts & Culture | RSG | SALCO | Award | 2021 | Fixed Price Lump Sum | SITE WORK | Site preparation | Siteworks;Site Preparation;General Site Clearance | 14001 | m² | SAR | 4
ALYA-05.2 | 2 | 2.0686 |  | Kingdom of Saudi Arabia | Jeddah | Hard & Soft Landscaping | Red Sea Village | B3 Arts & Culture | RSG | SALCO | Award | 2021 | Fixed Price Lump Sum | SITE WORK | Filling | Siteworks;Filling;Well Compacted Selected Excavated Material (Provisional Item) | 25338 | m³ | SAR | 19
ALYA-05.2 | 2 | 2.0687 |  | Kingdom of Saudi Arabia | Jeddah | Hard & Soft Landscaping | Red Sea Village | B3 Arts & Culture | RSG | SALCO | Award | 2021 | Fixed Price Lump Sum | SITE WORK | Paving and surfacing | Paving;Precast Concrete Block Paving Laid To Pattern With Required Colour, On And Including 50Mm Thick Sharp Sand Bed On Compacted Sub-Base, Complete As Per Engineer'S Approval;200 X 100 X 80Mm In Shot Blasted Finish Ref: Pedestrian Crossing Type 1 | 224 | m² | SAR | 186
ALYA-05.2 | 2 | 2.0687 |  | Kingdom of Saudi Arabia | Jeddah | Hard & Soft Landscaping | Red Sea Village | B3 Arts & Culture | RSG | SALCO | Award | 2021 | Fixed Price Lump Sum | SITE WORK | Paving and surfacing | Paving;Precast Concrete Block Paving Laid To Pattern With Required Colour, On And Including 50Mm Thick Sharp Sand Bed On Compacted Sub-Base, Complete As Per Engineer'S Approval;200 X 400 X 60Mm In Shot Blasted Finish Ref: Paving Type 12 | 1925 | m² | SAR | 175
ALYA-05.2 | 2 | 2.0687 |  | Kingdom of Saudi Arabia | Jeddah | Hard & Soft Landscaping | Red Sea Village | B3 Arts & Culture | RSG | SALCO | Award | 2021 | Fixed Price Lump Sum | SITE WORK | Paving and surfacing | Paving;Precast Concrete Block Paving Laid To Pattern With Required Colour, On And Including 50Mm Thick Sharp Sand Bed On Compacted Sub-Base, Complete As Per Engineer'S Approval;200 X 100 X 60Mm In Shot Blasted Finish Ref: Paving Type 24 | 739 | m² | SAR | 174
ALYA-05.2 | 2 | 2.0687 |  | Kingdom of Saudi Arabia | Jeddah | Hard & Soft Landscaping | Red Sea Village | B3 Arts & Culture | RSG | SALCO | Award | 2021 | Fixed Price Lump Sum | SITE WORK | Paving and surfacing | Paving;Precast Concrete Block Paving Laid To Pattern With Required Colour, On And Including 50Mm Thick Sharp Sand Bed On Compacted Sub-Base, Complete As Per Engineer'S Approval;600X200/500X100 X 60Mm In Shot Blasted Finish Ref: Paving Type 25 | 7256 | m² | SAR | 211
ALYA-05.2 | 2 | 2.0687 |  | Kingdom of Saudi Arabia | Jeddah | Hard & Soft Landscaping | Red Sea Village | B3 Arts & Culture | RSG | SALCO | Award | 2021 | Fixed Price Lump Sum | SITE WORK | Paving and surfacing | Paving;Precast Concrete Paving To Laid To Pattern With Required Colour, On And Including 25Mm Thick Full Mortar Bed On Concrete Base And Compacted Sub-Base, Complete As Per Engineer'S Approval;350 X 350 X 60Mm In Shot Blasted Finish Ref: Maintenance Edge Type 1 Paving | 78 | m² | SAR | 204
ALYA-05.2 | 2 | 2.0687 |  | Kingdom of Saudi Arabia | Jeddah | Hard & Soft Landscaping | Red Sea Village | B3 Arts & Culture | RSG | SALCO | Award | 2021 | Fixed Price Lump Sum | SITE WORK | Paving and surfacing | Paving;Precast Concrete Paving Block Laid To Pattern With Required Colour, 5Mm Wide Joints With Joint Filling Sand, On And Including 40 - 50Mm Thick Sharp Sand Bed On Compacted Sub-Base, Complete As Per Engineer'S Approval ;300 X 300 X 60Mm With Milled Blisters, In Shot Blasted Finish Ref: Tactile Paving | 36 | m² | SAR | 334
ALYA-05.2 | 2 | 2.0687 |  | Kingdom of Saudi Arabia | Jeddah | Hard & Soft Landscaping | Red Sea Village | B3 Arts & Culture | RSG | SALCO | Award | 2021 | Fixed Price Lump Sum | SITE WORK | Paving and surfacing | Paving Band And Edge;Precast Concrete Paving Band Laid To Pattern With Required Colour, Max. 5Mm Wide Grouted Joint Using Colour Matched Grout, On And Including 25Mm Thick Full Mortar Bed On Concrete Base And Compacted Sub-Base, Complete As Per Engineer'S Approval ;200 X 200 X 80Mm In Shot Blasted Finish Ref: Pedestrian Crossing Type 1, 200Mm Wide Band | 141 | m | SAR | 63
ALYA-05.2 | 2 | 2.0687 |  | Kingdom of Saudi Arabia | Jeddah | Hard & Soft Landscaping | Red Sea Village | B3 Arts & Culture | RSG | SALCO | Award | 2021 | Fixed Price Lump Sum | SITE WORK | Paving and surfacing | Paving Band And Edge;Precast Concrete Paving Band Laid To Pattern With Required Colour, Max. 5Mm Wide Grouted Joint Using Colour Matched Grout, On And Including 25Mm Thick Full Mortar Bed On Concrete Base And Compacted Sub-Base, Complete As Per Engineer'S Approval ;200 X 200 X 60Mm In Shot Blasted Finish Ref: Paving Type 24, 400Mm Wide Band | 1276 | m | SAR | 125
ALYA-05.2 | 2 | 2.0687 |  | Kingdom of Saudi Arabia | Jeddah | Hard & Soft Landscaping | Red Sea Village | B3 Arts & Culture | RSG | SALCO | Award | 2021 | Fixed Price Lump Sum | SITE WORK | Paving and surfacing | Paving Band And Edge;Precast Concrete Hazard Warning Tactile Band Laid To Pattern With Required Colour, Max, 5Mm Wide Joint Using Colour Matched Grout, On And Including 25Mm Thick Full Mortar Bed On Concrete Base And Compacted Sub-Base, Complete As Per Engineer'S Approval;300 X 600 X 60Mm In Shot Blasted Finish, Ref. Hazard Warning Tactile Band At Steps (600Mm Wide Band) | 14 | m | SAR | 198
ALYA-05.2 | 2 | 2.0687 |  | Kingdom of Saudi Arabia | Jeddah | Hard & Soft Landscaping | Red Sea Village | B3 Arts & Culture | RSG | SALCO | Award | 2021 | Fixed Price Lump Sum | SITE WORK | Paving and surfacing | Paving Band And Edge;Precast Concrete Hazard Warning Tactile Band Laid To Pattern With Required Colour, Max, 5Mm Wide Joint Using Colour Matched Grout, On And Including 25Mm Thick Full Mortar Bed On Concrete Base And Compacted Sub-Base, Complete As Per Engineer'S Approval;300 X 600 X 60Mm In Shot Blasted Finish, Ref. Hazard Warning Tactile Band At Ramp (900Mm Wide Band) | 45 | m | SAR | 296
ALYA-05.2 | 2 | 2.0688 |  | Kingdom of Saudi Arabia | Jeddah | Hard & Soft Landscaping | Red Sea Village | B3 Arts & Culture | RSG | SALCO | Award | 2021 | Fixed Price Lump Sum | SITE WORK | Paving and surfacing | Paving Band And Edge;Reinforced Concrete Edge Below Pavings And Along Planting Edge, Comprising Of Mortar Bedded On Reinforced Concrete Base And Compacted Sub-Base, Complete As Per Engineer'S Approval;300Mm Wide Below Paving Type 12 | 200 | m | SAR | 120
ALYA-05.2 | 2 | 2.0688 |  | Kingdom of Saudi Arabia | Jeddah | Hard & Soft Landscaping | Red Sea Village | B3 Arts & Culture | RSG | SALCO | Award | 2021 | Fixed Price Lump Sum | SITE WORK | Paving and surfacing | Paving Band And Edge;Reinforced Concrete Edge Below Pavings And Along Planting Edge, Comprising Of Mortar Bedded On Reinforced Concrete Base And Compacted Sub-Base, Complete As Per Engineer'S Approval;300Mm Wide Below Paving Type 24 | 87 | m | SAR | 120
ALYA-05.2 | 2 | 2.0688 |  | Kingdom of Saudi Arabia | Jeddah | Hard & Soft Landscaping | Red Sea Village | B3 Arts & Culture | RSG | SALCO | Award | 2021 | Fixed Price Lump Sum | SITE WORK | Paving and surfacing | Paving Band And Edge;Reinforced Concrete Edge Below Pavings And Along Planting Edge, Comprising Of Mortar Bedded On Reinforced Concrete Base And Compacted Sub-Base, Complete As Per Engineer'S Approval;300Mm Wide Below Paving Type 25 | 378 | m | SAR | 120
ALYA-05.2 | 2 | 2.0688 |  | Kingdom of Saudi Arabia | Jeddah | Hard & Soft Landscaping | Red Sea Village | B3 Arts & Culture | RSG | SALCO | Award | 2021 | Fixed Price Lump Sum | SITE WORK | Landscaping | Maintenance Edge;Precast Concrete Maintenance Edge Cut To Radius As Required And Laid To Pattern With Required Colour, Max. 5Mm Wide Joint Using Colour Matched Grout, On And Including 25Mm Thick Full Mortar Bed On Concrete Base And Compacted Sub-Base, Complete As Per Engineer'S Approval ;350 X 350 X 60Mm In Shot Blasted Finish Ref: Maintenance Edge Type 1, 350Mm Wide | 3007 | m | SAR | 116
ALYA-05.2 | 2 | 2.0688 |  | Kingdom of Saudi Arabia | Jeddah | Hard & Soft Landscaping | Red Sea Village | B3 Arts & Culture | RSG | SALCO | Award | 2021 | Fixed Price Lump Sum | SITE WORK | Landscaping | Maintenance Edge;Precast Concrete Maintenance Edge Cut To Radius As Required And Laid To Pattern With Required Colour, Max. 5Mm Wide Joint Using Colour Matched Grout, On And Including 25Mm Thick Full Mortar Bed On Concrete Base And Compacted Sub-Base, Complete As Per Engineer'S Approval ;200 X 400 X 60Mm In Shot Blasted Finish Ref: Maintenance Edge Type 2, 200Mm Wide | 560 | m | SAR | 60
ALYA-05.2 | 2 | 2.0688 |  | Kingdom of Saudi Arabia | Jeddah | Hard & Soft Landscaping | Red Sea Village | B3 Arts & Culture | RSG | SALCO | Award | 2021 | Fixed Price Lump Sum | SITE WORK | Landscaping | Metal Edge;Aluminium Edging, Brushed Finish, Fixed As Per Manufacturer'S Recommendations, Complete As Per Engineer'S Approval ;5Mm Thick Metal Edging For 150Mm High Gravel | 6 | m | SAR | 40
ALYA-05.2 | 2 | 2.0688 |  | Kingdom of Saudi Arabia | Jeddah | Hard & Soft Landscaping | Red Sea Village | B3 Arts & Culture | RSG | SALCO | Award | 2021 | Fixed Price Lump Sum | SITE WORK | Landscaping | Gravel Surface;25 - 50Mm Sieve Size Local Crushed Stone Gravel, Loose Laid In 150Mm Thick Layer Over Geotextile Membrane On Compacted Sub-Base, Complete As Per Engineer'S Approval;Gravel Surface Type 1 (To Bridge) | 1732 | m² | SAR | 40
ALYA-05.2 | 2 | 2.0688 |  | Kingdom of Saudi Arabia | Jeddah | Hard & Soft Landscaping | Red Sea Village | B3 Arts & Culture | RSG | SALCO | Award | 2021 | Fixed Price Lump Sum | SITE WORK | Landscaping | Gravel Surface;25 - 50Mm Sieve Size Local Crushed Stone Gravel, Loose Laid In 150Mm Thick Layer Over Geotextile Membrane On Compacted Sub-Base, Complete As Per Engineer'S Approval;Gravel Surface Type 2 | 206 | m² | SAR | 40
ALYA-05.2 | 2 | 2.0688 |  | Kingdom of Saudi Arabia | Jeddah | Hard & Soft Landscaping | Red Sea Village | B3 Arts & Culture | RSG | SALCO | Award | 2021 | Fixed Price Lump Sum | ACCESSORIES | Generally | Composite Construction;Steps;Precast Concrete Step Laid To Pattern, With 10Mm Radius To Outer Edge, On And Including 25Mm Thick Mortar Bedding, Reinforced Concrete Base On Compacted Sub-Base, 10-15Mm Smooth Cement Render Applied To Bottom Of Riser, Complete As Per Engineer'S Approval ;750 X 400/480 X 60Mm Thick Steps In Shot Blasted Finish With 150Mm High Riser | 115 | m | SAR | 561
ALYA-05.2 | 2 | 2.0688 |  | Kingdom of Saudi Arabia | Jeddah | Hard & Soft Landscaping | Red Sea Village | B3 Arts & Culture | RSG | SALCO | Award | 2021 | Fixed Price Lump Sum | ACCESSORIES | Generally | Landscape Wall;Landscape Wall Near Quay Wall At Waterfront Promenade, Complete With Shot Blasted Precast Concrete Coping 750X 550X50Mm Thick And 600X300X30Mm Thick Precast Concrete Cladding, In Shot Blasted Finish, Including 25Mm Thick Full Mortar Bed, Earthwork, Waterproofing And All Necessary Structural Works, As Per Engineer'S Approval;Overall Size 400Mm Thick X 1200Mm High (Approx) | 134 | m | SAR | 1268
ALYA-05.2 | 2 | 2.0689 |  | Kingdom of Saudi Arabia | Jeddah | Hard & Soft Landscaping | Red Sea Village | B3 Arts & Culture | RSG | SALCO | Award | 2021 | Fixed Price Lump Sum | ACCESSORIES | Generally | Composite Construction;Balustrade Comprising 50 X 180Mm Powder Coated Aluminium Top Rail, Steel Rod Fixed To Aluminium Frame, 50Mm Wide Powder Coated Aluminium Frame Welded To Secondary Post, 50Mm Wide Secondary Post, 100Mm Wide Aluminium Flat Member Post Welded To Steel Base Plate, Necessary Fixing Accessories, Etc. Complete As Per Engineer'S Approval;Balustrade Type 1, 1200Mm High | 107 | m | SAR | 1789
ALYA-05.2 | 2 | 2.0689 |  | Kingdom of Saudi Arabia | Jeddah | Hard & Soft Landscaping | Red Sea Village | B3 Arts & Culture | RSG | SALCO | Award | 2021 | Fixed Price Lump Sum | METALWORK | Non structural metalwork | Handrail;Handrail Comprising 50Mm Dia. Brushed Stainless Steel Top Rail Fixed To 50Mm Dia, Brushed Stainless Steel Handrail Post, Including Necessary Fixing Accessories, Etc;Handrail, 1100Mm High | 34 | m | SAR | 1402
ALYA-05.2 | 2 | 2.0689 |  | Kingdom of Saudi Arabia | Jeddah | Hard & Soft Landscaping | Red Sea Village | B3 Arts & Culture | RSG | SALCO | Award | 2021 | Fixed Price Lump Sum | FURNISHINGS | Generally | Site Furniture;Pot;Supply And Fix Feature Pot Including Concrete Base, Stainless Steel Bolts Complete To The Specialist/Engineer'S Approval;Overall Size 1200Mm Diameter X 1200Mm High Terracotta/Grc (Or Similar Approved) Pot With Smooth Finish | 32 | Nr | SAR | 6008
ALYA-05.2 | 2 | 2.0689 |  | Kingdom of Saudi Arabia | Jeddah | Hard & Soft Landscaping | Red Sea Village | B3 Arts & Culture | RSG | SALCO | Award | 2021 | Fixed Price Lump Sum | FURNISHINGS | Generally | Site Furniture;Planter Box;Supply And Fix Planter Box Complete To The Specialist/Engineer'S Approval;1000 X 500 X 600Mm High Grp Planter Box With Smooth Finish | 1152 | Nr | SAR | 1869
ALYA-05.2 | 2 | 2.0689 |  | Kingdom of Saudi Arabia | Jeddah | Hard & Soft Landscaping | Red Sea Village | B3 Arts & Culture | RSG | SALCO | Award | 2021 | Fixed Price Lump Sum | FURNISHINGS | Generally | Site Furniture;Litter Bin;Supply And Fix Bin Including Necessary Accessories, Reinforced Concrete Base On Compacted Sub Base, Complete As Specified;Bin Type 2 - Powder Coated Aluminium Litter Bin With Required Colour, Size 410 X 372 X 912Mm High Above Finished Floor Level | 13 | Nr | SAR | 5741
ALYA-05.2 | 2 | 2.0689 |  | Kingdom of Saudi Arabia | Jeddah | Hard & Soft Landscaping | Red Sea Village | B3 Arts & Culture | RSG | SALCO | Award | 2021 | Fixed Price Lump Sum | FURNISHINGS | Generally | Site Furniture;Bench;Bench Comprising Of Hardwood Timber Board Battens With Planed Finish In Minimum 8Mm Gaps, Size 115 X 1600 X 50Mm Thick Seat Fixed To Precast Concrete Seat Block, Fair Face Finished Precast Concrete Seat Block With Stamped Pattern, On And Including Reinforced Concrete Foundation On Compacted Sub Base, Necessary Earthwork, Blinding, Polyethylene Sheet, Waterproofing, Steel Dowel And Necessary Fixings, Accessories, Complete To Specialist / Engineer'S Details;Bench Type 3 - Overall Size 2000 X 500 X 450Mm High | 23 | Nr | SAR | 4406
ALYA-05.2 | 2 | 2.0689 |  | Kingdom of Saudi Arabia | Jeddah | Hard & Soft Landscaping | Red Sea Village | B3 Arts & Culture | RSG | SALCO | Award | 2021 | Fixed Price Lump Sum | FURNISHINGS | Generally | Site Furniture;Bench ;Fair Face Finish Precast Concrete Seat Block With Stamped Pattern And Required Colour, On And Including Reinforced Concrete Base On Compacted Sub Base, Necessary Earthwork, Waterproofing, Steel Dowel For Fixing Concrete Bench, Complete To Specialist / Engineer'S Details And Specifications;Bench Type 3 - Overall Size 2000 X 500 X 450Mm High (Optional) | 23 | Nr | SAR | 2336
ALYA-05.2 | 2 | 2.0689 |  | Kingdom of Saudi Arabia | Jeddah | Hard & Soft Landscaping | Red Sea Village | B3 Arts & Culture | RSG | SALCO | Award | 2021 | Fixed Price Lump Sum | FURNISHINGS | Generally | Site Furniture;Bollard;Stainless Steel Fixed Bollard In Stain Surface Finish With Required Colour, Including Composite Timber Inset, Necessary Base, Accessories And All Other Required Works, Complete, As Specified ;Bollard Type 1 - 900Mm High Above Finished Floor Level X 120Mm , Fixed Bollard | 56 | Nr | SAR | 2003
ALYA-05.2 | 2 | 2.0689 |  | Kingdom of Saudi Arabia | Jeddah | Hard & Soft Landscaping | Red Sea Village | B3 Arts & Culture | RSG | SALCO | Award | 2021 | Fixed Price Lump Sum | FURNISHINGS | Generally | Site Furniture;Stainless Steel Fixed Bollard In Natural Finish With Required Colour, Including Necessary Base, Accessories And All Other Required Works, Complete, As Specified ;Bollard Type 3 - 600Mm High Above Finished Floor Level X 65Mm Diameter, Fold Down Bollard | 18 | Nr | SAR | 868
ALYA-05.2 | 2 | 2.0689 |  | Kingdom of Saudi Arabia | Jeddah | Hard & Soft Landscaping | Red Sea Village | B3 Arts & Culture | RSG | SALCO | Award | 2021 | Fixed Price Lump Sum | FURNISHINGS | Generally | Site Furniture;Cycle Rack;Powder Coated Cast Aluminium Cycle Rack With Required Colour, Including Reinforced Concrete Footing On Compacted Sub-Base, Necessary Earthworks, Waterproofing, Fittings, Accessories, Complete To Manufacturer/Engineer'S Details;Overall Size 240 X 60 X 1090Mm Overall Height | 5 | Nr | SAR | 2003
ALYA-05.2 | 2 | 2.069 |  | Kingdom of Saudi Arabia | Jeddah | Hard & Soft Landscaping | Red Sea Village | B3 Arts & Culture | RSG | SALCO | Award | 2021 | Fixed Price Lump Sum | SITE WORK | Landscaping | Main Pipe Network;Irrigation Controllers; Complete As Specified;Pull Boxes | 10 | Nr | SAR | 668
ALYA-05.2 | 2 | 2.069 |  | Kingdom of Saudi Arabia | Jeddah | Hard & Soft Landscaping | Red Sea Village | B3 Arts & Culture | RSG | SALCO | Award | 2021 | Fixed Price Lump Sum | SITE WORK | Landscaping | Main Pipe Network;Upvc Pipework To Bs 3505, Class-D, Including All Fittings, Excavation, Sand Bedding, Back Filling As Specified, Cart Away Surplus, Warning Tape Makers, Thrust Blocks, All As Specified;4 Inch Diameter Pipe | 102 | m | SAR | 187
ALYA-05.2 | 2 | 2.069 |  | Kingdom of Saudi Arabia | Jeddah | Hard & Soft Landscaping | Red Sea Village | B3 Arts & Culture | RSG | SALCO | Award | 2021 | Fixed Price Lump Sum | SITE WORK | Landscaping | Main Pipe Network;Valves Including Necessary Accessaries, Fixed As Specified.;Connection To Irrigation Mainline Take Off Point | 4 | Nr | SAR | 33375
ALYA-05.2 | 2 | 2.069 |  | Kingdom of Saudi Arabia | Jeddah | Hard & Soft Landscaping | Red Sea Village | B3 Arts & Culture | RSG | SALCO | Award | 2021 | Fixed Price Lump Sum | SITE WORK | Landscaping | Irrigation Works;Pipework Sprinkler Irrigation System;Upvc Pipework To Bs 3505, Class-E, Including All Fittings, Excavation, Sand Bedding, Back Filling As Specified, Cart Away Surplus, Warning Tape Markers, Thrust Blocks, All As Specified.;1 Inch Diameter Pipe | 624 | m | SAR | 33
ALYA-05.2 | 2 | 2.069 |  | Kingdom of Saudi Arabia | Jeddah | Hard & Soft Landscaping | Red Sea Village | B3 Arts & Culture | RSG | SALCO | Award | 2021 | Fixed Price Lump Sum | SITE WORK | Landscaping | Irrigation Works;Pipework Sprinkler Irrigation System;Upvc Pipework To Bs 3505, Class-D, Including All Fittings, Excavation, Sand Bedding, Back Filling As Specified, Cart Away Surplus, Warning Tape Markers, Thrust Blocks, All As Specified.;1.5 Inch Diameter Pipe | 360 | m | SAR | 47
ALYA-05.2 | 2 | 2.069 |  | Kingdom of Saudi Arabia | Jeddah | Hard & Soft Landscaping | Red Sea Village | B3 Arts & Culture | RSG | SALCO | Award | 2021 | Fixed Price Lump Sum | SITE WORK | Landscaping | Irrigation Works;Pipework Sprinkler Irrigation System;Upvc Pipework To Bs 3505, Class-D, Including All Fittings, Excavation, Sand Bedding, Back Filling As Specified, Cart Away Surplus, Warning Tape Markers, Thrust Blocks, All As Specified.;2 Inch Diameter Pipe | 336 | m | SAR | 67
ALYA-05.2 | 2 | 2.069 |  | Kingdom of Saudi Arabia | Jeddah | Hard & Soft Landscaping | Red Sea Village | B3 Arts & Culture | RSG | SALCO | Award | 2021 | Fixed Price Lump Sum | SITE WORK | Landscaping | Irrigation Works;Pipework Sprinkler Irrigation System;Upvc Pipework To Bs 3505, Class-D, Including All Fittings, Excavation, Sand Bedding, Back Filling As Specified, Cart Away Surplus, Warning Tape Markers, Thrust Blocks, All As Specified.;3 Inch Diameter Pipe | 6 | m | SAR | 167
ALYA-05.2 | 2 | 2.069 |  | Kingdom of Saudi Arabia | Jeddah | Hard & Soft Landscaping | Red Sea Village | B3 Arts & Culture | RSG | SALCO | Award | 2021 | Fixed Price Lump Sum | SITE WORK | Landscaping | Irrigation Works;Pipework Sprinkler Irrigation System;Drip Risers;Drip Risers As Specified | 130 | Nr | SAR | 93
ALYA-05.2 | 2 | 2.069 |  | Kingdom of Saudi Arabia | Jeddah | Hard & Soft Landscaping | Red Sea Village | B3 Arts & Culture | RSG | SALCO | Award | 2021 | Fixed Price Lump Sum | SITE WORK | Landscaping | Irrigation Works;Pipework Sprinkler Irrigation System;Valves Including Necessary Accessories, Fixed As Specified;Solenoid Valve In Sprinkler System,1.0 Inch Diameter | 1 | Nr | SAR | 1469
ALYA-05.2 | 2 | 2.069 |  | Kingdom of Saudi Arabia | Jeddah | Hard & Soft Landscaping | Red Sea Village | B3 Arts & Culture | RSG | SALCO | Award | 2021 | Fixed Price Lump Sum | SITE WORK | Landscaping | Irrigation Works;Pipework Sprinkler Irrigation System;Valves Including Necessary Accessories, Fixed As Specified;Solenoid Valve In Sprinkler System,1.5 Inch Diameter | 4 | Nr | SAR | 1669
ALYA-05.2 | 2 | 2.0691 |  | Kingdom of Saudi Arabia | Jeddah | Hard & Soft Landscaping | Red Sea Village | B3 Arts & Culture | RSG | SALCO | Award | 2021 | Fixed Price Lump Sum | SITE WORK | Landscaping | Irrigation Works;Pipework Sprinkler Irrigation System;Valves Including Necessary Accessories, Fixed As Specified;Solenoid Valve In Sprinkler System,2.0 Inch Diameter | 1 | Nr | SAR | 2003
ALYA-05.2 | 2 | 2.0691 |  | Kingdom of Saudi Arabia | Jeddah | Hard & Soft Landscaping | Red Sea Village | B3 Arts & Culture | RSG | SALCO | Award | 2021 | Fixed Price Lump Sum | SITE WORK | Landscaping | Irrigation Works;Pipework Sprinkler Irrigation System;Lockable Valve Boxes As Specified;For Solenoid Valves, 1.0 Inch In Drip System | 1 | Nr | SAR | 668
ALYA-05.2 | 2 | 2.0691 |  | Kingdom of Saudi Arabia | Jeddah | Hard & Soft Landscaping | Red Sea Village | B3 Arts & Culture | RSG | SALCO | Award | 2021 | Fixed Price Lump Sum | SITE WORK | Landscaping | Irrigation Works;Pipework Sprinkler Irrigation System;Lockable Valve Boxes As Specified;For Solenoid Valves, 1.5 Inch In Drip System | 4 | Nr | SAR | 668
ALYA-05.2 | 2 | 2.0691 |  | Kingdom of Saudi Arabia | Jeddah | Hard & Soft Landscaping | Red Sea Village | B3 Arts & Culture | RSG | SALCO | Award | 2021 | Fixed Price Lump Sum | SITE WORK | Landscaping | Irrigation Works;Pipework Sprinkler Irrigation System;Lockable Valve Boxes As Specified;For Solenoid Valves, 2.0 Inch In Drip System | 1 | Nr | SAR | 668
ALYA-05.2 | 2 | 2.0691 |  | Kingdom of Saudi Arabia | Jeddah | Hard & Soft Landscaping | Red Sea Village | B3 Arts & Culture | RSG | SALCO | Award | 2021 | Fixed Price Lump Sum | SITE WORK | Landscaping | Main Pipe Network;Irrigation Controllers; Complete As Specified;Pull Boxes | 4 | Nr | SAR | 668
ALYA-05.2 | 2 | 2.0691 |  | Kingdom of Saudi Arabia | Jeddah | Hard & Soft Landscaping | Red Sea Village | B3 Arts & Culture | RSG | SALCO | Award | 2021 | Fixed Price Lump Sum | SITE WORK | Landscaping | Irrigation Works;Pipework Sprinkler Irrigation System;Upvc Pipework To Bs 3505, Class-E, Including All Fittings, Excavation, Sand Bedding, Back Filling As Specified, Cart Away Surplus, Warning Tape Markers, Thrust Blocks, All As Specified.;1 Inch Diameter Pipe | 240 | m | SAR | 33
ALYA-05.2 | 2 | 2.0691 |  | Kingdom of Saudi Arabia | Jeddah | Hard & Soft Landscaping | Red Sea Village | B3 Arts & Culture | RSG | SALCO | Award | 2021 | Fixed Price Lump Sum | SITE WORK | Landscaping | Irrigation Works;Pipework Sprinkler Irrigation System;Upvc Pipework To Bs 3505, Class-D, Including All Fittings, Excavation, Sand Bedding, Back Filling As Specified, Cart Away Surplus, Warning Tape Markers, Thrust Blocks, All As Specified.;1.5 Inch Diameter Pipe | 190 | m | SAR | 47
ALYA-05.2 | 2 | 2.0691 |  | Kingdom of Saudi Arabia | Jeddah | Hard & Soft Landscaping | Red Sea Village | B3 Arts & Culture | RSG | SALCO | Award | 2021 | Fixed Price Lump Sum | SITE WORK | Landscaping | Irrigation Works;Pipework Sprinkler Irrigation System;Upvc Pipework To Bs 3505, Class-D, Including All Fittings, Excavation, Sand Bedding, Back Filling As Specified, Cart Away Surplus, Warning Tape Markers, Thrust Blocks, All As Specified.;2 Inch Diameter Pipe | 12 | m | SAR | 67
ALYA-05.2 | 2 | 2.0691 |  | Kingdom of Saudi Arabia | Jeddah | Hard & Soft Landscaping | Red Sea Village | B3 Arts & Culture | RSG | SALCO | Award | 2021 | Fixed Price Lump Sum | SITE WORK | Landscaping | Irrigation Works;Pipework Sprinkler Irrigation System;Drip Risers;Drip Risers As Specified | 61 | Nr | SAR | 93
ALYA-05.2 | 2 | 2.0691 |  | Kingdom of Saudi Arabia | Jeddah | Hard & Soft Landscaping | Red Sea Village | B3 Arts & Culture | RSG | SALCO | Award | 2021 | Fixed Price Lump Sum | SITE WORK | Landscaping | Main Pipe Network;Irrigation Controllers; Complete As Specified;Pull Boxes | 33 | Nr | SAR | 668
ALYA-05.2 | 2 | 2.0692 |  | Kingdom of Saudi Arabia | Jeddah | Hard & Soft Landscaping | Red Sea Village | B3 Arts & Culture | RSG | SALCO | Award | 2021 | Fixed Price Lump Sum | SITE WORK | Landscaping | Irrigation Works;Pipework Sprinkler Irrigation System;Upvc Pipework To Bs 3505, Class-D, Including All Fittings, Excavation, Sand Bedding, Back Filling As Specified, Cart Away Surplus, Warning Tape Markers, Thrust Blocks, All As Specified.;4 Inch Diameter Pipe | 222 | m | SAR | 187
ALYA-05.2 | 2 | 2.0692 |  | Kingdom of Saudi Arabia | Jeddah | Hard & Soft Landscaping | Red Sea Village | B3 Arts & Culture | RSG | SALCO | Award | 2021 | Fixed Price Lump Sum | SITE WORK | Landscaping | Irrigation Works;Pipework Sprinkler Irrigation System;Valves Including Necessary Accessaries, Fixed As Specified.;Connection To Irrigation Mainline Take Off Point | 8 | Nr | SAR | 33375
ALYA-05.2 | 2 | 2.0692 |  | Kingdom of Saudi Arabia | Jeddah | Hard & Soft Landscaping | Red Sea Village | B3 Arts & Culture | RSG | SALCO | Award | 2021 | Fixed Price Lump Sum | SITE WORK | Landscaping | Irrigation Works;Pipework Sprinkler Irrigation System;Upvc Pipework To Bs 3505, Class-D, Including All Fittings, Excavation, Sand Bedding, Back Filling As Specified, Cart Away Surplus, Warning Tape Markers, Thrust Blocks, All As Specified.;1 Inch Diameter Pipe | 1300 | m | SAR | 33
ALYA-05.2 | 2 | 2.0692 |  | Kingdom of Saudi Arabia | Jeddah | Hard & Soft Landscaping | Red Sea Village | B3 Arts & Culture | RSG | SALCO | Award | 2021 | Fixed Price Lump Sum | SITE WORK | Landscaping | Irrigation Works;Pipework Sprinkler Irrigation System;Upvc Pipework To Bs 3505, Class-D, Including All Fittings, Excavation, Sand Bedding, Back Filling As Specified, Cart Away Surplus, Warning Tape Markers, Thrust Blocks, All As Specified.;1.5 Inch Diameter Pipe | 910 | m | SAR | 47
ALYA-05.2 | 2 | 2.0692 |  | Kingdom of Saudi Arabia | Jeddah | Hard & Soft Landscaping | Red Sea Village | B3 Arts & Culture | RSG | SALCO | Award | 2021 | Fixed Price Lump Sum | SITE WORK | Landscaping | Irrigation Works;Pipework Sprinkler Irrigation System;Upvc Pipework To Bs 3505, Class-D, Including All Fittings, Excavation, Sand Bedding, Back Filling As Specified, Cart Away Surplus, Warning Tape Markers, Thrust Blocks, All As Specified.;2 Inch Diameter Pipe | 500 | m | SAR | 67
ALYA-05.2 | 2 | 2.0692 |  | Kingdom of Saudi Arabia | Jeddah | Hard & Soft Landscaping | Red Sea Village | B3 Arts & Culture | RSG | SALCO | Award | 2021 | Fixed Price Lump Sum | SITE WORK | Landscaping | Irrigation Works;Pipework Sprinkler Irrigation System;Drip Risers;Drip Risers As Specified | 305 | Nr | SAR | 93
ALYA-05.2 | 2 | 2.0692 |  | Kingdom of Saudi Arabia | Jeddah | Hard & Soft Landscaping | Red Sea Village | B3 Arts & Culture | RSG | SALCO | Award | 2021 | Fixed Price Lump Sum | SITE WORK | Landscaping | Irrigation Works;Pipework Sprinkler Irrigation System;Valves Including Necessary Accessories, Fixed As Specified;Solenoid Valves, 1.0 Inch In Drip System | 2 | Nr | SAR | 1469
ALYA-05.2 | 2 | 2.0692 |  | Kingdom of Saudi Arabia | Jeddah | Hard & Soft Landscaping | Red Sea Village | B3 Arts & Culture | RSG | SALCO | Award | 2021 | Fixed Price Lump Sum | SITE WORK | Landscaping | Irrigation Works;Pipework Sprinkler Irrigation System;Valves Including Necessary Accessories, Fixed As Specified;Solenoid Valves, 1.5 Inch In Drip System | 6 | Nr | SAR | 1669
ALYA-05.2 | 2 | 2.0692 |  | Kingdom of Saudi Arabia | Jeddah | Hard & Soft Landscaping | Red Sea Village | B3 Arts & Culture | RSG | SALCO | Award | 2021 | Fixed Price Lump Sum | SITE WORK | Landscaping | Irrigation Works;Pipework Sprinkler Irrigation System;Valves Including Necessary Accessories, Fixed As Specified;Solenoid Valves, 2.5 Inch In Drip System | 1 | Nr | SAR | 2003
ALYA-05.2 | 2 | 2.0692 |  | Kingdom of Saudi Arabia | Jeddah | Hard & Soft Landscaping | Red Sea Village | B3 Arts & Culture | RSG | SALCO | Award | 2021 | Fixed Price Lump Sum | SITE WORK | Landscaping | Irrigation Works;Pipework Sprinkler Irrigation System;Lockable Valve Boxes As Specified;For Solenoid Valves,1.0Inch In Drip System | 2 | Nr | SAR | 668
ALYA-05.2 | 2 | 2.0693 |  | Kingdom of Saudi Arabia | Jeddah | Hard & Soft Landscaping | Red Sea Village | B3 Arts & Culture | RSG | SALCO | Award | 2021 | Fixed Price Lump Sum | SITE WORK | Landscaping | Irrigation Works;Pipework Sprinkler Irrigation System;Lockable Valve Boxes As Specified;For Solenoid Valves,1.5Inch In Drip System | 6 | Nr | SAR | 668
ALYA-05.2 | 2 | 2.0693 |  | Kingdom of Saudi Arabia | Jeddah | Hard & Soft Landscaping | Red Sea Village | B3 Arts & Culture | RSG | SALCO | Award | 2021 | Fixed Price Lump Sum | SITE WORK | Landscaping | Irrigation Works;Pipework Sprinkler Irrigation System;Lockable Valve Boxes As Specified;For Solenoid Valves, 2.0 Inch In Drip System | 1 | Nr | SAR | 668
ALYA-05.2 | 2 | 2.0693 |  | Kingdom of Saudi Arabia | Jeddah | Hard & Soft Landscaping | Red Sea Village | B3 Arts & Culture | RSG | SALCO | Award | 2021 | Fixed Price Lump Sum | SITE WORK | Landscaping | Main Pipe Network;Irrigation Controllers; Complete As Specified;Pull Boxes | 2 | Nr | SAR | 668
ALYA-05.2 | 2 | 2.0693 |  | Kingdom of Saudi Arabia | Jeddah | Hard & Soft Landscaping | Red Sea Village | B3 Arts & Culture | RSG | SALCO | Award | 2021 | Fixed Price Lump Sum | SITE WORK | Landscaping | Irrigation Works;Pipework Sprinkler Irrigation System;Upvc Pipework To Bs 3505, Class-E, Including All Fittings, Excavation, Sand Bedding, Back Filling As Specified, Cart Away Surplus, Warning Tape Markers, Thrust Blocks, All As Specified.;1 Inch Diameter Pipe | 44 | m | SAR | 33
ALYA-05.2 | 2 | 2.0693 |  | Kingdom of Saudi Arabia | Jeddah | Hard & Soft Landscaping | Red Sea Village | B3 Arts & Culture | RSG | SALCO | Award | 2021 | Fixed Price Lump Sum | SITE WORK | Landscaping | Irrigation Works;Pipework Sprinkler Irrigation System;Upvc Pipework To Bs 3505, Class-D, Including All Fittings, Excavation, Sand Bedding, Back Filling As Specified, Cart Away Surplus, Warning Tape Markers, Thrust Blocks, All As Specified.;1.5 Inch Diameter Pipe | 88 | m | SAR | 47
ALYA-05.2 | 2 | 2.0693 |  | Kingdom of Saudi Arabia | Jeddah | Hard & Soft Landscaping | Red Sea Village | B3 Arts & Culture | RSG | SALCO | Award | 2021 | Fixed Price Lump Sum | SITE WORK | Landscaping | Irrigation Works;Pipework Sprinkler Irrigation System;Upvc Pipework To Bs 3505, Class-D, Including All Fittings, Excavation, Sand Bedding, Back Filling As Specified, Cart Away Surplus, Warning Tape Markers, Thrust Blocks, All As Specified.;2 Inch Diameter Pipe | 12 | m | SAR | 67
ALYA-05.2 | 2 | 2.0693 |  | Kingdom of Saudi Arabia | Jeddah | Hard & Soft Landscaping | Red Sea Village | B3 Arts & Culture | RSG | SALCO | Award | 2021 | Fixed Price Lump Sum | SITE WORK | Landscaping | Irrigation Works;Pipework Sprinkler Irrigation System;Drip Risers;Drip Risers As Specified | 31 | Nr | SAR | 93
ALYA-05.2 | 2 | 2.0693 |  | Kingdom of Saudi Arabia | Jeddah | Hard & Soft Landscaping | Red Sea Village | B3 Arts & Culture | RSG | SALCO | Award | 2021 | Fixed Price Lump Sum | SITE WORK | Landscaping | Main Pipe Network;Irrigation Controllers; Complete As Specified;Pull Boxes | 12 | Nr | SAR | 668
ALYA-05.2 | 2 | 2.0693 |  | Kingdom of Saudi Arabia | Jeddah | Hard & Soft Landscaping | Red Sea Village | B3 Arts & Culture | RSG | SALCO | Award | 2021 | Fixed Price Lump Sum | SITE WORK | Landscaping | Irrigation Works;Pipework Sprinkler Irrigation System;Upvc Pipework To Bs 3505, Class-D, Including All Fittings, Excavation, Sand Bedding, Back Filling As Specified, Cart Away Surplus, Warning Tape Markers, Thrust Blocks, All As Specified.;4 Inch Diameter Pipe | 134 | m | SAR | 187
ALYA-05.2 | 2 | 2.0693 |  | Kingdom of Saudi Arabia | Jeddah | Hard & Soft Landscaping | Red Sea Village | B3 Arts & Culture | RSG | SALCO | Award | 2021 | Fixed Price Lump Sum | SITE WORK | Landscaping | Irrigation Works;Pipework Sprinkler Irrigation System;Upvc Pipework To Bs 3505, Class-D, Including All Fittings, Excavation, Sand Bedding, Back Filling As Specified, Cart Away Surplus, Warning Tape Markers, Thrust Blocks, All As Specified.;3 Inch Diameter Pipe | 126 | m | SAR | 167
ALYA-05.2 | 2 | 2.0694 |  | Kingdom of Saudi Arabia | Jeddah | Hard & Soft Landscaping | Red Sea Village | B3 Arts & Culture | RSG | SALCO | Award | 2021 | Fixed Price Lump Sum | SITE WORK | Landscaping | Irrigation Works;Pipework Sprinkler Irrigation System;Valves Including Necessary Accessaries, Fixed As Specified.;Connection To Irrigation Mainline Take Off Point | 3 | Nr | SAR | 33375
ALYA-05.2 | 2 | 2.0694 |  | Kingdom of Saudi Arabia | Jeddah | Hard & Soft Landscaping | Red Sea Village | B3 Arts & Culture | RSG | SALCO | Award | 2021 | Fixed Price Lump Sum | SITE WORK | Landscaping | Irrigation Works;Pipework Sprinkler Irrigation System;Upvc Pipework To Bs 3505, Class-E, Including All Fittings, Excavation, Sand Bedding, Back Filling As Specified, Cart Away Surplus, Warning Tape Markers, Thrust Blocks, All As Specified.;1 Inch Diameter Pipe | 492 | m | SAR | 33
ALYA-05.2 | 2 | 2.0694 |  | Kingdom of Saudi Arabia | Jeddah | Hard & Soft Landscaping | Red Sea Village | B3 Arts & Culture | RSG | SALCO | Award | 2021 | Fixed Price Lump Sum | SITE WORK | Landscaping | Irrigation Works;Pipework Sprinkler Irrigation System;Upvc Pipework To Bs 3505, Class-D, Including All Fittings, Excavation, Sand Bedding, Back Filling As Specified, Cart Away Surplus, Warning Tape Markers, Thrust Blocks, All As Specified.;1.5 Inch Diameter Pipe | 280 | m | SAR | 47