ALYA-05.2 | 2 | 2.0694 |  | Kingdom of Saudi Arabia | Jeddah | Hard & Soft Landscaping | Red Sea Village | B3 Arts & Culture | RSG | SALCO | Award | 2021 | Fixed Price Lump Sum | SITE WORK | Landscaping | Irrigation Works;Pipework Sprinkler Irrigation System;Upvc Pipework To Bs 3505, Class-D, Including All Fittings, Excavation, Sand Bedding, Back Filling As Specified, Cart Away Surplus, Warning Tape Markers, Thrust Blocks, All As Specified.;2 Inch Diameter Pipe | 72 | m | SAR | 67
ALYA-05.2 | 2 | 2.0694 |  | Kingdom of Saudi Arabia | Jeddah | Hard & Soft Landscaping | Red Sea Village | B3 Arts & Culture | RSG | SALCO | Award | 2021 | Fixed Price Lump Sum | SITE WORK | Landscaping | Irrigation Works;Pipework Sprinkler Irrigation System;Drip Risers;Drip Risers As Specified | 100 | Nr | SAR | 93
ALYA-05.2 | 2 | 2.0694 |  | Kingdom of Saudi Arabia | Jeddah | Hard & Soft Landscaping | Red Sea Village | B3 Arts & Culture | RSG | SALCO | Award | 2021 | Fixed Price Lump Sum | SITE WORK | Landscaping | Irrigation Works;Pipework Sprinkler Irrigation System;Valves Including Necessary Accessories, Fixed As Specified;Solenoid Valves, 1.0 Inch In Drip System | 2 | Nr | SAR | 1469
ALYA-05.2 | 2 | 2.0694 |  | Kingdom of Saudi Arabia | Jeddah | Hard & Soft Landscaping | Red Sea Village | B3 Arts & Culture | RSG | SALCO | Award | 2021 | Fixed Price Lump Sum | SITE WORK | Landscaping | Irrigation Works;Pipework Sprinkler Irrigation System;Valves Including Necessary Accessories, Fixed As Specified;Solenoid Valves, 1.5 Inch In Drip System | 2 | Nr | SAR | 1669
ALYA-05.2 | 2 | 2.0694 |  | Kingdom of Saudi Arabia | Jeddah | Hard & Soft Landscaping | Red Sea Village | B3 Arts & Culture | RSG | SALCO | Award | 2021 | Fixed Price Lump Sum | SITE WORK | Landscaping | Irrigation Works;Pipework Sprinkler Irrigation System;Lockable Valve Boxes As Specified;For Solenoid Valves, 1.0 Inch In Drip System | 2 | Nr | SAR | 668
ALYA-05.2 | 2 | 2.0694 |  | Kingdom of Saudi Arabia | Jeddah | Hard & Soft Landscaping | Red Sea Village | B3 Arts & Culture | RSG | SALCO | Award | 2021 | Fixed Price Lump Sum | SITE WORK | Landscaping | Irrigation Works;Pipework Sprinkler Irrigation System;Lockable Valve Boxes As Specified;For Solenoid Valves,1.5Inch In Drip System | 2 | Nr | SAR | 668
ALYA-05.2 | 2 | 2.0694 |  | Kingdom of Saudi Arabia | Jeddah | Hard & Soft Landscaping | Red Sea Village | B3 Arts & Culture | RSG | SALCO | Award | 2021 | Fixed Price Lump Sum | SITE WORK | Landscaping | Irrigation Works;Main Pipe Network;Irrigation Controllers; Complete As Specified;Pull Boxes | 6 | Nr | SAR | 668
ALYA-05.2 | 2 | 2.0695 |  | Kingdom of Saudi Arabia | Jeddah | Hard & Soft Landscaping | Red Sea Village | B3 Arts & Culture | RSG | SALCO | Award | 2021 | Fixed Price Lump Sum | SITE WORK | Landscaping | Irrigation Works;Main Pipe Network;Upvc Pipework To Bs 3505, Class-D, Including All Fittings, Excavation, Sand Bedding, Back Filling As Specified, Cart Away Surplus, Warning Tape Makers, Thrust Blocks, All As Specified;4 Inch Diameter Pipe | 100 | m | SAR | 187
ALYA-05.2 | 2 | 2.0695 |  | Kingdom of Saudi Arabia | Jeddah | Hard & Soft Landscaping | Red Sea Village | B3 Arts & Culture | RSG | SALCO | Award | 2021 | Fixed Price Lump Sum | SITE WORK | Landscaping | Irrigation Works;Main Pipe Network;Valves Including Necessary Accessaries, Fixed As Specified.;Connection To Irrigation Mainline Take Off Point | 2 | Nr | SAR | 33375
ALYA-05.2 | 2 | 2.0695 |  | Kingdom of Saudi Arabia | Jeddah | Hard & Soft Landscaping | Red Sea Village | B3 Arts & Culture | RSG | SALCO | Award | 2021 | Fixed Price Lump Sum | SITE WORK | Landscaping | Irrigation Works;Pipework Sprinkler Irrigation System;Upvc Pipework To Bs 3505, Class-E, Including All Fittings, Excavation, Sand Bedding, Back Filling As Specified, Cart Away Surplus, Warning Tape Markers, Thrust Blocks, All As Specified.;1 Inch Diameter Pipe | 930 | m | SAR | 33
ALYA-05.2 | 2 | 2.0695 |  | Kingdom of Saudi Arabia | Jeddah | Hard & Soft Landscaping | Red Sea Village | B3 Arts & Culture | RSG | SALCO | Award | 2021 | Fixed Price Lump Sum | SITE WORK | Landscaping | Irrigation Works;Pipework Sprinkler Irrigation System;Upvc Pipework To Bs 3505, Class-D, Including All Fittings, Excavation, Sand Bedding, Back Filling As Specified, Cart Away Surplus, Warning Tape Markers, Thrust Blocks, All As Specified.;1.5 Inch Diameter Pipe | 360 | m | SAR | 47
ALYA-05.2 | 2 | 2.0695 |  | Kingdom of Saudi Arabia | Jeddah | Hard & Soft Landscaping | Red Sea Village | B3 Arts & Culture | RSG | SALCO | Award | 2021 | Fixed Price Lump Sum | SITE WORK | Landscaping | Irrigation Works;Pipework Sprinkler Irrigation System;Upvc Pipework To Bs 3505, Class-D, Including All Fittings, Excavation, Sand Bedding, Back Filling As Specified, Cart Away Surplus, Warning Tape Markers, Thrust Blocks, All As Specified.;2 Inch Diameter Pipe | 150 | m | SAR | 67
ALYA-05.2 | 2 | 2.0695 |  | Kingdom of Saudi Arabia | Jeddah | Hard & Soft Landscaping | Red Sea Village | B3 Arts & Culture | RSG | SALCO | Award | 2021 | Fixed Price Lump Sum | SITE WORK | Landscaping | Irrigation Works;Pipework Sprinkler Irrigation System;Drip Risers;Drip Risers As Specified | 135 | Nr | SAR | 93
ALYA-05.2 | 2 | 2.0695 |  | Kingdom of Saudi Arabia | Jeddah | Hard & Soft Landscaping | Red Sea Village | B3 Arts & Culture | RSG | SALCO | Award | 2021 | Fixed Price Lump Sum | SITE WORK | Landscaping | Irrigation Works;Pipework Sprinkler Irrigation System;Valves Including Necessary Accessories, Fixed As Specified;Solenoid Valves, 1.5 Inch In Drip System | 1 | Nr | SAR | 1669
ALYA-05.2 | 2 | 2.0695 |  | Kingdom of Saudi Arabia | Jeddah | Hard & Soft Landscaping | Red Sea Village | B3 Arts & Culture | RSG | SALCO | Award | 2021 | Fixed Price Lump Sum | SITE WORK | Landscaping | Irrigation Works;Pipework Sprinkler Irrigation System;Lockable Valve Boxes As Specified;For Solenoid Valves, 1.5 Inch In Drip System | 1 | Nr | SAR | 668
ALYA-05.2 | 2 | 2.0695 |  | Kingdom of Saudi Arabia | Jeddah | Hard & Soft Landscaping | Red Sea Village | B3 Arts & Culture | RSG | SALCO | Award | 2021 | Fixed Price Lump Sum | SITE WORK | Landscaping | Irrigation Works;Main Pipe Network;Irrigation Decoder Controller - 100 Stations | 1 | Nr | SAR | 160200
ALYA-05.2 | 2 | 2.0695 |  | Kingdom of Saudi Arabia | Jeddah | Hard & Soft Landscaping | Red Sea Village | B3 Arts & Culture | RSG | SALCO | Award | 2021 | Fixed Price Lump Sum | SITE WORK | Landscaping | Irrigation Works ;Main Pipe Network;Irrigation Controllers; Complete As Specified;Pull Boxes | 25 | Nr | SAR | 668
ALYA-05.2 | 2 | 2.0696 |  | Kingdom of Saudi Arabia | Jeddah | Hard & Soft Landscaping | Red Sea Village | B3 Arts & Culture | RSG | SALCO | Award | 2021 | Fixed Price Lump Sum | SITE WORK | Landscaping | Irrigation Works ;Upvc Pipework To Bs 3505, Class-D, Including All Fittings, Excavation, Sand Bedding, Back Filling As Specified, Cart Away Surplus, Warning Tape Markers, Thrust Blocks, All As Specified;4 Inch Diameter Pipe | 600 | m | SAR | 187
ALYA-05.2 | 2 | 2.0696 |  | Kingdom of Saudi Arabia | Jeddah | Hard & Soft Landscaping | Red Sea Village | B3 Arts & Culture | RSG | SALCO | Award | 2021 | Fixed Price Lump Sum | SITE WORK | Landscaping | Irrigation Works ;Valves Including Necessary Accessories, Fixed As Specified.;Connection To Irrigation Mainline Take Off Point | 7 | Nr | SAR | 33375
ALYA-05.2 | 2 | 2.0696 |  | Kingdom of Saudi Arabia | Jeddah | Hard & Soft Landscaping | Red Sea Village | B3 Arts & Culture | RSG | SALCO | Award | 2021 | Fixed Price Lump Sum | ELECTRICAL ENGINEERING INSTALLATIONS | Final sub-circuits and auxiliary installations | Landscape Lighting And Power Installation;Supply And Install Light Fittings, Complete To The Approval Of The Engineer And/Or Contract Administrator, And As Shown On Drawings (Provisional Sum);Pole Top Light, Ref. Xsp1 | 19 | Nr | SAR | 10680
ALYA-05.2 | 2 | 2.0696 |  | Kingdom of Saudi Arabia | Jeddah | Hard & Soft Landscaping | Red Sea Village | B3 Arts & Culture | RSG | SALCO | Award | 2021 | Fixed Price Lump Sum | ELECTRICAL ENGINEERING INSTALLATIONS | Final sub-circuits and auxiliary installations | Landscape Lighting And Power Installation;Supply And Install Light Fittings, Complete To The Approval Of The Engineer And/Or Contract Administrator, And As Shown On Drawings (Provisional Sum);Uplight For Palms, Ref. Xu1 | 28 | Nr | SAR | 3004
ALYA-05.2 | 2 | 2.0696 |  | Kingdom of Saudi Arabia | Jeddah | Hard & Soft Landscaping | Red Sea Village | B3 Arts & Culture | RSG | SALCO | Award | 2021 | Fixed Price Lump Sum | ELECTRICAL ENGINEERING INSTALLATIONS | Final sub-circuits and auxiliary installations | Landscape Lighting And Power Installation;Supply And Install Light Fittings, Complete To The Approval Of The Engineer And/Or Contract Administrator, And As Shown On Drawings (Provisional Sum);Pole Top Light, Ref. Xsp1 | 20 | Nr | SAR | 10680
ALYA-05.2 | 2 | 2.0696 |  | Kingdom of Saudi Arabia | Jeddah | Hard & Soft Landscaping | Red Sea Village | B3 Arts & Culture | RSG | SALCO | Award | 2021 | Fixed Price Lump Sum | ELECTRICAL ENGINEERING INSTALLATIONS | Final sub-circuits and auxiliary installations | Landscape Lighting And Power Installation;Supply And Install Light Fittings, Complete To The Approval Of The Engineer And/Or Contract Administrator, And As Shown On Drawings (Provisional Sum);Uplight For Palms, Ref. Xu1 | 18 | Nr | SAR | 3004
ALYA-05.2 | 2 | 2.0696 |  | Kingdom of Saudi Arabia | Jeddah | Hard & Soft Landscaping | Red Sea Village | B3 Arts & Culture | RSG | SALCO | Award | 2021 | Fixed Price Lump Sum | ELECTRICAL ENGINEERING INSTALLATIONS | Final sub-circuits and auxiliary installations | Landscape Lighting And Power Installation ;Power Supply Points For Future Lighting To Sculpture, Complete As Specified And Shown On Drawings And To The Approval Of The Engineer And/Or Contract Administrator (Provisional Sum) | 8 | Nr | SAR | 13350
ALYA-05.2 | 2 | 2.0696 |  | Kingdom of Saudi Arabia | Jeddah | Hard & Soft Landscaping | Red Sea Village | B3 Arts & Culture | RSG | SALCO | Award | 2021 | Fixed Price Lump Sum | ELECTRICAL ENGINEERING INSTALLATIONS | Final sub-circuits and auxiliary installations | Landscape Lighting And Power Installation;Supply And Install Light Fittings, Complete To The Approval Of The Engineer And/Or Contract Administrator, And As Shown On Drawings (Provisional Sum);Pole Top Light, Ref. Xsp1 | 6 | Nr | SAR | 10680
ALYA-05.2 | 2 | 2.0696 |  | Kingdom of Saudi Arabia | Jeddah | Hard & Soft Landscaping | Red Sea Village | B3 Arts & Culture | RSG | SALCO | Award | 2021 | Fixed Price Lump Sum | ELECTRICAL ENGINEERING INSTALLATIONS | Final sub-circuits and auxiliary installations | Landscape Lighting And Power Installation;Supply And Install Light Fittings, Complete To The Approval Of The Engineer And/Or Contract Administrator, And As Shown On Drawings (Provisional Sum);Uplight For Trees, Ref. Xu2 | 8 | Nr | SAR | 3004
ALYA-05.2 | 2 | 2.0696 |  | Kingdom of Saudi Arabia | Jeddah | Hard & Soft Landscaping | Red Sea Village | B4 Canal Residential | RSG | SALCO | Award | 2021 | Fixed Price Lump Sum | SITE WORK | Excavation | Earthworks;Excavation And Preparation Of Base As Specified And As Shown On Drawings;For Palms | 158 | m³ | SAR | 27
ALYA-05.2 | 2 | 2.0697 |  | Kingdom of Saudi Arabia | Jeddah | Hard & Soft Landscaping | Red Sea Village | B4 Canal Residential | RSG | SALCO | Award | 2021 | Fixed Price Lump Sum | SITE WORK | Excavation | Earthworks;Excavation And Preparation Of Base As Specified And As Shown On Drawings;For Trees | 864 | m³ | SAR | 27
ALYA-05.2 | 2 | 2.0697 |  | Kingdom of Saudi Arabia | Jeddah | Hard & Soft Landscaping | Red Sea Village | B4 Canal Residential | RSG | SALCO | Award | 2021 | Fixed Price Lump Sum | SITE WORK | Excavation | Earthworks;Excavation And Preparation Of Base As Specified And As Shown On Drawings;For Ground Covers | 431 | m³ | SAR | 20
ALYA-05.2 | 2 | 2.0697 |  | Kingdom of Saudi Arabia | Jeddah | Hard & Soft Landscaping | Red Sea Village | B4 Canal Residential | RSG | SALCO | Award | 2021 | Fixed Price Lump Sum | SITE WORK | Excavation | Earthworks;Excavation And Preparation Of Base As Specified And As Shown On Drawings;For Shrubs | 309 | m³ | SAR | 20
ALYA-05.2 | 2 | 2.0697 |  | Kingdom of Saudi Arabia | Jeddah | Hard & Soft Landscaping | Red Sea Village | B4 Canal Residential | RSG | SALCO | Award | 2021 | Fixed Price Lump Sum | SITE WORK | Excavation | Earthworks;Excavation And Preparation Of Base As Specified And As Shown On Drawings;For Grass | 302 | m³ | SAR | 20
ALYA-05.2 | 2 | 2.0697 |  | Kingdom of Saudi Arabia | Jeddah | Hard & Soft Landscaping | Red Sea Village | B4 Canal Residential | RSG | SALCO | Award | 2021 | Fixed Price Lump Sum | SITE WORK | Disposal | Earthworks;Disposal;Disposal Of Surplus Excavated Material From Site (Provisional Item) | 2064 | m³ | SAR | 20
ALYA-05.2 | 2 | 2.0697 |  | Kingdom of Saudi Arabia | Jeddah | Hard & Soft Landscaping | Red Sea Village | B4 Canal Residential | RSG | SALCO | Award | 2021 | Fixed Price Lump Sum | SITE WORK | Landscaping | Earthworks;Planting Medium Consist Of Soil, Compost And Fertilizers;70Mm Thick Bark Mulsch To Be Removed From All Softscape Areas ;To Palms | 139 | m³ | SAR | 134
ALYA-05.2 | 2 | 2.0697 |  | Kingdom of Saudi Arabia | Jeddah | Hard & Soft Landscaping | Red Sea Village | B4 Canal Residential | RSG | SALCO | Award | 2021 | Fixed Price Lump Sum | SITE WORK | Landscaping | Earthworks;Planting Medium Consist Of Soil, Compost And Fertilizers;70Mm Thick Bark Mulsch To Be Removed From All Softscape Areas ;To Trees | 718 | m³ | SAR | 134
ALYA-05.2 | 2 | 2.0697 |  | Kingdom of Saudi Arabia | Jeddah | Hard & Soft Landscaping | Red Sea Village | B4 Canal Residential | RSG | SALCO | Award | 2021 | Fixed Price Lump Sum | SITE WORK | Landscaping | Earthworks;Planting Medium Consist Of Soil, Compost And Fertilizers;70Mm Thick Bark Mulsch To Be Removed From All Softscape Areas ;To Ground Covers | 431 | m³ | SAR | 134
ALYA-05.2 | 2 | 2.0697 |  | Kingdom of Saudi Arabia | Jeddah | Hard & Soft Landscaping | Red Sea Village | B4 Canal Residential | RSG | SALCO | Award | 2021 | Fixed Price Lump Sum | SITE WORK | Landscaping | Earthworks;Planting Medium Consist Of Soil, Compost And Fertilizers;70Mm Thick Bark Mulsch To Be Removed From All Softscape Areas ;To Shrubs | 309 | m³ | SAR | 134
ALYA-05.2 | 2 | 2.0697 |  | Kingdom of Saudi Arabia | Jeddah | Hard & Soft Landscaping | Red Sea Village | B4 Canal Residential | RSG | SALCO | Award | 2021 | Fixed Price Lump Sum | SITE WORK | Landscaping | Earthworks;Planting Medium Consist Of Soil, Compost And Fertilizers;70Mm Thick Bark Mulsch To Be Removed From All Softscape Areas ;To Grass | 302 | m³ | SAR | 134
ALYA-05.2 | 2 | 2.0698 |  | Kingdom of Saudi Arabia | Jeddah | Hard & Soft Landscaping | Red Sea Village | B4 Canal Residential | RSG | SALCO | Award | 2021 | Fixed Price Lump Sum | SITE WORK | Landscaping | Earthworks;Gravel Wrapped In Geotextile As Capillary Break Layer;Below Planting Medium Of Palms And Trees, 200Mm Thick | 581 | m² | SAR | 25
ALYA-05.2 | 2 | 2.0698 |  | Kingdom of Saudi Arabia | Jeddah | Hard & Soft Landscaping | Red Sea Village | B4 Canal Residential | RSG | SALCO | Award | 2021 | Fixed Price Lump Sum | SITE WORK | Landscaping | Planting - Supply And Installation;Palms, Trees, Shrubs And The Like With Healthy Fully Developed Root Balls, Undamaged And Free From Pests And Diseases, Planted In Prepared Ground As Detailed, Including All Compost And Fertilizers, Tree Stakes, Tree Ties, Temporary Planting Screens;Palms;Washingtonia Robusta, Ref. Wash.R6* - 6M Brown Trunk Height | 18 | Nr | SAR | 5029
ALYA-05.2 | 2 | 2.0698 |  | Kingdom of Saudi Arabia | Jeddah | Hard & Soft Landscaping | Red Sea Village | B4 Canal Residential | RSG | SALCO | Award | 2021 | Fixed Price Lump Sum | SITE WORK | Landscaping | Planting - Supply And Installation;Palms, Trees, Shrubs And The Like With Healthy Fully Developed Root Balls, Undamaged And Free From Pests And Diseases, Planted In Prepared Ground As Detailed, Including All Compost And Fertilizers, Tree Stakes, Tree Ties, Temporary Planting Screens;Palms;Washingtonia Robusta, Ref. Wash.R5* - 5M Brown Trunk Height | 18 | Nr | SAR | 4583
ALYA-05.2 | 2 | 2.0698 |  | Kingdom of Saudi Arabia | Jeddah | Hard & Soft Landscaping | Red Sea Village | B4 Canal Residential | RSG | SALCO | Award | 2021 | Fixed Price Lump Sum | SITE WORK | Landscaping | Planting - Supply And Installation;Palms, Trees, Shrubs And The Like With Healthy Fully Developed Root Balls, Undamaged And Free From Pests And Diseases, Planted In Prepared Ground As Detailed, Including All Compost And Fertilizers, Tree Stakes, Tree Ties, Temporary Planting Screens;Palms;Washingtonia Robusta, Ref. Wash.R4* - 4M Brown Trunk Height | 18 | Nr | SAR | 3782
ALYA-05.2 | 2 | 2.0698 |  | Kingdom of Saudi Arabia | Jeddah | Hard & Soft Landscaping | Red Sea Village | B4 Canal Residential | RSG | SALCO | Award | 2021 | Fixed Price Lump Sum | SITE WORK | Landscaping | Planting - Supply And Installation;Palms, Trees, Shrubs And The Like With Healthy Fully Developed Root Balls, Undamaged And Free From Pests And Diseases, Planted In Prepared Ground As Detailed, Including All Compost And Fertilizers, Tree Stakes, Tree Ties, Temporary Planting Screens;Palms;Washingtonia Robusta, Ref. Wash.R3* - 3M Brown Trunk Height | 18 | Nr | SAR | 3360
ALYA-05.2 | 2 | 2.0698 |  | Kingdom of Saudi Arabia | Jeddah | Hard & Soft Landscaping | Red Sea Village | B4 Canal Residential | RSG | SALCO | Award | 2021 | Fixed Price Lump Sum | SITE WORK | Landscaping | Planting - Supply And Installation;Palms, Trees, Shrubs And The Like With Healthy Fully Developed Root Balls, Undamaged And Free From Pests And Diseases, Planted In Prepared Ground As Detailed, Including All Compost And Fertilizers, Tree Stakes, Tree Ties, Temporary Planting Screens;Trees;Hibiscus Tiliaceus, Ref. Hibi.T - 1.8M Clear Stem Height, 60 To 70Mm Caliper | 39 | Nr | SAR | 1464
ALYA-05.2 | 2 | 2.0698 |  | Kingdom of Saudi Arabia | Jeddah | Hard & Soft Landscaping | Red Sea Village | B4 Canal Residential | RSG | SALCO | Award | 2021 | Fixed Price Lump Sum | SITE WORK | Landscaping | Planting - Supply And Installation;Palms, Trees, Shrubs And The Like With Healthy Fully Developed Root Balls, Undamaged And Free From Pests And Diseases, Planted In Prepared Ground As Detailed, Including All Compost And Fertilizers, Tree Stakes, Tree Ties, Temporary Planting Screens;Trees;Tabebuia Argentea, Ref. Tabe.A - 1.8M Clear Stem Height, 60 To 70Mm Caliper | 103 | Nr | SAR | 1509
ALYA-05.2 | 2 | 2.0698 |  | Kingdom of Saudi Arabia | Jeddah | Hard & Soft Landscaping | Red Sea Village | B4 Canal Residential | RSG | SALCO | Award | 2021 | Fixed Price Lump Sum | SITE WORK | Landscaping | Planting - Supply And Installation;Palms, Trees, Shrubs And The Like With Healthy Fully Developed Root Balls, Undamaged And Free From Pests And Diseases, Planted In Prepared Ground As Detailed, Including All Compost And Fertilizers, Tree Stakes, Tree Ties, Temporary Planting Screens;Trees;Terminalia Catappa, Ref. Term.C - 1.8M Clear Stem Height, 60 To 70Mm Caliper | 84 | Nr | SAR | 1298
ALYA-05.2 | 2 | 2.0698 |  | Kingdom of Saudi Arabia | Jeddah | Hard & Soft Landscaping | Red Sea Village | B4 Canal Residential | RSG | SALCO | Award | 2021 | Fixed Price Lump Sum | SITE WORK | Landscaping | Planting - Supply And Installation;Palms, Trees, Shrubs And The Like With Healthy Fully Developed Root Balls, Undamaged And Free From Pests And Diseases, Planted In Prepared Ground As Detailed, Including All Compost And Fertilizers, Tree Stakes, Tree Ties, Temporary Planting Screens;Shrubs;Atriplex Halimus, Ref. Atri.H - 0.50-0.60 Height, Min.3 Breaks | 2650 | Nr | SAR | 21
ALYA-05.2 | 2 | 2.0698 |  | Kingdom of Saudi Arabia | Jeddah | Hard & Soft Landscaping | Red Sea Village | B4 Canal Residential | RSG | SALCO | Award | 2021 | Fixed Price Lump Sum | SITE WORK | Landscaping | Planting - Supply And Installation;Palms, Trees, Shrubs And The Like With Healthy Fully Developed Root Balls, Undamaged And Free From Pests And Diseases, Planted In Prepared Ground As Detailed, Including All Compost And Fertilizers, Tree Stakes, Tree Ties, Temporary Planting Screens;Shrubs;Bougainvillea Pink Pixie, Ref. Boug.Pp - 0.40-0.50M Spread | 1053 | Nr | SAR | 23
ALYA-05.2 | 2 | 2.0699 |  | Kingdom of Saudi Arabia | Jeddah | Hard & Soft Landscaping | Red Sea Village | B4 Canal Residential | RSG | SALCO | Award | 2021 | Fixed Price Lump Sum | SITE WORK | Landscaping | Planting - Supply And Installation;Palms, Trees, Shrubs And The Like With Healthy Fully Developed Root Balls, Undamaged And Free From Pests And Diseases, Planted In Prepared Ground As Detailed, Including All Compost And Fertilizers, Tree Stakes, Tree Ties, Temporary Planting Screens;Ground Covers;Asystasia Gangetica Variegata, Ref. Asys.Gv - 0.30M Spread | 96 | Nr | SAR | 11
ALYA-05.2 | 2 | 2.0699 |  | Kingdom of Saudi Arabia | Jeddah | Hard & Soft Landscaping | Red Sea Village | B4 Canal Residential | RSG | SALCO | Award | 2021 | Fixed Price Lump Sum | SITE WORK | Landscaping | Planting - Supply And Installation;Palms, Trees, Shrubs And The Like With Healthy Fully Developed Root Balls, Undamaged And Free From Pests And Diseases, Planted In Prepared Ground As Detailed, Including All Compost And Fertilizers, Tree Stakes, Tree Ties, Temporary Planting Screens;Ground Covers;Portulaca Grandiflora, Ref. Port.G - 0.30M Spread | 15611 | Nr | SAR | 7
ALYA-05.2 | 2 | 2.0699 |  | Kingdom of Saudi Arabia | Jeddah | Hard & Soft Landscaping | Red Sea Village | B4 Canal Residential | RSG | SALCO | Award | 2021 | Fixed Price Lump Sum | SITE WORK | Landscaping | Planting - Supply And Installation;Palms, Trees, Shrubs And The Like With Healthy Fully Developed Root Balls, Undamaged And Free From Pests And Diseases, Planted In Prepared Ground As Detailed, Including All Compost And Fertilizers, Tree Stakes, Tree Ties, Temporary Planting Screens;Ground Covers;Vitex Rotundifolia, Ref. Vite.R - 0.30M Spread | 1130 | Nr | SAR | 9
ALYA-05.2 | 2 | 2.0699 |  | Kingdom of Saudi Arabia | Jeddah | Hard & Soft Landscaping | Red Sea Village | B4 Canal Residential | RSG | SALCO | Award | 2021 | Fixed Price Lump Sum | SITE WORK | Landscaping | Planting - Supply And Installation;Palms, Trees, Shrubs And The Like With Healthy Fully Developed Root Balls, Undamaged And Free From Pests And Diseases, Planted In Prepared Ground As Detailed, Including All Compost And Fertilizers, Tree Stakes, Tree Ties, Temporary Planting Screens;Grass;Pennisetum Setaceumum, Ref. Penn.S - 0.50 To 0.60M Height | 3017 | Nr | SAR | 11
ALYA-05.2 | 2 | 2.0699 |  | Kingdom of Saudi Arabia | Jeddah | Hard & Soft Landscaping | Red Sea Village | B4 Canal Residential | RSG | SALCO | Award | 2021 | Fixed Price Lump Sum | SITE WORK | Excavation | Earthworks;Excavation And Preparation Of Base As Specified And As Shown On Drawings;For Palms | 818 | m³ | SAR | 27
ALYA-05.2 | 2 | 2.0699 |  | Kingdom of Saudi Arabia | Jeddah | Hard & Soft Landscaping | Red Sea Village | B4 Canal Residential | RSG | SALCO | Award | 2021 | Fixed Price Lump Sum | SITE WORK | Excavation | Earthworks;Excavation And Preparation Of Base As Specified And As Shown On Drawings;For Trees | 1825 | m³ | SAR | 27
ALYA-05.2 | 2 | 2.0699 |  | Kingdom of Saudi Arabia | Jeddah | Hard & Soft Landscaping | Red Sea Village | B4 Canal Residential | RSG | SALCO | Award | 2021 | Fixed Price Lump Sum | SITE WORK | Excavation | Earthworks;Excavation And Preparation Of Base As Specified And As Shown On Drawings;For Ground Covers | 464 | m³ | SAR | 20
ALYA-05.2 | 2 | 2.0699 |  | Kingdom of Saudi Arabia | Jeddah | Hard & Soft Landscaping | Red Sea Village | B4 Canal Residential | RSG | SALCO | Award | 2021 | Fixed Price Lump Sum | SITE WORK | Excavation | Earthworks;Excavation And Preparation Of Base As Specified And As Shown On Drawings;For Shrubs | 1358 | m³ | SAR | 20
ALYA-05.2 | 2 | 2.0699 |  | Kingdom of Saudi Arabia | Jeddah | Hard & Soft Landscaping | Red Sea Village | B4 Canal Residential | RSG | SALCO | Award | 2021 | Fixed Price Lump Sum | SITE WORK | Excavation | Earthworks;Excavation And Preparation Of Base As Specified And As Shown On Drawings;For Grass | 149 | m³ | SAR | 20
ALYA-05.2 | 2 | 2.0699 |  | Kingdom of Saudi Arabia | Jeddah | Hard & Soft Landscaping | Red Sea Village | B4 Canal Residential | RSG | SALCO | Award | 2021 | Fixed Price Lump Sum | SITE WORK | Excavation | Earthworks;Excavation And Preparation Of Base As Specified And As Shown On Drawings;To Succulents | 8 | m³ | SAR | 20
ALYA-05.2 | 2 | 2.07 |  | Kingdom of Saudi Arabia | Jeddah | Hard & Soft Landscaping | Red Sea Village | B4 Canal Residential | RSG | SALCO | Award | 2021 | Fixed Price Lump Sum | SITE WORK | Excavation | Earthworks;Excavation And Preparation Of Base As Specified And As Shown On Drawings;In Lawn Area | 158 | m³ | SAR | 20
ALYA-05.2 | 2 | 2.07 |  | Kingdom of Saudi Arabia | Jeddah | Hard & Soft Landscaping | Red Sea Village | B4 Canal Residential | RSG | SALCO | Award | 2021 | Fixed Price Lump Sum | SITE WORK | Disposal | Earthworks;Disposal;Disposal Of Surplus Excavated Material From Site (Provisional Item) | 4780 | m³ | SAR | 20
ALYA-05.2 | 2 | 2.07 |  | Kingdom of Saudi Arabia | Jeddah | Hard & Soft Landscaping | Red Sea Village | B4 Canal Residential | RSG | SALCO | Award | 2021 | Fixed Price Lump Sum | SITE WORK | Landscaping | Earthworks;Planting Medium Consist Of Soil, Compost And Fertilizers;70Mm Thick Bark Mulsch To Be Removed From All Softscape Areas ;To Palms | 716 | m³ | SAR | 134
ALYA-05.2 | 2 | 2.07 |  | Kingdom of Saudi Arabia | Jeddah | Hard & Soft Landscaping | Red Sea Village | B4 Canal Residential | RSG | SALCO | Award | 2021 | Fixed Price Lump Sum | SITE WORK | Landscaping | Earthworks;Planting Medium Consist Of Soil, Compost And Fertilizers;70Mm Thick Bark Mulsch To Be Removed From All Softscape Areas ;To Trees | 1514 | m³ | SAR | 134
ALYA-05.2 | 2 | 2.07 |  | Kingdom of Saudi Arabia | Jeddah | Hard & Soft Landscaping | Red Sea Village | B4 Canal Residential | RSG | SALCO | Award | 2021 | Fixed Price Lump Sum | SITE WORK | Landscaping | Earthworks;Planting Medium Consist Of Soil, Compost And Fertilizers;70Mm Thick Bark Mulsch To Be Removed From All Softscape Areas ;To Ground Covers | 464 | m³ | SAR | 134
ALYA-05.2 | 2 | 2.07 |  | Kingdom of Saudi Arabia | Jeddah | Hard & Soft Landscaping | Red Sea Village | B4 Canal Residential | RSG | SALCO | Award | 2021 | Fixed Price Lump Sum | SITE WORK | Landscaping | Earthworks;Planting Medium Consist Of Soil, Compost And Fertilizers;70Mm Thick Bark Mulsch To Be Removed From All Softscape Areas ;To Shrubs | 1358 | m³ | SAR | 134
ALYA-05.2 | 2 | 2.07 |  | Kingdom of Saudi Arabia | Jeddah | Hard & Soft Landscaping | Red Sea Village | B4 Canal Residential | RSG | SALCO | Award | 2021 | Fixed Price Lump Sum | SITE WORK | Landscaping | Earthworks;Planting Medium Consist Of Soil, Compost And Fertilizers;70Mm Thick Bark Mulsch To Be Removed From All Softscape Areas ;To Grass | 149 | m³ | SAR | 134
ALYA-05.2 | 2 | 2.07 |  | Kingdom of Saudi Arabia | Jeddah | Hard & Soft Landscaping | Red Sea Village | B4 Canal Residential | RSG | SALCO | Award | 2021 | Fixed Price Lump Sum | SITE WORK | Landscaping | Earthworks;Planting Medium Consist Of Soil, Compost And Fertilizers;70Mm Thick Bark Mulsch To Be Removed From All Softscape Areas ;To Succulents | 8 | m³ | SAR | 134
ALYA-05.2 | 2 | 2.07 |  | Kingdom of Saudi Arabia | Jeddah | Hard & Soft Landscaping | Red Sea Village | B4 Canal Residential | RSG | SALCO | Award | 2021 | Fixed Price Lump Sum | SITE WORK | Landscaping | Earthworks;Planting Medium Consist Of Soil, Compost And Fertilizers;70Mm Thick Bark Mulsch To Be Removed From All Softscape Areas ;In Lawn Area | 158 | m³ | SAR | 134
ALYA-05.2 | 2 | 2.07 |  | Kingdom of Saudi Arabia | Jeddah | Hard & Soft Landscaping | Red Sea Village | B4 Canal Residential | RSG | SALCO | Award | 2021 | Fixed Price Lump Sum | SITE WORK | Landscaping | Earthworks;Gravel Wrapped In Geotextile As Capillary Break Layer, Complete As Specified ;Below Planting Medium Of Palms And Trees, 200Mm Thick | 1789 | m² | SAR | 25
ALYA-05.2 | 2 | 2.0701 |  | Kingdom of Saudi Arabia | Jeddah | Hard & Soft Landscaping | Red Sea Village | B4 Canal Residential | RSG | SALCO | Award | 2021 | Fixed Price Lump Sum | SITE WORK | Landscaping | Planting - Supply And Installation;Palms, Trees, Shrubs And The Like With Healthy Fully Developed Root Balls, Undamaged And Free From Pests And Diseases, Planted In Prepared Ground As Detailed, Including All Compost And Fertilizers, Tree Stakes, Tree Ties, Temporary Planting Screens;Palms;Washingtonia Robusta, Ref. Wash.R6* - 6M Brown Trunk Height | 87 | Nr | SAR | 5029
ALYA-05.2 | 2 | 2.0701 |  | Kingdom of Saudi Arabia | Jeddah | Hard & Soft Landscaping | Red Sea Village | B4 Canal Residential | RSG | SALCO | Award | 2021 | Fixed Price Lump Sum | SITE WORK | Landscaping | Planting - Supply And Installation;Palms, Trees, Shrubs And The Like With Healthy Fully Developed Root Balls, Undamaged And Free From Pests And Diseases, Planted In Prepared Ground As Detailed, Including All Compost And Fertilizers, Tree Stakes, Tree Ties, Temporary Planting Screens;Palms;Washingtonia Robusta, Ref. Wash.R5* - 5M Brown Trunk Height | 87 | Nr | SAR | 4583
ALYA-05.2 | 2 | 2.0701 |  | Kingdom of Saudi Arabia | Jeddah | Hard & Soft Landscaping | Red Sea Village | B4 Canal Residential | RSG | SALCO | Award | 2021 | Fixed Price Lump Sum | SITE WORK | Landscaping | Planting - Supply And Installation;Palms, Trees, Shrubs And The Like With Healthy Fully Developed Root Balls, Undamaged And Free From Pests And Diseases, Planted In Prepared Ground As Detailed, Including All Compost And Fertilizers, Tree Stakes, Tree Ties, Temporary Planting Screens;Palms;Washingtonia Robusta, Ref. Wash.R4* - 4M Brown Trunk Height | 87 | Nr | SAR | 3782
ALYA-05.2 | 2 | 2.0701 |  | Kingdom of Saudi Arabia | Jeddah | Hard & Soft Landscaping | Red Sea Village | B4 Canal Residential | RSG | SALCO | Award | 2021 | Fixed Price Lump Sum | SITE WORK | Landscaping | Planting - Supply And Installation;Palms, Trees, Shrubs And The Like With Healthy Fully Developed Root Balls, Undamaged And Free From Pests And Diseases, Planted In Prepared Ground As Detailed, Including All Compost And Fertilizers, Tree Stakes, Tree Ties, Temporary Planting Screens;Palms;Washingtonia Robusta, Ref. Wash.R3* - 3M Brown Trunk Height | 87 | Nr | SAR | 3360
ALYA-05.2 | 2 | 2.0701 |  | Kingdom of Saudi Arabia | Jeddah | Hard & Soft Landscaping | Red Sea Village | B4 Canal Residential | RSG | SALCO | Award | 2021 | Fixed Price Lump Sum | SITE WORK | Landscaping | Planting - Supply And Installation;Palms, Trees, Shrubs And The Like With Healthy Fully Developed Root Balls, Undamaged And Free From Pests And Diseases, Planted In Prepared Ground As Detailed, Including All Compost And Fertilizers, Tree Stakes, Tree Ties, Temporary Planting Screens;Palms;Roystonea Regia, Ref. Roys.R3* - 3M Brown Trunk Height | 4 | Nr | SAR | 6542
ALYA-05.2 | 2 | 2.0701 |  | Kingdom of Saudi Arabia | Jeddah | Hard & Soft Landscaping | Red Sea Village | B4 Canal Residential | RSG | SALCO | Award | 2021 | Fixed Price Lump Sum | SITE WORK | Landscaping | Planting - Supply And Installation;Palms, Trees, Shrubs And The Like With Healthy Fully Developed Root Balls, Undamaged And Free From Pests And Diseases, Planted In Prepared Ground As Detailed, Including All Compost And Fertilizers, Tree Stakes, Tree Ties, Temporary Planting Screens;Palms;Cocos Nucifera, Ref. Coco.N3* - 3M Brown Trunk Height | 1 | Nr | SAR | 5429
ALYA-05.2 | 2 | 2.0701 |  | Kingdom of Saudi Arabia | Jeddah | Hard & Soft Landscaping | Red Sea Village | B4 Canal Residential | RSG | SALCO | Award | 2021 | Fixed Price Lump Sum | SITE WORK | Landscaping | Planting - Supply And Installation;Palms, Trees, Shrubs And The Like With Healthy Fully Developed Root Balls, Undamaged And Free From Pests And Diseases, Planted In Prepared Ground As Detailed, Including All Compost And Fertilizers, Tree Stakes, Tree Ties, Temporary Planting Screens;Palms;Cocos Nucifera, Ref. Coco.N2* - 2M Brown Trunk Height | 1 | Nr | SAR | 4562
ALYA-05.2 | 2 | 2.0701 |  | Kingdom of Saudi Arabia | Jeddah | Hard & Soft Landscaping | Red Sea Village | B4 Canal Residential | RSG | SALCO | Award | 2021 | Fixed Price Lump Sum | SITE WORK | Landscaping | Planting - Supply And Installation;Palms, Trees, Shrubs And The Like With Healthy Fully Developed Root Balls, Undamaged And Free From Pests And Diseases, Planted In Prepared Ground As Detailed, Including All Compost And Fertilizers, Tree Stakes, Tree Ties, Temporary Planting Screens;Trees;Azadirachta Indica, Ref. Azad.I - 1.8M Clear Stem Height, 60 To 70Mm Caliper | 299 | Nr | SAR | 3200
ALYA-05.2 | 2 | 2.0701 |  | Kingdom of Saudi Arabia | Jeddah | Hard & Soft Landscaping | Red Sea Village | B4 Canal Residential | RSG | SALCO | Award | 2021 | Fixed Price Lump Sum | SITE WORK | Landscaping | Planting - Supply And Installation;Palms, Trees, Shrubs And The Like With Healthy Fully Developed Root Balls, Undamaged And Free From Pests And Diseases, Planted In Prepared Ground As Detailed, Including All Compost And Fertilizers, Tree Stakes, Tree Ties, Temporary Planting Screens;Trees;Bauhinia Purpurea, Ref. Bauh.P - 1.8M Clear Stem Height, 60 To 70Mm Caliper | 10 | Nr | SAR | 1509
ALYA-05.2 | 2 | 2.0701 |  | Kingdom of Saudi Arabia | Jeddah | Hard & Soft Landscaping | Red Sea Village | B4 Canal Residential | RSG | SALCO | Award | 2021 | Fixed Price Lump Sum | SITE WORK | Landscaping | Planting - Supply And Installation;Palms, Trees, Shrubs And The Like With Healthy Fully Developed Root Balls, Undamaged And Free From Pests And Diseases, Planted In Prepared Ground As Detailed, Including All Compost And Fertilizers, Tree Stakes, Tree Ties, Temporary Planting Screens;Trees;Delonix Regia, Ref. Delo.R - 1.8M Clear Stem Height, 60 To 70Mm Caliper | 154 | Nr | SAR | 1375
ALYA-05.2 | 2 | 2.0702 |  | Kingdom of Saudi Arabia | Jeddah | Hard & Soft Landscaping | Red Sea Village | B4 Canal Residential | RSG | SALCO | Award | 2021 | Fixed Price Lump Sum | SITE WORK | Landscaping | Planting - Supply And Installation;Palms, Trees, Shrubs And The Like With Healthy Fully Developed Root Balls, Undamaged And Free From Pests And Diseases, Planted In Prepared Ground As Detailed, Including All Compost And Fertilizers, Tree Stakes, Tree Ties, Temporary Planting Screens;Trees;Hibiscus Tiliaceus Rubra, Ref. Hibi.Tr - 1.8M Clear Stem Height, 60 To 70Mm Caliper | 14 | Nr | SAR | 1509
ALYA-05.2 | 2 | 2.0702 |  | Kingdom of Saudi Arabia | Jeddah | Hard & Soft Landscaping | Red Sea Village | B4 Canal Residential | RSG | SALCO | Award | 2021 | Fixed Price Lump Sum | SITE WORK | Landscaping | Planting - Supply And Installation;Palms, Trees, Shrubs And The Like With Healthy Fully Developed Root Balls, Undamaged And Free From Pests And Diseases, Planted In Prepared Ground As Detailed, Including All Compost And Fertilizers, Tree Stakes, Tree Ties, Temporary Planting Screens;Shrubs;Bougainvillea Pink Pixie, Ref. Boug.Pp - 0.40-0.50M Spread | 7738 | Nr | SAR | 23
ALYA-05.2 | 2 | 2.0702 |  | Kingdom of Saudi Arabia | Jeddah | Hard & Soft Landscaping | Red Sea Village | B4 Canal Residential | RSG | SALCO | Award | 2021 | Fixed Price Lump Sum | SITE WORK | Landscaping | Planting - Supply And Installation;Palms, Trees, Shrubs And The Like With Healthy Fully Developed Root Balls, Undamaged And Free From Pests And Diseases, Planted In Prepared Ground As Detailed, Including All Compost And Fertilizers, Tree Stakes, Tree Ties, Temporary Planting Screens;Ground Covers;Leucophyllum Frutescens, Ref. Leuc.F - 0.50 To 0.60M Height, Mix. 3 Breaks | 4658 | Nr | SAR | 23
ALYA-05.2 | 2 | 2.0702 |  | Kingdom of Saudi Arabia | Jeddah | Hard & Soft Landscaping | Red Sea Village | B4 Canal Residential | RSG | SALCO | Award | 2021 | Fixed Price Lump Sum | SITE WORK | Landscaping | Planting - Supply And Installation;Palms, Trees, Shrubs And The Like With Healthy Fully Developed Root Balls, Undamaged And Free From Pests And Diseases, Planted In Prepared Ground As Detailed, Including All Compost And Fertilizers, Tree Stakes, Tree Ties, Temporary Planting Screens;Ground Covers;Tecoma Smithii, Ref. Teco.Sm - 0.60 To 0.70M Height, Min. 3 Breaks | 3896 | Nr | SAR | 24
ALYA-05.2 | 2 | 2.0702 |  | Kingdom of Saudi Arabia | Jeddah | Hard & Soft Landscaping | Red Sea Village | B4 Canal Residential | RSG | SALCO | Award | 2021 | Fixed Price Lump Sum | SITE WORK | Landscaping | Planting - Supply And Installation;Palms, Trees, Shrubs And The Like With Healthy Fully Developed Root Balls, Undamaged And Free From Pests And Diseases, Planted In Prepared Ground As Detailed, Including All Compost And Fertilizers, Tree Stakes, Tree Ties, Temporary Planting Screens;Ground Covers;Asystasia Gangetica Variegata, Ref. Asys.Gv - 0.30M Spread | 3521 | Nr | SAR | 11
ALYA-05.2 | 2 | 2.0702 |  | Kingdom of Saudi Arabia | Jeddah | Hard & Soft Landscaping | Red Sea Village | B4 Canal Residential | RSG | SALCO | Award | 2021 | Fixed Price Lump Sum | SITE WORK | Landscaping | Planting - Supply And Installation;Palms, Trees, Shrubs And The Like With Healthy Fully Developed Root Balls, Undamaged And Free From Pests And Diseases, Planted In Prepared Ground As Detailed, Including All Compost And Fertilizers, Tree Stakes, Tree Ties, Temporary Planting Screens;Ground Covers;Asystasia Gangetica, Ref. Asys.G - 0.30M Spread | 987 | Nr | SAR | 13
ALYA-05.2 | 2 | 2.0702 |  | Kingdom of Saudi Arabia | Jeddah | Hard & Soft Landscaping | Red Sea Village | B4 Canal Residential | RSG | SALCO | Award | 2021 | Fixed Price Lump Sum | SITE WORK | Landscaping | Planting - Supply And Installation;Palms, Trees, Shrubs And The Like With Healthy Fully Developed Root Balls, Undamaged And Free From Pests And Diseases, Planted In Prepared Ground As Detailed, Including All Compost And Fertilizers, Tree Stakes, Tree Ties, Temporary Planting Screens;Ground Covers;Catharanthus Roseus, Ref. Cath.R - 0.30M Spread | 96 | Nr | SAR | 7
ALYA-05.2 | 2 | 2.0702 |  | Kingdom of Saudi Arabia | Jeddah | Hard & Soft Landscaping | Red Sea Village | B4 Canal Residential | RSG | SALCO | Award | 2021 | Fixed Price Lump Sum | SITE WORK | Landscaping | Planting - Supply And Installation;Palms, Trees, Shrubs And The Like With Healthy Fully Developed Root Balls, Undamaged And Free From Pests And Diseases, Planted In Prepared Ground As Detailed, Including All Compost And Fertilizers, Tree Stakes, Tree Ties, Temporary Planting Screens;Ground Covers;Rhoeo Discolor, Ref. Rhoe.D - 0.20M Spread | 329 | Nr | SAR | 8
ALYA-05.2 | 2 | 2.0702 |  | Kingdom of Saudi Arabia | Jeddah | Hard & Soft Landscaping | Red Sea Village | B4 Canal Residential | RSG | SALCO | Award | 2021 | Fixed Price Lump Sum | SITE WORK | Landscaping | Planting - Supply And Installation;Palms, Trees, Shrubs And The Like With Healthy Fully Developed Root Balls, Undamaged And Free From Pests And Diseases, Planted In Prepared Ground As Detailed, Including All Compost And Fertilizers, Tree Stakes, Tree Ties, Temporary Planting Screens;Ground Covers;Ruellia Brittoniana 'Katie", Ref. Ruel.Bk- 0.40M Height | 506 | Nr | SAR | 20
ALYA-05.2 | 2 | 2.0702 |  | Kingdom of Saudi Arabia | Jeddah | Hard & Soft Landscaping | Red Sea Village | B4 Canal Residential | RSG | SALCO | Award | 2021 | Fixed Price Lump Sum | SITE WORK | Landscaping | Planting - Supply And Installation;Palms, Trees, Shrubs And The Like With Healthy Fully Developed Root Balls, Undamaged And Free From Pests And Diseases, Planted In Prepared Ground As Detailed, Including All Compost And Fertilizers, Tree Stakes, Tree Ties, Temporary Planting Screens;Ground Covers;Ruellia Ciliosa, Ref. Ruel.C - 0.40M Height | 6550 | Nr | SAR | 8
ALYA-05.2 | 2 | 2.0703 |  | Kingdom of Saudi Arabia | Jeddah | Hard & Soft Landscaping | Red Sea Village | B4 Canal Residential | RSG | SALCO | Award | 2021 | Fixed Price Lump Sum | SITE WORK | Landscaping | Planting - Supply And Installation;Palms, Trees, Shrubs And The Like With Healthy Fully Developed Root Balls, Undamaged And Free From Pests And Diseases, Planted In Prepared Ground As Detailed, Including All Compost And Fertilizers, Tree Stakes, Tree Ties, Temporary Planting Screens;Ground Covers;Sesuvium Green Carpet, Ref. Sesu.Gc - 0.15M Height Cuttings | 1602 | Nr | SAR | 7
ALYA-05.2 | 2 | 2.0703 |  | Kingdom of Saudi Arabia | Jeddah | Hard & Soft Landscaping | Red Sea Village | B4 Canal Residential | RSG | SALCO | Award | 2021 | Fixed Price Lump Sum | SITE WORK | Landscaping | Planting - Supply And Installation;Palms, Trees, Shrubs And The Like With Healthy Fully Developed Root Balls, Undamaged And Free From Pests And Diseases, Planted In Prepared Ground As Detailed, Including All Compost And Fertilizers, Tree Stakes, Tree Ties, Temporary Planting Screens;Ground Covers;Vitex Rotundifolia, Ref. Vite.R - 0.30M Spread | 2595 | Nr | SAR | 9
ALYA-05.2 | 2 | 2.0703 |  | Kingdom of Saudi Arabia | Jeddah | Hard & Soft Landscaping | Red Sea Village | B4 Canal Residential | RSG | SALCO | Award | 2021 | Fixed Price Lump Sum | SITE WORK | Landscaping | Planting - Supply And Installation;Palms, Trees, Shrubs And The Like With Healthy Fully Developed Root Balls, Undamaged And Free From Pests And Diseases, Planted In Prepared Ground As Detailed, Including All Compost And Fertilizers, Tree Stakes, Tree Ties, Temporary Planting Screens;Grass;Pennisetum Rubrum, Ref. Penn.R | 1492 | Nr | SAR | 11
ALYA-05.2 | 2 | 2.0703 |  | Kingdom of Saudi Arabia | Jeddah | Hard & Soft Landscaping | Red Sea Village | B4 Canal Residential | RSG | SALCO | Award | 2021 | Fixed Price Lump Sum | SITE WORK | Landscaping | Planting - Supply And Installation;Palms, Trees, Shrubs And The Like With Healthy Fully Developed Root Balls, Undamaged And Free From Pests And Diseases, Planted In Prepared Ground As Detailed, Including All Compost And Fertilizers, Tree Stakes, Tree Ties, Temporary Planting Screens;Succulent;Zamia Furfuracea, Ref. Zami.F - 0.50 - 60M Height And Spread | 82 | Nr | SAR | 387
ALYA-05.2 | 2 | 2.0703 |  | Kingdom of Saudi Arabia | Jeddah | Hard & Soft Landscaping | Red Sea Village | B4 Canal Residential | RSG | SALCO | Award | 2021 | Fixed Price Lump Sum | SITE WORK | Landscaping | Planting - Supply And Installation;Palms, Trees, Shrubs And The Like With Healthy Fully Developed Root Balls, Undamaged And Free From Pests And Diseases, Planted In Prepared Ground As Detailed, Including All Compost And Fertilizers, Tree Stakes, Tree Ties, Temporary Planting Screens;Lawn;Paspalum Vaginatum - Stolons | 528 | m² | SAR | 29
ALYA-05.2 | 2 | 2.0703 |  | Kingdom of Saudi Arabia | Jeddah | Hard & Soft Landscaping | Red Sea Village | B4 Canal Residential | RSG | SALCO | Award | 2021 | Fixed Price Lump Sum | SITE WORK | Site preparation | Siteworks;Site Preparation;General Site Clearance | 21164 | m² | SAR | 4
ALYA-05.2 | 2 | 2.0703 |  | Kingdom of Saudi Arabia | Jeddah | Hard & Soft Landscaping | Red Sea Village | B4 Canal Residential | RSG | SALCO | Award | 2021 | Fixed Price Lump Sum | SITE WORK | Filling | Siteworks;Filling;Well Compacted Selected Excavated Material (Provisional Item) | 16696 | m³ | SAR | 19
ALYA-05.2 | 2 | 2.0703 |  | Kingdom of Saudi Arabia | Jeddah | Hard & Soft Landscaping | Red Sea Village | B4 Canal Residential | RSG | SALCO | Award | 2021 | Fixed Price Lump Sum | SITE WORK | Paving and surfacing | Paving;Precast Concrete Block Paving Laid To Pattern With Required Colour, On And Including 50Mm Thick Sharp Sand Bed On Compacted Sub-Base, Complete As Per Engineer'S Approval;200 X 100 X 80Mm In Shot Blasted Finish Ref: Pedestrian Crossing Type 1 | 91 | m² | SAR | 186
ALYA-05.2 | 2 | 2.0703 |  | Kingdom of Saudi Arabia | Jeddah | Hard & Soft Landscaping | Red Sea Village | B4 Canal Residential | RSG | SALCO | Award | 2021 | Fixed Price Lump Sum | SITE WORK | Paving and surfacing | Paving;Precast Concrete Block Paving Laid To Pattern With Required Colour, On And Including 50Mm Thick Sharp Sand Bed On Compacted Sub-Base, Complete As Per Engineer'S Approval;200 X 100 X 60Mm In Shot Blasted Finish Ref: Paving Type 11 | 668 | m² | SAR | 174
ALYA-05.2 | 2 | 2.0703 |  | Kingdom of Saudi Arabia | Jeddah | Hard & Soft Landscaping | Red Sea Village | B4 Canal Residential | RSG | SALCO | Award | 2021 | Fixed Price Lump Sum | SITE WORK | Paving and surfacing | Paving;Precast Concrete Block Paving Laid To Pattern With Required Colour, On And Including 50Mm Thick Sharp Sand Bed On Compacted Sub-Base, Complete As Per Engineer'S Approval;200 X 400 X 60Mm In Shot Blasted Finish Ref: Paving Type 12 | 2425 | m² | SAR | 175
ALYA-05.2 | 2 | 2.0704 |  | Kingdom of Saudi Arabia | Jeddah | Hard & Soft Landscaping | Red Sea Village | B4 Canal Residential | RSG | SALCO | Award | 2021 | Fixed Price Lump Sum | SITE WORK | Paving and surfacing | Paving;Precast Concrete Block Paving Laid To Pattern With Required Colour, On And Including 50Mm Thick Sharp Sand Bed On Compacted Sub-Base, Complete As Per Engineer'S Approval;200 X 400 X 60Mm In Shot Blasted Finish Ref: Paving Type 13 | 1648 | m² | SAR | 175
ALYA-05.2 | 2 | 2.0704 |  | Kingdom of Saudi Arabia | Jeddah | Hard & Soft Landscaping | Red Sea Village | B4 Canal Residential | RSG | SALCO | Award | 2021 | Fixed Price Lump Sum | SITE WORK | Paving and surfacing | Paving;Precast Concrete Block Paving Laid To Pattern With Required Colour, On And Including 50Mm Thick Sharp Sand Bed On Compacted Sub-Base, Complete As Per Engineer'S Approval;200 X 100 X 80Mm In Shot Blasted Finish Ref. Plot Access Paving Type 3 | 428 | m² | SAR | 186
ALYA-05.2 | 2 | 2.0704 |  | Kingdom of Saudi Arabia | Jeddah | Hard & Soft Landscaping | Red Sea Village | B4 Canal Residential | RSG | SALCO | Award | 2021 | Fixed Price Lump Sum | SITE WORK | Paving and surfacing | Paving;Precast Concrete Paving Block Laid To Pattern With Required Colour, 5Mm Wide Joints With Joint Filling Sand, On And Including 40 - 50Mm Thick Sharp Sand Bed On Compacted Sub-Base, Complete As Per Engineer'S Approval ;300 X 300 X 60Mm With Milled Blisters, In Shot Blasted Finish Ref: Tactile Paving | 5 | m² | SAR | 176
ALYA-05.2 | 2 | 2.0704 |  | Kingdom of Saudi Arabia | Jeddah | Hard & Soft Landscaping | Red Sea Village | B4 Canal Residential | RSG | SALCO | Award | 2021 | Fixed Price Lump Sum | SITE WORK | Paving and surfacing | Paving Band And Edge;Precast Concrete Paving Band Laid To Pattern With Required Colour, On And Including 25Mm Thick Full Mortar Bed On Concrete Base And Compacted Sub-Base, Complete As Per Engineer'S Approval;100 X 200 X 60Mm In Shot Blasted Finish Ref: Typical Band, 400Mm Wide | 1325 | m | SAR | 120
ALYA-05.2 | 2 | 2.0704 |  | Kingdom of Saudi Arabia | Jeddah | Hard & Soft Landscaping | Red Sea Village | B4 Canal Residential | RSG | SALCO | Award | 2021 | Fixed Price Lump Sum | SITE WORK | Landscaping | Maintenance Edge;Precast Concrete Maintenance Edge Cut To Radius As Required And Laid To Pattern With Required Colour, Max. 5Mm Wide Joint Using Colour Matched Grout, On And Including 25Mm Thick Full Mortar Bed On Concrete Base And Compacted Sub-Base, Complete As Per Engineer'S Approval;200 X 200 X 80Mm In Shot Blasted Finish Ref: Typical Band, 200Mm Wide | 58 | m | SAR | 63
ALYA-05.2 | 2 | 2.0704 |  | Kingdom of Saudi Arabia | Jeddah | Hard & Soft Landscaping | Red Sea Village | B4 Canal Residential | RSG | SALCO | Award | 2021 | Fixed Price Lump Sum | SITE WORK | Landscaping | Maintenance Edge;Precast Concrete Maintenance Edge Cut To Radius As Required And Laid To Pattern With Required Colour, Max. 5Mm Wide Joint Using Colour Matched Grout, On And Including 25Mm Thick Full Mortar Bed On Concrete Base And Compacted Sub-Base, Complete As Per Engineer'S Approval ;350 X 350 X 60Mm In Shot Blasted Finish Ref: Maintenance Edge Type 1, 350Mm Wide | 3120 | m | SAR | 116
ALYA-05.2 | 2 | 2.0704 |  | Kingdom of Saudi Arabia | Jeddah | Hard & Soft Landscaping | Red Sea Village | B4 Canal Residential | RSG | SALCO | Award | 2021 | Fixed Price Lump Sum | SITE WORK | Landscaping | Maintenance Edge;Precast Concrete Maintenance Edge Cut To Radius As Required And Laid To Pattern With Required Colour, Max. 5Mm Wide Joint Using Colour Matched Grout, On And Including 25Mm Thick Full Mortar Bed On Concrete Base And Compacted Sub-Base, Complete As Per Engineer'S Approval ;200 X 400 X 60Mm In Shot Blasted Finish Ref: Maintenance Edge Type 2, 200Mm Wide | 723 | m | SAR | 60
ALYA-05.2 | 2 | 2.0704 |  | Kingdom of Saudi Arabia | Jeddah | Hard & Soft Landscaping | Red Sea Village | B4 Canal Residential | RSG | SALCO | Award | 2021 | Fixed Price Lump Sum | SITE WORK | Landscaping | Metal Edge;Aluminium Edging, Brushed Finish, Fixed As Per Manufacturer'S Recommendations, Complete As Per Engineer'S Approval ;5Mm Thick Metal Edging For 150Mm High Gravel | 144 | m | SAR | 40
ALYA-05.2 | 2 | 2.0704 |  | Kingdom of Saudi Arabia | Jeddah | Hard & Soft Landscaping | Red Sea Village | B4 Canal Residential | RSG | SALCO | Award | 2021 | Fixed Price Lump Sum | SITE WORK | Landscaping | Gravel Surface;25 - 50Mm Sieve Size Local Crushed Stone Gravel, Loose Laid In 150Mm Thick Layer Over Geotextile Membrane On Compacted Sub-Base, Complete As Per Engineer'S Approval;Gravel Surface | 1857 | m² | SAR | 33
ALYA-05.2 | 2 | 2.0704 |  | Kingdom of Saudi Arabia | Jeddah | Hard & Soft Landscaping | Red Sea Village | B4 Canal Residential | RSG | SALCO | Award | 2021 | Fixed Price Lump Sum | FURNISHINGS | Generally | Site Furniture;Litter Bin;Supply And Fix Bin Including Necessary Accessories, Reinforced Concrete Base On Compacted Sub Base, Complete As Specified;Bin Type 3 - Powder Coated Aluminium Litter Bin With Required Colour, Size 410 X 372 X 912Mm High Above Finished Floor Level | 3 | Nr | SAR | 5741
ALYA-05.2 | 2 | 2.0705 |  | Kingdom of Saudi Arabia | Jeddah | Hard & Soft Landscaping | Red Sea Village | B4 Canal Residential | RSG | SALCO | Award | 2021 | Fixed Price Lump Sum | FURNISHINGS | Generally | Site Furniture;Bench ;Bench Comprising Of Hardwood Timber Board Battens With Planed Finish In Minimum 8Mm Gaps, Size 115 X 1600 X 50Mm Thick Seat Fixed To Precast Concrete Seat Block, Fair Face Finished Precast Concrete Seat Block With Stamped Pattern, On And Including Reinforced Concrete Foundation On Compacted Sub Base, Necessary Earthwork, Blinding, Polyethylene Sheet, Waterproofing, Steel Dowel And Necessary Fixings, Accessories, Complete To Specialist / Engineer'S Details ;Bench Type 7 - Overall Size 2000 X 500 X 450Mm High | 3 | Nr | SAR | 2336
ALYA-05.2 | 2 | 2.0705 |  | Kingdom of Saudi Arabia | Jeddah | Hard & Soft Landscaping | Red Sea Village | B4 Canal Residential | RSG | SALCO | Award | 2021 | Fixed Price Lump Sum | FURNISHINGS | Generally | Site Furniture;Bollard;Stainless Steel Fixed Bollard In Natural Finish With Required Colour, Including Necessary Base, Accessories And All Other Required Works, Complete, As Specified ;Bollard Type 1 - 900Mm High Above Finished Floor Level X 120Mm , Fixed Bollard | 6 | Nr | SAR | 2003
ALYA-05.2 | 2 | 2.0705 |  | Kingdom of Saudi Arabia | Jeddah | Hard & Soft Landscaping | Red Sea Village | B4 Canal Residential | RSG | SALCO | Award | 2021 | Fixed Price Lump Sum | SITE WORK | Paving and surfacing | Paving;Precast Concrete Block Paving Laid To Pattern With Required Colour, 5Mm Wide Joints With Filled With Joint Filling Sand, On And Including 50Mm Thick Sharp Sand Bed On Compacted Sub-Base, Complete As Per Engineer'S Approval ;200 X 100 X 60Mm In Shot Blasted Finish Ref: Paving Type 11 | 803 | m² | SAR | 174
ALYA-05.2 | 2 | 2.0705 |  | Kingdom of Saudi Arabia | Jeddah | Hard & Soft Landscaping | Red Sea Village | B4 Canal Residential | RSG | SALCO | Award | 2021 | Fixed Price Lump Sum | SITE WORK | Paving and surfacing | Paving;Precast Concrete Block Paving Laid To Pattern With Required Colour, 5Mm Wide Joints With Filled With Joint Filling Sand, On And Including 50Mm Thick Sharp Sand Bed On Compacted Sub-Base, Complete As Per Engineer'S Approval ;200 X 400 X 60Mm In Shot Blasted Finish Ref: Paving Type 12 | 5321 | m² | SAR | 175
ALYA-05.2 | 2 | 2.0705 |  | Kingdom of Saudi Arabia | Jeddah | Hard & Soft Landscaping | Red Sea Village | B4 Canal Residential | RSG | SALCO | Award | 2021 | Fixed Price Lump Sum | SITE WORK | Paving and surfacing | Paving;Precast Concrete Block Paving Laid To Pattern With Required Colour, 5Mm Wide Joints With Filled With Joint Filling Sand, On And Including 50Mm Thick Sharp Sand Bed On Compacted Sub-Base, Complete As Per Engineer'S Approval ;200 X 400 X 60Mm In Shot Blasted Finish Ref: Paving Type 13 | 1081 | m² | SAR | 175
ALYA-05.2 | 2 | 2.0705 |  | Kingdom of Saudi Arabia | Jeddah | Hard & Soft Landscaping | Red Sea Village | B4 Canal Residential | RSG | SALCO | Award | 2021 | Fixed Price Lump Sum | SITE WORK | Paving and surfacing | Paving;Precast Concrete Block Paving Laid To Pattern With Required Colour, 5Mm Wide Joints With Filled With Joint Filling Sand, On And Including 50Mm Thick Sharp Sand Bed On Compacted Sub-Base, Complete As Per Engineer'S Approval ;200 X 100 X 80Mm In Shot Blasted Finish Ref: Pedestrian Crossing Type 1 | 54 | m² | SAR | 186
ALYA-05.2 | 2 | 2.0705 |  | Kingdom of Saudi Arabia | Jeddah | Hard & Soft Landscaping | Red Sea Village | B4 Canal Residential | RSG | SALCO | Award | 2021 | Fixed Price Lump Sum | SITE WORK | Paving and surfacing | Paving;Precast Concrete Paving Block Laid To Pattern With Required Colour, 5Mm Wide Joints With Joint Filling Sand, On And Including 40 - 50Mm Thick Sharp Sand Bed On Compacted Sub-Base, Complete As Per Engineer'S Approval ;300 X 300 X 60Mm With Milled Blisters, In Shot Blasted Finish Ref: Tactile Paving | 43 | m² | SAR | 334
ALYA-05.2 | 2 | 2.0705 |  | Kingdom of Saudi Arabia | Jeddah | Hard & Soft Landscaping | Red Sea Village | B4 Canal Residential | RSG | SALCO | Award | 2021 | Fixed Price Lump Sum | SITE WORK | Paving and surfacing | Paving Band And Edge;Precast Concrete Paving Band Laid To Pattern With Required Colour, Max. 5Mm Wide Grouted Joint Using Colour Matched Grout, On And Including 25Mm Thick Full Mortar Bed On Concrete Base And Compacted Sub-Base, Complete As Per Engineer'S Approval;100 X 200 X 60Mm In Shot Blasted Finish Ref: Typical Band, 400Mm Wide | 1381 | m | SAR | 120
ALYA-05.2 | 2 | 2.0705 |  | Kingdom of Saudi Arabia | Jeddah | Hard & Soft Landscaping | Red Sea Village | B4 Canal Residential | RSG | SALCO | Award | 2021 | Fixed Price Lump Sum | SITE WORK | Paving and surfacing | Paving Band And Edge;Precast Concrete Paving Band Laid To Pattern With Required Colour, Max. 5Mm Wide Grouted Joint Using Colour Matched Grout, On And Including 25Mm Thick Full Mortar Bed On Concrete Base And Compacted Sub-Base, Complete As Per Engineer'S Approval;200 X 200 X 80Mm In Shot Blasted Finish Ref: Typical Band, 200Mm Wide | 35 | m | SAR | 63
ALYA-05.2 | 2 | 2.0705 |  | Kingdom of Saudi Arabia | Jeddah | Hard & Soft Landscaping | Red Sea Village | B4 Canal Residential | RSG | SALCO | Award | 2021 | Fixed Price Lump Sum | SITE WORK | Landscaping | Maintenance Edge;Precast Concrete Maintenance Edge Cut To Radius As Required And Laid To Pattern With Required Colour, Max. 5Mm Wide Joint Using Colour Matched Grout, On And Including 25Mm Thick Full Mortar Bed On Concrete Base And Compacted Sub-Base, Complete As Per Engineer'S Approval ;350 X 350 X 60Mm In Shot Blasted Finish Ref: Maintenance Edge Type 1, 350Mm Wide | 4905 | m | SAR | 116
ALYA-05.2 | 2 | 2.0706 |  | Kingdom of Saudi Arabia | Jeddah | Hard & Soft Landscaping | Red Sea Village | B4 Canal Residential | RSG | SALCO | Award | 2021 | Fixed Price Lump Sum | SITE WORK | Landscaping | Maintenance Edge;Precast Concrete Maintenance Edge Cut To Radius As Required And Laid To Pattern With Required Colour, Max. 5Mm Wide Joint Using Colour Matched Grout, On And Including 25Mm Thick Full Mortar Bed On Concrete Base And Compacted Sub-Base, Complete As Per Engineer'S Approval ;200 X 400 X 60Mm In Shot Blasted Finish Ref: Maintenance Edge Type 2, 200Mm Wide | 1192 | m | SAR | 60
ALYA-05.2 | 2 | 2.0706 |  | Kingdom of Saudi Arabia | Jeddah | Hard & Soft Landscaping | Red Sea Village | B4 Canal Residential | RSG | SALCO | Award | 2021 | Fixed Price Lump Sum | SITE WORK | Landscaping | Metal Edge;Aluminium Edging, Brushed Finish, Fixed As Per Manufacturer'S Recommendations, Complete As Per Engineer'S Approval;5Mm Thick Metal Edging For 150Mm High Gravel | 192 | m | SAR | 40
ALYA-05.2 | 2 | 2.0706 |  | Kingdom of Saudi Arabia | Jeddah | Hard & Soft Landscaping | Red Sea Village | B4 Canal Residential | RSG | SALCO | Award | 2021 | Fixed Price Lump Sum | SITE WORK | Landscaping | Gravel Surface;25 - 50Mm Sieve Size Local Crushed Stone Gravel, Loose Laid In 150Mm Thick Layer Over Geotextile Membrane On Compacted Sub-Base, Complete As Per Engineer'S Approval ;Gravel Surface | 2447 | m² | SAR | 33
ALYA-05.2 | 2 | 2.0706 |  | Kingdom of Saudi Arabia | Jeddah | Hard & Soft Landscaping | Red Sea Village | B4 Canal Residential | RSG | SALCO | Award | 2021 | Fixed Price Lump Sum | FURNISHINGS | Generally | Site Furniture;Litter Bin;Supply And Fix Bin Including Necessary Accessories, Reinforced Concrete Base On Compacted Sub Base, Complete As Specifiedl;Bin Type 1 - Powder Coated Aluminium Litter Bin With Required Colour, Size 410 X 372 X 912Mm High Above Finished Floor Level | 4 | Nr | SAR | 5741
ALYA-05.2 | 2 | 2.0706 |  | Kingdom of Saudi Arabia | Jeddah | Hard & Soft Landscaping | Red Sea Village | B4 Canal Residential | RSG | SALCO | Award | 2021 | Fixed Price Lump Sum | FURNISHINGS | Generally | Site Furniture;Bench ;Fair Face Finished Precast Concrete Seat Block With Stamped Pattern, On And Including Reinforced Concrete Foundation On Compacted Sub Base, Necessary Earthwork, Blinding, Polyethylene Sheet, Waterproofing, Steel Dowel And Necessary Accessories, Complete To The Engineer'S Approval;Bench Type 7 - Overall Size 2000 X 500 X 450Mm High | 4 | Nr | SAR | 2336
ALYA-05.2 | 2 | 2.0706 |  | Kingdom of Saudi Arabia | Jeddah | Hard & Soft Landscaping | Red Sea Village | B4 Canal Residential | RSG | SALCO | Award | 2021 | Fixed Price Lump Sum | FURNISHINGS | Generally | Site Furniture ;Bollard;Stainless Steel Fixed Bollard In Stain Surface Finish With Required Colour, Including Composite Timber Inset, Necessary Base, Accessories And All Other Required Works, Complete, As Specified;Bollard Type 1 - 900Mm High Above Finished Floor Level X 120Mm , Fixed Bollard | 42 | Nr | SAR | 2003
ALYA-05.2 | 2 | 2.0706 |  | Kingdom of Saudi Arabia | Jeddah | Hard & Soft Landscaping | Red Sea Village | B4 Canal Residential | RSG | SALCO | Award | 2021 | Fixed Price Lump Sum | SITE WORK | Site preparation | Siteworks;Site Preparation;General Site Clearance | 26280 | m² | SAR | 4
ALYA-05.2 | 2 | 2.0706 |  | Kingdom of Saudi Arabia | Jeddah | Hard & Soft Landscaping | Red Sea Village | B4 Canal Residential | RSG | SALCO | Award | 2021 | Fixed Price Lump Sum | SITE WORK | Filling | Siteworks;Filling;Well Compacted Selected Excavated Material (Provisional Item) | 23300 | m³ | SAR | 19
ALYA-05.2 | 2 | 2.0706 |  | Kingdom of Saudi Arabia | Jeddah | Hard & Soft Landscaping | Red Sea Village | B4 Canal Residential | RSG | SALCO | Award | 2021 | Fixed Price Lump Sum | SITE WORK | Paving and surfacing | Paving;Precast Concrete Block Paving Laid To Pattern With Required Colour, 5Mm Wide Joints With Filled With Joint Filling Sand, On And Including 50Mm Thick Sharp Sand Bed On Compacted Sub-Base, Complete As Per Engineer'S Approval;200 X 400 X 60Mm In Shot Blasted Finish Ref: Paving Type 12 | 48 | m² | SAR | 175
ALYA-05.2 | 2 | 2.0706 |  | Kingdom of Saudi Arabia | Jeddah | Hard & Soft Landscaping | Red Sea Village | B4 Canal Residential | RSG | SALCO | Award | 2021 | Fixed Price Lump Sum | SITE WORK | Paving and surfacing | Paving;Precast Concrete Block Paving Laid To Pattern With Required Colour, 5Mm Wide Joints With Filled With Joint Filling Sand, On And Including 50Mm Thick Sharp Sand Bed On Compacted Sub-Base, Complete As Per Engineer'S Approval;750X150/300X300/600X300 X 60Mm In Shot Blasted Finish Ref. Paving Type 16 | 435 | m² | SAR | 212
ALYA-05.2 | 2 | 2.0707 |  | Kingdom of Saudi Arabia | Jeddah | Hard & Soft Landscaping | Red Sea Village | B4 Canal Residential | RSG | SALCO | Award | 2021 | Fixed Price Lump Sum | SITE WORK | Paving and surfacing | Paving;Precast Concrete Block Paving Laid To Pattern With Required Colour, 5Mm Wide Joints With Filled With Joint Filling Sand, On And Including 50Mm Thick Sharp Sand Bed On Compacted Sub-Base, Complete As Per Engineer'S Approval;200 X 200 X 60Mm In Shot Blasted Finish Ref: Paving Type 17 | 568 | m² | SAR | 174
ALYA-05.2 | 2 | 2.0707 |  | Kingdom of Saudi Arabia | Jeddah | Hard & Soft Landscaping | Red Sea Village | B4 Canal Residential | RSG | SALCO | Award | 2021 | Fixed Price Lump Sum | SITE WORK | Paving and surfacing | Paving;Precast Concrete Block Paving Laid To Pattern With Required Colour, 5Mm Wide Joints With Filled With Joint Filling Sand, On And Including 50Mm Thick Sharp Sand Bed On Compacted Sub-Base, Complete As Per Engineer'S Approval;200 X 200 X 60Mm In Shot Blasted Finish Ref: Paving Type 18 | 68 | m² | SAR | 174
ALYA-05.2 | 2 | 2.0707 |  | Kingdom of Saudi Arabia | Jeddah | Hard & Soft Landscaping | Red Sea Village | B4 Canal Residential | RSG | SALCO | Award | 2021 | Fixed Price Lump Sum | SITE WORK | Paving and surfacing | Paving;Precast Concrete Block Paving Laid To Pattern With Required Colour, 5Mm Wide Joints With Filled With Joint Filling Sand, On And Including 50Mm Thick Sharp Sand Bed On Compacted Sub-Base, Complete As Per Engineer'S Approval;750X150/300X300/600X300 X 60Mm In Shot Blasted Finish Ref. Paving Type 19 | 171 | m² | SAR | 212
ALYA-05.2 | 2 | 2.0707 |  | Kingdom of Saudi Arabia | Jeddah | Hard & Soft Landscaping | Red Sea Village | B4 Canal Residential | RSG | SALCO | Award | 2021 | Fixed Price Lump Sum | SITE WORK | Paving and surfacing | Paving;Precast Concrete Block Paving Laid To Pattern With Required Colour, 5Mm Wide Joints With Filled With Joint Filling Sand, On And Including 50Mm Thick Sharp Sand Bed On Compacted Sub-Base, Complete As Per Engineer'S Approval;750X150/300X300/600X300/200X400 X 60Mm In Shot Blasted Finish Ref. Paving Type 20 | 219 | m² | SAR | 212
ALYA-05.2 | 2 | 2.0707 |  | Kingdom of Saudi Arabia | Jeddah | Hard & Soft Landscaping | Red Sea Village | B4 Canal Residential | RSG | SALCO | Award | 2021 | Fixed Price Lump Sum | SITE WORK | Paving and surfacing | Paving;Precast Concrete Block Paving Laid To Pattern With Required Colour, 5Mm Wide Joints With Filled With Joint Filling Sand, On And Including 50Mm Thick Sharp Sand Bed On Compacted Sub-Base, Complete As Per Engineer'S Approval;200 X 200 X 60Mm In Shot Blasted Finish Ref: Paving Type 21 | 118 | m² | SAR | 174
ALYA-05.2 | 2 | 2.0707 |  | Kingdom of Saudi Arabia | Jeddah | Hard & Soft Landscaping | Red Sea Village | B4 Canal Residential | RSG | SALCO | Award | 2021 | Fixed Price Lump Sum | SITE WORK | Paving and surfacing | Paving;Precast Concrete Block Paving Laid To Pattern With Required Colour, 5Mm Wide Joints With Filled With Joint Filling Sand, On And Including 50Mm Thick Sharp Sand Bed On Compacted Sub-Base, Complete As Per Engineer'S Approval;100 X 100 X 60Mm In Shotblasted Finish, Ref. Paving Type 26 | 297 | m² | SAR | 182
ALYA-05.2 | 2 | 2.0707 |  | Kingdom of Saudi Arabia | Jeddah | Hard & Soft Landscaping | Red Sea Village | B4 Canal Residential | RSG | SALCO | Award | 2021 | Fixed Price Lump Sum | SITE WORK | Paving and surfacing | Paving;Precast Concrete Block Paving Laid To Pattern With Required Colour, 5Mm Wide Joints With Filled With Joint Filling Sand, On And Including 50Mm Thick Sharp Sand Bed On Compacted Sub-Base, Complete As Per Engineer'S Approval;200 X 100 X 80Mm In Shot Blasted Finish Ref: Pedestrian Crossing Type 1 | 46 | m² | SAR | 186
ALYA-05.2 | 2 | 2.0707 |  | Kingdom of Saudi Arabia | Jeddah | Hard & Soft Landscaping | Red Sea Village | B4 Canal Residential | RSG | SALCO | Award | 2021 | Fixed Price Lump Sum | SITE WORK | Paving and surfacing | Paving;Precast Concrete Block Paving Laid To Pattern With Required Colour, 5Mm Wide Joints With Filled With Joint Filling Sand, On And Including 50Mm Thick Sharp Sand Bed On Compacted Sub-Base, Complete As Per Engineer'S Approval;200X200/300X300 X 80Mm In Shot Blasted Finish Ref. Plot Access Paving Type 5 | 95 | m² | SAR | 188
ALYA-05.2 | 2 | 2.0707 |  | Kingdom of Saudi Arabia | Jeddah | Hard & Soft Landscaping | Red Sea Village | B4 Canal Residential | RSG | SALCO | Award | 2021 | Fixed Price Lump Sum | SITE WORK | Paving and surfacing | Paving ;Precast Concrete Paving Block Laid To Pattern With Required Colour, 5Mm Wide Joints With Joint Filling Sand, On And Including 40 - 50Mm Thick Sharp Sand Bed On Compacted Sub-Base, Complete As Per Engineer'S Approval;300 X 300 X 60Mm With Milled Blisters, In Shot Blasted Finish Ref: Tactile Paving | 4 | m² | SAR | 334
ALYA-05.2 | 2 | 2.0707 |  | Kingdom of Saudi Arabia | Jeddah | Hard & Soft Landscaping | Red Sea Village | B4 Canal Residential | RSG | SALCO | Award | 2021 | Fixed Price Lump Sum | SITE WORK | Paving and surfacing | Paving Band And Edge;Precast Concrete Paving Band Laid To Pattern With Required Colour, On And Including 25Mm Thick Full Mortar Bed On Concrete Base And Compacted Sub-Base, Complete As Per Engineer'S Approval;200 X 200 X 80Mm In Shot Blasted Finish Ref: Typical Band, 200Mm Wide | 30 | m | SAR | 63
ALYA-05.2 | 2 | 2.0708 |  | Kingdom of Saudi Arabia | Jeddah | Hard & Soft Landscaping | Red Sea Village | B4 Canal Residential | RSG | SALCO | Award | 2021 | Fixed Price Lump Sum | SITE WORK | Paving and surfacing | Paving Band And Edge;Precast Concrete Paving Band Laid To Pattern With Required Colour, On And Including 25Mm Thick Full Mortar Bed On Concrete Base And Compacted Sub-Base, Complete As Per Engineer'S Approval;200 X 400 X 60Mm In Shot Blasted Finish Ref: Typical Band, 200Mm Wide | 220 | m | SAR | 60
ALYA-05.2 | 2 | 2.0708 |  | Kingdom of Saudi Arabia | Jeddah | Hard & Soft Landscaping | Red Sea Village | B4 Canal Residential | RSG | SALCO | Award | 2021 | Fixed Price Lump Sum | SITE WORK | Paving and surfacing | Paving Band And Edge;Precast Concrete Paving Band Laid To Pattern With Required Colour, On And Including 25Mm Thick Full Mortar Bed On Concrete Base And Compacted Sub-Base, Complete As Per Engineer'S Approval;400 X 400 X 60Mm In Shot Blasted Finish Ref: Typical Band, 400Mm Wide | 303 | m | SAR | 120
ALYA-05.2 | 2 | 2.0708 |  | Kingdom of Saudi Arabia | Jeddah | Hard & Soft Landscaping | Red Sea Village | B4 Canal Residential | RSG | SALCO | Award | 2021 | Fixed Price Lump Sum | SITE WORK | Landscaping | Maintenance Edge;Precast Concrete Maintenance Edge Cut To Radius As Required And Laid To Pattern With Required Colour, Max. 5Mm Wide Joint Using Colour Matched Grout, On And Including 25Mm Thick Full Mortar Bed On Concrete Base And Compacted Sub-Base, Complete As Per Engineer'S Approval ;350 X 350 X 60Mm In Shot Blasted Finish Ref: Maintenance Edge Type 1, 350Mm Wide | 638 | m | SAR | 116
ALYA-05.2 | 2 | 2.0708 |  | Kingdom of Saudi Arabia | Jeddah | Hard & Soft Landscaping | Red Sea Village | B4 Canal Residential | RSG | SALCO | Award | 2021 | Fixed Price Lump Sum | SITE WORK | Landscaping | Maintenance Edge;Precast Concrete Maintenance Edge Cut To Radius As Required And Laid To Pattern With Required Colour, Max. 5Mm Wide Joint Using Colour Matched Grout, On And Including 25Mm Thick Full Mortar Bed On Concrete Base And Compacted Sub-Base, Complete As Per Engineer'S Approval ;200 X 400 X 60Mm In Shot Blasted Finish Ref: Maintenance Edge Type 2, 200Mm Wide | 339 | m | SAR | 60
ALYA-05.2 | 2 | 2.0708 |  | Kingdom of Saudi Arabia | Jeddah | Hard & Soft Landscaping | Red Sea Village | B4 Canal Residential | RSG | SALCO | Award | 2021 | Fixed Price Lump Sum | SITE WORK | Landscaping | Gravel Surface;25 - 50Mm Sieve Size Local Crushed Stone Gravel, Loose Laid In 150Mm Thick Layer Over Geotextile Membrane On Compacted Sub-Base, Complete As Per Engineer'S Approval ;Gravel Surface | 31 | m² | SAR | 33
ALYA-05.2 | 2 | 2.0708 |  | Kingdom of Saudi Arabia | Jeddah | Hard & Soft Landscaping | Red Sea Village | B4 Canal Residential | RSG | SALCO | Award | 2021 | Fixed Price Lump Sum | FURNISHINGS | Generally | Site Furniture;Bench;Bench Comprising Of Hardwood Timber Board Battens With Planed Finish In Minimum 8Mm Gaps, Size 115 X 1600 X 50Mm Thick Seat Fixed To Precast Concrete Seat Block, Fair Face Finished Precast Concrete Seat Block With Stamped Pattern, On And Including Reinforced Concrete Foundation On Compacted Sub Base, Necessary Earthwork, Blinding, Polyethylene Sheet, Waterproofing, Steel Dowel And Necessary Fixings, Accessories, Complete To Specialist / Engineer'S Details;Bench Type 6 - Overall Size 2000 X 500 X 450Mm High | 3 | Nr | SAR | 4406
ALYA-05.2 | 2 | 2.0708 |  | Kingdom of Saudi Arabia | Jeddah | Hard & Soft Landscaping | Red Sea Village | B4 Canal Residential | RSG | SALCO | Award | 2021 | Fixed Price Lump Sum | FURNISHINGS | Generally | Site Furniture;Fair Face Finish Precast Concrete Seat Block With Stamped Pattern And Required Colour, On And Including Reinforced Concrete Base On Compacted Sub Base, Necessary Earthwork, Waterproofing, Steel Dowel For Fixing Concrete Bench, Complete To Specialist / Engineer'S Details;Bench Type 6 - Overall Size 2000 X 500 X 450Mm High (Optional) | 3 | Nr | SAR | 2336
ALYA-05.2 | 2 | 2.0708 |  | Kingdom of Saudi Arabia | Jeddah | Hard & Soft Landscaping | Red Sea Village | B4 Canal Residential | RSG | SALCO | Award | 2021 | Fixed Price Lump Sum | FURNISHINGS | Generally | Site Furniture;Stainless Steel Fixed Bollard In Stain Surface Finish With Required Colour, Including Composite Timber Inset, Necessary Base, Accessories And All Other Required Works, Complete, As Specified ;Bollard Type 1 - 900Mm High Above Finished Floor Level X 120Mm , Fixed Bollard | 4 | Nr | SAR | 2003
ALYA-05.2 | 2 | 2.0708 |  | Kingdom of Saudi Arabia | Jeddah | Hard & Soft Landscaping | Red Sea Village | B4 Canal Residential | RSG | SALCO | Award | 2021 | Fixed Price Lump Sum | FURNISHINGS | Generally | Site Furniture;Stainless Steel Fixed Bollard In Natural Finish With Required Colour, Including Necessary Base, Accessories And All Other Required Works, Complete, As Specified ;Bollard Type 3 - 600Mm High Above Finished Floor Level X 65Mm Diameter, Fold Down Bollard | 8 | Nr | SAR | 868
ALYA-05.2 | 2 | 2.0708 |  | Kingdom of Saudi Arabia | Jeddah | Hard & Soft Landscaping | Red Sea Village | B4 Canal Residential | RSG | SALCO | Award | 2021 | Fixed Price Lump Sum | ACCESSORIES | Generally | Boom Gate;Supply And Install Boom Gate, Including Fittings And Accessories, All Necessary Civil Works, Electrical Connections And All Associated Mep Works, Complete To Engineer'S Details ;Boom Gate, 6000-7000Mm Length (Min.) | 4 | Nr | SAR | 33375
ALYA-05.2 | 2 | 2.0709 |  | Kingdom of Saudi Arabia | Jeddah | Hard & Soft Landscaping | Red Sea Village | B4 Canal Residential | RSG | SALCO | Award | 2021 | Fixed Price Lump Sum | SITE WORK | Paving and surfacing | Paving;Precast Concrete Block Paving Laid To Pattern With Required Colour, 5Mm Wide Joints With Filled With Joint Filling Sand, On And Including 50Mm Thick Sharp Sand Bed On Compacted Sub-Base, Complete As Per Engineer'S Approval ;200 X 100 X 80Mm In Shot Blasted Finish Ref: Pedestrian Crossing Type 1 | 309 | m² | SAR | 186
ALYA-05.2 | 2 | 2.0709 |  | Kingdom of Saudi Arabia | Jeddah | Hard & Soft Landscaping | Red Sea Village | B4 Canal Residential | RSG | SALCO | Award | 2021 | Fixed Price Lump Sum | SITE WORK | Paving and surfacing | Paving;Precast Concrete Block Paving Laid To Pattern With Required Colour, 5Mm Wide Joints With Filled With Joint Filling Sand, On And Including 50Mm Thick Sharp Sand Bed On Compacted Sub-Base, Complete As Per Engineer'S Approval ;200 X 400 X 60Mm In Shot Blasted Finish Ref: Paving Type 12 | 6 | m² | SAR | 175
ALYA-05.2 | 2 | 2.0709 |  | Kingdom of Saudi Arabia | Jeddah | Hard & Soft Landscaping | Red Sea Village | B4 Canal Residential | RSG | SALCO | Award | 2021 | Fixed Price Lump Sum | SITE WORK | Paving and surfacing | Paving;Precast Concrete Block Paving Laid To Pattern With Required Colour, 5Mm Wide Joints With Filled With Joint Filling Sand, On And Including 50Mm Thick Sharp Sand Bed On Compacted Sub-Base, Complete As Per Engineer'S Approval ;750X150/300X300/600X300 X 60Mm In Shot Blasted Finish Ref. Paving Type 19 | 5216 | m² | SAR | 212
ALYA-05.2 | 2 | 2.0709 |  | Kingdom of Saudi Arabia | Jeddah | Hard & Soft Landscaping | Red Sea Village | B4 Canal Residential | RSG | SALCO | Award | 2021 | Fixed Price Lump Sum | SITE WORK | Paving and surfacing | Paving;Precast Concrete Block Paving Laid To Pattern With Required Colour, 5Mm Wide Joints With Filled With Joint Filling Sand, On And Including 50Mm Thick Sharp Sand Bed On Compacted Sub-Base, Complete As Per Engineer'S Approval ;750X150/300X300/600X300/200X400 X 60Mm In Shot Blasted Finish Ref. Paving Type 20 | 4786 | m² | SAR | 212
ALYA-05.2 | 2 | 2.0709 |  | Kingdom of Saudi Arabia | Jeddah | Hard & Soft Landscaping | Red Sea Village | B4 Canal Residential | RSG | SALCO | Award | 2021 | Fixed Price Lump Sum | SITE WORK | Paving and surfacing | Paving;Precast Concrete Block Paving Laid To Pattern With Required Colour, 5Mm Wide Joints With Filled With Joint Filling Sand, On And Including 50Mm Thick Sharp Sand Bed On Compacted Sub-Base, Complete As Per Engineer'S Approval ;200 X 200 X 60Mm In Shot Blasted Finish Ref: Paving Type 21 | 1118 | m² | SAR | 174
ALYA-05.2 | 2 | 2.0709 |  | Kingdom of Saudi Arabia | Jeddah | Hard & Soft Landscaping | Red Sea Village | B4 Canal Residential | RSG | SALCO | Award | 2021 | Fixed Price Lump Sum | SITE WORK | Paving and surfacing | Paving;Precast Concrete Block Paving Laid To Pattern With Required Colour, 5Mm Wide Joints With Filled With Joint Filling Sand, On And Including 50Mm Thick Sharp Sand Bed On Compacted Sub-Base, Complete As Per Engineer'S Approval ;200 X 100 X 80Mm In Shot Blasted Finish Ref: Paving Type 32 | 1456 | m² | SAR | 186
ALYA-05.2 | 2 | 2.0709 |  | Kingdom of Saudi Arabia | Jeddah | Hard & Soft Landscaping | Red Sea Village | B4 Canal Residential | RSG | SALCO | Award | 2021 | Fixed Price Lump Sum | SITE WORK | Paving and surfacing | Paving;Precast Concrete Block Paving Laid To Pattern With Required Colour, 5Mm Wide Joints With Filled With Joint Filling Sand, On And Including 50Mm Thick Sharp Sand Bed On Compacted Sub-Base, Complete As Per Engineer'S Approval ;150X100/150X200/150X250/300X150/300X300 X 80Mm In Shot Blasted Finish Ref. Plot Access Paving Type 2 | 2480 | m² | SAR | 195
ALYA-05.2 | 2 | 2.0709 |  | Kingdom of Saudi Arabia | Jeddah | Hard & Soft Landscaping | Red Sea Village | B4 Canal Residential | RSG | SALCO | Award | 2021 | Fixed Price Lump Sum | SITE WORK | Paving and surfacing | Paving;Precast Concrete Paving Block Laid To Pattern With Required Colour, 5Mm Wide Joints With Joint Filling Sand, On And Including 40 - 50Mm Thick Sharp Sand Bed On Compacted Sub-Base, Complete As Per Engineer'S Approval ;300 X 300 X 60Mm With Milled Blisters, In Shot Blasted Finish Ref: Tactile Paving | 29 | m² | SAR | 334
ALYA-05.2 | 2 | 2.0709 |  | Kingdom of Saudi Arabia | Jeddah | Hard & Soft Landscaping | Red Sea Village | B4 Canal Residential | RSG | SALCO | Award | 2021 | Fixed Price Lump Sum | SITE WORK | Paving and surfacing | Paving Band And Edge;Precast Concrete Paving Band Laid To Pattern With Required Colour, Max. 5Mm Wide Grouted Joint Using Colour Matched Grout, On And Including 25Mm Thick Full Mortar Bed On Concrete Base And Compacted Sub-Base, Complete As Per Engineer'S Approval ;200 X 200 X 80Mm In Shot Blasted Finish Ref: Typical Band, 200Mm Wide, Dwg-40114 | 204 | m | SAR | 63
ALYA-05.2 | 2 | 2.0709 |  | Kingdom of Saudi Arabia | Jeddah | Hard & Soft Landscaping | Red Sea Village | B4 Canal Residential | RSG | SALCO | Award | 2021 | Fixed Price Lump Sum | SITE WORK | Paving and surfacing | Paving Band And Edge;Precast Concrete Paving Band Laid To Pattern With Required Colour, Max. 5Mm Wide Grouted Joint Using Colour Matched Grout, On And Including 25Mm Thick Full Mortar Bed On Concrete Base And Compacted Sub-Base, Complete As Per Engineer'S Approval ;200 X 200 X 80Mm In Shot Blasted Finish Ref: Typical Band, 200Mm Wide, Dwg-40116 | 43 | m | SAR | 63
ALYA-05.2 | 2 | 2.071 |  | Kingdom of Saudi Arabia | Jeddah | Hard & Soft Landscaping | Red Sea Village | B4 Canal Residential | RSG | SALCO | Award | 2021 | Fixed Price Lump Sum | SITE WORK | Paving and surfacing | Paving Band And Edge;Precast Concrete Paving Band Laid To Pattern With Required Colour, Max. 5Mm Wide Grouted Joint Using Colour Matched Grout, On And Including 25Mm Thick Full Mortar Bed On Concrete Base And Compacted Sub-Base, Complete As Per Engineer'S Approval ;200 X 400 X 60Mm In Shot Blasted Finish Ref: Typical Band, 200Mm Wide | 2458 | m | SAR | 60
ALYA-05.2 | 2 | 2.071 |  | Kingdom of Saudi Arabia | Jeddah | Hard & Soft Landscaping | Red Sea Village | B4 Canal Residential | RSG | SALCO | Award | 2021 | Fixed Price Lump Sum | SITE WORK | Landscaping | Maintenance Edge;Precast Concrete Maintenance Edge Cut To Radius As Required And Laid To Pattern With Required Colour, Max. 5Mm Wide Joint Using Colour Matched Grout, On And Including 25Mm Thick Full Mortar Bed On Concrete Base And Compacted Sub-Base, Complete As Per Engineer'S Approval ;350 X 350 X 60Mm In Shot Blasted Finish Ref: Maintenance Edge Type 1, 350Mm Wide | 7706 | m | SAR | 93
ALYA-05.2 | 2 | 2.071 |  | Kingdom of Saudi Arabia | Jeddah | Hard & Soft Landscaping | Red Sea Village | B4 Canal Residential | RSG | SALCO | Award | 2021 | Fixed Price Lump Sum | SITE WORK | Landscaping | Maintenance Edge;Precast Concrete Maintenance Edge Cut To Radius As Required And Laid To Pattern With Required Colour, Max. 5Mm Wide Joint Using Colour Matched Grout, On And Including 25Mm Thick Full Mortar Bed On Concrete Base And Compacted Sub-Base, Complete As Per Engineer'S Approval ;200 X 400 X 60Mm In Shot Blasted Finish Ref: Maintenance Edge Type 2, 200Mm Wide | 3455 | m | SAR | 60
ALYA-05.2 | 2 | 2.071 |  | Kingdom of Saudi Arabia | Jeddah | Hard & Soft Landscaping | Red Sea Village | B4 Canal Residential | RSG | SALCO | Award | 2021 | Fixed Price Lump Sum | SITE WORK | Landscaping | Metal Edge;Aluminium Edging, Brushed Finish, Fixed As Per Manufacturer'S Recommendations, Complete As Per Engineer'S Approval ;5Mm Thick Metal Edging For 150Mm High Gravel | 68 | m | SAR | 40
ALYA-05.2 | 2 | 2.071 |  | Kingdom of Saudi Arabia | Jeddah | Hard & Soft Landscaping | Red Sea Village | B4 Canal Residential | RSG | SALCO | Award | 2021 | Fixed Price Lump Sum | SITE WORK | Landscaping | Gravel Surface;25 - 50Mm Sieve Size Local Crushed Stone Gravel, Loose Laid In 150Mm Thick Layer Over Geotextile Membrane On Compacted Sub-Base, Complete As Per Engineer'S Approval;Gravel Surface | 2515 | m² | SAR | 33
ALYA-05.2 | 2 | 2.071 |  | Kingdom of Saudi Arabia | Jeddah | Hard & Soft Landscaping | Red Sea Village | B4 Canal Residential | RSG | SALCO | Award | 2021 | Fixed Price Lump Sum | FURNISHINGS | Generally | Site Furniture;Litter Bin;Supply And Fix Bin Including Necessary Accessories, Reinforced Concrete Base On Compacted Sub Base, Complete As Specifiedl;Bin Type 1 - Powder Coated Aluminium Litter Bin With Required Colour, Size 410 X 372 X 912Mm High Above Finished Floor Level | 20 | Nr | SAR | 5741
ALYA-05.2 | 2 | 2.071 |  | Kingdom of Saudi Arabia | Jeddah | Hard & Soft Landscaping | Red Sea Village | B4 Canal Residential | RSG | SALCO | Award | 2021 | Fixed Price Lump Sum | FURNISHINGS | Generally | Site Furniture;Bench ;Fair Face Finished Precast Concrete Seat Block With Stamped Pattern, On And Including Reinforced Concrete Foundation On Compacted Sub Base, Necessary Earthwork, Blinding, Polyethylene Sheet, Waterproofing, Steel Dowel And Necessary Accessories, Complete To The Engineer'S Approval;Bench Type 6 - Overall Size 2000 X 500 X 450Mm High | 20 | Nr | SAR | 4406
ALYA-05.2 | 2 | 2.071 |  | Kingdom of Saudi Arabia | Jeddah | Hard & Soft Landscaping | Red Sea Village | B4 Canal Residential | RSG | SALCO | Award | 2021 | Fixed Price Lump Sum | FURNISHINGS | Generally | Site Furniture ;Bench;Fair Face Finish Precast Concrete Seat Block With Stamped Pattern And Required Colour, On And Including Reinforced Concrete Base On Compacted Sub Base, Necessary Earthwork, Waterproofing, Steel Dowel For Fixing Concrete Bench, Complete To Specialist / Engineer'S Details ;Bench Type 6 - Overall Size 2000 X 500 X 450Mm High (Optional) | 20 | Nr | SAR | 2336
ALYA-05.2 | 2 | 2.071 |  | Kingdom of Saudi Arabia | Jeddah | Hard & Soft Landscaping | Red Sea Village | B4 Canal Residential | RSG | SALCO | Award | 2021 | Fixed Price Lump Sum | FURNISHINGS | Generally | Site Furniture ;Bench;Bollard;Stainless Steel Fixed Bollard In Stain Surface Finish With Required Colour, Including Composite Timber Inset, Necessary Base, Accessories And All Other Required Works, Complete, As Specified;Bollard Type 1 - 900Mm High Above Finished Floor Level X 120Mm , Fixed Bollard | 32 | Nr | SAR | 2003
ALYA-05.2 | 2 | 2.071 |  | Kingdom of Saudi Arabia | Jeddah | Hard & Soft Landscaping | Red Sea Village | B4 Canal Residential | RSG | SALCO | Award | 2021 | Fixed Price Lump Sum | SITE WORK | Paving and surfacing | Paving;Precast Concrete Block Paving Laid To Pattern With Required Colour, 5Mm Wide Joints With Filled With Joint Filling Sand, On And Including 50Mm Thick Sharp Sand Bed On Compacted Sub-Base, Complete As Per Engineer'S Approval ;150X150/150X300/300X300 X 60Mm In Shot Blasted Finish Ref: Feature Paving Type 1 | 667 | m² | SAR | 195
ALYA-05.2 | 2 | 2.0711 |  | Kingdom of Saudi Arabia | Jeddah | Hard & Soft Landscaping | Red Sea Village | B4 Canal Residential | RSG | SALCO | Award | 2021 | Fixed Price Lump Sum | SITE WORK | Paving and surfacing | Paving;Precast Concrete Block Paving Laid To Pattern With Required Colour, 5Mm Wide Joints With Filled With Joint Filling Sand, On And Including 50Mm Thick Sharp Sand Bed On Compacted Sub-Base, Complete As Per Engineer'S Approval ;200 X 400 X 60Mm In Shot Blasted Finish Ref: Paving Type 12 | 5 | m² | SAR | 175
ALYA-05.2 | 2 | 2.0711 |  | Kingdom of Saudi Arabia | Jeddah | Hard & Soft Landscaping | Red Sea Village | B4 Canal Residential | RSG | SALCO | Award | 2021 | Fixed Price Lump Sum | SITE WORK | Paving and surfacing | Paving;Precast Concrete Paving Block Laid To Pattern With Required Colour, 5Mm Wide Joints With Joint Filling Sand, On And Including 40 - 50Mm Thick Sharp Sand Bed On Compacted Sub-Base, Complete As Per Engineer'S Approval ;300 X 300 X 60Mm With Milled Blisters, In Shot Blasted Finish Ref: Tactile Paving | 29 | m² | SAR | 176
ALYA-05.2 | 2 | 2.0711 |  | Kingdom of Saudi Arabia | Jeddah | Hard & Soft Landscaping | Red Sea Village | B4 Canal Residential | RSG | SALCO | Award | 2021 | Fixed Price Lump Sum | SITE WORK | Landscaping | Maintenance Edge;Precast Concrete Maintenance Edge Cut To Radius As Required And Laid To Pattern With Required Colour, Max. 5Mm Wide Joint Using Colour Matched Grout, On And Including 25Mm Thick Full Mortar Bed On Concrete Base And Compacted Sub-Base, Complete As Per Engineer'S Approval ;350 X 350 X 60Mm In Shot Blasted Finish Ref: Maintenance Edge Type 1, 350Mm Wide | 317 | m | SAR | 116
ALYA-05.2 | 2 | 2.0711 |  | Kingdom of Saudi Arabia | Jeddah | Hard & Soft Landscaping | Red Sea Village | B4 Canal Residential | RSG | SALCO | Award | 2021 | Fixed Price Lump Sum | SITE WORK | Landscaping | Maintenance Edge;Precast Concrete Maintenance Edge Cut To Radius As Required And Laid To Pattern With Required Colour, Max. 5Mm Wide Joint Using Colour Matched Grout, On And Including 25Mm Thick Full Mortar Bed On Concrete Base And Compacted Sub-Base, Complete As Per Engineer'S Approval ;200 X 400 X 60Mm In Shot Blasted Finish Ref: Maintenance Edge Type 2, 200Mm Wide | 132 | m | SAR | 60
ALYA-05.2 | 2 | 2.0711 |  | Kingdom of Saudi Arabia | Jeddah | Hard & Soft Landscaping | Red Sea Village | B4 Canal Residential | RSG | SALCO | Award | 2021 | Fixed Price Lump Sum | SITE WORK | Landscaping | Mowing Edge;Precast Concrete Mowing Edge Laid To Pattern With Required Colour, Max. 5Mm Wide Joint Using Colour Matched Grout, On And Including 25Mm Thick Full Mortar Bed On Concrete Base And Compacted Sub-Base, Complete As Per Engineer'S Approval;Mowing Edge, 200X200/100X100 X 60Mm Thick In Shotblasted Finish, (100/200Mm Wide) | 68 | m | SAR | 60
ALYA-05.2 | 2 | 2.0711 |  | Kingdom of Saudi Arabia | Jeddah | Hard & Soft Landscaping | Red Sea Village | B4 Canal Residential | RSG | SALCO | Award | 2021 | Fixed Price Lump Sum | SITE WORK | Landscaping | Metal Edge;Aluminium Edging, Brushed Finish, Fixed As Per Manufacturer'S Recommendations, Complete As Per Engineer'S Approval;5Mm Thick Metal Edging For 150Mm High Gravel | 352 | m | SAR | 40
ALYA-05.2 | 2 | 2.0711 |  | Kingdom of Saudi Arabia | Jeddah | Hard & Soft Landscaping | Red Sea Village | B4 Canal Residential | RSG | SALCO | Award | 2021 | Fixed Price Lump Sum | ACCESSORIES | Generally | Composite Construction;Planter Wall;Reinforced Concrete Structure Comprising Of 300X300X100Mm Thick Sandstone Coping With Honed Finish And Required Colour, And 10-15Mm Thick Smooth Finish Wall Render, Including Max. 3Mm Wide Joint, 25Mm Thick Full Mortar Bed, Reinforced Concrete Base On Compacted Sub Base, Necessary Earthworks, Waterproofing, Fittings, Accessories, Complete To Engineer'S Details;300Mm Wide X 350Mm High Above Finished Floor Level, Ref. Planter Wall Type 4 | 17 | m | SAR | 467
ALYA-05.2 | 2 | 2.0711 |  | Kingdom of Saudi Arabia | Jeddah | Hard & Soft Landscaping | Red Sea Village | B4 Canal Residential | RSG | SALCO | Award | 2021 | Fixed Price Lump Sum | ACCESSORIES | Generally | Composite Construction;Planter Wall;Reinforced Concrete Structure Comprising Of 300X300X100Mm Thick Sandstone Coping With Honed Finish And Required Colour, And 10-15Mm Thick Smooth Finish Wall Render, Including Max. 3Mm Wide Joint, 25Mm Thick Full Mortar Bed, Reinforced Concrete Base On Compacted Sub Base, Necessary Earthworks, Waterproofing, Fittings, Accessories, Complete To Engineer'S Details;300Mm Wide X 600Mm High Above Finished Floor Level, Ref. Retaining Wall | 18 | m | SAR | 935
ALYA-05.2 | 2 | 2.0711 |  | Kingdom of Saudi Arabia | Jeddah | Hard & Soft Landscaping | Red Sea Village | B4 Canal Residential | RSG | SALCO | Award | 2021 | Fixed Price Lump Sum | ACCESSORIES | Generally | Composite Construction;Planter Wall;Reinforced Concrete Structure Comprising Of 300X300X100Mm Thick Sandstone Coping With Honed Finish And Required Colour, And 10-15Mm Thick Smooth Finish Wall Render, Including Max. 3Mm Wide Joint, 25Mm Thick Full Mortar Bed, Reinforced Concrete Base On Compacted Sub Base, Necessary Earthworks, Waterproofing, Fittings, Accessories, Complete To Engineer'S Details;300Mm Wide X 900Mm High Above Finished Floor Level, Ref. Planter Wall Type 4 | 17 | m | SAR | 1268
ALYA-05.2 | 2 | 2.0711 |  | Kingdom of Saudi Arabia | Jeddah | Hard & Soft Landscaping | Red Sea Village | B4 Canal Residential | RSG | SALCO | Award | 2021 | Fixed Price Lump Sum | ACCESSORIES | Generally | Composite Construction;Plinth/Wall;Reinforced Concrete Plinth/Wall Comprising 100Mm Thick Sandstone Coping (1050X1050Mm) In Honed Finish, 10-15Mm Thick Smooth Render Wal Using Reinforcing Mesh And Applied As Smooth Even Texture And Finish, On And Including 25Mm Thick Full Mortar Bed, Reinforced Concrete Base On Compacted Sub Base Complete To The Engineer'S Details;Overall Size 2100Mm Diameter X 350/900Mm High (Below Pot) | 34 | m | SAR | 2003
ALYA-05.2 | 2 | 2.0712 |  | Kingdom of Saudi Arabia | Jeddah | Hard & Soft Landscaping | Red Sea Village | B4 Canal Residential | RSG | SALCO | Award | 2021 | Fixed Price Lump Sum | FURNISHINGS | Generally | Site Furniture;Pot;Supply And Fix Decorative Pot Fixed On Concrete Plinth, Complete To The Specialist/Engineer'S Approval, As Specified;Overall Size 2100Mm Diameter X 500Mm High Grc Pot With Smooth Finish | 4 | Nr | SAR | 9345
ALYA-05.2 | 2 | 2.0712 |  | Kingdom of Saudi Arabia | Jeddah | Hard & Soft Landscaping | Red Sea Village | B4 Canal Residential | RSG | SALCO | Award | 2021 | Fixed Price Lump Sum | FURNISHINGS | Generally | Site Furniture;Bollard;Stainless Steel Fixed Bollard In Stain Surface Finish With Required Colour, Including Composite Timber Inset, Necessary Base, Accessories And All Other Required Works, Complete, As Specified ; Bollard Type 1 - 900Mm High Above Finished Floor Level X 120Mm , Fixed Bollard | 28 | Nr | SAR | 2003
ALYA-05.2 | 2 | 2.0712 |  | Kingdom of Saudi Arabia | Jeddah | Hard & Soft Landscaping | Red Sea Village | B4 Canal Residential | RSG | SALCO | Award | 2021 | Fixed Price Lump Sum | SITE WORK | Paving and surfacing | Paving;Precast Concrete Block Paving Laid To Pattern With Required Colour, 5Mm Wide Joints With Filled With Joint Filling Sand, On And Including 50Mm Thick Sharp Sand Bed On Compacted Sub-Base, Complete As Per Engineer'S Approval ;150X150/150X300/300X300 X 60Mm In Shot Blasted Finish Ref: Feature Paving Type 1 | 771 | m² | SAR | 195
ALYA-05.2 | 2 | 2.0712 |  | Kingdom of Saudi Arabia | Jeddah | Hard & Soft Landscaping | Red Sea Village | B4 Canal Residential | RSG | SALCO | Award | 2021 | Fixed Price Lump Sum | SITE WORK | Paving and surfacing | Paving;Precast Concrete Paving Block Laid To Pattern With Required Colour, 5Mm Wide Joints With Joint Filling Sand, On And Including 40 - 50Mm Thick Sharp Sand Bed On Compacted Sub-Base, Complete As Per Engineer'S Approval;300 X 300 X 60Mm With Milled Blisters, In Shot Blasted Finish Ref: Tactile Paving | 14 | m² | SAR | 334
ALYA-05.2 | 2 | 2.0712 |  | Kingdom of Saudi Arabia | Jeddah | Hard & Soft Landscaping | Red Sea Village | B4 Canal Residential | RSG | SALCO | Award | 2021 | Fixed Price Lump Sum | SITE WORK | Landscaping | Maintenance Edge;Precast Concrete Maintenance Edge Cut To Radius As Required And Laid To Pattern With Required Colour, Max. 5Mm Wide Joint Using Colour Matched Grout, On And Including 25Mm Thick Full Mortar Bed On Concrete Base And Compacted Sub-Base, Complete As Per Engineer'S Approval ;350 X 350 X 60Mm In Shot Blasted Finish Ref: Maintenance Edge Type 1, 350Mm Wide | 316 | m | SAR | 116
ALYA-05.2 | 2 | 2.0712 |  | Kingdom of Saudi Arabia | Jeddah | Hard & Soft Landscaping | Red Sea Village | B4 Canal Residential | RSG | SALCO | Award | 2021 | Fixed Price Lump Sum | SITE WORK | Landscaping | Maintenance Edge;Precast Concrete Maintenance Edge Cut To Radius As Required And Laid To Pattern With Required Colour, Max. 5Mm Wide Joint Using Colour Matched Grout, On And Including 25Mm Thick Full Mortar Bed On Concrete Base And Compacted Sub-Base, Complete As Per Engineer'S Approval ;200 X 400 X 60Mm In Shot Blasted Finish Ref: Maintenance Edge Type 2, 200Mm Wide | 169 | m | SAR | 60
ALYA-05.2 | 2 | 2.0712 |  | Kingdom of Saudi Arabia | Jeddah | Hard & Soft Landscaping | Red Sea Village | B4 Canal Residential | RSG | SALCO | Award | 2021 | Fixed Price Lump Sum | SITE WORK | Landscaping | Metal Edge;Aluminium Edging, Brushed Finish, Fixed As Per Manufacturer'S Recommendations, Complete As Per Engineer'S Approval ;Mowing Edge, 200X200/100X100 X 60Mm Thick In Shotblasted Finish, (100/200Mm Wide) | 68 | m | SAR | 60
ALYA-05.2 | 2 | 2.0712 |  | Kingdom of Saudi Arabia | Jeddah | Hard & Soft Landscaping | Red Sea Village | B4 Canal Residential | RSG | SALCO | Award | 2021 | Fixed Price Lump Sum | SITE WORK | Landscaping | Metal Edge;Aluminium Edging, Brushed Finish, Fixed As Per Manufacturer'S Recommendations, Complete As Per Engineer'S Approval ;5Mm Thick Metal Edging For 150Mm High Gravel | 467 | m | SAR | 40
ALYA-05.2 | 2 | 2.0712 |  | Kingdom of Saudi Arabia | Jeddah | Hard & Soft Landscaping | Red Sea Village | B4 Canal Residential | RSG | SALCO | Award | 2021 | Fixed Price Lump Sum | ACCESSORIES | Generally | Composite Construction;Plinth/Wall;Reinforced Concrete Plinth/Wall Comprising 250Mm Thick Sandstone Feature Coping, 30/250Mm Thick Sandstone Cladding, Coping And Cladding In Honed Finish, On And Including 25Mm Thick Full Mortar Bed, Reinforced Concrete Base On Compacted Sub Base Complete To The Engineer'S Details ;Overall Size 1500 X 1500 X Varying Height (Below Pot) | 18 | m | SAR | 6675
ALYA-05.2 | 2 | 2.0712 |  | Kingdom of Saudi Arabia | Jeddah | Hard & Soft Landscaping | Red Sea Village | B4 Canal Residential | RSG | SALCO | Award | 2021 | Fixed Price Lump Sum | ACCESSORIES | Generally | Composite Construction;Plinth/Wall;Reinforced Concrete Wall Comprising 200Mm Thick Sandstone Coping, On And Including 25Mm Thick Full Mortar Bed, Reinforced Concrete Base On Compacted Sub Base Complete To The Engineer'S Details;Overall Size 500Mm Wide X 300Mm High | 50 | m | SAR | 1268
ALYA-05.2 | 2 | 2.0713 |  | Kingdom of Saudi Arabia | Jeddah | Hard & Soft Landscaping | Red Sea Village | B4 Canal Residential | RSG | SALCO | Award | 2021 | Fixed Price Lump Sum | FURNISHINGS | Generally | Site Furniture;Pot;Supply And Fix Decorative Pot Fixed On Concrete Plinth, Complete To The Specialist/Engineer'S Approval, As Specified;Overall Size 2100Mm Diameter X 700Mm High Grc Pot With Smooth Finish | 3 | Nr | SAR | 10680
ALYA-05.2 | 2 | 2.0713 |  | Kingdom of Saudi Arabia | Jeddah | Hard & Soft Landscaping | Red Sea Village | B4 Canal Residential | RSG | SALCO | Award | 2021 | Fixed Price Lump Sum | FURNISHINGS | Generally | Site Furniture;Bollard;Stainless Steel Fixed Bollard In Stain Surface Finish With Required Colour, Including Composite Timber Inset, Necessary Base, Accessories And All Other Required Works, Complete, As Specified ; Bollard Type 1 - 900Mm High Above Finished Floor Level X 120Mm , Fixed Bollard | 16 | Nr | SAR | 2003
ALYA-05.2 | 2 | 2.0713 |  | Kingdom of Saudi Arabia | Jeddah | Hard & Soft Landscaping | Red Sea Village | B4 Canal Residential | RSG | SALCO | Award | 2021 | Fixed Price Lump Sum | SITE WORK | Landscaping | Irrigation Works;Main Pipe Network;Irrigation Controllers; Complete As Specified;Pull Boxes | 7 | Nr | SAR | 668
ALYA-05.2 | 2 | 2.0713 |  | Kingdom of Saudi Arabia | Jeddah | Hard & Soft Landscaping | Red Sea Village | B4 Canal Residential | RSG | SALCO | Award | 2021 | Fixed Price Lump Sum | SITE WORK | Landscaping | Irrigation Works;Upvc Pipework To Bs 3505, Class-D, Including All Fittings, Excavation, Sand Bedding, Back Filling As Specified, Cart Away Surplus, Warning Tape Markers, Thrust Blocks, All As Specified.;4 Inch Diameter Pipe | 126 | m | SAR | 187
ALYA-05.2 | 2 | 2.0713 |  | Kingdom of Saudi Arabia | Jeddah | Hard & Soft Landscaping | Red Sea Village | B4 Canal Residential | RSG | SALCO | Award | 2021 | Fixed Price Lump Sum | SITE WORK | Landscaping | Irrigation Works;Valves Including Necessary Accessories, Fixed As Specified.;Connection To Irrigation Mainline Take Off Point | 4 | Nr | SAR | 33375
ALYA-05.2 | 2 | 2.0713 |  | Kingdom of Saudi Arabia | Jeddah | Hard & Soft Landscaping | Red Sea Village | B4 Canal Residential | RSG | SALCO | Award | 2021 | Fixed Price Lump Sum | SITE WORK | Landscaping | Irrigation Works;Pipework Sprinkler Irrigation System;Upvc Pipework To Bs 3505, Class-E, Including All Fittings, Excavation, Sand Bedding, Back Filling As Specified, Cart Away Surplus, Warning Tape Markers, Thrust Blocks, All As Specified.;1 Inch Diameter Pipe | 588 | m | SAR | 33
ALYA-05.2 | 2 | 2.0713 |  | Kingdom of Saudi Arabia | Jeddah | Hard & Soft Landscaping | Red Sea Village | B4 Canal Residential | RSG | SALCO | Award | 2021 | Fixed Price Lump Sum | SITE WORK | Landscaping | Irrigation Works;Pipework Sprinkler Irrigation System;Upvc Pipework To Bs 3505, Class-D, Including All Fittings, Excavation, Sand Bedding, Back Filling As Specified, Cart Away Surplus, Warning Tape Markers, Thrust Blocks, All As Specified.;1.5 Inch Diameter Pipe | 740 | m | SAR | 47
ALYA-05.2 | 2 | 2.0713 |  | Kingdom of Saudi Arabia | Jeddah | Hard & Soft Landscaping | Red Sea Village | B4 Canal Residential | RSG | SALCO | Award | 2021 | Fixed Price Lump Sum | SITE WORK | Landscaping | Irrigation Works;Pipework Sprinkler Irrigation System;Upvc Pipework To Bs 3505, Class-D, Including All Fittings, Excavation, Sand Bedding, Back Filling As Specified, Cart Away Surplus, Warning Tape Markers, Thrust Blocks, All As Specified.;2.0 Inch Diameter Pipe | 6 | m | SAR | 67
ALYA-05.2 | 2 | 2.0713 |  | Kingdom of Saudi Arabia | Jeddah | Hard & Soft Landscaping | Red Sea Village | B4 Canal Residential | RSG | SALCO | Award | 2021 | Fixed Price Lump Sum | SITE WORK | Landscaping | Irrigation Works;Pipework Sprinkler Irrigation System;Drip Risers;Drip Risers As Specified | 99 | Nr | SAR | 93
ALYA-05.2 | 2 | 2.0713 |  | Kingdom of Saudi Arabia | Jeddah | Hard & Soft Landscaping | Red Sea Village | B4 Canal Residential | RSG | SALCO | Award | 2021 | Fixed Price Lump Sum | SITE WORK | Landscaping | Irrigation Works;Pipework Sprinkler Irrigation System;Valves Including Necessary Accessories, Fixed As Specified;Solenoid Valves, 1.5 Inch In Drip System | 4 | Nr | SAR | 1669
ALYA-05.2 | 2 | 2.0714 |  | Kingdom of Saudi Arabia | Jeddah | Hard & Soft Landscaping | Red Sea Village | B4 Canal Residential | RSG | SALCO | Award | 2021 | Fixed Price Lump Sum | SITE WORK | Landscaping | Irrigation Works;Pipework Sprinkler Irrigation System;Lockable Valve Boxes As Specified;For Solenoid Valves, 1.5 Inch In Drip System | 4 | Nr | SAR | 668
ALYA-05.2 | 2 | 2.0714 |  | Kingdom of Saudi Arabia | Jeddah | Hard & Soft Landscaping | Red Sea Village | B4 Canal Residential | RSG | SALCO | Award | 2021 | Fixed Price Lump Sum | SITE WORK | Landscaping | Irrigation Works ;Main Pipe Network;Irrigation Controllers; Complete As Specified;Pull Boxes | 13 | Nr | SAR | 668
ALYA-05.2 | 2 | 2.0714 |  | Kingdom of Saudi Arabia | Jeddah | Hard & Soft Landscaping | Red Sea Village | B4 Canal Residential | RSG | SALCO | Award | 2021 | Fixed Price Lump Sum | SITE WORK | Landscaping | Irrigation Works ;Upvc Pipework To Bs 3505, Class-D, Including All Fittings, Excavation, Sand Bedding, Back Filling As Specified, Cart Away Surplus, Warning Tape Markers, Thrust Blocks, All As Specified;4 Inch Diameter Pipe | 97 | m | SAR | 187
ALYA-05.2 | 2 | 2.0714 |  | Kingdom of Saudi Arabia | Jeddah | Hard & Soft Landscaping | Red Sea Village | B4 Canal Residential | RSG | SALCO | Award | 2021 | Fixed Price Lump Sum | SITE WORK | Landscaping | Irrigation Works ;Valves Including Necessary Accessories, Fixed As Specified.;Connection To Irrigation Mainline Take Off Point | 2 | Nr | SAR | 33375
ALYA-05.2 | 2 | 2.0714 |  | Kingdom of Saudi Arabia | Jeddah | Hard & Soft Landscaping | Red Sea Village | B4 Canal Residential | RSG | SALCO | Award | 2021 | Fixed Price Lump Sum | SITE WORK | Landscaping | Irrigation Works;Pipework Sprinkler Irrigation System;Upvc Pipework To Bs 3505, Class-D, Including All Fittings, Excavation, Sand Bedding, Back Filling As Specified, Cart Away Surplus, Warning Tape Markers, Thrust Blocks, All As Specified.;1 Inch Diameter Pipe | 1320 | m | SAR | 33
ALYA-05.2 | 2 | 2.0714 |  | Kingdom of Saudi Arabia | Jeddah | Hard & Soft Landscaping | Red Sea Village | B4 Canal Residential | RSG | SALCO | Award | 2021 | Fixed Price Lump Sum | SITE WORK | Landscaping | Irrigation Works;Pipework Sprinkler Irrigation System;Upvc Pipework To Bs 3505, Class-D, Including All Fittings, Excavation, Sand Bedding, Back Filling As Specified, Cart Away Surplus, Warning Tape Markers, Thrust Blocks, All As Specified.;1.5 Inch Diameter Pipe | 660 | m | SAR | 47
ALYA-05.2 | 2 | 2.0714 |  | Kingdom of Saudi Arabia | Jeddah | Hard & Soft Landscaping | Red Sea Village | B4 Canal Residential | RSG | SALCO | Award | 2021 | Fixed Price Lump Sum | SITE WORK | Landscaping | Irrigation Works;Pipework Sprinkler Irrigation System;Upvc Pipework To Bs 3505, Class-D, Including All Fittings, Excavation, Sand Bedding, Back Filling As Specified, Cart Away Surplus, Warning Tape Markers, Thrust Blocks, All As Specified.;2.0 Inch Diameter Pipe | 234 | m | SAR | 67
ALYA-05.2 | 2 | 2.0714 |  | Kingdom of Saudi Arabia | Jeddah | Hard & Soft Landscaping | Red Sea Village | B4 Canal Residential | RSG | SALCO | Award | 2021 | Fixed Price Lump Sum | SITE WORK | Landscaping | Irrigation Works;Pipework Sprinkler Irrigation System;Drip Risers;Drip Risers As Specified | 130 | Nr | SAR | 93
ALYA-05.2 | 2 | 2.0714 |  | Kingdom of Saudi Arabia | Jeddah | Hard & Soft Landscaping | Red Sea Village | B4 Canal Residential | RSG | SALCO | Award | 2021 | Fixed Price Lump Sum | SITE WORK | Landscaping | Irrigation Works;Pipework Sprinkler Irrigation System;Valves Including Necessary Accessories, Fixed As Specified;Solenoid Valves, 1.5 Inch In Drip System | 2 | Nr | SAR | 1669
ALYA-05.2 | 2 | 2.0714 |  | Kingdom of Saudi Arabia | Jeddah | Hard & Soft Landscaping | Red Sea Village | B4 Canal Residential | RSG | SALCO | Award | 2021 | Fixed Price Lump Sum | SITE WORK | Landscaping | Irrigation Works;Pipework Sprinkler Irrigation System;Lockable Valve Boxes As Specified;For Solenoid Valves,1.0Inch In Drip System | 2 | Nr | SAR | 668
ALYA-05.2 | 2 | 2.0715 |  | Kingdom of Saudi Arabia | Jeddah | Hard & Soft Landscaping | Red Sea Village | B4 Canal Residential | RSG | SALCO | Award | 2021 | Fixed Price Lump Sum | SITE WORK | Landscaping | Irrigation Works;Main Pipe Network;Irrigation Controllers; Complete As Specified;Pull Boxes | 6 | Nr | SAR | 668
ALYA-05.2 | 2 | 2.0715 |  | Kingdom of Saudi Arabia | Jeddah | Hard & Soft Landscaping | Red Sea Village | B4 Canal Residential | RSG | SALCO | Award | 2021 | Fixed Price Lump Sum | SITE WORK | Landscaping | Irrigation Works;Upvc Pipework To Bs 3505, Class-D, Including All Fittings, Excavation, Sand Bedding, Back Filling As Specified, Cart Away Surplus, Warning Tape Markers, Thrust Blocks, All As Specified.;4 Inch Diameter Pipe | 334 | m | SAR | 187
ALYA-05.2 | 2 | 2.0715 |  | Kingdom of Saudi Arabia | Jeddah | Hard & Soft Landscaping | Red Sea Village | B4 Canal Residential | RSG | SALCO | Award | 2021 | Fixed Price Lump Sum | SITE WORK | Landscaping | Irrigation Works;Valves Including Necessary Accessories, Fixed As Specified.;Connection To Irrigation Mainline Take Off Point | 3 | Nr | SAR | 33375
ALYA-05.2 | 2 | 2.0715 |  | Kingdom of Saudi Arabia | Jeddah | Hard & Soft Landscaping | Red Sea Village | B4 Canal Residential | RSG | SALCO | Award | 2021 | Fixed Price Lump Sum | SITE WORK | Landscaping | Irrigation Works;Pipework Sprinkler Irrigation System;Upvc Pipework To Bs 3505, Class-E, Including All Fittings, Excavation, Sand Bedding, Back Filling As Specified, Cart Away Surplus, Warning Tape Markers, Thrust Blocks, All As Specified.;1 Inch Diameter Pipe | 150 | m | SAR | 33
ALYA-05.2 | 2 | 2.0715 |  | Kingdom of Saudi Arabia | Jeddah | Hard & Soft Landscaping | Red Sea Village | B4 Canal Residential | RSG | SALCO | Award | 2021 | Fixed Price Lump Sum | SITE WORK | Landscaping | Irrigation Works;Pipework Sprinkler Irrigation System;Upvc Pipework To Bs 3505, Class-D, Including All Fittings, Excavation, Sand Bedding, Back Filling As Specified, Cart Away Surplus, Warning Tape Markers, Thrust Blocks, All As Specified.;1.5 Inch Diameter Pipe | 190 | m | SAR | 47
ALYA-05.2 | 2 | 2.0715 |  | Kingdom of Saudi Arabia | Jeddah | Hard & Soft Landscaping | Red Sea Village | B4 Canal Residential | RSG | SALCO | Award | 2021 | Fixed Price Lump Sum | SITE WORK | Landscaping | Irrigation Works;Pipework Sprinkler Irrigation System;Drip Risers;Drip Risers As Specified | 32 | Nr | SAR | 93
ALYA-05.2 | 2 | 2.0715 |  | Kingdom of Saudi Arabia | Jeddah | Hard & Soft Landscaping | Red Sea Village | B4 Canal Residential | RSG | SALCO | Award | 2021 | Fixed Price Lump Sum | SITE WORK | Landscaping | Main Pipe Network;Irrigation Controllers; Complete As Specified;Pull Boxes | 39 | Nr | SAR | 668
ALYA-05.2 | 2 | 2.0715 |  | Kingdom of Saudi Arabia | Jeddah | Hard & Soft Landscaping | Red Sea Village | B4 Canal Residential | RSG | SALCO | Award | 2021 | Fixed Price Lump Sum | SITE WORK | Landscaping | Irrigation Works;Pipework Sprinkler Irrigation System;Lockable Valve Boxes As Specified;For Solenoid Valves,4Inch In Drip System | 554 | m | SAR | 187
ALYA-05.2 | 2 | 2.0715 |  | Kingdom of Saudi Arabia | Jeddah | Hard & Soft Landscaping | Red Sea Village | B4 Canal Residential | RSG | SALCO | Award | 2021 | Fixed Price Lump Sum | SITE WORK | Landscaping | Irrigation Works;Pipework Sprinkler Irrigation System;Lockable Valve Boxes As Specified;For Solenoid Valves,3Inch In Drip System | 108 | m | SAR | 167
ALYA-05.2 | 2 | 2.0715 |  | Kingdom of Saudi Arabia | Jeddah | Hard & Soft Landscaping | Red Sea Village | B4 Canal Residential | RSG | SALCO | Award | 2021 | Fixed Price Lump Sum | SITE WORK | Landscaping | Irrigation Works;Pipework Sprinkler Irrigation System;Valves Including Necessary Accessaries, Fixed As Specified.;Connection To Irrigation Mainline Take Off Point | 16 | Nr | SAR | 33375
ALYA-05.2 | 2 | 2.0716 |  | Kingdom of Saudi Arabia | Jeddah | Hard & Soft Landscaping | Red Sea Village | B4 Canal Residential | RSG | SALCO | Award | 2021 | Fixed Price Lump Sum | SITE WORK | Landscaping | Irrigation Works;Pipework Sprinkler Irrigation System;Upvc Pipework To Bs 3505, Class-E, Including All Fittings, Excavation, Sand Bedding, Back Filling As Specified, Cart Away Surplus, Warning Tape Markers, Thrust Blocks, All As Specified.;1 Inch Diameter Pipe | 250 | m | SAR | 33
ALYA-05.2 | 2 | 2.0716 |  | Kingdom of Saudi Arabia | Jeddah | Hard & Soft Landscaping | Red Sea Village | B4 Canal Residential | RSG | SALCO | Award | 2021 | Fixed Price Lump Sum | SITE WORK | Landscaping | Irrigation Works;Pipework Sprinkler Irrigation System;Upvc Pipework To Bs 3505, Class-D, Including All Fittings, Excavation, Sand Bedding, Back Filling As Specified, Cart Away Surplus, Warning Tape Markers, Thrust Blocks, All As Specified.;1.5 Inch Diameter Pipe | 60 | m | SAR | 47
ALYA-05.2 | 2 | 2.0716 |  | Kingdom of Saudi Arabia | Jeddah | Hard & Soft Landscaping | Red Sea Village | B4 Canal Residential | RSG | SALCO | Award | 2021 | Fixed Price Lump Sum | SITE WORK | Landscaping | Irrigation Works;Pipework Sprinkler Irrigation System;Upvc Pipework To Bs 3505, Class-D, Including All Fittings, Excavation, Sand Bedding, Back Filling As Specified, Cart Away Surplus, Warning Tape Markers, Thrust Blocks, All As Specified.;2 Inch Diameter Pipe | 18 | m | SAR | 67
ALYA-05.2 | 2 | 2.0716 |  | Kingdom of Saudi Arabia | Jeddah | Hard & Soft Landscaping | Red Sea Village | B4 Canal Residential | RSG | SALCO | Award | 2021 | Fixed Price Lump Sum | SITE WORK | Landscaping | Irrigation Works;Pipework Sprinkler Irrigation System;Upvc Pipework To Bs 3505, Class-D, Including All Fittings, Excavation, Sand Bedding, Back Filling As Specified, Cart Away Surplus, Warning Tape Markers, Thrust Blocks, All As Specified.;3 Inch Diameter Pipe | 12 | m | SAR | 167
ALYA-05.2 | 2 | 2.0716 |  | Kingdom of Saudi Arabia | Jeddah | Hard & Soft Landscaping | Red Sea Village | B4 Canal Residential | RSG | SALCO | Award | 2021 | Fixed Price Lump Sum | SITE WORK | Landscaping | Irrigation Works;Pipework Sprinkler Irrigation System;Valves Including Necessary Accessories, Fixed As Specified;Solenoid Valves, 2.0 Inch In Drip System | 2 | Nr | SAR | 2003
ALYA-05.2 | 2 | 2.0716 |  | Kingdom of Saudi Arabia | Jeddah | Hard & Soft Landscaping | Red Sea Village | B4 Canal Residential | RSG | SALCO | Award | 2021 | Fixed Price Lump Sum | SITE WORK | Landscaping | Irrigation Works;Pipework Sprinkler Irrigation System;Lockable Valve Boxes As Specified;For Solenoid Valves 2.0 Inch In Sprinkler System | 2 | Nr | SAR | 668
ALYA-05.2 | 2 | 2.0716 |  | Kingdom of Saudi Arabia | Jeddah | Hard & Soft Landscaping | Red Sea Village | B4 Canal Residential | RSG | SALCO | Award | 2021 | Fixed Price Lump Sum | SITE WORK | Landscaping | Pipework Sprinkler Irrigation System;Pop-Up-Spray Including Necessary Accessories, Fixed As Specified;Pop Up Spray 3.00M - 4.00M Radius | 36 | Nr | SAR | 80
ALYA-05.2 | 2 | 2.0716 |  | Kingdom of Saudi Arabia | Jeddah | Hard & Soft Landscaping | Red Sea Village | B4 Canal Residential | RSG | SALCO | Award | 2021 | Fixed Price Lump Sum | SITE WORK | Landscaping | Pipework Sprinkler Irrigation System;Pop-Up-Spray Including Necessary Accessories, Fixed As Specified;Pop Up Spray 2.00M - 2.50M Radius | 111 | Nr | SAR | 67
ALYA-05.2 | 2 | 2.0716 |  | Kingdom of Saudi Arabia | Jeddah | Hard & Soft Landscaping | Red Sea Village | B4 Canal Residential | RSG | SALCO | Award | 2021 | Fixed Price Lump Sum | SITE WORK | Landscaping | Irrigation Works;Pipework Sprinkler Irrigation System;Upvc Pipework To Bs 3505, Class-D, Including All Fittings, Excavation, Sand Bedding, Back Filling As Specified, Cart Away Surplus, Warning Tape Markers, Thrust Blocks, All As Specified.;1 Inch Diameter Pipe | 2950 | m | SAR | 33
ALYA-05.2 | 2 | 2.0716 |  | Kingdom of Saudi Arabia | Jeddah | Hard & Soft Landscaping | Red Sea Village | B4 Canal Residential | RSG | SALCO | Award | 2021 | Fixed Price Lump Sum | SITE WORK | Landscaping | Irrigation Works;Pipework Sprinkler Irrigation System;Upvc Pipework To Bs 3505, Class-D, Including All Fittings, Excavation, Sand Bedding, Back Filling As Specified, Cart Away Surplus, Warning Tape Markers, Thrust Blocks, All As Specified.;1.5 Inch Diameter Pipe | 2350 | m | SAR | 47
ALYA-05.2 | 2 | 2.0717 |  | Kingdom of Saudi Arabia | Jeddah | Hard & Soft Landscaping | Red Sea Village | B4 Canal Residential | RSG | SALCO | Award | 2021 | Fixed Price Lump Sum | SITE WORK | Landscaping | Irrigation Works;Pipework Sprinkler Irrigation System;Upvc Pipework To Bs 3505, Class-D, Including All Fittings, Excavation, Sand Bedding, Back Filling As Specified, Cart Away Surplus, Warning Tape Markers, Thrust Blocks, All As Specified.;2 Inch Diameter Pipe | 80 | m | SAR | 67
ALYA-05.2 | 2 | 2.0717 |  | Kingdom of Saudi Arabia | Jeddah | Hard & Soft Landscaping | Red Sea Village | B4 Canal Residential | RSG | SALCO | Award | 2021 | Fixed Price Lump Sum | SITE WORK | Landscaping | Irrigation Works;Pipework Sprinkler Irrigation System;Drip Risers;Drip Risers As Specified | 469 | Nr | SAR | 93
ALYA-05.2 | 2 | 2.0717 |  | Kingdom of Saudi Arabia | Jeddah | Hard & Soft Landscaping | Red Sea Village | B4 Canal Residential | RSG | SALCO | Award | 2021 | Fixed Price Lump Sum | SITE WORK | Landscaping | Irrigation Works;Pipework Sprinkler Irrigation System;Valves Including Necessary Accessories, Fixed As Specified;Solenoid Valves, 1.0 Inch In Drip System | 2 | Nr | SAR | 1469
ALYA-05.2 | 2 | 2.0717 |  | Kingdom of Saudi Arabia | Jeddah | Hard & Soft Landscaping | Red Sea Village | B4 Canal Residential | RSG | SALCO | Award | 2021 | Fixed Price Lump Sum | SITE WORK | Landscaping | Irrigation Works;Pipework Sprinkler Irrigation System;Valves Including Necessary Accessories, Fixed As Specified;Solenoid Valves, 1.5 Inch In Drip System | 15 | Nr | SAR | 1669
ALYA-05.2 | 2 | 2.0717 |  | Kingdom of Saudi Arabia | Jeddah | Hard & Soft Landscaping | Red Sea Village | B4 Canal Residential | RSG | SALCO | Award | 2021 | Fixed Price Lump Sum | SITE WORK | Landscaping | Irrigation Works;Pipework Sprinkler Irrigation System;Lockable Valve Boxes As Specified;For Solenoid Valves,1.0Inch In Drip System | 2 | Nr | SAR | 668
ALYA-05.2 | 2 | 2.0717 |  | Kingdom of Saudi Arabia | Jeddah | Hard & Soft Landscaping | Red Sea Village | B4 Canal Residential | RSG | SALCO | Award | 2021 | Fixed Price Lump Sum | SITE WORK | Landscaping | Irrigation Works;Pipework Sprinkler Irrigation System;Lockable Valve Boxes As Specified;For Solenoid Valves,1.5Inch In Drip System | 15 | Nr | SAR | 668
ALYA-05.2 | 2 | 2.0717 |  | Kingdom of Saudi Arabia | Jeddah | Hard & Soft Landscaping | Red Sea Village | B4 Canal Residential | RSG | SALCO | Award | 2021 | Fixed Price Lump Sum | ELECTRICAL ENGINEERING INSTALLATIONS | Final sub-circuits and auxiliary installations | Landscape Lighting And Power Installation;Supply And Install Light Fittings, Complete To The Approval Of The Engineer And/Or Contract Administrator, And As Shown On Drawings (Provisional Sum);Pole Top Light, Ref. Xsp1 | 19 | Nr | SAR | 10680
ALYA-05.2 | 2 | 2.0717 |  | Kingdom of Saudi Arabia | Jeddah | Hard & Soft Landscaping | Red Sea Village | B4 Canal Residential | RSG | SALCO | Award | 2021 | Fixed Price Lump Sum | ELECTRICAL ENGINEERING INSTALLATIONS | Final sub-circuits and auxiliary installations | Landscape Lighting And Power Installation;Supply And Install Light Fittings, Complete To The Approval Of The Engineer And/Or Contract Administrator, And As Shown On Drawings (Provisional Sum);Pole Top Light, Ref. Xsp1 | 8 | Nr | SAR | 10680
ALYA-05.2 | 2 | 2.0717 |  | Kingdom of Saudi Arabia | Jeddah | Hard & Soft Landscaping | Red Sea Village | B4 Canal Residential | RSG | SALCO | Award | 2021 | Fixed Price Lump Sum | ELECTRICAL ENGINEERING INSTALLATIONS | Final sub-circuits and auxiliary installations | Landscape Lighting And Power Installation;Supply And Install Light Fittings, Complete To The Approval Of The Engineer And/Or Contract Administrator, And As Shown On Drawings (Provisional Sum);Uplight For Palms, Ref. Xu1 | 14 | Nr | SAR | 3004
ALYA-05.2 | 2 | 2.0717 |  | Kingdom of Saudi Arabia | Jeddah | Hard & Soft Landscaping | Red Sea Village | B4 Canal Residential | RSG | SALCO | Award | 2021 | Fixed Price Lump Sum | ELECTRICAL ENGINEERING INSTALLATIONS | Final sub-circuits and auxiliary installations | Landscape Lighting And Power Installation;Supply And Install Light Fittings, Complete To The Approval Of The Engineer And/Or Contract Administrator, And As Shown On Drawings (Provisional Sum);Buried Uplight - Diffuse, Ref. Xsu1 | 14 | Nr | SAR | 5006
ALYA-05.2 | 2 | 2.0718 |  | Kingdom of Saudi Arabia | Jeddah | Hard & Soft Landscaping | Red Sea Village | B5 Urban Park | RSG | SALCO | Award | 2021 | Fixed Price Lump Sum | SITE WORK | Excavation | Earthworks;Excavation And Preparation Of Base As Specified And As Shown On Drawings;For Palms | 220 | m³ | SAR | 27
ALYA-05.2 | 2 | 2.0718 |  | Kingdom of Saudi Arabia | Jeddah | Hard & Soft Landscaping | Red Sea Village | B5 Urban Park | RSG | SALCO | Award | 2021 | Fixed Price Lump Sum | SITE WORK | Excavation | Earthworks;Excavation And Preparation Of Base As Specified And As Shown On Drawings;For Trees | 356 | m³ | SAR | 27
ALYA-05.2 | 2 | 2.0718 |  | Kingdom of Saudi Arabia | Jeddah | Hard & Soft Landscaping | Red Sea Village | B5 Urban Park | RSG | SALCO | Award | 2021 | Fixed Price Lump Sum | SITE WORK | Excavation | Earthworks;Excavation And Preparation Of Base As Specified And As Shown On Drawings;For Ground Covers | 195 | m³ | SAR | 20
ALYA-05.2 | 2 | 2.0718 |  | Kingdom of Saudi Arabia | Jeddah | Hard & Soft Landscaping | Red Sea Village | B5 Urban Park | RSG | SALCO | Award | 2021 | Fixed Price Lump Sum | SITE WORK | Excavation | Earthworks;Excavation And Preparation Of Base As Specified And As Shown On Drawings;For Shrubs | 220 | m³ | SAR | 20
ALYA-05.2 | 2 | 2.0718 |  | Kingdom of Saudi Arabia | Jeddah | Hard & Soft Landscaping | Red Sea Village | B5 Urban Park | RSG | SALCO | Award | 2021 | Fixed Price Lump Sum | SITE WORK | Excavation | Earthworks;Excavation And Preparation Of Base As Specified And As Shown On Drawings;For Grass | 115 | m³ | SAR | 20
ALYA-05.2 | 2 | 2.0718 |  | Kingdom of Saudi Arabia | Jeddah | Hard & Soft Landscaping | Red Sea Village | B5 Urban Park | RSG | SALCO | Award | 2021 | Fixed Price Lump Sum | SITE WORK | Disposal | Earthworks;Disposal;Disposal Of Surplus Excavated Material From Site (Provisional Item) | 1106 | m³ | SAR | 20
ALYA-05.2 | 2 | 2.0718 |  | Kingdom of Saudi Arabia | Jeddah | Hard & Soft Landscaping | Red Sea Village | B5 Urban Park | RSG | SALCO | Award | 2021 | Fixed Price Lump Sum | SITE WORK | Landscaping | Earthworks;Planting Medium Consist Of Soil, Compost And Fertilizers;70Mm Thick Bark Mulsch To Be Removed From All Softscape Areas ;To Palms | 193 | m³ | SAR | 134
ALYA-05.2 | 2 | 2.0718 |  | Kingdom of Saudi Arabia | Jeddah | Hard & Soft Landscaping | Red Sea Village | B5 Urban Park | RSG | SALCO | Award | 2021 | Fixed Price Lump Sum | SITE WORK | Landscaping | Earthworks;Planting Medium Consist Of Soil, Compost And Fertilizers;70Mm Thick Bark Mulsch To Be Removed From All Softscape Areas ;To Trees | 295 | m³ | SAR | 134
ALYA-05.2 | 2 | 2.0718 |  | Kingdom of Saudi Arabia | Jeddah | Hard & Soft Landscaping | Red Sea Village | B5 Urban Park | RSG | SALCO | Award | 2021 | Fixed Price Lump Sum | SITE WORK | Landscaping | Earthworks;Planting Medium Consist Of Soil, Compost And Fertilizers;70Mm Thick Bark Mulsch To Be Removed From All Softscape Areas ;To Ground Covers | 195 | m³ | SAR | 134
ALYA-05.2 | 2 | 2.0718 |  | Kingdom of Saudi Arabia | Jeddah | Hard & Soft Landscaping | Red Sea Village | B5 Urban Park | RSG | SALCO | Award | 2021 | Fixed Price Lump Sum | SITE WORK | Landscaping | Earthworks;Planting Medium Consist Of Soil, Compost And Fertilizers;70Mm Thick Bark Mulsch To Be Removed From All Softscape Areas ;To Shrubs | 220 | m³ | SAR | 134
ALYA-05.2 | 2 | 2.0719 |  | Kingdom of Saudi Arabia | Jeddah | Hard & Soft Landscaping | Red Sea Village | B5 Urban Park | RSG | SALCO | Award | 2021 | Fixed Price Lump Sum | SITE WORK | Landscaping | Earthworks;Planting Medium Consist Of Soil, Compost And Fertilizers;70Mm Thick Bark Mulsch To Be Removed From All Softscape Areas ;To Grass | 115 | m³ | SAR | 134
ALYA-05.2 | 2 | 2.0719 |  | Kingdom of Saudi Arabia | Jeddah | Hard & Soft Landscaping | Red Sea Village | B5 Urban Park | RSG | SALCO | Award | 2021 | Fixed Price Lump Sum | SITE WORK | Landscaping | Earthworks;Gravel Wrapped In Geotextile As Capillary Break Layer;Below Planting Medium Of Palms And Trees, 200Mm Thick | 309 | m² | SAR | 25
ALYA-05.2 | 2 | 2.0719 |  | Kingdom of Saudi Arabia | Jeddah | Hard & Soft Landscaping | Red Sea Village | B5 Urban Park | RSG | SALCO | Award | 2021 | Fixed Price Lump Sum | SITE WORK | Landscaping | Planting - Supply And Installation;Palms, Trees, Shrubs And The Like With Healthy Fully Developed Root Balls, Undamaged And Free From Pests And Diseases, Planted In Prepared Ground As Detailed, Including All Compost And Fertilizers, Tree Stakes, Tree Ties, Temporary Planting Screens;Palms;Washingtonia Robusta, Ref. Wash.R6* - 6M Brown Trunk Height | 25 | Nr | SAR | 5029
ALYA-05.2 | 2 | 2.0719 |  | Kingdom of Saudi Arabia | Jeddah | Hard & Soft Landscaping | Red Sea Village | B5 Urban Park | RSG | SALCO | Award | 2021 | Fixed Price Lump Sum | SITE WORK | Landscaping | Planting - Supply And Installation;Palms, Trees, Shrubs And The Like With Healthy Fully Developed Root Balls, Undamaged And Free From Pests And Diseases, Planted In Prepared Ground As Detailed, Including All Compost And Fertilizers, Tree Stakes, Tree Ties, Temporary Planting Screens;Palms;Washingtonia Robusta, Ref. Wash.R5* - 5M Brown Trunk Height | 25 | Nr | SAR | 4583
ALYA-05.2 | 2 | 2.0719 |  | Kingdom of Saudi Arabia | Jeddah | Hard & Soft Landscaping | Red Sea Village | B5 Urban Park | RSG | SALCO | Award | 2021 | Fixed Price Lump Sum | SITE WORK | Landscaping | Planting - Supply And Installation;Palms, Trees, Shrubs And The Like With Healthy Fully Developed Root Balls, Undamaged And Free From Pests And Diseases, Planted In Prepared Ground As Detailed, Including All Compost And Fertilizers, Tree Stakes, Tree Ties, Temporary Planting Screens;Palms;Washingtonia Robusta, Ref. Wash.R4* - 4M Brown Trunk Height | 25 | Nr | SAR | 3782
ALYA-05.2 | 2 | 2.0719 |  | Kingdom of Saudi Arabia | Jeddah | Hard & Soft Landscaping | Red Sea Village | B5 Urban Park | RSG | SALCO | Award | 2021 | Fixed Price Lump Sum | SITE WORK | Landscaping | Planting - Supply And Installation;Palms, Trees, Shrubs And The Like With Healthy Fully Developed Root Balls, Undamaged And Free From Pests And Diseases, Planted In Prepared Ground As Detailed, Including All Compost And Fertilizers, Tree Stakes, Tree Ties, Temporary Planting Screens;Palms;Washingtonia Robusta, Ref. Wash.R3* - 3M Brown Trunk Height | 25 | Nr | SAR | 3360
ALYA-05.2 | 2 | 2.0719 |  | Kingdom of Saudi Arabia | Jeddah | Hard & Soft Landscaping | Red Sea Village | B5 Urban Park | RSG | SALCO | Award | 2021 | Fixed Price Lump Sum | SITE WORK | Landscaping | Planting - Supply And Installation;Palms, Trees, Shrubs And The Like With Healthy Fully Developed Root Balls, Undamaged And Free From Pests And Diseases, Planted In Prepared Ground As Detailed, Including All Compost And Fertilizers, Tree Stakes, Tree Ties, Temporary Planting Screens;Trees;Hibiscus Tiliaceus, Ref. Hibi.T - 1.8M Clear Stem Height, 60 To 70Mm Caliper | 26 | Nr | SAR | 1464
ALYA-05.2 | 2 | 2.0719 |  | Kingdom of Saudi Arabia | Jeddah | Hard & Soft Landscaping | Red Sea Village | B5 Urban Park | RSG | SALCO | Award | 2021 | Fixed Price Lump Sum | SITE WORK | Landscaping | Planting - Supply And Installation;Palms, Trees, Shrubs And The Like With Healthy Fully Developed Root Balls, Undamaged And Free From Pests And Diseases, Planted In Prepared Ground As Detailed, Including All Compost And Fertilizers, Tree Stakes, Tree Ties, Temporary Planting Screens;Trees;Tabebuia Argentea, Ref. Tabe.A - 1.8M Clear Stem Height, 60 To 70Mm Caliper | 27 | Nr | SAR | 1495
ALYA-05.2 | 2 | 2.0719 |  | Kingdom of Saudi Arabia | Jeddah | Hard & Soft Landscaping | Red Sea Village | B5 Urban Park | RSG | SALCO | Award | 2021 | Fixed Price Lump Sum | SITE WORK | Landscaping | Planting - Supply And Installation;Palms, Trees, Shrubs And The Like With Healthy Fully Developed Root Balls, Undamaged And Free From Pests And Diseases, Planted In Prepared Ground As Detailed, Including All Compost And Fertilizers, Tree Stakes, Tree Ties, Temporary Planting Screens;Trees;Terminalia Catappa, Ref. Term.C - 1.8M Clear Stem Height, 60 To 70Mm Caliper | 34 | Nr | SAR | 1298
ALYA-05.2 | 2 | 2.0719 |  | Kingdom of Saudi Arabia | Jeddah | Hard & Soft Landscaping | Red Sea Village | B5 Urban Park | RSG | SALCO | Award | 2021 | Fixed Price Lump Sum | SITE WORK | Landscaping | Planting - Supply And Installation;Palms, Trees, Shrubs And The Like With Healthy Fully Developed Root Balls, Undamaged And Free From Pests And Diseases, Planted In Prepared Ground As Detailed, Including All Compost And Fertilizers, Tree Stakes, Tree Ties, Temporary Planting Screens;Trees;Ficus Infectoria, Ref. Ficu.I - 1.8M Clear Stem Height, 60 To 70Mm Caliper | 6 | Nr | SAR | 1718
ALYA-05.2 | 2 | 2.072 |  | Kingdom of Saudi Arabia | Jeddah | Hard & Soft Landscaping | Red Sea Village | B5 Urban Park | RSG | SALCO | Award | 2021 | Fixed Price Lump Sum | SITE WORK | Landscaping | Planting - Supply And Installation;Palms, Trees, Shrubs And The Like With Healthy Fully Developed Root Balls, Undamaged And Free From Pests And Diseases, Planted In Prepared Ground As Detailed, Including All Compost And Fertilizers, Tree Stakes, Tree Ties, Temporary Planting Screens;Shrubs;Atriplex Halimus, Ref. Atri.H - 0.50-0.60 Height, Min.3 Breaks | 1152 | Nr | SAR | 21
ALYA-05.2 | 2 | 2.072 |  | Kingdom of Saudi Arabia | Jeddah | Hard & Soft Landscaping | Red Sea Village | B5 Urban Park | RSG | SALCO | Award | 2021 | Fixed Price Lump Sum | SITE WORK | Landscaping | Planting - Supply And Installation;Palms, Trees, Shrubs And The Like With Healthy Fully Developed Root Balls, Undamaged And Free From Pests And Diseases, Planted In Prepared Ground As Detailed, Including All Compost And Fertilizers, Tree Stakes, Tree Ties, Temporary Planting Screens;Shrubs;Bougainvillea Pink Pixie, Ref. Boug.Pp - 0.40-0.50M Spread | 1396 | Nr | SAR | 23
ALYA-05.2 | 2 | 2.072 |  | Kingdom of Saudi Arabia | Jeddah | Hard & Soft Landscaping | Red Sea Village | B5 Urban Park | RSG | SALCO | Award | 2021 | Fixed Price Lump Sum | SITE WORK | Landscaping | Planting - Supply And Installation;Palms, Trees, Shrubs And The Like With Healthy Fully Developed Root Balls, Undamaged And Free From Pests And Diseases, Planted In Prepared Ground As Detailed, Including All Compost And Fertilizers, Tree Stakes, Tree Ties, Temporary Planting Screens;Ground Covers;Tecoma Smithi, Ref. Teco.Sm - 0.60 To 0.70M Height, Min. 3 Breaks | 91 | Nr | SAR | 24
ALYA-05.2 | 2 | 2.072 |  | Kingdom of Saudi Arabia | Jeddah | Hard & Soft Landscaping | Red Sea Village | B5 Urban Park | RSG | SALCO | Award | 2021 | Fixed Price Lump Sum | SITE WORK | Landscaping | Planting - Supply And Installation;Palms, Trees, Shrubs And The Like With Healthy Fully Developed Root Balls, Undamaged And Free From Pests And Diseases, Planted In Prepared Ground As Detailed, Including All Compost And Fertilizers, Tree Stakes, Tree Ties, Temporary Planting Screens;Ground Covers;Portulaca Grandiflora, Ref. Port.G - 0.30M Spread | 6880 | Nr | SAR | 7
ALYA-05.2 | 2 | 2.072 |  | Kingdom of Saudi Arabia | Jeddah | Hard & Soft Landscaping | Red Sea Village | B5 Urban Park | RSG | SALCO | Award | 2021 | Fixed Price Lump Sum | SITE WORK | Landscaping | Planting - Supply And Installation;Palms, Trees, Shrubs And The Like With Healthy Fully Developed Root Balls, Undamaged And Free From Pests And Diseases, Planted In Prepared Ground As Detailed, Including All Compost And Fertilizers, Tree Stakes, Tree Ties, Temporary Planting Screens;Ground Covers;Vitex Rotundifolia, Ref. Vite.R - 0.30M Spread | 445 | Nr | SAR | 9
ALYA-05.2 | 2 | 2.072 |  | Kingdom of Saudi Arabia | Jeddah | Hard & Soft Landscaping | Red Sea Village | B5 Urban Park | RSG | SALCO | Award | 2021 | Fixed Price Lump Sum | SITE WORK | Landscaping | Planting - Supply And Installation;Palms, Trees, Shrubs And The Like With Healthy Fully Developed Root Balls, Undamaged And Free From Pests And Diseases, Planted In Prepared Ground As Detailed, Including All Compost And Fertilizers, Tree Stakes, Tree Ties, Temporary Planting Screens;Ground Covers;Asystasia Gangetica, Ref. Asys.G - 0.30M Spread | 108 | Nr | SAR | 11
ALYA-05.2 | 2 | 2.072 |  | Kingdom of Saudi Arabia | Jeddah | Hard & Soft Landscaping | Red Sea Village | B5 Urban Park | RSG | SALCO | Award | 2021 | Fixed Price Lump Sum | SITE WORK | Landscaping | Planting - Supply And Installation;Palms, Trees, Shrubs And The Like With Healthy Fully Developed Root Balls, Undamaged And Free From Pests And Diseases, Planted In Prepared Ground As Detailed, Including All Compost And Fertilizers, Tree Stakes, Tree Ties, Temporary Planting Screens;Ground Covers;Portulacaria Afra, Ref. Port.A - 0.30M Spread | 148 | Nr | SAR | 9
ALYA-05.2 | 2 | 2.072 |  | Kingdom of Saudi Arabia | Jeddah | Hard & Soft Landscaping | Red Sea Village | B5 Urban Park | RSG | SALCO | Award | 2021 | Fixed Price Lump Sum | SITE WORK | Landscaping | Planting - Supply And Installation;Palms, Trees, Shrubs And The Like With Healthy Fully Developed Root Balls, Undamaged And Free From Pests And Diseases, Planted In Prepared Ground As Detailed, Including All Compost And Fertilizers, Tree Stakes, Tree Ties, Temporary Planting Screens;Grass;Pennisetum Setaceumum, Ref. Penn.S - 0.50 To 0.60M Height | 1148 | Nr | SAR | 11
ALYA-05.2 | 2 | 2.072 |  | Kingdom of Saudi Arabia | Jeddah | Hard & Soft Landscaping | Red Sea Village | B5 Urban Park | RSG | SALCO | Award | 2021 | Fixed Price Lump Sum | SITE WORK | Excavation | Earthworks;Excavation And Preparation Of Base As Specified And As Shown On Drawings;For Palms | 3256 | m³ | SAR | 27
ALYA-05.2 | 2 | 2.072 |  | Kingdom of Saudi Arabia | Jeddah | Hard & Soft Landscaping | Red Sea Village | B5 Urban Park | RSG | SALCO | Award | 2021 | Fixed Price Lump Sum | SITE WORK | Excavation | Earthworks;Excavation And Preparation Of Base As Specified And As Shown On Drawings;For Trees | 1607 | m³ | SAR | 27
ALYA-05.2 | 2 | 2.0721 |  | Kingdom of Saudi Arabia | Jeddah | Hard & Soft Landscaping | Red Sea Village | B5 Urban Park | RSG | SALCO | Award | 2021 | Fixed Price Lump Sum | SITE WORK | Excavation | Earthworks;Excavation And Preparation Of Base As Specified And As Shown On Drawings;For Ground Covers | 1134 | m³ | SAR | 20
ALYA-05.2 | 2 | 2.0721 |  | Kingdom of Saudi Arabia | Jeddah | Hard & Soft Landscaping | Red Sea Village | B5 Urban Park | RSG | SALCO | Award | 2021 | Fixed Price Lump Sum | SITE WORK | Excavation | Earthworks;Excavation And Preparation Of Base As Specified And As Shown On Drawings;For Shrubs | 2641 | m³ | SAR | 20
ALYA-05.2 | 2 | 2.0721 |  | Kingdom of Saudi Arabia | Jeddah | Hard & Soft Landscaping | Red Sea Village | B5 Urban Park | RSG | SALCO | Award | 2021 | Fixed Price Lump Sum | SITE WORK | Excavation | Earthworks;Excavation And Preparation Of Base As Specified And As Shown On Drawings;For Grass | 12 | m³ | SAR | 20
ALYA-05.2 | 2 | 2.0721 |  | Kingdom of Saudi Arabia | Jeddah | Hard & Soft Landscaping | Red Sea Village | B5 Urban Park | RSG | SALCO | Award | 2021 | Fixed Price Lump Sum | SITE WORK | Disposal | Earthworks;Disposal;Disposal Of Surplus Excavated Material From Site (Provisional Item) | 8650 | m³ | SAR | 20
ALYA-05.2 | 2 | 2.0721 |  | Kingdom of Saudi Arabia | Jeddah | Hard & Soft Landscaping | Red Sea Village | B5 Urban Park | RSG | SALCO | Award | 2021 | Fixed Price Lump Sum | SITE WORK | Landscaping | Earthworks;Planting Medium Consist Of Soil, Compost And Fertilizers;70Mm Thick Bark Mulsch To Be Removed From All Softscape Areas ;To Palms | 2849 | m³ | SAR | 134
ALYA-05.2 | 2 | 2.0721 |  | Kingdom of Saudi Arabia | Jeddah | Hard & Soft Landscaping | Red Sea Village | B5 Urban Park | RSG | SALCO | Award | 2021 | Fixed Price Lump Sum | SITE WORK | Landscaping | Earthworks;Planting Medium Consist Of Soil, Compost And Fertilizers;70Mm Thick Bark Mulsch To Be Removed From All Softscape Areas ;To Trees | 1334 | m³ | SAR | 134
ALYA-05.2 | 2 | 2.0721 |  | Kingdom of Saudi Arabia | Jeddah | Hard & Soft Landscaping | Red Sea Village | B5 Urban Park | RSG | SALCO | Award | 2021 | Fixed Price Lump Sum | SITE WORK | Landscaping | Earthworks;Planting Medium Consist Of Soil, Compost And Fertilizers;70Mm Thick Bark Mulsch To Be Removed From All Softscape Areas ;To Ground Covers | 1134 | m³ | SAR | 134
ALYA-05.2 | 2 | 2.0721 |  | Kingdom of Saudi Arabia | Jeddah | Hard & Soft Landscaping | Red Sea Village | B5 Urban Park | RSG | SALCO | Award | 2021 | Fixed Price Lump Sum | SITE WORK | Landscaping | Earthworks;Planting Medium Consist Of Soil, Compost And Fertilizers;70Mm Thick Bark Mulsch To Be Removed From All Softscape Areas ;To Shrubs | 2641 | m³ | SAR | 134
ALYA-05.2 | 2 | 2.0721 |  | Kingdom of Saudi Arabia | Jeddah | Hard & Soft Landscaping | Red Sea Village | B5 Urban Park | RSG | SALCO | Award | 2021 | Fixed Price Lump Sum | SITE WORK | Landscaping | Earthworks;Planting Medium Consist Of Soil, Compost And Fertilizers;70Mm Thick Bark Mulsch To Be Removed From All Softscape Areas ;To Grass | 12 | m³ | SAR | 134
ALYA-05.2 | 2 | 2.0721 |  | Kingdom of Saudi Arabia | Jeddah | Hard & Soft Landscaping | Red Sea Village | B5 Urban Park | RSG | SALCO | Award | 2021 | Fixed Price Lump Sum | SITE WORK | Landscaping | Earthworks;Sweet Soil/Planting Medium Consist Of Soil, Compost And Fertilizers Including Geotextile Membrane Complete As Specified;To Pot | 19 | m³ | SAR | 320
ALYA-05.2 | 2 | 2.0722 |  | Kingdom of Saudi Arabia | Jeddah | Hard & Soft Landscaping | Red Sea Village | B5 Urban Park | RSG | SALCO | Award | 2021 | Fixed Price Lump Sum | SITE WORK | Landscaping | Earthworks;Gravel Wrapped In Geotextile As Capillary Break Layer, Complete As Specified ;Below Planting Medium Of Palms And Trees, 200Mm Thick | 2425 | m² | SAR | 25
ALYA-05.2 | 2 | 2.0722 |  | Kingdom of Saudi Arabia | Jeddah | Hard & Soft Landscaping | Red Sea Village | B5 Urban Park | RSG | SALCO | Award | 2021 | Fixed Price Lump Sum | SITE WORK | Landscaping | Planting - Supply And Installation;Palms, Trees, Shrubs And The Like With Healthy Fully Developed Root Balls, Undamaged And Free From Pests And Diseases, Planted In Prepared Ground As Detailed, Including All Compost And Fertilizers, Tree Stakes, Tree Ties, Temporary Planting Screens;Palms;Washingtonia Robusta, Ref. Wash.R6* - 6M Brown Trunk Height | 346 | Nr | SAR | 5029
ALYA-05.2 | 2 | 2.0722 |  | Kingdom of Saudi Arabia | Jeddah | Hard & Soft Landscaping | Red Sea Village | B5 Urban Park | RSG | SALCO | Award | 2021 | Fixed Price Lump Sum | SITE WORK | Landscaping | Planting - Supply And Installation;Palms, Trees, Shrubs And The Like With Healthy Fully Developed Root Balls, Undamaged And Free From Pests And Diseases, Planted In Prepared Ground As Detailed, Including All Compost And Fertilizers, Tree Stakes, Tree Ties, Temporary Planting Screens;Palms;Washingtonia Robusta, Ref. Wash.R5* - 5M Brown Trunk Height | 346 | Nr | SAR | 4583
ALYA-05.2 | 2 | 2.0722 |  | Kingdom of Saudi Arabia | Jeddah | Hard & Soft Landscaping | Red Sea Village | B5 Urban Park | RSG | SALCO | Award | 2021 | Fixed Price Lump Sum | SITE WORK | Landscaping | Planting - Supply And Installation;Palms, Trees, Shrubs And The Like With Healthy Fully Developed Root Balls, Undamaged And Free From Pests And Diseases, Planted In Prepared Ground As Detailed, Including All Compost And Fertilizers, Tree Stakes, Tree Ties, Temporary Planting Screens;Palms;Washingtonia Robusta, Ref. Wash.R4* - 4M Brown Trunk Height | 346 | Nr | SAR | 3782
ALYA-05.2 | 2 | 2.0722 |  | Kingdom of Saudi Arabia | Jeddah | Hard & Soft Landscaping | Red Sea Village | B5 Urban Park | RSG | SALCO | Award | 2021 | Fixed Price Lump Sum | SITE WORK | Landscaping | Planting - Supply And Installation;Palms, Trees, Shrubs And The Like With Healthy Fully Developed Root Balls, Undamaged And Free From Pests And Diseases, Planted In Prepared Ground As Detailed, Including All Compost And Fertilizers, Tree Stakes, Tree Ties, Temporary Planting Screens;Palms;Washingtonia Robusta, Ref. Wash.R3* - 3M Brown Trunk Height | 346 | Nr | SAR | 3360
ALYA-05.2 | 2 | 2.0722 |  | Kingdom of Saudi Arabia | Jeddah | Hard & Soft Landscaping | Red Sea Village | B5 Urban Park | RSG | SALCO | Award | 2021 | Fixed Price Lump Sum | SITE WORK | Landscaping | Planting - Supply And Installation;Palms, Trees, Shrubs And The Like With Healthy Fully Developed Root Balls, Undamaged And Free From Pests And Diseases, Planted In Prepared Ground As Detailed, Including All Compost And Fertilizers, Tree Stakes, Tree Ties, Temporary Planting Screens;Palms;Bismarckia Nobilis, Ref. Bism.N2 - 2.0M Brown Trunk Height | 24 | Nr | SAR | 10924
ALYA-05.2 | 2 | 2.0722 |  | Kingdom of Saudi Arabia | Jeddah | Hard & Soft Landscaping | Red Sea Village | B5 Urban Park | RSG | SALCO | Award | 2021 | Fixed Price Lump Sum | SITE WORK | Landscaping | Planting - Supply And Installation;Palms, Trees, Shrubs And The Like With Healthy Fully Developed Root Balls, Undamaged And Free From Pests And Diseases, Planted In Prepared Ground As Detailed, Including All Compost And Fertilizers, Tree Stakes, Tree Ties, Temporary Planting Screens;Trees;Azadirachta Indica, Ref. Azad.I - 1.8M Clear Stem Height, 60 To 70Mm Caliper | 90 | Nr | SAR | 3200
ALYA-05.2 | 2 | 2.0722 |  | Kingdom of Saudi Arabia | Jeddah | Hard & Soft Landscaping | Red Sea Village | B5 Urban Park | RSG | SALCO | Award | 2021 | Fixed Price Lump Sum | SITE WORK | Landscaping | Planting - Supply And Installation;Palms, Trees, Shrubs And The Like With Healthy Fully Developed Root Balls, Undamaged And Free From Pests And Diseases, Planted In Prepared Ground As Detailed, Including All Compost And Fertilizers, Tree Stakes, Tree Ties, Temporary Planting Screens;Trees;Bauhinia Purpurea, Ref. Bauh.P - 1.8M Clear Stem Height, 60 To 70Mm Caliper | 23 | Nr | SAR | 1509
ALYA-05.2 | 2 | 2.0722 |  | Kingdom of Saudi Arabia | Jeddah | Hard & Soft Landscaping | Red Sea Village | B5 Urban Park | RSG | SALCO | Award | 2021 | Fixed Price Lump Sum | SITE WORK | Landscaping | Planting - Supply And Installation;Palms, Trees, Shrubs And The Like With Healthy Fully Developed Root Balls, Undamaged And Free From Pests And Diseases, Planted In Prepared Ground As Detailed, Including All Compost And Fertilizers, Tree Stakes, Tree Ties, Temporary Planting Screens;Trees;Cassia Fistula, Ref. Cass.F - 1.8M Clear Stem Height, 60 To 70Mm Caliper | 37 | Nr | SAR | 1619
ALYA-05.2 | 2 | 2.0722 |  | Kingdom of Saudi Arabia | Jeddah | Hard & Soft Landscaping | Red Sea Village | B5 Urban Park | RSG | SALCO | Award | 2021 | Fixed Price Lump Sum | SITE WORK | Landscaping | Planting - Supply And Installation;Palms, Trees, Shrubs And The Like With Healthy Fully Developed Root Balls, Undamaged And Free From Pests And Diseases, Planted In Prepared Ground As Detailed, Including All Compost And Fertilizers, Tree Stakes, Tree Ties, Temporary Planting Screens;Trees;Dalbergia Sissoo, Ref. Dalb.S - 1.8M Clear Stem Height, 60 To 70Mm Caliper | 157 | Nr | SAR | 1464
ALYA-05.2 | 2 | 2.0723 |  | Kingdom of Saudi Arabia | Jeddah | Hard & Soft Landscaping | Red Sea Village | B5 Urban Park | RSG | SALCO | Award | 2021 | Fixed Price Lump Sum | SITE WORK | Landscaping | Planting - Supply And Installation;Palms, Trees, Shrubs And The Like With Healthy Fully Developed Root Balls, Undamaged And Free From Pests And Diseases, Planted In Prepared Ground As Detailed, Including All Compost And Fertilizers, Tree Stakes, Tree Ties, Temporary Planting Screens;Trees;Tabebuia Argentea, Ref. Tabe.A - 1.8M Clear Stem Height, 60 To 70Mm Caliper | 12 | Nr | SAR | 1495
ALYA-05.2 | 2 | 2.0723 |  | Kingdom of Saudi Arabia | Jeddah | Hard & Soft Landscaping | Red Sea Village | B5 Urban Park | RSG | SALCO | Award | 2021 | Fixed Price Lump Sum | SITE WORK | Landscaping | Planting - Supply And Installation;Palms, Trees, Shrubs And The Like With Healthy Fully Developed Root Balls, Undamaged And Free From Pests And Diseases, Planted In Prepared Ground As Detailed, Including All Compost And Fertilizers, Tree Stakes, Tree Ties, Temporary Planting Screens;Trees;Tabebuia Rosea, Ref. Tabe.R - 1.8M Clear Stem Height, 60 To 70Mm Caliper | 68 | Nr | SAR | 1464
ALYA-05.2 | 2 | 2.0723 |  | Kingdom of Saudi Arabia | Jeddah | Hard & Soft Landscaping | Red Sea Village | B5 Urban Park | RSG | SALCO | Award | 2021 | Fixed Price Lump Sum | SITE WORK | Landscaping | Planting - Supply And Installation;Palms, Trees, Shrubs And The Like With Healthy Fully Developed Root Balls, Undamaged And Free From Pests And Diseases, Planted In Prepared Ground As Detailed, Including All Compost And Fertilizers, Tree Stakes, Tree Ties, Temporary Planting Screens;Trees;Terminalia Catappa, Ref. Term.C - 1.8M Clear Stem Height, 60 To 70Mm Caliper | 33 | Nr | SAR | 1298
ALYA-05.2 | 2 | 2.0723 |  | Kingdom of Saudi Arabia | Jeddah | Hard & Soft Landscaping | Red Sea Village | B5 Urban Park | RSG | SALCO | Award | 2021 | Fixed Price Lump Sum | SITE WORK | Landscaping | Planting - Supply And Installation;Palms, Trees, Shrubs And The Like With Healthy Fully Developed Root Balls, Undamaged And Free From Pests And Diseases, Planted In Prepared Ground As Detailed, Including All Compost And Fertilizers, Tree Stakes, Tree Ties, Temporary Planting Screens;Shrubs;Bougainvillea Pink Pixie, Ref. Boug.Pp - 0.40-0.50M Spread | 735 | Nr | SAR | 21
ALYA-05.2 | 2 | 2.0723 |  | Kingdom of Saudi Arabia | Jeddah | Hard & Soft Landscaping | Red Sea Village | B5 Urban Park | RSG | SALCO | Award | 2021 | Fixed Price Lump Sum | SITE WORK | Landscaping | Planting - Supply And Installation;Palms, Trees, Shrubs And The Like With Healthy Fully Developed Root Balls, Undamaged And Free From Pests And Diseases, Planted In Prepared Ground As Detailed, Including All Compost And Fertilizers, Tree Stakes, Tree Ties, Temporary Planting Screens;Ground Covers;Bougainvillea Mary Palmer, Ref. Boug.Mp - 0.40 To 0.50M Spread | 1109 | Nr | SAR | 23
ALYA-05.2 | 2 | 2.0723 |  | Kingdom of Saudi Arabia | Jeddah | Hard & Soft Landscaping | Red Sea Village | B5 Urban Park | RSG | SALCO | Award | 2021 | Fixed Price Lump Sum | SITE WORK | Landscaping | Planting - Supply And Installation;Palms, Trees, Shrubs And The Like With Healthy Fully Developed Root Balls, Undamaged And Free From Pests And Diseases, Planted In Prepared Ground As Detailed, Including All Compost And Fertilizers, Tree Stakes, Tree Ties, Temporary Planting Screens;Ground Covers;Bougainvillea Pink Pixie, Ref. Boug.Pp - 0.40 To 0.50M Spread | 2545 | Nr | SAR | 23
ALYA-05.2 | 2 | 2.0723 |  | Kingdom of Saudi Arabia | Jeddah | Hard & Soft Landscaping | Red Sea Village | B5 Urban Park | RSG | SALCO | Award | 2021 | Fixed Price Lump Sum | SITE WORK | Landscaping | Planting - Supply And Installation;Palms, Trees, Shrubs And The Like With Healthy Fully Developed Root Balls, Undamaged And Free From Pests And Diseases, Planted In Prepared Ground As Detailed, Including All Compost And Fertilizers, Tree Stakes, Tree Ties, Temporary Planting Screens;Ground Covers;Clerodendrum Inerme, Ref. Cler.I - 0.50 To 0.60M Height, Min. 3 Breaks | 585 | Nr | SAR | 21
ALYA-05.2 | 2 | 2.0723 |  | Kingdom of Saudi Arabia | Jeddah | Hard & Soft Landscaping | Red Sea Village | B5 Urban Park | RSG | SALCO | Award | 2021 | Fixed Price Lump Sum | SITE WORK | Landscaping | Planting - Supply And Installation;Palms, Trees, Shrubs And The Like With Healthy Fully Developed Root Balls, Undamaged And Free From Pests And Diseases, Planted In Prepared Ground As Detailed, Including All Compost And Fertilizers, Tree Stakes, Tree Ties, Temporary Planting Screens;Ground Covers;Dodonaea Viscosa, Ref. Dodo.V - 0.60 To 0.70M Height, Min. 3 Breaks | 5839 | Nr | SAR | 21
ALYA-05.2 | 2 | 2.0723 |  | Kingdom of Saudi Arabia | Jeddah | Hard & Soft Landscaping | Red Sea Village | B5 Urban Park | RSG | SALCO | Award | 2021 | Fixed Price Lump Sum | SITE WORK | Landscaping | Planting - Supply And Installation;Palms, Trees, Shrubs And The Like With Healthy Fully Developed Root Balls, Undamaged And Free From Pests And Diseases, Planted In Prepared Ground As Detailed, Including All Compost And Fertilizers, Tree Stakes, Tree Ties, Temporary Planting Screens;Ground Covers;Leucophyllum Frutescens, Ref. Leuc.F - 0.50 To 0.60M Height, Mix. 3 Breaks | 10873 | Nr | SAR | 23
ALYA-05.2 | 2 | 2.0723 |  | Kingdom of Saudi Arabia | Jeddah | Hard & Soft Landscaping | Red Sea Village | B5 Urban Park | RSG | SALCO | Award | 2021 | Fixed Price Lump Sum | SITE WORK | Landscaping | Planting - Supply And Installation;Palms, Trees, Shrubs And The Like With Healthy Fully Developed Root Balls, Undamaged And Free From Pests And Diseases, Planted In Prepared Ground As Detailed, Including All Compost And Fertilizers, Tree Stakes, Tree Ties, Temporary Planting Screens;Ground Covers;Tecomaria Capensis Orange, Ref. Teco.C - 0.60 To 0.70M Height, Min. 3 Breaks | 55 | Nr | SAR | 23
ALYA-05.2 | 2 | 2.0724 |  | Kingdom of Saudi Arabia | Jeddah | Hard & Soft Landscaping | Red Sea Village | B5 Urban Park | RSG | SALCO | Award | 2021 | Fixed Price Lump Sum | SITE WORK | Landscaping | Planting - Supply And Installation;Palms, Trees, Shrubs And The Like With Healthy Fully Developed Root Balls, Undamaged And Free From Pests And Diseases, Planted In Prepared Ground As Detailed, Including All Compost And Fertilizers, Tree Stakes, Tree Ties, Temporary Planting Screens;Ground Covers;Tecomaria Capensis Yellow, Ref. Teco.Cy - 0.60 To 0.70M Height, Min. 3 Breaks | 709 | Nr | SAR | 23
ALYA-05.2 | 2 | 2.0724 |  | Kingdom of Saudi Arabia | Jeddah | Hard & Soft Landscaping | Red Sea Village | B5 Urban Park | RSG | SALCO | Award | 2021 | Fixed Price Lump Sum | SITE WORK | Landscaping | Planting - Supply And Installation;Palms, Trees, Shrubs And The Like With Healthy Fully Developed Root Balls, Undamaged And Free From Pests And Diseases, Planted In Prepared Ground As Detailed, Including All Compost And Fertilizers, Tree Stakes, Tree Ties, Temporary Planting Screens;Ground Covers;Tecoma Smithii, Ref. Teco.Sm - 0.60 To 0.70M Height, Min. 3 Breaks | 9242 | Nr | SAR | 24
ALYA-05.2 | 2 | 2.0724 |  | Kingdom of Saudi Arabia | Jeddah | Hard & Soft Landscaping | Red Sea Village | B5 Urban Park | RSG | SALCO | Award | 2021 | Fixed Price Lump Sum | SITE WORK | Landscaping | Planting - Supply And Installation;Palms, Trees, Shrubs And The Like With Healthy Fully Developed Root Balls, Undamaged And Free From Pests And Diseases, Planted In Prepared Ground As Detailed, Including All Compost And Fertilizers, Tree Stakes, Tree Ties, Temporary Planting Screens;Ground Covers;Asystasia Gangetica Variegata, Ref. Asys.Gv - 0.30M Spread | 1137 | Nr | SAR | 11
ALYA-05.2 | 2 | 2.0724 |  | Kingdom of Saudi Arabia | Jeddah | Hard & Soft Landscaping | Red Sea Village | B5 Urban Park | RSG | SALCO | Award | 2021 | Fixed Price Lump Sum | SITE WORK | Landscaping | Planting - Supply And Installation;Palms, Trees, Shrubs And The Like With Healthy Fully Developed Root Balls, Undamaged And Free From Pests And Diseases, Planted In Prepared Ground As Detailed, Including All Compost And Fertilizers, Tree Stakes, Tree Ties, Temporary Planting Screens;Ground Covers;Asystasia Gangetica, Ref. Asys.G - 0.30M Spread | 252 | Nr | SAR | 13
ALYA-05.2 | 2 | 2.0724 |  | Kingdom of Saudi Arabia | Jeddah | Hard & Soft Landscaping | Red Sea Village | B5 Urban Park | RSG | SALCO | Award | 2021 | Fixed Price Lump Sum | SITE WORK | Landscaping | Planting - Supply And Installation;Palms, Trees, Shrubs And The Like With Healthy Fully Developed Root Balls, Undamaged And Free From Pests And Diseases, Planted In Prepared Ground As Detailed, Including All Compost And Fertilizers, Tree Stakes, Tree Ties, Temporary Planting Screens;Ground Covers;Catharanthus Roseus, Ref. Cath.R - 0.30M Spread | 200 | Nr | SAR | 7
ALYA-05.2 | 2 | 2.0724 |  | Kingdom of Saudi Arabia | Jeddah | Hard & Soft Landscaping | Red Sea Village | B5 Urban Park | RSG | SALCO | Award | 2021 | Fixed Price Lump Sum | SITE WORK | Landscaping | Planting - Supply And Installation;Palms, Trees, Shrubs And The Like With Healthy Fully Developed Root Balls, Undamaged And Free From Pests And Diseases, Planted In Prepared Ground As Detailed, Including All Compost And Fertilizers, Tree Stakes, Tree Ties, Temporary Planting Screens;Ground Covers;Catharanthus Roseus, Ref. Cath.R - 0.30M Spread | 3196 | Nr | SAR | 7
ALYA-05.2 | 2 | 2.0724 |  | Kingdom of Saudi Arabia | Jeddah | Hard & Soft Landscaping | Red Sea Village | B5 Urban Park | RSG | SALCO | Award | 2021 | Fixed Price Lump Sum | SITE WORK | Landscaping | Planting - Supply And Installation;Palms, Trees, Shrubs And The Like With Healthy Fully Developed Root Balls, Undamaged And Free From Pests And Diseases, Planted In Prepared Ground As Detailed, Including All Compost And Fertilizers, Tree Stakes, Tree Ties, Temporary Planting Screens;Ground Covers;Portulacaria Afra, Ref. Port.A - 0.30M Spread | 6921 | Nr | SAR | 9
ALYA-05.2 | 2 | 2.0724 |  | Kingdom of Saudi Arabia | Jeddah | Hard & Soft Landscaping | Red Sea Village | B5 Urban Park | RSG | SALCO | Award | 2021 | Fixed Price Lump Sum | SITE WORK | Landscaping | Planting - Supply And Installation;Palms, Trees, Shrubs And The Like With Healthy Fully Developed Root Balls, Undamaged And Free From Pests And Diseases, Planted In Prepared Ground As Detailed, Including All Compost And Fertilizers, Tree Stakes, Tree Ties, Temporary Planting Screens;Ground Covers;Portulaca Grandiflora, Ref. Port.G - 0.30M Spread | 19147 | Nr | SAR | 7
ALYA-05.2 | 2 | 2.0724 |  | Kingdom of Saudi Arabia | Jeddah | Hard & Soft Landscaping | Red Sea Village | B5 Urban Park | RSG | SALCO | Award | 2021 | Fixed Price Lump Sum | SITE WORK | Landscaping | Planting - Supply And Installation;Palms, Trees, Shrubs And The Like With Healthy Fully Developed Root Balls, Undamaged And Free From Pests And Diseases, Planted In Prepared Ground As Detailed, Including All Compost And Fertilizers, Tree Stakes, Tree Ties, Temporary Planting Screens;Ground Covers;Ruellia Brittoniana 'Katie', Ref. Ruel.Bk - 0.40M Height | 869 | Nr | SAR | 9
ALYA-05.2 | 2 | 2.0724 |  | Kingdom of Saudi Arabia | Jeddah | Hard & Soft Landscaping | Red Sea Village | B5 Urban Park | RSG | SALCO | Award | 2021 | Fixed Price Lump Sum | SITE WORK | Landscaping | Planting - Supply And Installation;Palms, Trees, Shrubs And The Like With Healthy Fully Developed Root Balls, Undamaged And Free From Pests And Diseases, Planted In Prepared Ground As Detailed, Including All Compost And Fertilizers, Tree Stakes, Tree Ties, Temporary Planting Screens;Ground Covers;Ruellia Ciliosa, Ref. Ruel.C - 0.40M Height | 6259 | Nr | SAR | 8
ALYA-05.2 | 2 | 2.0725 |  | Kingdom of Saudi Arabia | Jeddah | Hard & Soft Landscaping | Red Sea Village | B5 Urban Park | RSG | SALCO | Award | 2021 | Fixed Price Lump Sum | SITE WORK | Landscaping | Planting - Supply And Installation;Palms, Trees, Shrubs And The Like With Healthy Fully Developed Root Balls, Undamaged And Free From Pests And Diseases, Planted In Prepared Ground As Detailed, Including All Compost And Fertilizers, Tree Stakes, Tree Ties, Temporary Planting Screens;Ground Covers;Sesuvium Green Carpet, Ref. Sesu.Gc - 0.15M Height Cuttings | 156 | Nr | SAR | 7
ALYA-05.2 | 2 | 2.0725 |  | Kingdom of Saudi Arabia | Jeddah | Hard & Soft Landscaping | Red Sea Village | B5 Urban Park | RSG | SALCO | Award | 2021 | Fixed Price Lump Sum | SITE WORK | Landscaping | Planting - Supply And Installation;Palms, Trees, Shrubs And The Like With Healthy Fully Developed Root Balls, Undamaged And Free From Pests And Diseases, Planted In Prepared Ground As Detailed, Including All Compost And Fertilizers, Tree Stakes, Tree Ties, Temporary Planting Screens;Ground Covers;Sesuvium Red Carpet, Ref. Sesu.Rc - 0.15M Height Cuttings 698 | 698 | Nr | SAR | 7
ALYA-05.2 | 2 | 2.0725 |  | Kingdom of Saudi Arabia | Jeddah | Hard & Soft Landscaping | Red Sea Village | B5 Urban Park | RSG | SALCO | Award | 2021 | Fixed Price Lump Sum | SITE WORK | Landscaping | Planting - Supply And Installation;Palms, Trees, Shrubs And The Like With Healthy Fully Developed Root Balls, Undamaged And Free From Pests And Diseases, Planted In Prepared Ground As Detailed, Including All Compost And Fertilizers, Tree Stakes, Tree Ties, Temporary Planting Screens;Ground Covers;Vitex Rotundifolia, Ref. Vite.R - 0.30M Spread | 2808 | Nr | SAR | 9
ALYA-05.2 | 2 | 2.0725 |  | Kingdom of Saudi Arabia | Jeddah | Hard & Soft Landscaping | Red Sea Village | B5 Urban Park | RSG | SALCO | Award | 2021 | Fixed Price Lump Sum | SITE WORK | Landscaping | Planting - Supply And Installation;Palms, Trees, Shrubs And The Like With Healthy Fully Developed Root Balls, Undamaged And Free From Pests And Diseases, Planted In Prepared Ground As Detailed, Including All Compost And Fertilizers, Tree Stakes, Tree Ties, Temporary Planting Screens;Grass;Pennisetum Rubrum, Ref. Penn.R | 120 | Nr | SAR | 11
ALYA-05.2 | 2 | 2.0725 |  | Kingdom of Saudi Arabia | Jeddah | Hard & Soft Landscaping | Red Sea Village | B5 Urban Park | RSG | SALCO | Award | 2021 | Fixed Price Lump Sum | SITE WORK | Landscaping | Planting - Supply And Installation;Palms, Trees, Shrubs And The Like With Healthy Fully Developed Root Balls, Undamaged And Free From Pests And Diseases, Planted In Prepared Ground As Detailed, Including All Compost And Fertilizers, Tree Stakes, Tree Ties, Temporary Planting Screens;Seasonals - To Pot;Seasonals* | 380 | Nr | SAR | 8
ALYA-05.2 | 2 | 2.0725 |  | Kingdom of Saudi Arabia | Jeddah | Hard & Soft Landscaping | Red Sea Village | B5 Urban Park | RSG | SALCO | Award | 2021 | Fixed Price Lump Sum | SITE WORK | Excavation | Earthworks;Excavation And Preparation Of Base As Specified And As Shown On Drawings;For Palms | 405 | m³ | SAR | 27
ALYA-05.2 | 2 | 2.0725 |  | Kingdom of Saudi Arabia | Jeddah | Hard & Soft Landscaping | Red Sea Village | B5 Urban Park | RSG | SALCO | Award | 2021 | Fixed Price Lump Sum | SITE WORK | Excavation | Earthworks;Excavation And Preparation Of Base As Specified And As Shown On Drawings;For Trees | 54 | m³ | SAR | 27
ALYA-05.2 | 2 | 2.0725 |  | Kingdom of Saudi Arabia | Jeddah | Hard & Soft Landscaping | Red Sea Village | B5 Urban Park | RSG | SALCO | Award | 2021 | Fixed Price Lump Sum | SITE WORK | Excavation | Earthworks;Excavation And Preparation Of Base As Specified And As Shown On Drawings;For Ground Covers | 205 | m³ | SAR | 20
ALYA-05.2 | 2 | 2.0725 |  | Kingdom of Saudi Arabia | Jeddah | Hard & Soft Landscaping | Red Sea Village | B5 Urban Park | RSG | SALCO | Award | 2021 | Fixed Price Lump Sum | SITE WORK | Excavation | Earthworks;Excavation And Preparation Of Base As Specified And As Shown On Drawings;For Shrubs | 209 | m³ | SAR | 20
ALYA-05.2 | 2 | 2.0725 |  | Kingdom of Saudi Arabia | Jeddah | Hard & Soft Landscaping | Red Sea Village | B5 Urban Park | RSG | SALCO | Award | 2021 | Fixed Price Lump Sum | SITE WORK | Excavation | Earthworks;Excavation And Preparation Of Base As Specified And As Shown On Drawings;For Grass | 39 | m³ | SAR | 20
ALYA-05.2 | 2 | 2.0726 |  | Kingdom of Saudi Arabia | Jeddah | Hard & Soft Landscaping | Red Sea Village | B5 Urban Park | RSG | SALCO | Award | 2021 | Fixed Price Lump Sum | SITE WORK | Disposal | Earthworks;Disposal;Disposal Of Surplus Excavated Material From Site (Provisional Item) | 912 | m³ | SAR | 20
ALYA-05.2 | 2 | 2.0726 |  | Kingdom of Saudi Arabia | Jeddah | Hard & Soft Landscaping | Red Sea Village | B5 Urban Park | RSG | SALCO | Award | 2021 | Fixed Price Lump Sum | SITE WORK | Landscaping | Earthworks;Planting Medium Consist Of Soil, Compost And Fertilizers;70Mm Thick Bark Mulsch To Be Removed From All Softscape Areas ;To Palms | 354 | m³ | SAR | 134
ALYA-05.2 | 2 | 2.0726 |  | Kingdom of Saudi Arabia | Jeddah | Hard & Soft Landscaping | Red Sea Village | B5 Urban Park | RSG | SALCO | Award | 2021 | Fixed Price Lump Sum | SITE WORK | Landscaping | Earthworks;Planting Medium Consist Of Soil, Compost And Fertilizers;70Mm Thick Bark Mulsch To Be Removed From All Softscape Areas ;To Trees | 44 | m³ | SAR | 134
ALYA-05.2 | 2 | 2.0726 |  | Kingdom of Saudi Arabia | Jeddah | Hard & Soft Landscaping | Red Sea Village | B5 Urban Park | RSG | SALCO | Award | 2021 | Fixed Price Lump Sum | SITE WORK | Landscaping | Earthworks;Planting Medium Consist Of Soil, Compost And Fertilizers;70Mm Thick Bark Mulsch To Be Removed From All Softscape Areas ;To Ground Covers | 205 | m³ | SAR | 134
ALYA-05.2 | 2 | 2.0726 |  | Kingdom of Saudi Arabia | Jeddah | Hard & Soft Landscaping | Red Sea Village | B5 Urban Park | RSG | SALCO | Award | 2021 | Fixed Price Lump Sum | SITE WORK | Landscaping | Earthworks;Planting Medium Consist Of Soil, Compost And Fertilizers;70Mm Thick Bark Mulsch To Be Removed From All Softscape Areas ;To Shrubs | 209 | m³ | SAR | 134
ALYA-05.2 | 2 | 2.0726 |  | Kingdom of Saudi Arabia | Jeddah | Hard & Soft Landscaping | Red Sea Village | B5 Urban Park | RSG | SALCO | Award | 2021 | Fixed Price Lump Sum | SITE WORK | Landscaping | Earthworks;Planting Medium Consist Of Soil, Compost And Fertilizers;70Mm Thick Bark Mulsch To Be Removed From All Softscape Areas ;To Grass | 39 | m³ | SAR | 134
ALYA-05.2 | 2 | 2.0726 |  | Kingdom of Saudi Arabia | Jeddah | Hard & Soft Landscaping | Red Sea Village | B5 Urban Park | RSG | SALCO | Award | 2021 | Fixed Price Lump Sum | SITE WORK | Landscaping | Earthworks;Gravel Wrapped In Geotextile As Capillary Break Layer;Below Planting Medium Of Palms And Trees, 200Mm Thick | 216 | m² | SAR | 25
ALYA-05.2 | 2 | 2.0726 |  | Kingdom of Saudi Arabia | Jeddah | Hard & Soft Landscaping | Red Sea Village | B5 Urban Park | RSG | SALCO | Award | 2021 | Fixed Price Lump Sum | SITE WORK | Landscaping | Planting - Supply And Installation;Palms, Trees, Shrubs And The Like With Healthy Fully Developed Root Balls, Undamaged And Free From Pests And Diseases, Planted In Prepared Ground As Detailed, Including All Compost And Fertilizers, Tree Stakes, Tree Ties, Temporary Planting Screens;Palms;Washingtonia Robusta, Ref. Wash.R6* - 6M Brown Trunk Height | 46 | Nr | SAR | 5029
ALYA-05.2 | 2 | 2.0726 |  | Kingdom of Saudi Arabia | Jeddah | Hard & Soft Landscaping | Red Sea Village | B5 Urban Park | RSG | SALCO | Award | 2021 | Fixed Price Lump Sum | SITE WORK | Landscaping | Planting - Supply And Installation;Palms, Trees, Shrubs And The Like With Healthy Fully Developed Root Balls, Undamaged And Free From Pests And Diseases, Planted In Prepared Ground As Detailed, Including All Compost And Fertilizers, Tree Stakes, Tree Ties, Temporary Planting Screens;Palms;Washingtonia Robusta, Ref. Wash.R5* - 5M Brown Trunk Height | 46 | Nr | SAR | 4583
ALYA-05.2 | 2 | 2.0726 |  | Kingdom of Saudi Arabia | Jeddah | Hard & Soft Landscaping | Red Sea Village | B5 Urban Park | RSG | SALCO | Award | 2021 | Fixed Price Lump Sum | SITE WORK | Landscaping | Planting - Supply And Installation;Palms, Trees, Shrubs And The Like With Healthy Fully Developed Root Balls, Undamaged And Free From Pests And Diseases, Planted In Prepared Ground As Detailed, Including All Compost And Fertilizers, Tree Stakes, Tree Ties, Temporary Planting Screens;Palms;Washingtonia Robusta, Ref. Wash.R4* - 4M Brown Trunk Height | 46 | Nr | SAR | 3782
ALYA-05.2 | 2 | 2.0727 |  | Kingdom of Saudi Arabia | Jeddah | Hard & Soft Landscaping | Red Sea Village | B5 Urban Park | RSG | SALCO | Award | 2021 | Fixed Price Lump Sum | SITE WORK | Landscaping | Planting - Supply And Installation;Palms, Trees, Shrubs And The Like With Healthy Fully Developed Root Balls, Undamaged And Free From Pests And Diseases, Planted In Prepared Ground As Detailed, Including All Compost And Fertilizers, Tree Stakes, Tree Ties, Temporary Planting Screens;Palms;Washingtonia Robusta, Ref. Wash.R3* - 3M Brown Trunk Height | 46 | Nr | SAR | 3360
ALYA-05.2 | 2 | 2.0727 |  | Kingdom of Saudi Arabia | Jeddah | Hard & Soft Landscaping | Red Sea Village | B5 Urban Park | RSG | SALCO | Award | 2021 | Fixed Price Lump Sum | SITE WORK | Landscaping | Planting - Supply And Installation;Palms, Trees, Shrubs And The Like With Healthy Fully Developed Root Balls, Undamaged And Free From Pests And Diseases, Planted In Prepared Ground As Detailed, Including All Compost And Fertilizers, Tree Stakes, Tree Ties, Temporary Planting Screens;Trees;Tabebuia Argentea, Ref. Tabe.A - 1.8M Clear Stem Height, 60 To 70Mm Caliper | 14 | Nr | SAR | 1424
ALYA-05.2 | 2 | 2.0727 |  | Kingdom of Saudi Arabia | Jeddah | Hard & Soft Landscaping | Red Sea Village | B5 Urban Park | RSG | SALCO | Award | 2021 | Fixed Price Lump Sum | SITE WORK | Landscaping | Planting - Supply And Installation;Palms, Trees, Shrubs And The Like With Healthy Fully Developed Root Balls, Undamaged And Free From Pests And Diseases, Planted In Prepared Ground As Detailed, Including All Compost And Fertilizers, Tree Stakes, Tree Ties, Temporary Planting Screens;Shrubs;Bougainvillea Pink Pixie, Ref. Boug.Pp - 0.40-0.50M Spread | 272 | Nr | SAR | 21
ALYA-05.2 | 2 | 2.0727 |  | Kingdom of Saudi Arabia | Jeddah | Hard & Soft Landscaping | Red Sea Village | B5 Urban Park | RSG | SALCO | Award | 2021 | Fixed Price Lump Sum | SITE WORK | Landscaping | Planting - Supply And Installation;Palms, Trees, Shrubs And The Like With Healthy Fully Developed Root Balls, Undamaged And Free From Pests And Diseases, Planted In Prepared Ground As Detailed, Including All Compost And Fertilizers, Tree Stakes, Tree Ties, Temporary Planting Screens;Shrubs;Dodonaea Viscosa, Ref. Dodo.V - 0.60 To 0.70M Height, Min. 3 Breaks | 724 | Nr | SAR | 21
ALYA-05.2 | 2 | 2.0727 |  | Kingdom of Saudi Arabia | Jeddah | Hard & Soft Landscaping | Red Sea Village | B5 Urban Park | RSG | SALCO | Award | 2021 | Fixed Price Lump Sum | SITE WORK | Landscaping | Planting - Supply And Installation;Palms, Trees, Shrubs And The Like With Healthy Fully Developed Root Balls, Undamaged And Free From Pests And Diseases, Planted In Prepared Ground As Detailed, Including All Compost And Fertilizers, Tree Stakes, Tree Ties, Temporary Planting Screens;Shrubs;Jatropha Pandurifolia, Ref. Jatr.P - 0.60 To 0.70M Height, Min. 3 Breaks | 810 | Nr | SAR | 24
ALYA-05.2 | 2 | 2.0727 |  | Kingdom of Saudi Arabia | Jeddah | Hard & Soft Landscaping | Red Sea Village | B5 Urban Park | RSG | SALCO | Award | 2021 | Fixed Price Lump Sum | SITE WORK | Landscaping | Planting - Supply And Installation;Palms, Trees, Shrubs And The Like With Healthy Fully Developed Root Balls, Undamaged And Free From Pests And Diseases, Planted In Prepared Ground As Detailed, Including All Compost And Fertilizers, Tree Stakes, Tree Ties, Temporary Planting Screens;Shrubs;Leucophyllum Frutescens, Ref. Leuc.F- 0.50 To 0.60M Height, Min. 3 Breaks | 292 | Nr | SAR | 23
ALYA-05.2 | 2 | 2.0727 |  | Kingdom of Saudi Arabia | Jeddah | Hard & Soft Landscaping | Red Sea Village | B5 Urban Park | RSG | SALCO | Award | 2021 | Fixed Price Lump Sum | SITE WORK | Landscaping | Planting - Supply And Installation;Palms, Trees, Shrubs And The Like With Healthy Fully Developed Root Balls, Undamaged And Free From Pests And Diseases, Planted In Prepared Ground As Detailed, Including All Compost And Fertilizers, Tree Stakes, Tree Ties, Temporary Planting Screens;Ground Covers;Asystasia Gangetica Variegata, Ref. Asys.Gv - 0.30M Spread | 1332 | Nr | SAR | 11
ALYA-05.2 | 2 | 2.0727 |  | Kingdom of Saudi Arabia | Jeddah | Hard & Soft Landscaping | Red Sea Village | B5 Urban Park | RSG | SALCO | Award | 2021 | Fixed Price Lump Sum | SITE WORK | Landscaping | Planting - Supply And Installation;Palms, Trees, Shrubs And The Like With Healthy Fully Developed Root Balls, Undamaged And Free From Pests And Diseases, Planted In Prepared Ground As Detailed, Including All Compost And Fertilizers, Tree Stakes, Tree Ties, Temporary Planting Screens;Ground Covers;Carissa Green Carpet, Ref. Cari-Gc - 0.30M Spread | 935 | Nr | SAR | 9
ALYA-05.2 | 2 | 2.0727 |  | Kingdom of Saudi Arabia | Jeddah | Hard & Soft Landscaping | Red Sea Village | B5 Urban Park | RSG | SALCO | Award | 2021 | Fixed Price Lump Sum | SITE WORK | Landscaping | Planting - Supply And Installation;Palms, Trees, Shrubs And The Like With Healthy Fully Developed Root Balls, Undamaged And Free From Pests And Diseases, Planted In Prepared Ground As Detailed, Including All Compost And Fertilizers, Tree Stakes, Tree Ties, Temporary Planting Screens;Ground Covers;Portulaca Grandiflora, Ref. Port.G - 0.30M Spread | 3655 | Nr | SAR | 7
ALYA-05.2 | 2 | 2.0727 |  | Kingdom of Saudi Arabia | Jeddah | Hard & Soft Landscaping | Red Sea Village | B5 Urban Park | RSG | SALCO | Award | 2021 | Fixed Price Lump Sum | SITE WORK | Landscaping | Planting - Supply And Installation;Palms, Trees, Shrubs And The Like With Healthy Fully Developed Root Balls, Undamaged And Free From Pests And Diseases, Planted In Prepared Ground As Detailed, Including All Compost And Fertilizers, Tree Stakes, Tree Ties, Temporary Planting Screens;Ground Covers;Ruellia Brittoniana 'Katie', Ref. Ruel.Bk - 0.40M Height | 1728 | Nr | SAR | 9
ALYA-05.2 | 2 | 2.0728 |  | Kingdom of Saudi Arabia | Jeddah | Hard & Soft Landscaping | Red Sea Village | B5 Urban Park | RSG | SALCO | Award | 2021 | Fixed Price Lump Sum | SITE WORK | Landscaping | Planting - Supply And Installation;Palms, Trees, Shrubs And The Like With Healthy Fully Developed Root Balls, Undamaged And Free From Pests And Diseases, Planted In Prepared Ground As Detailed, Including All Compost And Fertilizers, Tree Stakes, Tree Ties, Temporary Planting Screens;Ground Covers;Vitex Rotundifolia, Ref. Vite.R - 0.30M Spread | 88 | Nr | SAR | 9
ALYA-05.2 | 2 | 2.0728 |  | Kingdom of Saudi Arabia | Jeddah | Hard & Soft Landscaping | Red Sea Village | B5 Urban Park | RSG | SALCO | Award | 2021 | Fixed Price Lump Sum | SITE WORK | Landscaping | Planting - Supply And Installation;Palms, Trees, Shrubs And The Like With Healthy Fully Developed Root Balls, Undamaged And Free From Pests And Diseases, Planted In Prepared Ground As Detailed, Including All Compost And Fertilizers, Tree Stakes, Tree Ties, Temporary Planting Screens;Grass;Pennisetum Setaceumum, Ref. Penn.S - 0.50 To 0.60M Height | 387 | Nr | SAR | 11
ALYA-05.2 | 2 | 2.0728 |  | Kingdom of Saudi Arabia | Jeddah | Hard & Soft Landscaping | Red Sea Village | B5 Urban Park | RSG | SALCO | Award | 2021 | Fixed Price Lump Sum | SITE WORK | Site preparation | Siteworks;Site Preparation;General Site Clearance | 6741 | m² | SAR | 4
ALYA-05.2 | 2 | 2.0728 |  | Kingdom of Saudi Arabia | Jeddah | Hard & Soft Landscaping | Red Sea Village | B5 Urban Park | RSG | SALCO | Award | 2021 | Fixed Price Lump Sum | SITE WORK | Filling | Siteworks;Filling;Well Compacted Selected Excavated Material (Provisional Item) | 8635 | m³ | SAR | 19
ALYA-05.2 | 2 | 2.0728 |  | Kingdom of Saudi Arabia | Jeddah | Hard & Soft Landscaping | Red Sea Village | B5 Urban Park | RSG | SALCO | Award | 2021 | Fixed Price Lump Sum | SITE WORK | Paving and surfacing | Paving;Precast Concrete Block Paving Laid To Pattern With Required Colour, On And Including 50Mm Thick Sharp Sand Bed On Compacted Sub-Base, Complete As Per Engineer'S Approval;200 X 100 X 60Mm In Shot Blasted Finish Ref: Paving Type 11 | 144 | m² | SAR | 174
ALYA-05.2 | 2 | 2.0728 |  | Kingdom of Saudi Arabia | Jeddah | Hard & Soft Landscaping | Red Sea Village | B5 Urban Park | RSG | SALCO | Award | 2021 | Fixed Price Lump Sum | SITE WORK | Paving and surfacing | Paving;Precast Concrete Block Paving Laid To Pattern With Required Colour, On And Including 50Mm Thick Sharp Sand Bed On Compacted Sub-Base, Complete As Per Engineer'S Approval;200 X 400 X 60Mm In Shot Blasted Finish Ref: Paving Type 12 | 1102 | m² | SAR | 175
ALYA-05.2 | 2 | 2.0728 |  | Kingdom of Saudi Arabia | Jeddah | Hard & Soft Landscaping | Red Sea Village | B5 Urban Park | RSG | SALCO | Award | 2021 | Fixed Price Lump Sum | SITE WORK | Paving and surfacing | Paving;Precast Concrete Block Paving Laid To Pattern With Required Colour, On And Including 50Mm Thick Sharp Sand Bed On Compacted Sub-Base, Complete As Per Engineer'S Approval;200 X 400 X 60Mm In Shot Blasted Finish Ref: Paving Type 13 | 352 | m² | SAR | 175
ALYA-05.2 | 2 | 2.0728 |  | Kingdom of Saudi Arabia | Jeddah | Hard & Soft Landscaping | Red Sea Village | B5 Urban Park | RSG | SALCO | Award | 2021 | Fixed Price Lump Sum | SITE WORK | Paving and surfacing | Paving;Precast Concrete Block Paving Laid To Pattern With Required Colour, On And Including 50Mm Thick Sharp Sand Bed On Compacted Sub-Base, Complete As Per Engineer'S Approval;200 X 100 X 80Mm In Shot Blasted Finish Ref. Plot Access Paving Type 3 | 121 | m² | SAR | 186
ALYA-05.2 | 2 | 2.0728 |  | Kingdom of Saudi Arabia | Jeddah | Hard & Soft Landscaping | Red Sea Village | B5 Urban Park | RSG | SALCO | Award | 2021 | Fixed Price Lump Sum | SITE WORK | Paving and surfacing | Paving;Precast Concrete Paving Block Laid To Pattern With Required Colour, 5Mm Wide Joints With Joint Filling Sand, On And Including 40 - 50Mm Thick Sharp Sand Bed On Compacted Sub-Base, Complete As Per Engineer'S Approval ;100 X 200 X 60Mm In Shot Blasted Finish Ref: Typical Band, 400Mm Wide | 286 | m | SAR | 120
ALYA-05.2 | 2 | 2.0728 |  | Kingdom of Saudi Arabia | Jeddah | Hard & Soft Landscaping | Red Sea Village | B5 Urban Park | RSG | SALCO | Award | 2021 | Fixed Price Lump Sum | SITE WORK | Paving and surfacing | Paving Band And Edge;Precast Concrete Paving Band Laid To Pattern With Required Colour, On And Including 25Mm Thick Full Mortar Bed On Concrete Base And Compacted Sub-Base, Complete As Per Engineer'S Approval;350 X 350 X 60Mm In Shot Blasted Finish Ref: Maintenance Edge Type 1, 350Mm Wide | 1154 | m | SAR | 116
ALYA-05.2 | 2 | 2.0729 |  | Kingdom of Saudi Arabia | Jeddah | Hard & Soft Landscaping | Red Sea Village | B5 Urban Park | RSG | SALCO | Award | 2021 | Fixed Price Lump Sum | SITE WORK | Landscaping | Maintenance Edge;Precast Concrete Maintenance Edge Cut To Radius As Required And Laid To Pattern With Required Colour, Max. 5Mm Wide Joint Using Colour Matched Grout, On And Including 25Mm Thick Full Mortar Bed On Concrete Base And Compacted Sub-Base, Complete As Per Engineer'S Approval;200 X 400 X 60Mm In Shot Blasted Finish Ref: Maintenance Edge Type 2, 200Mm Wide | 298 | m | SAR | 60
ALYA-05.2 | 2 | 2.0729 |  | Kingdom of Saudi Arabia | Jeddah | Hard & Soft Landscaping | Red Sea Village | B5 Urban Park | RSG | SALCO | Award | 2021 | Fixed Price Lump Sum | SITE WORK | Landscaping | Metal Edge;Aluminium Edging, Brushed Finish, Fixed As Per Manufacturer'S Recommendations, Complete As Per Engineer'S Approval ;5Mm Thick Metal Edging For 150Mm High Gravel | 54 | m | SAR | 40
ALYA-05.2 | 2 | 2.0729 |  | Kingdom of Saudi Arabia | Jeddah | Hard & Soft Landscaping | Red Sea Village | B5 Urban Park | RSG | SALCO | Award | 2021 | Fixed Price Lump Sum | SITE WORK | Landscaping | Gravel Surface;25 - 50Mm Sieve Size Local Crushed Stone Gravel, Loose Laid In 150Mm Thick Layer Over Geotextile Membrane On Compacted Sub-Base, Complete As Per Engineer'S Approval;Gravel Surface | 465 | m² | SAR | 33
ALYA-05.2 | 2 | 2.0729 |  | Kingdom of Saudi Arabia | Jeddah | Hard & Soft Landscaping | Red Sea Village | B5 Urban Park | RSG | SALCO | Award | 2021 | Fixed Price Lump Sum | FURNISHINGS | Generally | Site Furniture;Litter Bin;Supply And Fix Bin Including Necessary Accessories, Reinforced Concrete Base On Compacted Sub Base, Complete As Specified;Bin Type 4 - Powder Coated Aluminium Litter Bin With Required Colour, Size 410 X 372 X 912Mm High Above Finished Floor Level | 2 | Nr | SAR | 5741
ALYA-05.2 | 2 | 2.0729 |  | Kingdom of Saudi Arabia | Jeddah | Hard & Soft Landscaping | Red Sea Village | B5 Urban Park | RSG | SALCO | Award | 2021 | Fixed Price Lump Sum | FURNISHINGS | Generally | Site Furniture;Bench ;Bench Comprising Of Hardwood Timber Board Battens With Planed Finish In Minimum 8Mm Gaps, Size 115 X 1600 X 50Mm Thick Seat Fixed To Precast Concrete Seat Block, Fair Face Finished Precast Concrete Seat Block With Stamped Pattern, On And Including Reinforced Concrete Foundation On Compacted Sub Base, Necessary Earthwork, Blinding, Polyethylene Sheet, Waterproofing, Steel Dowel And Necessary Fixings, Accessories, Complete To Specialist / Engineer'S Details ;Bench Type 8 - Overall Size 2000 X 500 X 450Mm High | 1 | Nr | SAR | 4406
ALYA-05.2 | 2 | 2.0729 |  | Kingdom of Saudi Arabia | Jeddah | Hard & Soft Landscaping | Red Sea Village | B5 Urban Park | RSG | SALCO | Award | 2021 | Fixed Price Lump Sum | FURNISHINGS | Generally | Site Furniture;Fair Face Finish Precast Concrete Seat Block With Stamped Pattern And Required Colour, On And Including Reinforced Concrete Base On Compacted Sub Base, Necessary Earthwork, Waterproofing, Steel Dowel For Fixing Concrete Bench, Complete To Specialist / Engineer'S Details;Bench Type 8 - Overall Size 2000 X 500 X 450Mm High (Optional) | 1 | Nr | SAR | 2336
ALYA-05.2 | 2 | 2.0729 |  | Kingdom of Saudi Arabia | Jeddah | Hard & Soft Landscaping | Red Sea Village | B5 Urban Park | RSG | SALCO | Award | 2021 | Fixed Price Lump Sum | FURNISHINGS | Generally | Site Furniture;Bollard;Stainless Steel Fixed Bollard In Natural Finish With Required Colour, Including Necessary Base, Accessories And All Other Required Works, Complete, As Specified ;Bollard Type 1 - 900Mm High Above Finished Floor Level X 120Mm , Fixed Bollard | 44 | Nr | SAR | 2003
ALYA-05.2 | 2 | 2.0729 |  | Kingdom of Saudi Arabia | Jeddah | Hard & Soft Landscaping | Red Sea Village | B5 Urban Park | RSG | SALCO | Award | 2021 | Fixed Price Lump Sum | SITE WORK | Paving and surfacing | Paving;Precast Concrete Block Paving Laid To Pattern With Required Colour, 5Mm Wide Joints With Filled With Joint Filling Sand, On And Including 50Mm Thick Sharp Sand Bed On Compacted Sub-Base, Complete As Per Engineer'S Approval ;200 X 100 X 60Mm In Shot Blasted Finish Ref: Paving Type 11 | 309 | m² | SAR | 174
ALYA-05.2 | 2 | 2.0729 |  | Kingdom of Saudi Arabia | Jeddah | Hard & Soft Landscaping | Red Sea Village | B5 Urban Park | RSG | SALCO | Award | 2021 | Fixed Price Lump Sum | SITE WORK | Paving and surfacing | Paving;Precast Concrete Block Paving Laid To Pattern With Required Colour, 5Mm Wide Joints With Filled With Joint Filling Sand, On And Including 50Mm Thick Sharp Sand Bed On Compacted Sub-Base, Complete As Per Engineer'S Approval ;200 X 400 X 60Mm In Shot Blasted Finish Ref: Paving Type 12 | 1482 | m² | SAR | 175
ALYA-05.2 | 2 | 2.0729 |  | Kingdom of Saudi Arabia | Jeddah | Hard & Soft Landscaping | Red Sea Village | B5 Urban Park | RSG | SALCO | Award | 2021 | Fixed Price Lump Sum | SITE WORK | Paving and surfacing | Paving;Precast Concrete Block Paving Laid To Pattern With Required Colour, 5Mm Wide Joints With Filled With Joint Filling Sand, On And Including 50Mm Thick Sharp Sand Bed On Compacted Sub-Base, Complete As Per Engineer'S Approval ;200 X 400 X 60Mm In Shot Blasted Finish Ref: Paving Type 13 | 515 | m² | SAR | 175
ALYA-05.2 | 2 | 2.073 |  | Kingdom of Saudi Arabia | Jeddah | Hard & Soft Landscaping | Red Sea Village | B5 Urban Park | RSG | SALCO | Award | 2021 | Fixed Price Lump Sum | SITE WORK | Paving and surfacing | Paving;Precast Concrete Block Paving Laid To Pattern With Required Colour, 5Mm Wide Joints With Filled With Joint Filling Sand, On And Including 50Mm Thick Sharp Sand Bed On Compacted Sub-Base, Complete As Per Engineer'S Approval ;200 X 100 X 80Mm In Shot Blasted Finish Ref. Plot Access Paving Type 3 | 249 | m² | SAR | 186
ALYA-05.2 | 2 | 2.073 |  | Kingdom of Saudi Arabia | Jeddah | Hard & Soft Landscaping | Red Sea Village | B5 Urban Park | RSG | SALCO | Award | 2021 | Fixed Price Lump Sum | SITE WORK | Paving and surfacing | Paving;Precast Concrete Paving Block Laid To Pattern With Required Colour, 5Mm Wide Joints With Joint Filling Sand, On And Including 40 - 50Mm Thick Sharp Sand Bed On Compacted Sub-Base, Complete As Per Engineer'S Approval ;300 X 300 X 60Mm With Milled Blisters, In Shot Blasted Finish Ref: Tactile Paving | 26 | m² | SAR | 176
ALYA-05.2 | 2 | 2.073 |  | Kingdom of Saudi Arabia | Jeddah | Hard & Soft Landscaping | Red Sea Village | B5 Urban Park | RSG | SALCO | Award | 2021 | Fixed Price Lump Sum | SITE WORK | Paving and surfacing | Paving Band And Edge;Precast Concrete Paving Band Laid To Pattern With Required Colour, Max. 5Mm Wide Grouted Joint Using Colour Matched Grout, On And Including 25Mm Thick Full Mortar Bed On Concrete Base And Compacted Sub-Base, Complete As Per Engineer'S Approval;100 X 200 X 60Mm In Shot Blasted Finish Ref: Typical Band, 400Mm Wide | 474 | m | SAR | 120
ALYA-05.2 | 2 | 2.073 |  | Kingdom of Saudi Arabia | Jeddah | Hard & Soft Landscaping | Red Sea Village | B5 Urban Park | RSG | SALCO | Award | 2021 | Fixed Price Lump Sum | SITE WORK | Landscaping | Maintenance Edge;Precast Concrete Maintenance Edge Cut To Radius As Required And Laid To Pattern With Required Colour, Max. 5Mm Wide Joint Using Colour Matched Grout, On And Including 25Mm Thick Full Mortar Bed On Concrete Base And Compacted Sub-Base, Complete As Per Engineer'S Approval ;350 X 350 X 60Mm In Shot Blasted Finish Ref: Maintenance Edge Type 1, 350Mm Wide | 1305 | m | SAR | 116
ALYA-05.2 | 2 | 2.073 |  | Kingdom of Saudi Arabia | Jeddah | Hard & Soft Landscaping | Red Sea Village | B5 Urban Park | RSG | SALCO | Award | 2021 | Fixed Price Lump Sum | SITE WORK | Landscaping | Maintenance Edge;Precast Concrete Maintenance Edge Cut To Radius As Required And Laid To Pattern With Required Colour, Max. 5Mm Wide Joint Using Colour Matched Grout, On And Including 25Mm Thick Full Mortar Bed On Concrete Base And Compacted Sub-Base, Complete As Per Engineer'S Approval ;200 X 400 X 60Mm In Shot Blasted Finish Ref: Maintenance Edge Type 2, 200Mm Wide | 340 | m | SAR | 60
ALYA-05.2 | 2 | 2.073 |  | Kingdom of Saudi Arabia | Jeddah | Hard & Soft Landscaping | Red Sea Village | B5 Urban Park | RSG | SALCO | Award | 2021 | Fixed Price Lump Sum | SITE WORK | Landscaping | Metal Edge;Aluminium Edging, Brushed Finish, Fixed As Per Manufacturer'S Recommendations, Complete As Per Engineer'S Approval;5Mm Thick Metal Edging For 150Mm High Gravel | 68 | m | SAR | 40
ALYA-05.2 | 2 | 2.073 |  | Kingdom of Saudi Arabia | Jeddah | Hard & Soft Landscaping | Red Sea Village | B5 Urban Park | RSG | SALCO | Award | 2021 | Fixed Price Lump Sum | SITE WORK | Landscaping | Gravel Surface;25 - 50Mm Sieve Size Local Crushed Stone Gravel, Loose Laid In 150Mm Thick Layer Over Geotextile Membrane On Compacted Sub-Base, Complete As Per Engineer'S Approval ;Gravel Surface | 684 | m² | SAR | 33
ALYA-05.2 | 2 | 2.073 |  | Kingdom of Saudi Arabia | Jeddah | Hard & Soft Landscaping | Red Sea Village | B5 Urban Park | RSG | SALCO | Award | 2021 | Fixed Price Lump Sum | FURNISHINGS | Generally | Site Furniture;Litter Bin;Supply And Fix Bin Including Necessary Accessories, Reinforced Concrete Base On Compacted Sub Base, Complete As Specifiedl;Bin Type 1 - Powder Coated Aluminium Litter Bin With Required Colour, Size 410 X 372 X 912Mm High Above Finished Floor Level | 1 | Nr | SAR | 5741
ALYA-05.2 | 2 | 2.073 |  | Kingdom of Saudi Arabia | Jeddah | Hard & Soft Landscaping | Red Sea Village | B5 Urban Park | RSG | SALCO | Award | 2021 | Fixed Price Lump Sum | FURNISHINGS | Generally | Site Furniture;Bench ;Fair Face Finished Precast Concrete Seat Block With Stamped Pattern, On And Including Reinforced Concrete Foundation On Compacted Sub Base, Necessary Earthwork, Blinding, Polyethylene Sheet, Waterproofing, Steel Dowel And Necessary Accessories, Complete To The Engineer'S Approval;Bench Type 7 - Overall Size 2000 X 500 X 450Mm High | 2 | Nr | SAR | 2336
ALYA-05.2 | 2 | 2.073 |  | Kingdom of Saudi Arabia | Jeddah | Hard & Soft Landscaping | Red Sea Village | B5 Urban Park | RSG | SALCO | Award | 2021 | Fixed Price Lump Sum | FURNISHINGS | Generally | Site Furniture ;Bollard;Stainless Steel Fixed Bollard In Stain Surface Finish With Required Colour, Including Composite Timber Inset, Necessary Base, Accessories And All Other Required Works, Complete, As Specified;Bollard Type 1 - 900Mm High Above Finished Floor Level X 120Mm , Fixed Bollard | 26 | Nr | SAR | 2003
ALYA-05.2 | 2 | 2.0731 |  | Kingdom of Saudi Arabia | Jeddah | Hard & Soft Landscaping | Red Sea Village | B5 Urban Park | RSG | SALCO | Award | 2021 | Fixed Price Lump Sum | SITE WORK | Site preparation | Siteworks;Site Preparation;General Site Clearance | 41818 | m² | SAR | 4
ALYA-05.2 | 2 | 2.0731 |  | Kingdom of Saudi Arabia | Jeddah | Hard & Soft Landscaping | Red Sea Village | B5 Urban Park | RSG | SALCO | Award | 2021 | Fixed Price Lump Sum | SITE WORK | Filling | Siteworks;Filling;Well Compacted Selected Excavated Material (Provisional Item) | 32378 | m³ | SAR | 19
ALYA-05.2 | 2 | 2.0731 |  | Kingdom of Saudi Arabia | Jeddah | Hard & Soft Landscaping | Red Sea Village | B5 Urban Park | RSG | SALCO | Award | 2021 | Fixed Price Lump Sum | SITE WORK | Paving and surfacing | Paving;Precast Concrete Block Paving Laid To Pattern With Required Colour, 5Mm Wide Joints With Filled With Joint Filling Sand, On And Including 50Mm Thick Sharp Sand Bed On Compacted Sub-Base, Complete As Per Engineer'S Approval;200 X 100 X 80Mm In Shot Blasted Finish Ref: Pedestrian Crossing Type 1 | 320 | m² | SAR | 186
ALYA-05.2 | 2 | 2.0731 |  | Kingdom of Saudi Arabia | Jeddah | Hard & Soft Landscaping | Red Sea Village | B5 Urban Park | RSG | SALCO | Award | 2021 | Fixed Price Lump Sum | SITE WORK | Paving and surfacing | Paving;Precast Concrete Block Paving Laid To Pattern With Required Colour, 5Mm Wide Joints With Filled With Joint Filling Sand, On And Including 50Mm Thick Sharp Sand Bed On Compacted Sub-Base, Complete As Per Engineer'S Approval;750X150/300X300/600X300 X 60Mm In Shot Blasted Finish Ref. Paving Type 4 | 1788 | m² | SAR | 212
ALYA-05.2 | 2 | 2.0731 |  | Kingdom of Saudi Arabia | Jeddah | Hard & Soft Landscaping | Red Sea Village | B5 Urban Park | RSG | SALCO | Award | 2021 | Fixed Price Lump Sum | SITE WORK | Paving and surfacing | Paving;Precast Concrete Block Paving Laid To Pattern With Required Colour, 5Mm Wide Joints With Filled With Joint Filling Sand, On And Including 50Mm Thick Sharp Sand Bed On Compacted Sub-Base, Complete As Per Engineer'S Approval;750X150/300X300/600X300 X 60Mm In Shot Blasted Finish Ref. Paving Type 5 | 5513 | m² | SAR | 212
ALYA-05.2 | 2 | 2.0731 |  | Kingdom of Saudi Arabia | Jeddah | Hard & Soft Landscaping | Red Sea Village | B5 Urban Park | RSG | SALCO | Award | 2021 | Fixed Price Lump Sum | SITE WORK | Paving and surfacing | Paving;Precast Concrete Block Paving Laid To Pattern With Required Colour, 5Mm Wide Joints With Filled With Joint Filling Sand, On And Including 50Mm Thick Sharp Sand Bed On Compacted Sub-Base, Complete As Per Engineer'S Approval;300X150/300/150X150/300 X 80Mm In Shot Blasted Finish Ref. Paving Type 8 | 416 | m² | SAR | 195
ALYA-05.2 | 2 | 2.0731 |  | Kingdom of Saudi Arabia | Jeddah | Hard & Soft Landscaping | Red Sea Village | B5 Urban Park | RSG | SALCO | Award | 2021 | Fixed Price Lump Sum | SITE WORK | Paving and surfacing | Paving;Precast Concrete Block Paving Laid To Pattern With Required Colour, 5Mm Wide Joints With Filled With Joint Filling Sand, On And Including 50Mm Thick Sharp Sand Bed On Compacted Sub-Base, Complete As Per Engineer'S Approval;750X150/300X300/600X300/200X400 X 60Mm In Shot Blasted Finish Ref. Paving Type 9 | 592 | m² | SAR | 212
ALYA-05.2 | 2 | 2.0731 |  | Kingdom of Saudi Arabia | Jeddah | Hard & Soft Landscaping | Red Sea Village | B5 Urban Park | RSG | SALCO | Award | 2021 | Fixed Price Lump Sum | SITE WORK | Paving and surfacing | Paving;Precast Concrete Block Paving Laid To Pattern With Required Colour, 5Mm Wide Joints With Filled With Joint Filling Sand, On And Including 50Mm Thick Sharp Sand Bed On Compacted Sub-Base, Complete As Per Engineer'S Approval;200 X 200 X 60/80Mm In Shot Blasted Finish Ref: Paving Type 10 | 863 | m² | SAR | 184
ALYA-05.2 | 2 | 2.0731 |  | Kingdom of Saudi Arabia | Jeddah | Hard & Soft Landscaping | Red Sea Village | B5 Urban Park | RSG | SALCO | Award | 2021 | Fixed Price Lump Sum | SITE WORK | Paving and surfacing | Paving;Precast Concrete Block Paving Laid To Pattern With Required Colour, 5Mm Wide Joints With Filled With Joint Filling Sand, On And Including 50Mm Thick Sharp Sand Bed On Compacted Sub-Base, Complete As Per Engineer'S Approval;150X100/150X200/150X250/300X150/300X300 X 80Mm In Shot Blasted Finish Ref. Plot Access Paving Type 2 | 408 | m² | SAR | 206
ALYA-05.2 | 2 | 2.0731 |  | Kingdom of Saudi Arabia | Jeddah | Hard & Soft Landscaping | Red Sea Village | B5 Urban Park | RSG | SALCO | Award | 2021 | Fixed Price Lump Sum | SITE WORK | Paving and surfacing | Paving ;Precast Concrete Paving Block Laid To Pattern With Required Colour, 5Mm Wide Joints With Joint Filling Sand, On And Including 40 - 50Mm Thick Sharp Sand Bed On Compacted Sub-Base, Complete As Per Engineer'S Approval;300 X 300 X 60Mm With Milled Blisters, In Shot Blasted Finish Ref: Tactile Paving | 38 | m² | SAR | 176
ALYA-05.2 | 2 | 2.0732 |  | Kingdom of Saudi Arabia | Jeddah | Hard & Soft Landscaping | Red Sea Village | B5 Urban Park | RSG | SALCO | Award | 2021 | Fixed Price Lump Sum | SITE WORK | Paving and surfacing | Paving Band And Edge;Precast Concrete Paving Band Laid To Pattern With Required Colour, On And Including 25Mm Thick Full Mortar Bed On Concrete Base And Compacted Sub-Base, Complete As Per Engineer'S Approval;200 X 200 X 80Mm In Shot Blasted Finish Ref: Typical Band, 200Mm Wide | 94 | m | SAR | 60
ALYA-05.2 | 2 | 2.0732 |  | Kingdom of Saudi Arabia | Jeddah | Hard & Soft Landscaping | Red Sea Village | B5 Urban Park | RSG | SALCO | Award | 2021 | Fixed Price Lump Sum | SITE WORK | Paving and surfacing | Paving Band And Edge;Precast Concrete Paving Band Laid To Pattern With Required Colour, On And Including 25Mm Thick Full Mortar Bed On Concrete Base And Compacted Sub-Base, Complete As Per Engineer'S Approval;200 X 200 X 80Mm In Shot Blasted Finish Ref: Typical Band, 200Mm Wide | 225 | m | SAR | 64
ALYA-05.2 | 2 | 2.0732 |  | Kingdom of Saudi Arabia | Jeddah | Hard & Soft Landscaping | Red Sea Village | B5 Urban Park | RSG | SALCO | Award | 2021 | Fixed Price Lump Sum | SITE WORK | Paving and surfacing | Paving Band And Edge;Precast Concrete Paving Band Laid To Pattern With Required Colour, On And Including 25Mm Thick Full Mortar Bed On Concrete Base And Compacted Sub-Base, Complete As Per Engineer'S Approval;200 X 400 X 60/80Mm In Shot Blasted Finish Ref: Typical Band, 200Mm Wide | 257 | m | SAR | 64
ALYA-05.2 | 2 | 2.0732 |  | Kingdom of Saudi Arabia | Jeddah | Hard & Soft Landscaping | Red Sea Village | B5 Urban Park | RSG | SALCO | Award | 2021 | Fixed Price Lump Sum | SITE WORK | Paving and surfacing | Paving Band And Edge;Precast Concrete Paving Band Laid To Pattern With Required Colour, On And Including 25Mm Thick Full Mortar Bed On Concrete Base And Compacted Sub-Base, Complete As Per Engineer'S Approval;400 X 400 X 60Mm In Shot Blasted Finish Ref: Typical Band, 400Mm Wide | 1445 | m | SAR | 131
ALYA-05.2 | 2 | 2.0732 |  | Kingdom of Saudi Arabia | Jeddah | Hard & Soft Landscaping | Red Sea Village | B5 Urban Park | RSG | SALCO | Award | 2021 | Fixed Price Lump Sum | SITE WORK | Landscaping | Maintenance Edge;Precast Concrete Maintenance Edge Cut To Radius As Required And Laid To Pattern With Required Colour, Max. 5Mm Wide Joint Using Colour Matched Grout, On And Including 25Mm Thick Full Mortar Bed On Concrete Base And Compacted Sub-Base, Complete As Per Engineer'S Approval ;350 X 350 X 60Mm In Shot Blasted Finish Ref: Maintenance Edge Type 1, 350Mm Wide | 3195 | m | SAR | 116
ALYA-05.2 | 2 | 2.0732 |  | Kingdom of Saudi Arabia | Jeddah | Hard & Soft Landscaping | Red Sea Village | B5 Urban Park | RSG | SALCO | Award | 2021 | Fixed Price Lump Sum | SITE WORK | Landscaping | Maintenance Edge;Precast Concrete Maintenance Edge Cut To Radius As Required And Laid To Pattern With Required Colour, Max. 5Mm Wide Joint Using Colour Matched Grout, On And Including 25Mm Thick Full Mortar Bed On Concrete Base And Compacted Sub-Base, Complete As Per Engineer'S Approval ;200 X 400 X 60Mm In Shot Blasted Finish Ref: Maintenance Edge Type 2, 200Mm Wide | 1939 | m | SAR | 60
ALYA-05.2 | 2 | 2.0732 |  | Kingdom of Saudi Arabia | Jeddah | Hard & Soft Landscaping | Red Sea Village | B5 Urban Park | RSG | SALCO | Award | 2021 | Fixed Price Lump Sum | SITE WORK | Landscaping | Metal Edge;Aluminium Edging, Brushed Finish, Fixed As Per Manufacturer'S Recommendations, Complete As Per Engineer'S Approval;5Mm Thick Metal Edging For 150Mm High Gravel | 123 | m | SAR | 40
ALYA-05.2 | 2 | 2.0732 |  | Kingdom of Saudi Arabia | Jeddah | Hard & Soft Landscaping | Red Sea Village | B5 Urban Park | RSG | SALCO | Award | 2021 | Fixed Price Lump Sum | SITE WORK | Landscaping | Gravel Surface;25 - 50Mm Sieve Size Local Crushed Stone Gravel, Loose Laid In 150Mm Thick Layer Over Geotextile Membrane On Compacted Sub-Base, Complete As Per Engineer'S Approval ;Gravel Surface | 263 | m² | SAR | 33
ALYA-05.2 | 2 | 2.0732 |  | Kingdom of Saudi Arabia | Jeddah | Hard & Soft Landscaping | Red Sea Village | B5 Urban Park | RSG | SALCO | Award | 2021 | Fixed Price Lump Sum | FURNISHINGS | Generally | Site Furniture;Supply And Fix Bin Including Necessary Accessories, Reinforced Concrete Base On Compacted Sub Base, Complete As Specified;Bin Type 4 - Powder Coated Aluminium Litter Bin With Required Colour, Size 410 X 372 X 912Mm High Above Finished Floor Level | 17 | Nr | SAR | 5741
ALYA-05.2 | 2 | 2.0732 |  | Kingdom of Saudi Arabia | Jeddah | Hard & Soft Landscaping | Red Sea Village | B5 Urban Park | RSG | SALCO | Award | 2021 | Fixed Price Lump Sum | FURNISHINGS | Generally | Site Furniture;Bench;Bench Comprising Of Hardwood Timber Board Battens With Planed Finish In Minimum 8Mm Gaps, Size 115 X 1600 X 50Mm Thick Seat Fixed To Precast Concrete Seat Block, Fair Face Finished Precast Concrete Seat Block With Stamped Pattern, On And Including Reinforced Concrete Foundation On Compacted Sub Base, Necessary Earthwork, Blinding, Polyethylene Sheet, Waterproofing, Steel Dowel And Necessary Fixings, Accessories, Complete To Specialist / Engineer'S Details;Bench Type 8 - Overall Size 2000 X 500 X 450Mm High | 27 | Nr | SAR | 4406
ALYA-05.2 | 2 | 2.0733 |  | Kingdom of Saudi Arabia | Jeddah | Hard & Soft Landscaping | Red Sea Village | B5 Urban Park | RSG | SALCO | Award | 2021 | Fixed Price Lump Sum | FURNISHINGS | Generally | Site Furniture;Fair Face Finish Precast Concrete Seat Block With Stamped Pattern And Required Colour, On And Including Reinforced Concrete Base On Compacted Sub Base, Necessary Earthwork, Waterproofing, Steel Dowel For Fixing Concrete Bench, Complete To Specialist / Engineer'S Details;Bench Type 8 - Overall Size 2000 X 500 X 450Mm High (Optional) | 27 | Nr | SAR | 2336
ALYA-05.2 | 2 | 2.0733 |  | Kingdom of Saudi Arabia | Jeddah | Hard & Soft Landscaping | Red Sea Village | B5 Urban Park | RSG | SALCO | Award | 2021 | Fixed Price Lump Sum | FURNISHINGS | Generally | Site Furniture;Stainless Steel Fixed Bollard In Stain Surface Finish With Required Colour, Including Composite Timber Inset, Necessary Base, Accessories And All Other Required Works, Complete, As Specified ;Bollard Type 1 - 900Mm High Above Finished Floor Level X 120Mm , Fixed Bollard | 36 | Nr | SAR | 2003
ALYA-05.2 | 2 | 2.0733 |  | Kingdom of Saudi Arabia | Jeddah | Hard & Soft Landscaping | Red Sea Village | B5 Urban Park | RSG | SALCO | Award | 2021 | Fixed Price Lump Sum | FURNISHINGS | Generally | Site Furniture;Stainless Steel Fixed Bollard In Natural Finish With Required Colour, Including Necessary Base, Accessories And All Other Required Works, Complete, As Specified ;Bollard Type 3 - 600Mm High Above Finished Floor Level X 65Mm Diameter, Fold Down Bollard | 6 | Nr | SAR | 868
ALYA-05.2 | 2 | 2.0733 |  | Kingdom of Saudi Arabia | Jeddah | Hard & Soft Landscaping | Red Sea Village | B5 Urban Park | RSG | SALCO | Award | 2021 | Fixed Price Lump Sum | SITE WORK | Paving and surfacing | Paving;Precast Concrete Block Paving Laid To Pattern With Required Colour, 5Mm Wide Joints With Filled With Joint Filling Sand, On And Including 50Mm Thick Sharp Sand Bed On Compacted Sub-Base, Complete As Per Engineer'S Approval ;750X150/300X300/600X300/200X400 X 60Mm In Shot Blasted Finish Ref: Paving Type 1A | 877 | m² | SAR | 212
ALYA-05.2 | 2 | 2.0733 |  | Kingdom of Saudi Arabia | Jeddah | Hard & Soft Landscaping | Red Sea Village | B5 Urban Park | RSG | SALCO | Award | 2021 | Fixed Price Lump Sum | SITE WORK | Paving and surfacing | Paving;Precast Concrete Block Paving Laid To Pattern With Required Colour, 5Mm Wide Joints With Filled With Joint Filling Sand, On And Including 50Mm Thick Sharp Sand Bed On Compacted Sub-Base, Complete As Per Engineer'S Approval ;750X150/300X300/600X300 X 60Mm In Shot Blasted Finish Ref: Paving Type 1B | 339 | m² | SAR | 212
ALYA-05.2 | 2 | 2.0733 |  | Kingdom of Saudi Arabia | Jeddah | Hard & Soft Landscaping | Red Sea Village | B5 Urban Park | RSG | SALCO | Award | 2021 | Fixed Price Lump Sum | SITE WORK | Paving and surfacing | Paving;Precast Concrete Block Paving Laid To Pattern With Required Colour, 5Mm Wide Joints With Filled With Joint Filling Sand, On And Including 50Mm Thick Sharp Sand Bed On Compacted Sub-Base, Complete As Per Engineer'S Approval ;300X300/250X500 X 60Mm In Shot Blasted Finish Ref: Paving Type 2 | 2374 | m² | SAR | 187
ALYA-05.2 | 2 | 2.0733 |  | Kingdom of Saudi Arabia | Jeddah | Hard & Soft Landscaping | Red Sea Village | B5 Urban Park | RSG | SALCO | Award | 2021 | Fixed Price Lump Sum | SITE WORK | Paving and surfacing | Paving;Precast Concrete Block Paving Laid To Pattern With Required Colour, 5Mm Wide Joints With Filled With Joint Filling Sand, On And Including 50Mm Thick Sharp Sand Bed On Compacted Sub-Base, Complete As Per Engineer'S Approval ;750X150/300X300/600X300 X 60Mm In Shot Blasted Finish Ref: Paving Type 3 | 2466 | m² | SAR | 212
ALYA-05.2 | 2 | 2.0733 |  | Kingdom of Saudi Arabia | Jeddah | Hard & Soft Landscaping | Red Sea Village | B5 Urban Park | RSG | SALCO | Award | 2021 | Fixed Price Lump Sum | SITE WORK | Paving and surfacing | Paving;Precast Concrete Block Paving Laid To Pattern With Required Colour, 5Mm Wide Joints With Filled With Joint Filling Sand, On And Including 50Mm Thick Sharp Sand Bed On Compacted Sub-Base, Complete As Per Engineer'S Approval ;200 X 100 X 80Mm In Shot Blasted Finish Ref. Plot Access Paving Type 3 | 139 | m² | SAR | 186
ALYA-05.2 | 2 | 2.0733 |  | Kingdom of Saudi Arabia | Jeddah | Hard & Soft Landscaping | Red Sea Village | B5 Urban Park | RSG | SALCO | Award | 2021 | Fixed Price Lump Sum | SITE WORK | Paving and surfacing | Paving;Precast Concrete Block Paving Laid To Pattern With Required Colour, 5Mm Wide Joints With Filled With Joint Filling Sand, On And Including 50Mm Thick Sharp Sand Bed On Compacted Sub-Base, Complete As Per Engineer'S Approval ;750X150/300X300/600X300/200X400 X 60Mm In Shot Blasted Finish Ref. Paving Type 9 | 61 | m² | SAR | 212
ALYA-05.2 | 2 | 2.0733 |  | Kingdom of Saudi Arabia | Jeddah | Hard & Soft Landscaping | Red Sea Village | B5 Urban Park | RSG | SALCO | Award | 2021 | Fixed Price Lump Sum | SITE WORK | Paving and surfacing | Paving;Precast Concrete Block Paving Laid To Pattern With Required Colour, 5Mm Wide Joints With Filled With Joint Filling Sand, On And Including 50Mm Thick Sharp Sand Bed On Compacted Sub-Base, Complete As Per Engineer'S Approval ;200 X 200 X 60/80Mm In Shot Blasted Finish Ref: Paving Type 10 | 57 | m² | SAR | 187
ALYA-05.2 | 2 | 2.0734 |  | Kingdom of Saudi Arabia | Jeddah | Hard & Soft Landscaping | Red Sea Village | B5 Urban Park | RSG | SALCO | Award | 2021 | Fixed Price Lump Sum | SITE WORK | Paving and surfacing | Paving;Precast Concrete Paving Block Laid To Pattern With Required Colour, 5Mm Wide Joints With Joint Filling Sand, On And Including 40 - 50Mm Thick Sharp Sand Bed On Compacted Sub-Base, Complete As Per Engineer'S Approval ;300 X 300 X 60Mm With Milled Blisters, In Shot Blasted Finish Ref: Tactile Paving | 38 | m² | SAR | 176
ALYA-05.2 | 2 | 2.0734 |  | Kingdom of Saudi Arabia | Jeddah | Hard & Soft Landscaping | Red Sea Village | B5 Urban Park | RSG | SALCO | Award | 2021 | Fixed Price Lump Sum | SITE WORK | Landscaping | Maintenance Edge;Precast Concrete Maintenance Edge Cut To Radius As Required And Laid To Pattern With Required Colour, Max. 5Mm Wide Joint Using Colour Matched Grout, On And Including 25Mm Thick Full Mortar Bed On Concrete Base And Compacted Sub-Base, Complete As Per Engineer'S Approval ;400 X 400 X 60Mm In Shot Blasted Finish Ref: Typical Band, 400Mm Wide | 2215 | m | SAR | 129
ALYA-05.2 | 2 | 2.0734 |  | Kingdom of Saudi Arabia | Jeddah | Hard & Soft Landscaping | Red Sea Village | B5 Urban Park | RSG | SALCO | Award | 2021 | Fixed Price Lump Sum | SITE WORK | Landscaping | Maintenance Edge;Precast Concrete Maintenance Edge Cut To Radius As Required And Laid To Pattern With Required Colour, Max. 5Mm Wide Joint Using Colour Matched Grout, On And Including 25Mm Thick Full Mortar Bed On Concrete Base And Compacted Sub-Base, Complete As Per Engineer'S Approval ;200 X 400 X 60Mm In Shot Blasted Finish Ref: Typical Band, 200Mm Wide | 85 | m | SAR | 60
ALYA-05.2 | 2 | 2.0734 |  | Kingdom of Saudi Arabia | Jeddah | Hard & Soft Landscaping | Red Sea Village | B5 Urban Park | RSG | SALCO | Award | 2021 | Fixed Price Lump Sum | SITE WORK | Landscaping | Maintenance Edge;Precast Concrete Maintenance Edge Cut To Radius As Required And Laid To Pattern With Required Colour, Max. 5Mm Wide Joint Using Colour Matched Grout, On And Including 25Mm Thick Full Mortar Bed On Concrete Base And Compacted Sub-Base, Complete As Per Engineer'S Approval ;350 X 350 X 60Mm In Shot Blasted Finish Ref: Maintenance Edge Type 1, 350Mm Wide | 3781 | m | SAR | 116
ALYA-05.2 | 2 | 2.0734 |  | Kingdom of Saudi Arabia | Jeddah | Hard & Soft Landscaping | Red Sea Village | B5 Urban Park | RSG | SALCO | Award | 2021 | Fixed Price Lump Sum | SITE WORK | Landscaping | Maintenance Edge;Precast Concrete Maintenance Edge Cut To Radius As Required And Laid To Pattern With Required Colour, Max. 5Mm Wide Joint Using Colour Matched Grout, On And Including 25Mm Thick Full Mortar Bed On Concrete Base And Compacted Sub-Base, Complete As Per Engineer'S Approval ;200 X 400 X 60Mm In Shot Blasted Finish Ref: Maintenance Edge Type 2, 200Mm Wide | 1745 | m | SAR | 60
ALYA-05.2 | 2 | 2.0734 |  | Kingdom of Saudi Arabia | Jeddah | Hard & Soft Landscaping | Red Sea Village | B5 Urban Park | RSG | SALCO | Award | 2021 | Fixed Price Lump Sum | SITE WORK | Landscaping | Metal Edge;Aluminium Edging, Brushed Finish, Fixed As Per Manufacturer'S Recommendations, Complete As Per Engineer'S Approval ;5Mm Thick Metal Edging For 150Mm High Gravel | 272 | m | SAR | 40
ALYA-05.2 | 2 | 2.0734 |  | Kingdom of Saudi Arabia | Jeddah | Hard & Soft Landscaping | Red Sea Village | B5 Urban Park | RSG | SALCO | Award | 2021 | Fixed Price Lump Sum | SITE WORK | Landscaping | Gravel Surface;25 - 50Mm Sieve Size Local Crushed Stone Gravel, Loose Laid In 150Mm Thick Layer Over Geotextile Membrane On Compacted Sub-Base, Complete As Per Engineer'S Approval;Gravel Surface Type 1 | 1275 | m² | SAR | 33
ALYA-05.2 | 2 | 2.0734 |  | Kingdom of Saudi Arabia | Jeddah | Hard & Soft Landscaping | Red Sea Village | B5 Urban Park | RSG | SALCO | Award | 2021 | Fixed Price Lump Sum | FURNISHINGS | Generally | Site Furniture;Litter Bin;Supply And Fix Bin Including Necessary Accessories, Reinforced Concrete Base On Compacted Sub Base, Complete As Specifiedl;Bin Type 4 - Powder Coated Aluminium Litter Bin With Required Colour, Size 410 X 372 X 912Mm High Above Finished Floor Level | 17 | Nr | SAR | 5741
ALYA-05.2 | 2 | 2.0734 |  | Kingdom of Saudi Arabia | Jeddah | Hard & Soft Landscaping | Red Sea Village | B5 Urban Park | RSG | SALCO | Award | 2021 | Fixed Price Lump Sum | FURNISHINGS | Generally | Site Furniture;Bench ;Fair Face Finished Precast Concrete Seat Block With Stamped Pattern, On And Including Reinforced Concrete Foundation On Compacted Sub Base, Necessary Earthwork, Blinding, Polyethylene Sheet, Waterproofing, Steel Dowel And Necessary Accessories, Complete To The Engineer'S Approval;Bench Type 8 - Overall Size 2000 X 500 X 450Mm High | 17 | Nr | SAR | 4406
ALYA-05.2 | 2 | 2.0734 |  | Kingdom of Saudi Arabia | Jeddah | Hard & Soft Landscaping | Red Sea Village | B5 Urban Park | RSG | SALCO | Award | 2021 | Fixed Price Lump Sum | FURNISHINGS | Generally | Site Furniture ;Bench;Fair Face Finish Precast Concrete Seat Block With Stamped Pattern And Required Colour, On And Including Reinforced Concrete Base On Compacted Sub Base, Necessary Earthwork, Waterproofing, Steel Dowel For Fixing Concrete Bench, Complete To Specialist / Engineer'S Details ;Bench Type 6 - Overall Size 2000 X 500 X 450Mm High (Optional) | 17 | Nr | SAR | 2336
ALYA-05.2 | 2 | 2.0735 |  | Kingdom of Saudi Arabia | Jeddah | Hard & Soft Landscaping | Red Sea Village | B5 Urban Park | RSG | SALCO | Award | 2021 | Fixed Price Lump Sum | FURNISHINGS | Generally | Site Furniture ;Bench;Bollard;Stainless Steel Fixed Bollard In Stain Surface Finish With Required Colour, Including Composite Timber Inset, Necessary Base, Accessories And All Other Required Works, Complete, As Specified;Bollard Type 1 - 900Mm High Above Finished Floor Level X 120Mm , Fixed Bollard | 40 | Nr | SAR | 2003
ALYA-05.2 | 2 | 2.0735 |  | Kingdom of Saudi Arabia | Jeddah | Hard & Soft Landscaping | Red Sea Village | B5 Urban Park | RSG | SALCO | Award | 2021 | Fixed Price Lump Sum | SITE WORK | Paving and surfacing | Paving;Precast Concrete Block Paving Laid To Pattern With Required Colour, 5Mm Wide Joints With Filled With Joint Filling Sand, On And Including 50Mm Thick Sharp Sand Bed On Compacted Sub-Base, Complete As Per Engineer'S Approval ;750X150/300X300/600X300 X 60Mm In Shot Blasted Finish Ref: Paving Type 5 | 790 | m² | SAR | 212
ALYA-05.2 | 2 | 2.0735 |  | Kingdom of Saudi Arabia | Jeddah | Hard & Soft Landscaping | Red Sea Village | B5 Urban Park | RSG | SALCO | Award | 2021 | Fixed Price Lump Sum | SITE WORK | Paving and surfacing | Paving;Precast Concrete Block Paving Laid To Pattern With Required Colour, 5Mm Wide Joints With Filled With Joint Filling Sand, On And Including 50Mm Thick Sharp Sand Bed On Compacted Sub-Base, Complete As Per Engineer'S Approval ;200X200/400X400 X 80Mm In Shot Blasted Finish Ref: Paving Type 31 | 416 | m² | SAR | 188
ALYA-05.2 | 2 | 2.0735 |  | Kingdom of Saudi Arabia | Jeddah | Hard & Soft Landscaping | Red Sea Village | B5 Urban Park | RSG | SALCO | Award | 2021 | Fixed Price Lump Sum | SITE WORK | Paving and surfacing | Paving;Precast Concrete Paving Block Laid To Pattern With Required Colour, 5Mm Wide Joints With Joint Filling Sand, On And Including 40 - 50Mm Thick Sharp Sand Bed On Compacted Sub-Base, Complete As Per Engineer'S Approval ;300 X 300 X 60Mm With Milled Blisters, In Shot Blasted Finish Ref: Tactile Paving | 7 | m² | SAR | 334
ALYA-05.2 | 2 | 2.0735 |  | Kingdom of Saudi Arabia | Jeddah | Hard & Soft Landscaping | Red Sea Village | B5 Urban Park | RSG | SALCO | Award | 2021 | Fixed Price Lump Sum | SITE WORK | Landscaping | Maintenance Edge;Precast Concrete Maintenance Edge Cut To Radius As Required And Laid To Pattern With Required Colour, Max. 5Mm Wide Joint Using Colour Matched Grout, On And Including 25Mm Thick Full Mortar Bed On Concrete Base And Compacted Sub-Base, Complete As Per Engineer'S Approval ;350 X 350 X 60Mm In Shot Blasted Finish Ref: Maintenance Edge Type 1, 350Mm Wide | 450 | m | SAR | 116
ALYA-05.2 | 2 | 2.0735 |  | Kingdom of Saudi Arabia | Jeddah | Hard & Soft Landscaping | Red Sea Village | B5 Urban Park | RSG | SALCO | Award | 2021 | Fixed Price Lump Sum | SITE WORK | Landscaping | Maintenance Edge;Precast Concrete Maintenance Edge Cut To Radius As Required And Laid To Pattern With Required Colour, Max. 5Mm Wide Joint Using Colour Matched Grout, On And Including 25Mm Thick Full Mortar Bed On Concrete Base And Compacted Sub-Base, Complete As Per Engineer'S Approval ;200 X 400 X 60Mm In Shot Blasted Finish Ref: Maintenance Edge Type 2, 200Mm Wide | 208 | m | SAR | 60
ALYA-05.2 | 2 | 2.0735 |  | Kingdom of Saudi Arabia | Jeddah | Hard & Soft Landscaping | Red Sea Village | B5 Urban Park | RSG | SALCO | Award | 2021 | Fixed Price Lump Sum | SITE WORK | Landscaping | Metal Edge;Aluminium Edging, Brushed Finish, Fixed As Per Manufacturer'S Recommendations, Complete As Per Engineer'S Approval ;5Mm Thick Metal Edging For 150Mm High Gravel | 12 | m | SAR | 40
ALYA-05.2 | 2 | 2.0735 |  | Kingdom of Saudi Arabia | Jeddah | Hard & Soft Landscaping | Red Sea Village | B5 Urban Park | RSG | SALCO | Award | 2021 | Fixed Price Lump Sum | SITE WORK | Landscaping | Gravel Surface;25 - 50Mm Sieve Size Local Crushed Stone Gravel, Loose Laid In 150Mm Thick Layer Over Geotextile Membrane On Compacted Sub-Base, Complete As Per Engineer'S Approval; Gravel Surface | 72 | m² | SAR | 33
ALYA-05.2 | 2 | 2.0735 |  | Kingdom of Saudi Arabia | Jeddah | Hard & Soft Landscaping | Red Sea Village | B5 Urban Park | RSG | SALCO | Award | 2021 | Fixed Price Lump Sum | FURNISHINGS | Generally | Site Furniture;Pot;Supply And Fix Decorative Pot Fixed On Concrete Plinth, Complete To The Specialist/Engineer'S Approval;Bench Type 8 - Overall Size 2000 X 500 X 450Mm High | 6 | Nr | SAR | 4406
ALYA-05.2 | 2 | 2.0735 |  | Kingdom of Saudi Arabia | Jeddah | Hard & Soft Landscaping | Red Sea Village | B5 Urban Park | RSG | SALCO | Award | 2021 | Fixed Price Lump Sum | FURNISHINGS | Generally | Site Furniture;Fair Face Finish Precast Concrete Seat Block With Stamped Pattern And Required Colour, On And Including Reinforced Concrete Base On Compacted Sub Base, Necessary Earthwork, Waterproofing, Steel Dowel For Fixing Concrete Bench, Complete To Specialist / Engineer'S Details;Bench Type 8 - Overall Size 2000 X 500 X 450Mm High (Optional) | 6 | Nr | SAR | 2336
ALYA-05.2 | 2 | 2.0736 |  | Kingdom of Saudi Arabia | Jeddah | Hard & Soft Landscaping | Red Sea Village | B5 Urban Park | RSG | SALCO | Award | 2021 | Fixed Price Lump Sum | FURNISHINGS | Generally | Site Furniture;Bollard;Stainless Steel Fixed Bollard In Stain Surface Finish With Required Colour, Including Composite Timber Inset, Necessary Base, Accessories And All Other Required Works, Complete, As Specified ; Bollard Type 1 - 900Mm High Above Finished Floor Level X 120Mm , Fixed Bollard | 16 | Nr | SAR | 2003
ALYA-05.2 | 2 | 2.0736 |  | Kingdom of Saudi Arabia | Jeddah | Hard & Soft Landscaping | Red Sea Village | B5 Urban Park | RSG | SALCO | Award | 2021 | Fixed Price Lump Sum | SITE WORK | Paving and surfacing | Paving;Precast Concrete Block Paving Laid To Pattern With Required Colour, 5Mm Wide Joints With Filled With Joint Filling Sand, On And Including 50Mm Thick Compacted Sharp Sand Bed On Compacted Sub-Base, Complete As Per Engineer'S Approval;750X150/300X300/600X300 X 60Mm In Shot Blasted Finish Ref. Paving Type 6 | 2371 | m² | SAR | 212
ALYA-05.2 | 2 | 2.0736 |  | Kingdom of Saudi Arabia | Jeddah | Hard & Soft Landscaping | Red Sea Village | B5 Urban Park | RSG | SALCO | Award | 2021 | Fixed Price Lump Sum | SITE WORK | Paving and surfacing | Paving;Precast Concrete Block Paving Laid To Pattern With Required Colour, 5Mm Wide Joints With Filled With Joint Filling Sand, On And Including 50Mm Thick Compacted Sharp Sand Bed On Compacted Sub-Base, Complete As Per Engineer'S Approval;750X150/300X300/600X300 X 60Mm In Shot Blasted Finish Ref. Paving Type 7 | 875 | m² | SAR | 212
ALYA-05.2 | 2 | 2.0736 |  | Kingdom of Saudi Arabia | Jeddah | Hard & Soft Landscaping | Red Sea Village | B5 Urban Park | RSG | SALCO | Award | 2021 | Fixed Price Lump Sum | SITE WORK | Paving and surfacing | Paving;Precast Concrete Block Paving Laid To Pattern With Required Colour, 5Mm Wide Joints With Filled With Joint Filling Sand, On And Including 50Mm Thick Compacted Sharp Sand Bed On Compacted Sub-Base, Complete As Per Engineer'S Approval;150X100/150X200/150X250/300X150/300X300 X 80Mm In Shot Blasted Finish Ref. Plot Access Paving Type 2 | 867 | m² | SAR | 206
ALYA-05.2 | 2 | 2.0736 |  | Kingdom of Saudi Arabia | Jeddah | Hard & Soft Landscaping | Red Sea Village | B5 Urban Park | RSG | SALCO | Award | 2021 | Fixed Price Lump Sum | SITE WORK | Paving and surfacing | Paving Band And Edge;Precast Concrete Paving Band Laid To Pattern With Required Colour, Max. 5Mm Wide Grouted Joint Using Colour Matched Grout, On And Including 25Mm Thick Full Mortar Bed On Concrete Base And Compacted Sub-Base, Complete As Per Engineer'S Approval;400 X 400 X 60Mm In Shot Blasted Finish Ref: Typical Band, 400Mm Wide | 1358 | m | SAR | 125
ALYA-05.2 | 2 | 2.0736 |  | Kingdom of Saudi Arabia | Jeddah | Hard & Soft Landscaping | Red Sea Village | B5 Urban Park | RSG | SALCO | Award | 2021 | Fixed Price Lump Sum | SITE WORK | Landscaping | Maintenance Edge;Precast Concrete Maintenance Edge Cut To Radius As Required And Laid To Pattern With Required Colour, Max. 5Mm Wide Joint Using Colour Matched Grout, On And Including 25Mm Thick Full Mortar Bed On Concrete Base And Compacted Sub-Base, Complete As Per Engineer'S Approval ;350 X 350 X 60Mm In Shot Blasted Finish Ref: Maintenance Edge Type 1, 350Mm Wide | 986 | m | SAR | 116
ALYA-05.2 | 2 | 2.0736 |  | Kingdom of Saudi Arabia | Jeddah | Hard & Soft Landscaping | Red Sea Village | B5 Urban Park | RSG | SALCO | Award | 2021 | Fixed Price Lump Sum | SITE WORK | Landscaping | Maintenance Edge;Precast Concrete Maintenance Edge Cut To Radius As Required And Laid To Pattern With Required Colour, Max. 5Mm Wide Joint Using Colour Matched Grout, On And Including 25Mm Thick Full Mortar Bed On Concrete Base And Compacted Sub-Base, Complete As Per Engineer'S Approval ;200 X 400 X 60Mm In Shot Blasted Finish Ref: Maintenance Edge Type 2, 200Mm Wide | 491 | m | SAR | 60
ALYA-05.2 | 2 | 2.0736 |  | Kingdom of Saudi Arabia | Jeddah | Hard & Soft Landscaping | Red Sea Village | B5 Urban Park | RSG | SALCO | Award | 2021 | Fixed Price Lump Sum | SITE WORK | Landscaping | Metal Edge;Aluminium Edging, Brushed Finish, Fixed As Per Manufacturer'S Recommendations, Complete As Per Engineer'S Approval ;5Mm Thick Metal Edging For 150Mm High Gravel | 20 | m | SAR | 40
ALYA-05.2 | 2 | 2.0736 |  | Kingdom of Saudi Arabia | Jeddah | Hard & Soft Landscaping | Red Sea Village | B5 Urban Park | RSG | SALCO | Award | 2021 | Fixed Price Lump Sum | SITE WORK | Landscaping | Gravel Surface;25 - 50Mm Sieve Size Local Crushed Stone Gravel, Loose Laid In 150Mm Thick Layer Over Geotextile Membrane On Compacted Sub-Base, Complete As Per Engineer'S Approval ;Gravel Surface Type 1 | 388 | m² | SAR | 33
ALYA-05.2 | 2 | 2.0736 |  | Kingdom of Saudi Arabia | Jeddah | Hard & Soft Landscaping | Red Sea Village | B5 Urban Park | RSG | SALCO | Award | 2021 | Fixed Price Lump Sum | SITE WORK | Landscaping | Gravel Surface;25 - 50Mm Sieve Size Local Crushed Stone Gravel, Loose Laid In 150Mm Thick Layer Over Geotextile Membrane On Compacted Sub-Base, Complete As Per Engineer'S Approval ;Gravel Surface Type 2 | 108 | m² | SAR | 33
ALYA-05.2 | 2 | 2.0737 |  | Kingdom of Saudi Arabia | Jeddah | Hard & Soft Landscaping | Red Sea Village | B5 Urban Park | RSG | SALCO | Award | 2021 | Fixed Price Lump Sum | FURNISHINGS | Generally | Site Furniture;Litter Bin;Supply And Fix Bin Including Necessary Accessories, Reinforced Concrete Base On Compacted Sub Base, Complete As Specified;Bin Type 4 - Powder Coated Aluminium Litter Bin With Required Colour, Size 410 X 372 X 912Mm High Above Finished Floor Level | 6 | Nr | SAR | 5741
ALYA-05.2 | 2 | 2.0737 |  | Kingdom of Saudi Arabia | Jeddah | Hard & Soft Landscaping | Red Sea Village | B5 Urban Park | RSG | SALCO | Award | 2021 | Fixed Price Lump Sum | FURNISHINGS | Generally | Site Furniture;Bench;Bench Comprising Of Hardwood Timber Board Battens With Planed Finish In Minimum 8Mm Gaps, Size 50X120Mm To Seat And 25X100Mm Back Rest Fixed To 50Mm Wide Painted Galvanized Steel Flat Member On Precast Concrete Seat Block, Fair Face Finished Precast Concrete Seat Block With Stamped Pattern, On And Including Reinforced Concrete Foundation On Compacted Sub Base, Necessary Earthwork, Blinding, Polyethylene Sheet, Waterproofing, Steel Dowel And Necessary Fixings, Accessories, Complete To Specialist/Engineer'S Details;Bench Type 9 - Overall Size 2000 X 500 X 450Mm High | 16 | Nr | SAR | 6942
ALYA-05.2 | 2 | 2.0737 |  | Kingdom of Saudi Arabia | Jeddah | Hard & Soft Landscaping | Red Sea Village | B5 Urban Park | RSG | SALCO | Award | 2021 | Fixed Price Lump Sum | FURNISHINGS | Generally | Site Furniture ;Bench;Fair Face Finish Precast Concrete Seat Block With Stamped Pattern And Required Colour, On And Including Reinforced Concrete Base On Compacted Sub Base, Necessary Earthwork, Waterproofing, Steel Dowel For Fixing Concrete Bench, Complete To Specialist / Engineer'S Details ;Bench Type 6 - Overall Size 2000 X 500 X 450Mm High (Optional) | 16 | Nr | SAR | 2336
ALYA-05.2 | 2 | 2.0737 |  | Kingdom of Saudi Arabia | Jeddah | Hard & Soft Landscaping | Red Sea Village | B5 Urban Park | RSG | SALCO | Award | 2021 | Fixed Price Lump Sum | FURNISHINGS | Generally | Site Furniture ;Cycle Rack;Powder Coated Cast Aluminium Cycle Rack With Required Colour, Including Reinforced Concrete Footing On Compacted Sub-Base, Necessary Earthworks, Waterproofing, Fittings, Accessories, Complete To Manufacturer/Engineer'S Details;Overall Size 240 X 60 X 1090Mm Overall Height | 20 | Nr | SAR | 2003
ALYA-05.2 | 2 | 2.0737 |  | Kingdom of Saudi Arabia | Jeddah | Hard & Soft Landscaping | Red Sea Village | B5 Urban Park | RSG | SALCO | Award | 2021 | Fixed Price Lump Sum | SITE WORK | Paving and surfacing | Paving;Precast Concrete Block Paving Laid To Pattern With Required Colour, 5Mm Wide Joints With Filled With Joint Filling Sand, On And Including 50Mm Thick Sharp Sand Bed On Compacted Sub-Base, Complete As Per Engineer'S Approval;300X150/300/150X150/300 X 80Mm In Shot Blasted Finish Ref. Paving Type 8 | 1001 | m² | SAR | 195
ALYA-05.2 | 2 | 2.0737 |  | Kingdom of Saudi Arabia | Jeddah | Hard & Soft Landscaping | Red Sea Village | B5 Urban Park | RSG | SALCO | Award | 2021 | Fixed Price Lump Sum | SITE WORK | Paving and surfacing | Paving;Precast Concrete Block Paving Laid To Pattern With Required Colour, 5Mm Wide Joints With Filled With Joint Filling Sand, On And Including 50Mm Thick Sharp Sand Bed On Compacted Sub-Base, Complete As Per Engineer'S Approval;750X150/300X300/600X300/200X400 X 60Mm In Shot Blasted Finish Ref. Paving Type 9 | 1210 | m² | SAR | 212
ALYA-05.2 | 2 | 2.0737 |  | Kingdom of Saudi Arabia | Jeddah | Hard & Soft Landscaping | Red Sea Village | B5 Urban Park | RSG | SALCO | Award | 2021 | Fixed Price Lump Sum | SITE WORK | Paving and surfacing | Paving;Precast Concrete Block Paving Laid To Pattern With Required Colour, 5Mm Wide Joints With Filled With Joint Filling Sand, On And Including 50Mm Thick Sharp Sand Bed On Compacted Sub-Base, Complete As Per Engineer'S Approval;200 X 200 X 60/80Mm In Shot Blasted Finish Ref: Paving Type 10 | 167 | m² | SAR | 174
ALYA-05.2 | 2 | 2.0737 |  | Kingdom of Saudi Arabia | Jeddah | Hard & Soft Landscaping | Red Sea Village | B5 Urban Park | RSG | SALCO | Award | 2021 | Fixed Price Lump Sum | SITE WORK | Paving and surfacing | Paving Band And Edge;Precast Concrete Paving Band Laid To Pattern With Required Colour, Max. 5Mm Wide Grouted Joint Using Colour Matched Grout, On And Including 25Mm Thick Full Mortar Bed On Concrete Base And Compacted Sub-Base, Complete As Per Engineer'S Approval;200 X 400 X 60/80Mm In Shot Blasted Finish Ref: Typical Band, 200Mm Wide | 376 | m | SAR | 64
ALYA-05.2 | 2 | 2.0737 |  | Kingdom of Saudi Arabia | Jeddah | Hard & Soft Landscaping | Red Sea Village | B5 Urban Park | RSG | SALCO | Award | 2021 | Fixed Price Lump Sum | SITE WORK | Landscaping | Maintenance Edge;Precast Concrete Maintenance Edge Cut To Radius As Required And Laid To Pattern With Required Colour, Max. 5Mm Wide Joint Using Colour Matched Grout, On And Including 25Mm Thick Full Mortar Bed On Concrete Base And Compacted Sub-Base, Complete As Per Engineer'S Approval ;350 X 350 X 60Mm In Shot Blasted Finish Ref: Maintenance Edge Type 1, 350Mm Wide | 356 | m | SAR | 116
ALYA-05.2 | 2 | 2.0737 |  | Kingdom of Saudi Arabia | Jeddah | Hard & Soft Landscaping | Red Sea Village | B5 Urban Park | RSG | SALCO | Award | 2021 | Fixed Price Lump Sum | SITE WORK | Landscaping | Maintenance Edge;Precast Concrete Maintenance Edge Cut To Radius As Required And Laid To Pattern With Required Colour, Max. 5Mm Wide Joint Using Colour Matched Grout, On And Including 25Mm Thick Full Mortar Bed On Concrete Base And Compacted Sub-Base, Complete As Per Engineer'S Approval ;200 X 400 X 60Mm In Shot Blasted Finish Ref: Maintenance Edge Type 2, 200Mm Wide | 187 | m | SAR | 60
ALYA-05.2 | 2 | 2.0738 |  | Kingdom of Saudi Arabia | Jeddah | Hard & Soft Landscaping | Red Sea Village | B5 Urban Park | RSG | SALCO | Award | 2021 | Fixed Price Lump Sum | ACCESSORIES | Generally | Composite Construction;Seat Bollard;Precast Concrete Bollard With Stamped Pattern (Finish: Fair Faced, Colour: Grey), Fixed To Reinforced Concrete Base On Compacted Sub-Base, Including Necessary Earthworks, Waterproofings, Anchor Bolts, Fittings Accessories, Complete To Specialist/Engineers Details;Bollard Type 4 - Size 400 X 400 X 450Mm High Above Finished Floor Level | 14 | Nr | SAR | 935
ALYA-05.2 | 2 | 2.0738 |  | Kingdom of Saudi Arabia | Jeddah | Hard & Soft Landscaping | Red Sea Village | B5 Urban Park | RSG | SALCO | Award | 2021 | Fixed Price Lump Sum | FURNISHINGS | Generally | Site Furniture;Bench;Bench Comprising Of Hardwood Timber Board Battens With Planed Finish In Minimum 8Mm Gaps, Size 115 X 1600 X 50Mm Thick Seat Fixed To Precast Concrete Seat Block, Fair Face Finished Precast Concrete Seat Block With Stamped Pattern, On And Including Reinforced Concrete Foundation On Compacted Sub Base, Necessary Earthwork, Blinding, Polyethylene Sheet, Waterproofing, Steel Dowel And Necessary Fixings, Accessories, Complete To Specialist / Engineer'S Details;Bench Type 8 - Overall Size 2000 X 500 X 450Mm High | 4 | Nr | SAR | 4406
ALYA-05.2 | 2 | 2.0738 |  | Kingdom of Saudi Arabia | Jeddah | Hard & Soft Landscaping | Red Sea Village | B5 Urban Park | RSG | SALCO | Award | 2021 | Fixed Price Lump Sum | FURNISHINGS | Generally | Site Furniture;Fair Face Finish Precast Concrete Seat Block With Stamped Pattern And Required Colour, On And Including Reinforced Concrete Base On Compacted Sub Base, Necessary Earthwork, Waterproofing, Steel Dowel For Fixing Concrete Bench, Complete To Specialist / Engineer'S Details;Bench Type 8 - Overall Size 2000 X 500 X 450Mm High (Optional) | 4 | Nr | SAR | 2336
ALYA-05.2 | 2 | 2.0738 |  | Kingdom of Saudi Arabia | Jeddah | Hard & Soft Landscaping | Red Sea Village | B5 Urban Park | RSG | SALCO | Award | 2021 | Fixed Price Lump Sum | FURNISHINGS | Generally | Site Furniture;Stainless Steel Fixed Bollard In Stain Surface Finish With Required Colour, Including Composite Timber Inset, Necessary Base, Accessories And All Other Required Works, Complete, As Specified ;Bollard Type 1 - 900Mm High Above Finished Floor Level X 120Mm , Fixed Bollard | 194 | Nr | SAR | 2603
ALYA-05.2 | 2 | 2.0738 |  | Kingdom of Saudi Arabia | Jeddah | Hard & Soft Landscaping | Red Sea Village | B5 Urban Park | RSG | SALCO | Award | 2021 | Fixed Price Lump Sum | SITE WORK | Paving and surfacing | Paving;Precast Concrete Block Paving Laid To Pattern With Required Colour, 5Mm Wide Joints With Filled With Joint Filling Sand, On And Including 50Mm Thick Sharp Sand Bed On Compacted Sub-Base, Complete As Per Engineer'S Approval ;300X150/300/150X150/300 X 80Mm In Shot Blasted Finish Ref. Paving Type 8 | 1149 | m² | SAR | 195
ALYA-05.2 | 2 | 2.0738 |  | Kingdom of Saudi Arabia | Jeddah | Hard & Soft Landscaping | Red Sea Village | B5 Urban Park | RSG | SALCO | Award | 2021 | Fixed Price Lump Sum | SITE WORK | Paving and surfacing | Paving;Precast Concrete Block Paving Laid To Pattern With Required Colour, 5Mm Wide Joints With Filled With Joint Filling Sand, On And Including 50Mm Thick Sharp Sand Bed On Compacted Sub-Base, Complete As Per Engineer'S Approval ;750X150/300X300/600X300/200X400 X 60Mm In Shot Blasted Finish Ref. Paving Type 9 | 2116 | m² | SAR | 212
ALYA-05.2 | 2 | 2.0738 |  | Kingdom of Saudi Arabia | Jeddah | Hard & Soft Landscaping | Red Sea Village | B5 Urban Park | RSG | SALCO | Award | 2021 | Fixed Price Lump Sum | SITE WORK | Paving and surfacing | Paving;Precast Concrete Block Paving Laid To Pattern With Required Colour, 5Mm Wide Joints With Filled With Joint Filling Sand, On And Including 50Mm Thick Sharp Sand Bed On Compacted Sub-Base, Complete As Per Engineer'S Approval ;200 X 200 X 60/80Mm In Shot Blasted Finish Ref: Paving Type 10 | 897 | m² | SAR | 187
ALYA-05.2 | 2 | 2.0738 |  | Kingdom of Saudi Arabia | Jeddah | Hard & Soft Landscaping | Red Sea Village | B5 Urban Park | RSG | SALCO | Award | 2021 | Fixed Price Lump Sum | SITE WORK | Paving and surfacing | Paving;Precast Concrete Block Paving Laid To Pattern With Required Colour, 5Mm Wide Joints With Filled With Joint Filling Sand, On And Including 50Mm Thick Sharp Sand Bed On Compacted Sub-Base, Complete As Per Engineer'S Approval ;200 X 100 X 80Mm In Shot Blasted Finish, Paving To Ramp | 53 | m² | SAR | 186
ALYA-05.2 | 2 | 2.0738 |  | Kingdom of Saudi Arabia | Jeddah | Hard & Soft Landscaping | Red Sea Village | B5 Urban Park | RSG | SALCO | Award | 2021 | Fixed Price Lump Sum | SITE WORK | Paving and surfacing | Paving Band And Edge;Precast Concrete Paving Band Laid To Pattern With Required Colour, Max. 5Mm Wide Grouted Joint Using Colour Matched Grout, On And Including 25Mm Thick Full Mortar Bed On Concrete Base And Compacted Sub-Base, Complete As Per Engineer'S Approval ;200 X 400 X 60/80Mm In Shot Blasted Finish Ref: Typical Band, 200Mm Wide | 1173 | m | SAR | 60
ALYA-05.2 | 2 | 2.0738 |  | Kingdom of Saudi Arabia | Jeddah | Hard & Soft Landscaping | Red Sea Village | B5 Urban Park | RSG | SALCO | Award | 2021 | Fixed Price Lump Sum | SITE WORK | Paving and surfacing | Paving Band And Edge;Precast Concrete Paving Band Laid To Pattern With Required Colour, Max. 5Mm Wide Grouted Joint Using Colour Matched Grout, On And Including 25Mm Thick Full Mortar Bed On Concrete Base And Compacted Sub-Base, Complete As Per Engineer'S Approval ;200 X 200 X 80Mm In Shot Blasted Finish Ref. Band To Ramp | 58 | m | SAR | 63
ALYA-05.2 | 2 | 2.0739 |  | Kingdom of Saudi Arabia | Jeddah | Hard & Soft Landscaping | Red Sea Village | B5 Urban Park | RSG | SALCO | Award | 2021 | Fixed Price Lump Sum | SITE WORK | Landscaping | Palm Grate;Precast Concrete Paving Band Laid To Pattern With Required Colour, Max. 5Mm Wide Grouted Joint Using Colour Matched Grout, On And Including 25Mm Thick Full Mortar Bed On Concrete Base And Compacted Sub-Base, Complete As Per Engineer'S Approval ;200 X 200 X 60Mm In Shot Blasted Finish Ref: Palm Grate | 576 | m | SAR | 60
ALYA-05.2 | 2 | 2.0739 |  | Kingdom of Saudi Arabia | Jeddah | Hard & Soft Landscaping | Red Sea Village | B5 Urban Park | RSG | SALCO | Award | 2021 | Fixed Price Lump Sum | SITE WORK | Landscaping | Palm Grate;Precast Concrete Paving Band Laid To Pattern With Required Colour, Max. 5Mm Wide Grouted Joint Using Colour Matched Grout, On And Including 25Mm Thick Full Mortar Bed On Concrete Base And Compacted Sub-Base, Complete As Per Engineer'S Approval ;Corten Steel Custom-Designed Tree Grill With Natural Finish And Metal Supporting Frame Over Concrete Base, Area 2 Sqm Each | 72 | Nr | SAR | 7076
ALYA-05.2 | 2 | 2.0739 |  | Kingdom of Saudi Arabia | Jeddah | Hard & Soft Landscaping | Red Sea Village | B5 Urban Park | RSG | SALCO | Award | 2021 | Fixed Price Lump Sum | SITE WORK | Landscaping | Maintenance Edge;Precast Concrete Maintenance Edge Cut To Radius As Required And Laid To Pattern With Required Colour, Max. 5Mm Wide Joint Using Colour Matched Grout, On And Including 25Mm Thick Full Mortar Bed On Concrete Base And Compacted Sub-Base, Complete As Per Engineer'S Approval ;350 X 350 X 60Mm In Shot Blasted Finish Ref: Maintenance Edge Type 1, 350Mm Wide | 460 | m | SAR | 116
ALYA-05.2 | 2 | 2.0739 |  | Kingdom of Saudi Arabia | Jeddah | Hard & Soft Landscaping | Red Sea Village | B5 Urban Park | RSG | SALCO | Award | 2021 | Fixed Price Lump Sum | SITE WORK | Landscaping | Maintenance Edge;Precast Concrete Maintenance Edge Cut To Radius As Required And Laid To Pattern With Required Colour, Max. 5Mm Wide Joint Using Colour Matched Grout, On And Including 25Mm Thick Full Mortar Bed On Concrete Base And Compacted Sub-Base, Complete As Per Engineer'S Approval ;200 X 400 X 60Mm In Shot Blasted Finish Ref: Maintenance Edge Type 2, 200Mm Wide | 214 | m | SAR | 60
ALYA-05.2 | 2 | 2.0739 |  | Kingdom of Saudi Arabia | Jeddah | Hard & Soft Landscaping | Red Sea Village | B5 Urban Park | RSG | SALCO | Award | 2021 | Fixed Price Lump Sum | SITE WORK | Landscaping | Metal Edge;Aluminium Edging, Brushed Finish, Fixed As Per Manufacturer'S Recommendations, Complete As Per Engineer'S Approval ;5Mm Thick Metal Edging For 150Mm High Gravel | 33 | m² | SAR | 33
ALYA-05.2 | 2 | 2.0739 |  | Kingdom of Saudi Arabia | Jeddah | Hard & Soft Landscaping | Red Sea Village | B5 Urban Park | RSG | SALCO | Award | 2021 | Fixed Price Lump Sum | ACCESSORIES | Generally | Composite Construction;Seat Bollard;Precast Concrete Bollard With Stamped Pattern (Finish: Fair Faced, Colour: Grey), Fixed To Reinforced Concrete Base On Compacted Sub-Base, Including Necessary Earthworks, Waterproofings, Anchor Bolts, Fittings Accessories, Complete To Specialist/Engineers Details;Bollard Type 4 - Size 400 X 400 X 450Mm High Above Finished Floor Level | 10 | Nr | SAR | 868
ALYA-05.2 | 2 | 2.0739 |  | Kingdom of Saudi Arabia | Jeddah | Hard & Soft Landscaping | Red Sea Village | B5 Urban Park | RSG | SALCO | Award | 2021 | Fixed Price Lump Sum | FURNISHINGS | Generally | Site Furniture;Pot;Supply And Fix Decorative Pot Fixed On Concrete Plinth, Complete To The Specialist/Engineer'S Approval, As Specified;1500Mm Diameter X 450/500Mm High Fair Faced Precast Concrete Pot | 19 | Nr | SAR | 10013
ALYA-05.2 | 2 | 2.0739 |  | Kingdom of Saudi Arabia | Jeddah | Hard & Soft Landscaping | Red Sea Village | B5 Urban Park | RSG | SALCO | Award | 2021 | Fixed Price Lump Sum | FURNISHINGS | Generally | Site Furniture;Bollard;Stainless Steel Fixed Bollard In Stain Surface Finish With Required Colour, Including Composite Timber Inset, Necessary Base, Accessories And All Other Required Works, Complete, As Specified ; Bench Type 9 - Overall Size 2000 X 500 X 450Mm High | 10 | Nr | SAR | 6942
ALYA-05.2 | 2 | 2.0739 |  | Kingdom of Saudi Arabia | Jeddah | Hard & Soft Landscaping | Red Sea Village | B5 Urban Park | RSG | SALCO | Award | 2021 | Fixed Price Lump Sum | FURNISHINGS | Generally | Site Furniture;Bench ;Fair Face Finished Precast Concrete Seat Block With Stamped Pattern, On And Including Reinforced Concrete Foundation On Compacted Sub Base, Necessary Earthwork, Blinding, Polyethylene Sheet, Waterproofing, Steel Dowel And Necessary Accessories, Complete To The Engineer'S Approval;Bench Type 9 - Overall Size 2000 X 500 X 450Mm High (Optional) | 10 | Nr | SAR | 2336
ALYA-05.2 | 2 | 2.0739 |  | Kingdom of Saudi Arabia | Jeddah | Hard & Soft Landscaping | Red Sea Village | B5 Urban Park | RSG | SALCO | Award | 2021 | Fixed Price Lump Sum | FURNISHINGS | Generally | Site Furniture ;Bollard;Stainless Steel Fixed Bollard In Stain Surface Finish With Required Colour, Including Composite Timber Inset, Necessary Base, Accessories And All Other Required Works, Complete, As Specified;Bollard Type 2 - 900Mm High Above Finished Floor Level X 120Mm Diameter, Fixed Bollard | 284 | Nr | SAR | 2603
ALYA-05.2 | 2 | 2.074 |  | Kingdom of Saudi Arabia | Jeddah | Hard & Soft Landscaping | Red Sea Village | B5 Urban Park | RSG | SALCO | Award | 2021 | Fixed Price Lump Sum | SITE WORK | Paving and surfacing | Paving;Precast Concrete Block Paving Laid To Pattern With Required Colour, 5Mm Wide Joints With Filled With Joint Filling Sand, On And Including 50Mm Thick Sharp Sand Bed On Compacted Sub-Base, Complete As Per Engineer'S Approval;750X150/300X300/600X300/200X400 X 60Mm In Shot Blasted Finish Ref. Paving Type 9 | 1345 | m² | SAR | 212
ALYA-05.2 | 2 | 2.074 |  | Kingdom of Saudi Arabia | Jeddah | Hard & Soft Landscaping | Red Sea Village | B5 Urban Park | RSG | SALCO | Award | 2021 | Fixed Price Lump Sum | SITE WORK | Paving and surfacing | Paving;Precast Concrete Block Paving Laid To Pattern With Required Colour, 5Mm Wide Joints With Filled With Joint Filling Sand, On And Including 50Mm Thick Sharp Sand Bed On Compacted Sub-Base, Complete As Per Engineer'S Approval;200 X 200 X 60/80Mm In Shot Blasted Finish Ref: Paving Type 10 | 336 | m² | SAR | 187
ALYA-05.2 | 2 | 2.074 |  | Kingdom of Saudi Arabia | Jeddah | Hard & Soft Landscaping | Red Sea Village | B5 Urban Park | RSG | SALCO | Award | 2021 | Fixed Price Lump Sum | SITE WORK | Paving and surfacing | Paving;Precast Concrete Paving Block Laid To Pattern With Required Colour, 5Mm Wide Joints With Joint Filling Sand, On And Including 40 - 50Mm Thick Sharp Sand Bed On Compacted Sub-Base, Complete As Per Engineer'S Approval ;300 X 300 X 60Mm With Milled Blisters, In Shot Blasted Finish Ref: Tactile Paving | 30 | m² | SAR | 334
ALYA-05.2 | 2 | 2.074 |  | Kingdom of Saudi Arabia | Jeddah | Hard & Soft Landscaping | Red Sea Village | B5 Urban Park | RSG | SALCO | Award | 2021 | Fixed Price Lump Sum | SITE WORK | Paving and surfacing | Paving Band And Edge;Precast Concrete Paving Band Laid To Pattern With Required Colour, On And Including 25Mm Thick Full Mortar Bed On Concrete Base And Compacted Sub-Base, Complete As Per Engineer'S Approval;200 X 400 X 60/80Mm In Shot Blasted Finish Ref: Typical Band, 200Mm Wide | 421 | m | SAR | 64
ALYA-05.2 | 2 | 2.074 |  | Kingdom of Saudi Arabia | Jeddah | Hard & Soft Landscaping | Red Sea Village | B5 Urban Park | RSG | SALCO | Award | 2021 | Fixed Price Lump Sum | SITE WORK | Paving and surfacing | Paving Band And Edge;Precast Concrete Paving Band Laid To Pattern With Required Colour, On And Including 25Mm Thick Full Mortar Bed On Concrete Base And Compacted Sub-Base, Complete As Per Engineer'S Approval;200 X 200 X 60Mm In Shot Blasted Finish For Flush Planter, 200Mm Wide | 228 | m | SAR | 60
ALYA-05.2 | 2 | 2.074 |  | Kingdom of Saudi Arabia | Jeddah | Hard & Soft Landscaping | Red Sea Village | B5 Urban Park | RSG | SALCO | Award | 2021 | Fixed Price Lump Sum | SITE WORK | Landscaping | Maintenance Edge;Precast Concrete Maintenance Edge Cut To Radius As Required And Laid To Pattern With Required Colour, Max. 5Mm Wide Joint Using Colour Matched Grout, On And Including 25Mm Thick Full Mortar Bed On Concrete Base And Compacted Sub-Base, Complete As Per Engineer'S Approval ;350 X 350 X 60Mm In Shot Blasted Finish Ref: Maintenance Edge Type 1, 350Mm Wide | 358 | m | SAR | 116
ALYA-05.2 | 2 | 2.074 |  | Kingdom of Saudi Arabia | Jeddah | Hard & Soft Landscaping | Red Sea Village | B5 Urban Park | RSG | SALCO | Award | 2021 | Fixed Price Lump Sum | SITE WORK | Landscaping | Maintenance Edge;Precast Concrete Maintenance Edge Cut To Radius As Required And Laid To Pattern With Required Colour, Max. 5Mm Wide Joint Using Colour Matched Grout, On And Including 25Mm Thick Full Mortar Bed On Concrete Base And Compacted Sub-Base, Complete As Per Engineer'S Approval ;200 X 400 X 60Mm In Shot Blasted Finish Ref: Maintenance Edge Type 2, 200Mm Wide | 150 | m | SAR | 60
ALYA-05.2 | 2 | 2.074 |  | Kingdom of Saudi Arabia | Jeddah | Hard & Soft Landscaping | Red Sea Village | B5 Urban Park | RSG | SALCO | Award | 2021 | Fixed Price Lump Sum | SITE WORK | Landscaping | Metal Edge;Aluminium Edging, Brushed Finish, Fixed As Per Manufacturer'S Recommendations, Complete As Per Engineer'S Approval ;5Mm Thick Metal Edging For 150Mm High Gravel | 261 | m | SAR | 40
ALYA-05.2 | 2 | 2.074 |  | Kingdom of Saudi Arabia | Jeddah | Hard & Soft Landscaping | Red Sea Village | B5 Urban Park | RSG | SALCO | Award | 2021 | Fixed Price Lump Sum | FURNISHINGS | Generally | Site Furniture;Stainless Steel Fixed Bollard In Stain Surface Finish With Required Colour, Including Composite Timber Inset, Necessary Base, Accessories And All Other Required Works, Complete, As Specified ;Bollard Type 1 - 900Mm High Above Finished Floor Level X 120Mm , Fixed Bollard | 28 | Nr | SAR | 2003
ALYA-05.2 | 2 | 2.074 |  | Kingdom of Saudi Arabia | Jeddah | Hard & Soft Landscaping | Red Sea Village | B5 Urban Park | RSG | SALCO | Award | 2021 | Fixed Price Lump Sum | FURNISHINGS | Generally | Site Furniture;Decorative Screen Type 1;Aluminium Hollow Section (50X150Mm) With Wood Effect Paint Finish (Color: Teak Wood), On And Including Concrete Footing With Finish And Steel Anchor Bolts For Fixing Aluminium Hollow Section, Necessary Earthworks, Waterproofing, All Necessary Structural Works, Fittings And Accessories, Complete To Engineer'S Details;Height Varies, 1250-1500Mm High | 28 | m | SAR | 11081
ALYA-05.2 | 2 | 2.0741 |  | Kingdom of Saudi Arabia | Jeddah | Hard & Soft Landscaping | Red Sea Village | B5 Urban Park | RSG | SALCO | Award | 2021 | Fixed Price Lump Sum | SITE WORK | Paving and surfacing | Paving;Precast Concrete Block Paving Laid To Pattern With Required Colour, 5Mm Wide Joints With Filled With Joint Filling Sand, On And Including 50Mm Thick Sharp Sand Bed On Compacted Sub-Base, Complete As Per Engineer'S Approval ;750X150/300X300/600X300/200X400 X 60Mm In Shot Blasted Finish Ref. Paving Type 9 | 1844 | m² | SAR | 212
ALYA-05.2 | 2 | 2.0741 |  | Kingdom of Saudi Arabia | Jeddah | Hard & Soft Landscaping | Red Sea Village | B5 Urban Park | RSG | SALCO | Award | 2021 | Fixed Price Lump Sum | SITE WORK | Paving and surfacing | Paving;Precast Concrete Block Paving Laid To Pattern With Required Colour, 5Mm Wide Joints With Filled With Joint Filling Sand, On And Including 50Mm Thick Sharp Sand Bed On Compacted Sub-Base, Complete As Per Engineer'S Approval ;200 X 200 X 60/80Mm In Shot Blasted Finish Ref: Paving Type 10 | 489 | m² | SAR | 184
ALYA-05.2 | 2 | 2.0741 |  | Kingdom of Saudi Arabia | Jeddah | Hard & Soft Landscaping | Red Sea Village | B5 Urban Park | RSG | SALCO | Award | 2021 | Fixed Price Lump Sum | SITE WORK | Paving and surfacing | Paving;Precast Concrete Paving Block Laid To Pattern With Required Colour, 5Mm Wide Joints With Joint Filling Sand, On And Including 40 - 50Mm Thick Sharp Sand Bed On Compacted Sub-Base, Complete As Per Engineer'S Approval;300 X 300 X 60Mm With Milled Blisters, In Shot Blasted Finish Ref: Tactile Paving | 27 | m² | SAR | 334
ALYA-05.2 | 2 | 2.0741 |  | Kingdom of Saudi Arabia | Jeddah | Hard & Soft Landscaping | Red Sea Village | B5 Urban Park | RSG | SALCO | Award | 2021 | Fixed Price Lump Sum | SITE WORK | Paving and surfacing | Paving Band And Edge;Precast Concrete Paving Band Laid To Pattern With Required Colour, Max. 5Mm Wide Grouted Joint Using Colour Matched Grout, On And Including 25Mm Thick Full Mortar Bed On Concrete Base And Compacted Sub-Base, Complete As Per Engineer'S Approval ;200 X 400 X 60Mm In Shot Blasted Finish Ref: Typical Band, 200Mm Wide | 690 | m | SAR | 60
ALYA-05.2 | 2 | 2.0741 |  | Kingdom of Saudi Arabia | Jeddah | Hard & Soft Landscaping | Red Sea Village | B5 Urban Park | RSG | SALCO | Award | 2021 | Fixed Price Lump Sum | SITE WORK | Paving and surfacing | Paving Band And Edge;Precast Concrete Paving Band Laid To Pattern With Required Colour, Max. 5Mm Wide Grouted Joint Using Colour Matched Grout, On And Including 25Mm Thick Full Mortar Bed On Concrete Base And Compacted Sub-Base, Complete As Per Engineer'S Approval ;200 X 200 X 60Mm In Shot Blasted Finish For Flush Planter, 200Mm Wide | 246 | m | SAR | 60
ALYA-05.2 | 2 | 2.0741 |  | Kingdom of Saudi Arabia | Jeddah | Hard & Soft Landscaping | Red Sea Village | B5 Urban Park | RSG | SALCO | Award | 2021 | Fixed Price Lump Sum | SITE WORK | Landscaping | Maintenance Edge;Precast Concrete Maintenance Edge Cut To Radius As Required And Laid To Pattern With Required Colour, Max. 5Mm Wide Joint Using Colour Matched Grout, On And Including 25Mm Thick Full Mortar Bed On Concrete Base And Compacted Sub-Base, Complete As Per Engineer'S Approval ;350 X 350 X 60Mm In Shot Blasted Finish Ref: Maintenance Edge Type 1, 350Mm Wide | 366 | m | SAR | 116
ALYA-05.2 | 2 | 2.0741 |  | Kingdom of Saudi Arabia | Jeddah | Hard & Soft Landscaping | Red Sea Village | B5 Urban Park | RSG | SALCO | Award | 2021 | Fixed Price Lump Sum | SITE WORK | Landscaping | Maintenance Edge;Precast Concrete Maintenance Edge Cut To Radius As Required And Laid To Pattern With Required Colour, Max. 5Mm Wide Joint Using Colour Matched Grout, On And Including 25Mm Thick Full Mortar Bed On Concrete Base And Compacted Sub-Base, Complete As Per Engineer'S Approval ;200 X 400 X 60Mm In Shot Blasted Finish Ref: Maintenance Edge Type 2, 200Mm Wide | 187 | m | SAR | 60
ALYA-05.2 | 2 | 2.0741 |  | Kingdom of Saudi Arabia | Jeddah | Hard & Soft Landscaping | Red Sea Village | B5 Urban Park | RSG | SALCO | Award | 2021 | Fixed Price Lump Sum | SITE WORK | Landscaping | Metal Edge;Aluminium Edging, Brushed Finish, Fixed As Per Manufacturer'S Recommendations, Complete As Per Engineer'S Approval ;5Mm Thick Metal Edging For 150Mm High Gravel | 239 | m | SAR | 40
ALYA-05.2 | 2 | 2.0741 |  | Kingdom of Saudi Arabia | Jeddah | Hard & Soft Landscaping | Red Sea Village | B5 Urban Park | RSG | SALCO | Award | 2021 | Fixed Price Lump Sum | FURNISHINGS | Generally | Site Furniture;Bench;Bench Comprising Of Hardwood Timber Board Battens With Planed Finish In Minimum 8Mm Gaps, Size 115 X 1600 X 50Mm Thick Seat Fixed To Precast Concrete Seat Block, Fair Face Finished Precast Concrete Seat Block With Stamped Pattern, On And Including Reinforced Concrete Foundation On Compacted Sub Base, Necessary Earthwork, Blinding, Polyethylene Sheet, Waterproofing, Steel Dowel And Necessary Fixings, Accessories, Complete To Specialist / Engineer'S Details;Bench Type 8 - Overall Size 2000 X 500 X 450Mm High | 1 | Nr | SAR | 4406
ALYA-05.2 | 2 | 2.0741 |  | Kingdom of Saudi Arabia | Jeddah | Hard & Soft Landscaping | Red Sea Village | B5 Urban Park | RSG | SALCO | Award | 2021 | Fixed Price Lump Sum | FURNISHINGS | Generally | Site Furniture;Fair Face Finish Precast Concrete Seat Block With Stamped Pattern And Required Colour, On And Including Reinforced Concrete Base On Compacted Sub Base, Necessary Earthwork, Waterproofing, Steel Dowel For Fixing Concrete Bench, Complete To Specialist / Engineer'S Details;Bench Type 8 - Overall Size 2000 X 500 X 450Mm High (Optional) | 1 | Nr | SAR | 2336
ALYA-05.2 | 2 | 2.0742 |  | Kingdom of Saudi Arabia | Jeddah | Hard & Soft Landscaping | Red Sea Village | B5 Urban Park | RSG | SALCO | Award | 2021 | Fixed Price Lump Sum | FURNISHINGS | Generally | Site Furniture ;Bollard;Stainless Steel Fixed Bollard In Stain Surface Finish With Required Colour, Including Composite Timber Inset, Necessary Base, Accessories And All Other Required Works, Complete, As Specified;Bollard Type 1 - 900Mm High Above Finished Floor Level X 120Mm , Fixed Bollard | 28 | Nr | SAR | 2069
ALYA-05.2 | 2 | 2.0742 |  | Kingdom of Saudi Arabia | Jeddah | Hard & Soft Landscaping | Red Sea Village | B5 Urban Park | RSG | SALCO | Award | 2021 | Fixed Price Lump Sum | FURNISHINGS | Generally | Site Furniture ;Decorative Screen Type 1;Aluminium Hollow Section (50X150Mm) With Wood Effect Paint Finish (Color: Teak Wood), On And Including Concrete Footing With Finish And Steel Anchor Bolts For Fixing Aluminium Hollow Section, Necessary Earthworks, Waterproofing, All Necessary Structural Works, Fittings And Accessories, Complete To Engineer'S Details;Height Varies, 1250-1500Mm High | 25 | m | SAR | 11081
ALYA-05.2 | 2 | 2.0742 |  | Kingdom of Saudi Arabia | Jeddah | Hard & Soft Landscaping | Red Sea Village | B5 Urban Park | RSG | SALCO | Award | 2021 | Fixed Price Lump Sum | SITE WORK | Site preparation | Siteworks;Site Preparation;General Site Clearance | 2467 | m² | SAR | 4
ALYA-05.2 | 2 | 2.0742 |  | Kingdom of Saudi Arabia | Jeddah | Hard & Soft Landscaping | Red Sea Village | B5 Urban Park | RSG | SALCO | Award | 2021 | Fixed Price Lump Sum | SITE WORK | Filling | Siteworks;Filling;Well Compacted Selected Excavated Material (Provisional Item) | 1987 | m³ | SAR | 19
ALYA-05.2 | 2 | 2.0742 |  | Kingdom of Saudi Arabia | Jeddah | Hard & Soft Landscaping | Red Sea Village | B5 Urban Park | RSG | SALCO | Award | 2021 | Fixed Price Lump Sum | SITE WORK | Paving and surfacing | Paving;Precast Concrete Block Paving Laid To Pattern With Required Colour, On And Including 50Mm Thick Sharp Sand Bed On Compacted Sub-Base, Complete As Per Engineer'S Approval;750X150/300X300/600X300 X 60Mm In Shot Blasted Finish Ref. Paving Type 16 | 134 | m² | SAR | 212
ALYA-05.2 | 2 | 2.0742 |  | Kingdom of Saudi Arabia | Jeddah | Hard & Soft Landscaping | Red Sea Village | B5 Urban Park | RSG | SALCO | Award | 2021 | Fixed Price Lump Sum | SITE WORK | Paving and surfacing | Paving;Precast Concrete Block Paving Laid To Pattern With Required Colour, On And Including 50Mm Thick Sharp Sand Bed On Compacted Sub-Base, Complete As Per Engineer'S Approval;200 X 200 X 60Mm In Shot Blasted Finish Ref: Paving Type 17 | 192 | m² | SAR | 174
ALYA-05.2 | 2 | 2.0742 |  | Kingdom of Saudi Arabia | Jeddah | Hard & Soft Landscaping | Red Sea Village | B5 Urban Park | RSG | SALCO | Award | 2021 | Fixed Price Lump Sum | SITE WORK | Paving and surfacing | Paving;Precast Concrete Block Paving Laid To Pattern With Required Colour, On And Including 50Mm Thick Sharp Sand Bed On Compacted Sub-Base, Complete As Per Engineer'S Approval;200 X 200 X 60Mm In Shot Blasted Finish Ref: Paving Type 18 | 27 | m² | SAR | 174
ALYA-05.2 | 2 | 2.0742 |  | Kingdom of Saudi Arabia | Jeddah | Hard & Soft Landscaping | Red Sea Village | B5 Urban Park | RSG | SALCO | Award | 2021 | Fixed Price Lump Sum | SITE WORK | Paving and surfacing | Paving Band And Edge;Precast Concrete Paving Band Laid To Pattern With Required Colour, On And Including 25Mm Thick Full Mortar Bed On Concrete Base And Compacted Sub-Base, Complete As Per Engineer'S Approval;400 X 400 X 60Mm In Shot Blasted Finish Ref: Typical Band, 400Mm Wide | 112 | m | SAR | 129
ALYA-05.2 | 2 | 2.0742 |  | Kingdom of Saudi Arabia | Jeddah | Hard & Soft Landscaping | Red Sea Village | B5 Urban Park | RSG | SALCO | Award | 2021 | Fixed Price Lump Sum | SITE WORK | Landscaping | Maintenance Edge;Precast Concrete Maintenance Edge Cut To Radius As Required And Laid To Pattern With Required Colour, Max. 5Mm Wide Joint Using Colour Matched Grout, On And Including 25Mm Thick Full Mortar Bed On Concrete Base And Compacted Sub-Base, Complete As Per Engineer'S Approval ;350 X 350 X 60Mm In Shot Blasted Finish Ref: Maintenance Edge Type 1, 350Mm Wide | 240 | m | SAR | 116
ALYA-05.2 | 2 | 2.0742 |  | Kingdom of Saudi Arabia | Jeddah | Hard & Soft Landscaping | Red Sea Village | B5 Urban Park | RSG | SALCO | Award | 2021 | Fixed Price Lump Sum | SITE WORK | Landscaping | Maintenance Edge;Precast Concrete Maintenance Edge Cut To Radius As Required And Laid To Pattern With Required Colour, Max. 5Mm Wide Joint Using Colour Matched Grout, On And Including 25Mm Thick Full Mortar Bed On Concrete Base And Compacted Sub-Base, Complete As Per Engineer'S Approval ;200 X 400 X 60Mm In Shot Blasted Finish Ref: Maintenance Edge Type 2, 200Mm Wide | 115 | m | SAR | 60
ALYA-05.2 | 2 | 2.0743 |  | Kingdom of Saudi Arabia | Jeddah | Hard & Soft Landscaping | Red Sea Village | B5 Urban Park | RSG | SALCO | Award | 2021 | Fixed Price Lump Sum | FURNISHINGS | Generally | Site Furniture;Bench;Bench Comprising Of Hardwood Timber Board Battens With Planed Finish In Minimum 8Mm Gaps, Size 115 X 1600 X 50Mm Thick Seat Fixed To Precast Concrete Seat Block, Fair Face Finished Precast Concrete Seat Block With Stamped Pattern, On And Including Reinforced Concrete Foundation On Compacted Sub Base, Necessary Earthwork, Blinding, Polyethylene Sheet, Waterproofing, Steel Dowel And Necessary Fixings;Bench Type 8 - Overall Size 2000 X 500 X 450Mm High | 4 | Nr | SAR | 4406
ALYA-05.2 | 2 | 2.0743 |  | Kingdom of Saudi Arabia | Jeddah | Hard & Soft Landscaping | Red Sea Village | B5 Urban Park | RSG | SALCO | Award | 2021 | Fixed Price Lump Sum | FURNISHINGS | Generally | Site Furniture;Fair Face Finish Precast Concrete Seat Block With Stamped Pattern And Required Colour, On And Including Reinforced Concrete Base On Compacted Sub Base, Necessary Earthwork, Waterproofing, Steel Dowel For Fixing Concrete Bench, Complete To Specialist / Engineer'S Details;Bench Type 8 - Overall Size 2000 X 500 X 450Mm High (Optional) | 4 | Nr | SAR | 2336
ALYA-05.2 | 2 | 2.0743 |  | Kingdom of Saudi Arabia | Jeddah | Hard & Soft Landscaping | Red Sea Village | B5 Urban Park | RSG | SALCO | Award | 2021 | Fixed Price Lump Sum | SITE WORK | Paving and surfacing | Paving;Precast Concrete Block Paving Laid To Pattern With Required Colour, On And Including 50Mm Thick Sharp Sand Bed On Compacted Sub-Base, Complete As Per Engineer'S Approval;750X150/300X300/600X300 X 60Mm In Shot Blasted Finish Ref. Paving Type 19 | 69 | m² | SAR | 212
ALYA-05.2 | 2 | 2.0743 |  | Kingdom of Saudi Arabia | Jeddah | Hard & Soft Landscaping | Red Sea Village | B5 Urban Park | RSG | SALCO | Award | 2021 | Fixed Price Lump Sum | SITE WORK | Paving and surfacing | Paving;Precast Concrete Block Paving Laid To Pattern With Required Colour, On And Including 50Mm Thick Sharp Sand Bed On Compacted Sub-Base, Complete As Per Engineer'S Approval;750X150/300X300/600X300/200X400 X 60Mm In Shot Blasted Finish Ref. Paving Type 20 | 30 | m² | SAR | 212
ALYA-05.2 | 2 | 2.0743 |  | Kingdom of Saudi Arabia | Jeddah | Hard & Soft Landscaping | Red Sea Village | B5 Urban Park | RSG | SALCO | Award | 2021 | Fixed Price Lump Sum | SITE WORK | Paving and surfacing | Paving;Precast Concrete Block Paving Laid To Pattern With Required Colour, On And Including 50Mm Thick Sharp Sand Bed On Compacted Sub-Base, Complete As Per Engineer'S Approval;200 X 200 X 60Mm In Shot Blasted Finish Ref: Paving Type 21 | 18 | m² | SAR | 60
ALYA-05.2 | 2 | 2.0743 |  | Kingdom of Saudi Arabia | Jeddah | Hard & Soft Landscaping | Red Sea Village | B5 Urban Park | RSG | SALCO | Award | 2021 | Fixed Price Lump Sum | SITE WORK | Paving and surfacing | Paving Band And Edge;Precast Concrete Paving Band Laid To Pattern With Required Colour, Max. 5Mm Wide Grouted Joint Using Colour Matched Grout, On And Including 25Mm Thick Full Mortar Bed On Concrete Base And Compacted Sub-Base, Complete As Per Engineer'S Approval;200 X 400 X 60Mm In Shot Blasted Finish Ref: Typical Band, 200Mm Wide | 20 | m | SAR | 60
ALYA-05.2 | 2 | 2.0743 |  | Kingdom of Saudi Arabia | Jeddah | Hard & Soft Landscaping | Red Sea Village | B5 Urban Park | RSG | SALCO | Award | 2021 | Fixed Price Lump Sum | SITE WORK | Landscaping | Maintenance Edge;Precast Concrete Maintenance Edge Cut To Radius As Required And Laid To Pattern With Required Colour, Max. 5Mm Wide Joint Using Colour Matched Grout, On And Including 25Mm Thick Full Mortar Bed On Concrete Base And Compacted Sub-Base, Complete As Per Engineer'S Approval ;350 X 350 X 60Mm In Shot Blasted Finish Ref: Maintenance Edge Type 1, 350Mm Wide | 79 | m | SAR | 116
ALYA-05.2 | 2 | 2.0743 |  | Kingdom of Saudi Arabia | Jeddah | Hard & Soft Landscaping | Red Sea Village | B5 Urban Park | RSG | SALCO | Award | 2021 | Fixed Price Lump Sum | SITE WORK | Landscaping | Maintenance Edge;Precast Concrete Maintenance Edge Cut To Radius As Required And Laid To Pattern With Required Colour, Max. 5Mm Wide Joint Using Colour Matched Grout, On And Including 25Mm Thick Full Mortar Bed On Concrete Base And Compacted Sub-Base, Complete As Per Engineer'S Approval ;200 X 400 X 60Mm In Shot Blasted Finish Ref: Maintenance Edge Type 2, 200Mm Wide | 52 | m | SAR | 60
ALYA-05.2 | 2 | 2.0743 |  | Kingdom of Saudi Arabia | Jeddah | Hard & Soft Landscaping | Red Sea Village | B5 Urban Park | RSG | SALCO | Award | 2021 | Fixed Price Lump Sum | SITE WORK | Landscaping | Metal Edge;Aluminium Edging, Brushed Finish, Fixed As Per Manufacturer'S Recommendations, Complete As Per Engineer'S Approval;5Mm Thick Metal Edging For 150Mm High Gravel | 1 | m | SAR | 40
ALYA-05.2 | 2 | 2.0743 |  | Kingdom of Saudi Arabia | Jeddah | Hard & Soft Landscaping | Red Sea Village | B5 Urban Park | RSG | SALCO | Award | 2021 | Fixed Price Lump Sum | SITE WORK | Landscaping | Gravel Surface;25 - 50Mm Sieve Size Local Crushed Stone Gravel, Loose Laid In 150Mm Thick Layer Over Geotextile Membrane On Compacted Sub-Base, Complete As Per Engineer'S Approval ;Gravel Surface | 430 | m² | SAR | 33
ALYA-05.2 | 2 | 2.0744 |  | Kingdom of Saudi Arabia | Jeddah | Hard & Soft Landscaping | Red Sea Village | B5 Urban Park | RSG | SALCO | Award | 2021 | Fixed Price Lump Sum | SITE WORK | Paving and surfacing | Paving;Precast Concrete Block Paving Laid To Pattern With Required Colour, 5Mm Wide Joints With Filled With Joint Filling Sand, On And Including 50Mm Thick Sharp Sand Bed On Compacted Sub-Base, Complete As Per Engineer'S Approval;150X150/150X300/300X300 X 60Mm In Shot Blasted Finish Ref: Feature Paving Type 1 | 1153 | m² | SAR | 195
ALYA-05.2 | 2 | 2.0744 |  | Kingdom of Saudi Arabia | Jeddah | Hard & Soft Landscaping | Red Sea Village | B5 Urban Park | RSG | SALCO | Award | 2021 | Fixed Price Lump Sum | SITE WORK | Paving and surfacing | Paving;Precast Concrete Paving Block Laid To Pattern With Required Colour, 5Mm Wide Joints With Joint Filling Sand, On And Including 40 - 50Mm Thick Sharp Sand Bed On Compacted Sub-Base, Complete As Per Engineer'S Approval;300 X 300 X 60Mm With Milled Blisters, In Shot Blasted Finish Ref: Tactile Paving | 26 | m² | SAR | 334
ALYA-05.2 | 2 | 2.0744 |  | Kingdom of Saudi Arabia | Jeddah | Hard & Soft Landscaping | Red Sea Village | B5 Urban Park | RSG | SALCO | Award | 2021 | Fixed Price Lump Sum | SITE WORK | Paving and surfacing | Paving Band And Edge;Precast Concrete Paving Band Laid To Pattern With Required Colour, Max. 5Mm Wide Grouted Joint Using Colour Matched Grout, On And Including 25Mm Thick Full Mortar Bed On Concrete Base And Compacted Sub-Base, Complete As Per Engineer'S Approval ;300 X 300 X 60Mm In Shot Blasted Finish Ref: Typical Band, 300Mm Wide | 177 | m | SAR | 91
ALYA-05.2 | 2 | 2.0744 |  | Kingdom of Saudi Arabia | Jeddah | Hard & Soft Landscaping | Red Sea Village | B5 Urban Park | RSG | SALCO | Award | 2021 | Fixed Price Lump Sum | SITE WORK | Landscaping | Maintenance Edge;Precast Concrete Maintenance Edge Cut To Radius As Required And Laid To Pattern With Required Colour, Max. 5Mm Wide Joint Using Colour Matched Grout, On And Including 25Mm Thick Full Mortar Bed On Concrete Base And Compacted Sub-Base, Complete As Per Engineer'S Approval ;350 X 350 X 60Mm In Shot Blasted Finish Ref: Maintenance Edge Type 1, 350Mm Wide | 352 | m | SAR | 116
ALYA-05.2 | 2 | 2.0744 |  | Kingdom of Saudi Arabia | Jeddah | Hard & Soft Landscaping | Red Sea Village | B5 Urban Park | RSG | SALCO | Award | 2021 | Fixed Price Lump Sum | SITE WORK | Landscaping | Maintenance Edge;Precast Concrete Maintenance Edge Cut To Radius As Required And Laid To Pattern With Required Colour, Max. 5Mm Wide Joint Using Colour Matched Grout, On And Including 25Mm Thick Full Mortar Bed On Concrete Base And Compacted Sub-Base, Complete As Per Engineer'S Approval ;200 X 400 X 60Mm In Shot Blasted Finish Ref: Maintenance Edge Type 2, 200Mm Wide | 178 | m | SAR | 60
ALYA-05.2 | 2 | 2.0744 |  | Kingdom of Saudi Arabia | Jeddah | Hard & Soft Landscaping | Red Sea Village | B5 Urban Park | RSG | SALCO | Award | 2021 | Fixed Price Lump Sum | SITE WORK | Landscaping | Gravel Surface;25 - 50Mm Sieve Size Local Crushed Stone Gravel, Loose Laid In 150Mm Thick Layer Over Geotextile Membrane On Compacted Sub-Base, Complete As Per Engineer'S Approval ;Gravel Surface | 13 | m | SAR | 40
ALYA-05.2 | 2 | 2.0744 |  | Kingdom of Saudi Arabia | Jeddah | Hard & Soft Landscaping | Red Sea Village | B5 Urban Park | RSG | SALCO | Award | 2021 | Fixed Price Lump Sum | FURNISHINGS | Generally | Site Furniture;Bench;Bench Comprising Of Hardwood Timber Board Battens With Planed Finish In Minimum 8Mm Gaps, Size 115 X 1600 X 50Mm Thick Seat Fixed To Precast Concrete Seat Block, Fair Face Finished Precast Concrete Seat Block With Stamped Pattern, On And Including Reinforced Concrete Foundation On Compacted Sub Base, Necessary Earthwork, Blinding, Polyethylene Sheet, Waterproofing, Steel Dowel And Necessary Fixings, Accessories, Complete To Specialist / Engineer'S Details;Bench Type 8 - Overall Size 2000 X 500 X 450Mm High | 8 | Nr | SAR | 4406
ALYA-05.2 | 2 | 2.0744 |  | Kingdom of Saudi Arabia | Jeddah | Hard & Soft Landscaping | Red Sea Village | B5 Urban Park | RSG | SALCO | Award | 2021 | Fixed Price Lump Sum | FURNISHINGS | Generally | Site Furniture;Fair Face Finish Precast Concrete Seat Block With Stamped Pattern And Required Colour, On And Including Reinforced Concrete Base On Compacted Sub Base, Necessary Earthwork, Waterproofing, Steel Dowel For Fixing Concrete Bench, Complete To Specialist / Engineer'S Details;Bench Type 8 - Overall Size 2000 X 500 X 450Mm High (Optional) | 8 | Nr | SAR | 2336
ALYA-05.2 | 2 | 2.0744 |  | Kingdom of Saudi Arabia | Jeddah | Hard & Soft Landscaping | Red Sea Village | B5 Urban Park | RSG | SALCO | Award | 2021 | Fixed Price Lump Sum | FURNISHINGS | Generally | Site Furniture;Stainless Steel Fixed Bollard In Stain Surface Finish With Required Colour, Including Composite Timber Inset, Necessary Base, Accessories And All Other Required Works, Complete, As Specified ;Bollard Type 1 - 900Mm High Above Finished Floor Level X 120Mm , Fixed Bollard | 24 | Nr | SAR | 2069
ALYA-05.2 | 2 | 2.0744 |  | Kingdom of Saudi Arabia | Jeddah | Hard & Soft Landscaping | Red Sea Village | B5 Urban Park | RSG | SALCO | Award | 2021 | Fixed Price Lump Sum | SITE WORK | Landscaping | Irrigation Works;Main Pipe Network;Irrigation Controllers; Complete As Specified;Pull Boxes | 4 | Nr | SAR | 668
ALYA-05.2 | 2 | 2.0745 |  | Kingdom of Saudi Arabia | Jeddah | Hard & Soft Landscaping | Red Sea Village | B5 Urban Park | RSG | SALCO | Award | 2021 | Fixed Price Lump Sum | SITE WORK | Landscaping | Irrigation Works;Upvc Pipework To Bs 3505, Class-D, Including All Fittings, Excavation, Sand Bedding, Back Filling As Specified, Cart Away Surplus, Warning Tape Markers, Thrust Blocks, All As Specified.;4 Inch Diameter Pipe | 54 | m | SAR | 187
ALYA-05.2 | 2 | 2.0745 |  | Kingdom of Saudi Arabia | Jeddah | Hard & Soft Landscaping | Red Sea Village | B5 Urban Park | RSG | SALCO | Award | 2021 | Fixed Price Lump Sum | SITE WORK | Landscaping | Irrigation Works;Pipework Sprinkler Irrigation System;Upvc Pipework To Bs 3505, Class-E, Including All Fittings, Excavation, Sand Bedding, Back Filling As Specified, Cart Away Surplus, Warning Tape Markers, Thrust Blocks, All As Specified.;1 Inch Diameter Pipe | 350 | m | SAR | 33
ALYA-05.2 | 2 | 2.0745 |  | Kingdom of Saudi Arabia | Jeddah | Hard & Soft Landscaping | Red Sea Village | B5 Urban Park | RSG | SALCO | Award | 2021 | Fixed Price Lump Sum | SITE WORK | Landscaping | Irrigation Works;Pipework Sprinkler Irrigation System;Upvc Pipework To Bs 3505, Class-D, Including All Fittings, Excavation, Sand Bedding, Back Filling As Specified, Cart Away Surplus, Warning Tape Markers, Thrust Blocks, All As Specified.;1.5 Inch Diameter Pipe | 250 | m | SAR | 47
ALYA-05.2 | 2 | 2.0745 |  | Kingdom of Saudi Arabia | Jeddah | Hard & Soft Landscaping | Red Sea Village | B5 Urban Park | RSG | SALCO | Award | 2021 | Fixed Price Lump Sum | SITE WORK | Landscaping | Irrigation Works;Pipework Sprinkler Irrigation System;Upvc Pipework To Bs 3505, Class-D, Including All Fittings, Excavation, Sand Bedding, Back Filling As Specified, Cart Away Surplus, Warning Tape Markers, Thrust Blocks, All As Specified.;2.0 Inch Diameter Pipe | 6 | m | SAR | 67
ALYA-05.2 | 2 | 2.0745 |  | Kingdom of Saudi Arabia | Jeddah | Hard & Soft Landscaping | Red Sea Village | B5 Urban Park | RSG | SALCO | Award | 2021 | Fixed Price Lump Sum | SITE WORK | Landscaping | Irrigation Works;Pipework Sprinkler Irrigation System;Drip Risers;Drip Risers As Specified | 69 | Nr | SAR | 93
ALYA-05.2 | 2 | 2.0745 |  | Kingdom of Saudi Arabia | Jeddah | Hard & Soft Landscaping | Red Sea Village | B5 Urban Park | RSG | SALCO | Award | 2021 | Fixed Price Lump Sum | SITE WORK | Landscaping | Irrigation Works;Pipework Sprinkler Irrigation System;Valves Including Necessary Accessories, Fixed As Specified;Solenoid Valves, 2.0 Inch In Drip System | 1 | Nr | SAR | 2003
ALYA-05.2 | 2 | 2.0745 |  | Kingdom of Saudi Arabia | Jeddah | Hard & Soft Landscaping | Red Sea Village | B5 Urban Park | RSG | SALCO | Award | 2021 | Fixed Price Lump Sum | SITE WORK | Landscaping | Irrigation Works;Pipework Sprinkler Irrigation System;Lockable Valve Boxes As Specified;For Solenoid Valves, 2.0 Inch In Drip System | 1 | Nr | SAR | 668
ALYA-05.2 | 2 | 2.0745 |  | Kingdom of Saudi Arabia | Jeddah | Hard & Soft Landscaping | Red Sea Village | B5 Urban Park | RSG | SALCO | Award | 2021 | Fixed Price Lump Sum | SITE WORK | Landscaping | Irrigation Works ;Main Pipe Network;Irrigation Controllers; Complete As Specified;Pull Boxes | 6 | Nr | SAR | 668
ALYA-05.2 | 2 | 2.0745 |  | Kingdom of Saudi Arabia | Jeddah | Hard & Soft Landscaping | Red Sea Village | B5 Urban Park | RSG | SALCO | Award | 2021 | Fixed Price Lump Sum | SITE WORK | Landscaping | Irrigation Works ;Upvc Pipework To Bs 3505, Class-D, Including All Fittings, Excavation, Sand Bedding, Back Filling As Specified, Cart Away Surplus, Warning Tape Markers, Thrust Blocks, All As Specified;4 Inch Diameter Pipe | 172 | m | SAR | 187
ALYA-05.2 | 2 | 2.0745 |  | Kingdom of Saudi Arabia | Jeddah | Hard & Soft Landscaping | Red Sea Village | B5 Urban Park | RSG | SALCO | Award | 2021 | Fixed Price Lump Sum | SITE WORK | Landscaping | Irrigation Works ;Upvc Pipework To Bs 3505, Class-D, Including All Fittings, Excavation, Sand Bedding, Back Filling As Specified, Cart Away Surplus, Warning Tape Markers, Thrust Blocks, All As Specified;3 Inch Diameter Pipe | 44 | m | SAR | 167
ALYA-05.2 | 2 | 2.0746 |  | Kingdom of Saudi Arabia | Jeddah | Hard & Soft Landscaping | Red Sea Village | B5 Urban Park | RSG | SALCO | Award | 2021 | Fixed Price Lump Sum | SITE WORK | Landscaping | Irrigation Works ;Valves Including Necessary Accessories, Fixed As Specified.;Connection To Irrigation Mainline Take Off Point | 3 | Nr | SAR | 33375
ALYA-05.2 | 2 | 2.0746 |  | Kingdom of Saudi Arabia | Jeddah | Hard & Soft Landscaping | Red Sea Village | B5 Urban Park | RSG | SALCO | Award | 2021 | Fixed Price Lump Sum | SITE WORK | Landscaping | Irrigation Works;Pipework Sprinkler Irrigation System;Upvc Pipework To Bs 3505, Class-D, Including All Fittings, Excavation, Sand Bedding, Back Filling As Specified, Cart Away Surplus, Warning Tape Markers, Thrust Blocks, All As Specified.;1 Inch Diameter Pipe | 400 | m | SAR | 33
ALYA-05.2 | 2 | 2.0746 |  | Kingdom of Saudi Arabia | Jeddah | Hard & Soft Landscaping | Red Sea Village | B5 Urban Park | RSG | SALCO | Award | 2021 | Fixed Price Lump Sum | SITE WORK | Landscaping | Irrigation Works;Pipework Sprinkler Irrigation System;Upvc Pipework To Bs 3505, Class-D, Including All Fittings, Excavation, Sand Bedding, Back Filling As Specified, Cart Away Surplus, Warning Tape Markers, Thrust Blocks, All As Specified.;1.5 Inch Diameter Pipe | 370 | m | SAR | 47
ALYA-05.2 | 2 | 2.0746 |  | Kingdom of Saudi Arabia | Jeddah | Hard & Soft Landscaping | Red Sea Village | B5 Urban Park | RSG | SALCO | Award | 2021 | Fixed Price Lump Sum | SITE WORK | Landscaping | Irrigation Works;Pipework Sprinkler Irrigation System;Upvc Pipework To Bs 3505, Class-D, Including All Fittings, Excavation, Sand Bedding, Back Filling As Specified, Cart Away Surplus, Warning Tape Markers, Thrust Blocks, All As Specified.;2 Inch Diameter Pipe | 94 | m | SAR | 67
ALYA-05.2 | 2 | 2.0746 |  | Kingdom of Saudi Arabia | Jeddah | Hard & Soft Landscaping | Red Sea Village | B5 Urban Park | RSG | SALCO | Award | 2021 | Fixed Price Lump Sum | SITE WORK | Landscaping | Irrigation Works;Pipework Sprinkler Irrigation System;Upvc Pipework To Bs 3505, Class-D, Including All Fittings, Excavation, Sand Bedding, Back Filling As Specified, Cart Away Surplus, Warning Tape Markers, Thrust Blocks, All As Specified.;3 Inch Diameter Pipe | 6 | m | SAR | 167
ALYA-05.2 | 2 | 2.0746 |  | Kingdom of Saudi Arabia | Jeddah | Hard & Soft Landscaping | Red Sea Village | B5 Urban Park | RSG | SALCO | Award | 2021 | Fixed Price Lump Sum | SITE WORK | Landscaping | Irrigation Works;Pipework Sprinkler Irrigation System;Drip Risers;Drip Risers As Specified | 64 | Nr | SAR | 93
ALYA-05.2 | 2 | 2.0746 |  | Kingdom of Saudi Arabia | Jeddah | Hard & Soft Landscaping | Red Sea Village | B5 Urban Park | RSG | SALCO | Award | 2021 | Fixed Price Lump Sum | SITE WORK | Landscaping | Irrigation Works;Pipework Sprinkler Irrigation System;Valves Including Necessary Accessories, Fixed As Specified;Solenoid Valves, 1.5 Inch In Drip System | 1 | Nr | SAR | 1669
ALYA-05.2 | 2 | 2.0746 |  | Kingdom of Saudi Arabia | Jeddah | Hard & Soft Landscaping | Red Sea Village | B5 Urban Park | RSG | SALCO | Award | 2021 | Fixed Price Lump Sum | SITE WORK | Landscaping | Irrigation Works;Pipework Sprinkler Irrigation System;Valves Including Necessary Accessories, Fixed As Specified;Solenoid Valves, 2.0 Inch In Drip System | 1 | Nr | SAR | 2003
ALYA-05.2 | 2 | 2.0746 |  | Kingdom of Saudi Arabia | Jeddah | Hard & Soft Landscaping | Red Sea Village | B5 Urban Park | RSG | SALCO | Award | 2021 | Fixed Price Lump Sum | SITE WORK | Landscaping | Irrigation Works;Pipework Sprinkler Irrigation System;Lockable Valve Boxes As Specified;For Solenoid Valves,1.5Inch In Drip System | 1 | Nr | SAR | 668
ALYA-05.2 | 2 | 2.0746 |  | Kingdom of Saudi Arabia | Jeddah | Hard & Soft Landscaping | Red Sea Village | B5 Urban Park | RSG | SALCO | Award | 2021 | Fixed Price Lump Sum | SITE WORK | Landscaping | Irrigation Works;Pipework Sprinkler Irrigation System;Lockable Valve Boxes As Specified;For Solenoid Valves,2 Inch In Drip System | 1 | Nr | SAR | 668
ALYA-05.2 | 2 | 2.0747 |  | Kingdom of Saudi Arabia | Jeddah | Hard & Soft Landscaping | Red Sea Village | B5 Urban Park | RSG | SALCO | Award | 2021 | Fixed Price Lump Sum | SITE WORK | Landscaping | Main Pipe Network;Irrigation Controllers; Complete As Specified;Pull Boxes | 13 | Nr | SAR | 668
ALYA-05.2 | 2 | 2.0747 |  | Kingdom of Saudi Arabia | Jeddah | Hard & Soft Landscaping | Red Sea Village | B5 Urban Park | RSG | SALCO | Award | 2021 | Fixed Price Lump Sum | SITE WORK | Landscaping | Irrigation Works;Pipework Sprinkler Irrigation System;Lockable Valve Boxes As Specified;For Solenoid Valves,4Inch In Drip System | 221 | m | SAR | 187
ALYA-05.2 | 2 | 2.0747 |  | Kingdom of Saudi Arabia | Jeddah | Hard & Soft Landscaping | Red Sea Village | B5 Urban Park | RSG | SALCO | Award | 2021 | Fixed Price Lump Sum | SITE WORK | Landscaping | Irrigation Works;Pipework Sprinkler Irrigation System;Valves Including Necessary Accessaries, Fixed As Specified.;Connection To Irrigation Mainline Take Off Point | 7 | Nr | SAR | 33375
ALYA-05.2 | 2 | 2.0747 |  | Kingdom of Saudi Arabia | Jeddah | Hard & Soft Landscaping | Red Sea Village | B5 Urban Park | RSG | SALCO | Award | 2021 | Fixed Price Lump Sum | SITE WORK | Landscaping | Irrigation Works;Pipework Sprinkler Irrigation System;Upvc Pipework To Bs 3505, Class-E, Including All Fittings, Excavation, Sand Bedding, Back Filling As Specified, Cart Away Surplus, Warning Tape Markers, Thrust Blocks, All As Specified.;1 Inch Diameter Pipe | 1272 | m | SAR | 33
ALYA-05.2 | 2 | 2.0747 |  | Kingdom of Saudi Arabia | Jeddah | Hard & Soft Landscaping | Red Sea Village | B5 Urban Park | RSG | SALCO | Award | 2021 | Fixed Price Lump Sum | SITE WORK | Landscaping | Irrigation Works;Pipework Sprinkler Irrigation System;Upvc Pipework To Bs 3505, Class-D, Including All Fittings, Excavation, Sand Bedding, Back Filling As Specified, Cart Away Surplus, Warning Tape Markers, Thrust Blocks, All As Specified.;1.5 Inch Diameter Pipe | 362 | m | SAR | 47
ALYA-05.2 | 2 | 2.0747 |  | Kingdom of Saudi Arabia | Jeddah | Hard & Soft Landscaping | Red Sea Village | B5 Urban Park | RSG | SALCO | Award | 2021 | Fixed Price Lump Sum | SITE WORK | Landscaping | Irrigation Works;Pipework Sprinkler Irrigation System;Upvc Pipework To Bs 3505, Class-D, Including All Fittings, Excavation, Sand Bedding, Back Filling As Specified, Cart Away Surplus, Warning Tape Markers, Thrust Blocks, All As Specified.;2 Inch Diameter Pipe | 48 | m | SAR | 67
ALYA-05.2 | 2 | 2.0747 |  | Kingdom of Saudi Arabia | Jeddah | Hard & Soft Landscaping | Red Sea Village | B5 Urban Park | RSG | SALCO | Award | 2021 | Fixed Price Lump Sum | SITE WORK | Landscaping | Irrigation Works;Pipework Sprinkler Irrigation System;Upvc Pipework To Bs 3505, Class-D, Including All Fittings, Excavation, Sand Bedding, Back Filling As Specified, Cart Away Surplus, Warning Tape Markers, Thrust Blocks, All As Specified.;3 Inch Diameter Pipe | 6 | m | SAR | 167
ALYA-05.2 | 2 | 2.0747 |  | Kingdom of Saudi Arabia | Jeddah | Hard & Soft Landscaping | Red Sea Village | B5 Urban Park | RSG | SALCO | Award | 2021 | Fixed Price Lump Sum | SITE WORK | Landscaping | Irrigation Works;Pipework Sprinkler Irrigation System;Drip Risers;Drip Risers As Specified | 212 | Nr | SAR | 93
ALYA-05.2 | 2 | 2.0747 |  | Kingdom of Saudi Arabia | Jeddah | Hard & Soft Landscaping | Red Sea Village | B5 Urban Park | RSG | SALCO | Award | 2021 | Fixed Price Lump Sum | SITE WORK | Landscaping | Irrigation Works;Pipework Sprinkler Irrigation System;Valves Including Necessary Accessories, Fixed As Specified;Solenoid Valves, 1.5 Inch In Drip System | 4 | Nr | SAR | 1669
ALYA-05.2 | 2 | 2.0747 |  | Kingdom of Saudi Arabia | Jeddah | Hard & Soft Landscaping | Red Sea Village | B5 Urban Park | RSG | SALCO | Award | 2021 | Fixed Price Lump Sum | SITE WORK | Landscaping | Irrigation Works;Pipework Sprinkler Irrigation System;Valves Including Necessary Accessories, Fixed As Specified;Solenoid Valves, 2.0 Inch In Drip System | 1 | Nr | SAR | 2003
ALYA-05.2 | 2 | 2.0748 |  | Kingdom of Saudi Arabia | Jeddah | Hard & Soft Landscaping | Red Sea Village | B5 Urban Park | RSG | SALCO | Award | 2021 | Fixed Price Lump Sum | SITE WORK | Landscaping | Irrigation Works;Pipework Sprinkler Irrigation System;Lockable Valve Boxes As Specified;For Solenoid Valves 1.5 Inch In Sprinkler System | 4 | Nr | SAR | 668
ALYA-05.2 | 2 | 2.0748 |  | Kingdom of Saudi Arabia | Jeddah | Hard & Soft Landscaping | Red Sea Village | B5 Urban Park | RSG | SALCO | Award | 2021 | Fixed Price Lump Sum | SITE WORK | Landscaping | Irrigation Works;Pipework Sprinkler Irrigation System;Lockable Valve Boxes As Specified;For Solenoid Valves 2.0 Inch In Sprinkler System | 1 | Nr | SAR | 668
ALYA-05.2 | 2 | 2.0748 |  | Kingdom of Saudi Arabia | Jeddah | Hard & Soft Landscaping | Red Sea Village | B5 Urban Park | RSG | SALCO | Award | 2021 | Fixed Price Lump Sum | SITE WORK | Landscaping | Main Pipe Network;Irrigation Controllers; Complete As Specified;Pull Boxes | 18 | Nr | SAR | 668
ALYA-05.2 | 2 | 2.0748 |  | Kingdom of Saudi Arabia | Jeddah | Hard & Soft Landscaping | Red Sea Village | B5 Urban Park | RSG | SALCO | Award | 2021 | Fixed Price Lump Sum | SITE WORK | Landscaping | Irrigation Works;Pipework Sprinkler Irrigation System;Lockable Valve Boxes As Specified;For Solenoid Valves,3Inch In Drip System | 340 | m | SAR | 167
ALYA-05.2 | 2 | 2.0748 |  | Kingdom of Saudi Arabia | Jeddah | Hard & Soft Landscaping | Red Sea Village | B5 Urban Park | RSG | SALCO | Award | 2021 | Fixed Price Lump Sum | SITE WORK | Landscaping | Irrigation Works;Pipework Sprinkler Irrigation System;Lockable Valve Boxes As Specified;For Solenoid Valves,4Inch In Drip System | 410 | m | SAR | 187
ALYA-05.2 | 2 | 2.0748 |  | Kingdom of Saudi Arabia | Jeddah | Hard & Soft Landscaping | Red Sea Village | B5 Urban Park | RSG | SALCO | Award | 2021 | Fixed Price Lump Sum | SITE WORK | Landscaping | Irrigation Works;Pipework Sprinkler Irrigation System;Valves Including Necessary Accessaries, Fixed As Specified.;Connection To Irrigation Mainline Take Off Point | 2 | Nr | SAR | 33375
ALYA-05.2 | 2 | 2.0748 |  | Kingdom of Saudi Arabia | Jeddah | Hard & Soft Landscaping | Red Sea Village | B5 Urban Park | RSG | SALCO | Award | 2021 | Fixed Price Lump Sum | SITE WORK | Landscaping | Irrigation Works;Pipework Sprinkler Irrigation System;Upvc Pipework To Bs 3505, Class-D, Including All Fittings, Excavation, Sand Bedding, Back Filling As Specified, Cart Away Surplus, Warning Tape Markers, Thrust Blocks, All As Specified.;1 Inch Diameter Pipe | 780 | m | SAR | 33
ALYA-05.2 | 2 | 2.0748 |  | Kingdom of Saudi Arabia | Jeddah | Hard & Soft Landscaping | Red Sea Village | B5 Urban Park | RSG | SALCO | Award | 2021 | Fixed Price Lump Sum | SITE WORK | Landscaping | Irrigation Works;Pipework Sprinkler Irrigation System;Upvc Pipework To Bs 3505, Class-D, Including All Fittings, Excavation, Sand Bedding, Back Filling As Specified, Cart Away Surplus, Warning Tape Markers, Thrust Blocks, All As Specified.;1.5 Inch Diameter Pipe | 1350 | m | SAR | 47
ALYA-05.2 | 2 | 2.0748 |  | Kingdom of Saudi Arabia | Jeddah | Hard & Soft Landscaping | Red Sea Village | B5 Urban Park | RSG | SALCO | Award | 2021 | Fixed Price Lump Sum | SITE WORK | Landscaping | Irrigation Works;Pipework Sprinkler Irrigation System;Upvc Pipework To Bs 3505, Class-D, Including All Fittings, Excavation, Sand Bedding, Back Filling As Specified, Cart Away Surplus, Warning Tape Markers, Thrust Blocks, All As Specified.;2 Inch Diameter Pipe | 280 | m | SAR | 67
ALYA-05.2 | 2 | 2.0748 |  | Kingdom of Saudi Arabia | Jeddah | Hard & Soft Landscaping | Red Sea Village | B5 Urban Park | RSG | SALCO | Award | 2021 | Fixed Price Lump Sum | SITE WORK | Landscaping | Irrigation Works;Pipework Sprinkler Irrigation System;Drip Risers;Drip Risers As Specified | 224 | Nr | SAR | 93
ALYA-05.2 | 2 | 2.0749 |  | Kingdom of Saudi Arabia | Jeddah | Hard & Soft Landscaping | Red Sea Village | B5 Urban Park | RSG | SALCO | Award | 2021 | Fixed Price Lump Sum | SITE WORK | Landscaping | Irrigation Works;Pipework Sprinkler Irrigation System;Valves Including Necessary Accessories, Fixed As Specified;Solenoid Valves, 1.5 Inch In Drip System | 7 | Nr | SAR | 1669
ALYA-05.2 | 2 | 2.0749 |  | Kingdom of Saudi Arabia | Jeddah | Hard & Soft Landscaping | Red Sea Village | B5 Urban Park | RSG | SALCO | Award | 2021 | Fixed Price Lump Sum | SITE WORK | Landscaping | Irrigation Works;Pipework Sprinkler Irrigation System;Lockable Valve Boxes As Specified;For Solenoid Valves,1.5Inch In Drip System | 7 | Nr | SAR | 668
ALYA-05.2 | 2 | 2.0749 |  | Kingdom of Saudi Arabia | Jeddah | Hard & Soft Landscaping | Red Sea Village | B5 Urban Park | RSG | SALCO | Award | 2021 | Fixed Price Lump Sum | SITE WORK | Landscaping | Main Pipe Network;Irrigation Controllers; Complete As Specified;Pull Boxes | 2 | Nr | SAR | 668
ALYA-05.2 | 2 | 2.0749 |  | Kingdom of Saudi Arabia | Jeddah | Hard & Soft Landscaping | Red Sea Village | B5 Urban Park | RSG | SALCO | Award | 2021 | Fixed Price Lump Sum | SITE WORK | Landscaping | Irrigation Works;Pipework Sprinkler Irrigation System;Upvc Pipework To Bs 3505, Class-D, Including All Fittings, Excavation, Sand Bedding, Back Filling As Specified, Cart Away Surplus, Warning Tape Markers, Thrust Blocks, All As Specified.;1 Inch Diameter Pipe | 198 | m | SAR | 33
ALYA-05.2 | 2 | 2.0749 |  | Kingdom of Saudi Arabia | Jeddah | Hard & Soft Landscaping | Red Sea Village | B5 Urban Park | RSG | SALCO | Award | 2021 | Fixed Price Lump Sum | SITE WORK | Landscaping | Irrigation Works;Pipework Sprinkler Irrigation System;Upvc Pipework To Bs 3505, Class-D, Including All Fittings, Excavation, Sand Bedding, Back Filling As Specified, Cart Away Surplus, Warning Tape Markers, Thrust Blocks, All As Specified.;1.5 Inch Diameter Pipe | 72 | m | SAR | 47
ALYA-05.2 | 2 | 2.0749 |  | Kingdom of Saudi Arabia | Jeddah | Hard & Soft Landscaping | Red Sea Village | B5 Urban Park | RSG | SALCO | Award | 2021 | Fixed Price Lump Sum | SITE WORK | Landscaping | Irrigation Works;Pipework Sprinkler Irrigation System;Drip Risers;Drip Risers As Specified | 38 | Nr | SAR | 93
ALYA-05.2 | 2 | 2.0749 |  | Kingdom of Saudi Arabia | Jeddah | Hard & Soft Landscaping | Red Sea Village | B5 Urban Park | RSG | SALCO | Award | 2021 | Fixed Price Lump Sum | SITE WORK | Landscaping | Main Pipe Network;Irrigation Controllers; Complete As Specified;Pull Boxes | 18 | Nr | SAR | 6675
ALYA-05.2 | 2 | 2.0749 |  | Kingdom of Saudi Arabia | Jeddah | Hard & Soft Landscaping | Red Sea Village | B5 Urban Park | RSG | SALCO | Award | 2021 | Fixed Price Lump Sum | SITE WORK | Landscaping | Irrigation Works;Pipework Sprinkler Irrigation System;Lockable Valve Boxes As Specified;For Solenoid Valves,4Inch In Drip System | 180 | m | SAR | 187
ALYA-05.2 | 2 | 2.0749 |  | Kingdom of Saudi Arabia | Jeddah | Hard & Soft Landscaping | Red Sea Village | B5 Urban Park | RSG | SALCO | Award | 2021 | Fixed Price Lump Sum | SITE WORK | Landscaping | Irrigation Works;Pipework Sprinkler Irrigation System;Valves Including Necessary Accessaries, Fixed As Specified.;Connection To Irrigation Mainline Take Off Point | 7 | Nr | SAR | 33375
ALYA-05.2 | 2 | 2.0749 |  | Kingdom of Saudi Arabia | Jeddah | Hard & Soft Landscaping | Red Sea Village | B5 Urban Park | RSG | SALCO | Award | 2021 | Fixed Price Lump Sum | SITE WORK | Landscaping | Irrigation Works;Pipework Sprinkler Irrigation System;Upvc Pipework To Bs 3505, Class-E, Including All Fittings, Excavation, Sand Bedding, Back Filling As Specified, Cart Away Surplus, Warning Tape Markers, Thrust Blocks, All As Specified.;1 Inch Diameter Pipe | 1500 | m | SAR | 33
ALYA-05.2 | 2 | 2.075 |  | Kingdom of Saudi Arabia | Jeddah | Hard & Soft Landscaping | Red Sea Village | B5 Urban Park | RSG | SALCO | Award | 2021 | Fixed Price Lump Sum | SITE WORK | Landscaping | Irrigation Works;Pipework Sprinkler Irrigation System;Upvc Pipework To Bs 3505, Class-D, Including All Fittings, Excavation, Sand Bedding, Back Filling As Specified, Cart Away Surplus, Warning Tape Markers, Thrust Blocks, All As Specified.;1.5 Inch Diameter Pipe | 410 | m | SAR | 47
ALYA-05.2 | 2 | 2.075 |  | Kingdom of Saudi Arabia | Jeddah | Hard & Soft Landscaping | Red Sea Village | B5 Urban Park | RSG | SALCO | Award | 2021 | Fixed Price Lump Sum | SITE WORK | Landscaping | Irrigation Works;Pipework Sprinkler Irrigation System;Upvc Pipework To Bs 3505, Class-D, Including All Fittings, Excavation, Sand Bedding, Back Filling As Specified, Cart Away Surplus, Warning Tape Markers, Thrust Blocks, All As Specified.;2 Inch Diameter Pipe | 24 | m | SAR | 67
ALYA-05.2 | 2 | 2.075 |  | Kingdom of Saudi Arabia | Jeddah | Hard & Soft Landscaping | Red Sea Village | B5 Urban Park | RSG | SALCO | Award | 2021 | Fixed Price Lump Sum | SITE WORK | Landscaping | Irrigation Works;Pipework Sprinkler Irrigation System;Drip Risers;Drip Risers As Specified | 282 | Nr | SAR | 93
ALYA-05.2 | 2 | 2.075 |  | Kingdom of Saudi Arabia | Jeddah | Hard & Soft Landscaping | Red Sea Village | B5 Urban Park | RSG | SALCO | Award | 2021 | Fixed Price Lump Sum | SITE WORK | Landscaping | Irrigation Works;Pipework Sprinkler Irrigation System;Valves Including Necessary Accessories, Fixed As Specified;Solenoid Valves, 1.0 Inch In Drip System | 2 | Nr | SAR | 1469
ALYA-05.2 | 2 | 2.075 |  | Kingdom of Saudi Arabia | Jeddah | Hard & Soft Landscaping | Red Sea Village | B5 Urban Park | RSG | SALCO | Award | 2021 | Fixed Price Lump Sum | SITE WORK | Landscaping | Irrigation Works;Pipework Sprinkler Irrigation System;Valves Including Necessary Accessories, Fixed As Specified;Solenoid Valves, 1.5 Inch In Drip System | 6 | Nr | SAR | 1669
ALYA-05.2 | 2 | 2.075 |  | Kingdom of Saudi Arabia | Jeddah | Hard & Soft Landscaping | Red Sea Village | B5 Urban Park | RSG | SALCO | Award | 2021 | Fixed Price Lump Sum | SITE WORK | Landscaping | Irrigation Works;Pipework Sprinkler Irrigation System;Lockable Valve Boxes As Specified;For Solenoid Valves,1.0Inch In Drip System | 2 | Nr | SAR | 668
ALYA-05.2 | 2 | 2.075 |  | Kingdom of Saudi Arabia | Jeddah | Hard & Soft Landscaping | Red Sea Village | B5 Urban Park | RSG | SALCO | Award | 2021 | Fixed Price Lump Sum | SITE WORK | Landscaping | Irrigation Works;Pipework Sprinkler Irrigation System;Lockable Valve Boxes As Specified;For Solenoid Valves,1.5Inch In Drip System | 6 | Nr | SAR | 668
ALYA-05.2 | 2 | 2.075 |  | Kingdom of Saudi Arabia | Jeddah | Hard & Soft Landscaping | Red Sea Village | B5 Urban Park | RSG | SALCO | Award | 2021 | Fixed Price Lump Sum | SITE WORK | Landscaping | Irrigation Works;Pipework Sprinkler Irrigation System;Upvc Pipework To Bs 3505, Class-E, Including All Fittings, Excavation, Sand Bedding, Back Filling As Specified, Cart Away Surplus, Warning Tape Markers, Thrust Blocks, All As Specified.;1 Inch Diameter Pipe | 145 | m | SAR | 33
ALYA-05.2 | 2 | 2.075 |  | Kingdom of Saudi Arabia | Jeddah | Hard & Soft Landscaping | Red Sea Village | B5 Urban Park | RSG | SALCO | Award | 2021 | Fixed Price Lump Sum | SITE WORK | Landscaping | Irrigation Works;Pipework Sprinkler Irrigation System;Drip Risers;Drip Risers As Specified | 16 | Nr | SAR | 93
ALYA-05.2 | 2 | 2.075 |  | Kingdom of Saudi Arabia | Jeddah | Hard & Soft Landscaping | Red Sea Village | B5 Urban Park | RSG | SALCO | Award | 2021 | Fixed Price Lump Sum | SITE WORK | Landscaping | Irrigation Works;Pipework Sprinkler Irrigation System;Lockable Valve Boxes As Specified;For Solenoid Valves,4Inch In Drip System | 9 | m | SAR | 187
ALYA-05.2 | 2 | 2.0751 |  | Kingdom of Saudi Arabia | Jeddah | Hard & Soft Landscaping | Red Sea Village | B5 Urban Park | RSG | SALCO | Award | 2021 | Fixed Price Lump Sum | SITE WORK | Landscaping | Irrigation Works;Pipework Sprinkler Irrigation System;Valves Including Necessary Accessaries, Fixed As Specified.;Connection To Irrigation Mainline Take Off Point | 1 | Nr | SAR | 33375
ALYA-05.2 | 2 | 2.0751 |  | Kingdom of Saudi Arabia | Jeddah | Hard & Soft Landscaping | Red Sea Village | B5 Urban Park | RSG | SALCO | Award | 2021 | Fixed Price Lump Sum | SITE WORK | Landscaping | Irrigation Works;Pipework Sprinkler Irrigation System;Upvc Pipework To Bs 3505, Class-E, Including All Fittings, Excavation, Sand Bedding, Back Filling As Specified, Cart Away Surplus, Warning Tape Markers, Thrust Blocks, All As Specified.;1 Inch Diameter Pipe | 470 | m | SAR | 33
ALYA-05.2 | 2 | 2.0751 |  | Kingdom of Saudi Arabia | Jeddah | Hard & Soft Landscaping | Red Sea Village | B5 Urban Park | RSG | SALCO | Award | 2021 | Fixed Price Lump Sum | SITE WORK | Landscaping | Irrigation Works;Pipework Sprinkler Irrigation System;Upvc Pipework To Bs 3505, Class-D, Including All Fittings, Excavation, Sand Bedding, Back Filling As Specified, Cart Away Surplus, Warning Tape Markers, Thrust Blocks, All As Specified.;1.5 Inch Diameter Pipe | 126 | m | SAR | 47
ALYA-05.2 | 2 | 2.0751 |  | Kingdom of Saudi Arabia | Jeddah | Hard & Soft Landscaping | Red Sea Village | B5 Urban Park | RSG | SALCO | Award | 2021 | Fixed Price Lump Sum | SITE WORK | Landscaping | Irrigation Works;Pipework Sprinkler Irrigation System;Upvc Pipework To Bs 3505, Class-D, Including All Fittings, Excavation, Sand Bedding, Back Filling As Specified, Cart Away Surplus, Warning Tape Markers, Thrust Blocks, All As Specified.;2 Inch Diameter Pipe | 6 | m | SAR | 67
ALYA-05.2 | 2 | 2.0751 |  | Kingdom of Saudi Arabia | Jeddah | Hard & Soft Landscaping | Red Sea Village | B5 Urban Park | RSG | SALCO | Award | 2021 | Fixed Price Lump Sum | SITE WORK | Landscaping | Irrigation Works;Pipework Sprinkler Irrigation System;Drip Risers;Drip Risers As Specified | 91 | Nr | SAR | 93
ALYA-05.2 | 2 | 2.0751 |  | Kingdom of Saudi Arabia | Jeddah | Hard & Soft Landscaping | Red Sea Village | B5 Urban Park | RSG | SALCO | Award | 2021 | Fixed Price Lump Sum | SITE WORK | Landscaping | Irrigation Works;Pipework Sprinkler Irrigation System;Valves Including Necessary Accessories, Fixed As Specified;Solenoid Valves, 1.5 Inch In Drip System | 1 | Nr | SAR | 1669
ALYA-05.2 | 2 | 2.0751 |  | Kingdom of Saudi Arabia | Jeddah | Hard & Soft Landscaping | Red Sea Village | B5 Urban Park | RSG | SALCO | Award | 2021 | Fixed Price Lump Sum | SITE WORK | Landscaping | Irrigation Works;Pipework Sprinkler Irrigation System;Lockable Valve Boxes As Specified;For Solenoid Valves 1.5 Inch In Sprinkler System | 1 | Nr | SAR | 668
ALYA-05.2 | 2 | 2.0751 |  | Kingdom of Saudi Arabia | Jeddah | Hard & Soft Landscaping | Red Sea Village | B5 Urban Park | RSG | SALCO | Award | 2021 | Fixed Price Lump Sum | SITE WORK | Landscaping | Irrigation Works;Pipework Sprinkler Irrigation System;Upvc Pipework To Bs 3505, Class-E, Including All Fittings, Excavation, Sand Bedding, Back Filling As Specified, Cart Away Surplus, Warning Tape Markers, Thrust Blocks, All As Specified.;1 Inch Diameter Pipe | 9 | Nr | SAR | 668
ALYA-05.2 | 2 | 2.0751 |  | Kingdom of Saudi Arabia | Jeddah | Hard & Soft Landscaping | Red Sea Village | B5 Urban Park | RSG | SALCO | Award | 2021 | Fixed Price Lump Sum | SITE WORK | Landscaping | Irrigation Works;Pipework Sprinkler Irrigation System;Upvc Pipework To Bs 3505, Class-D, Including All Fittings, Excavation, Sand Bedding, Back Filling As Specified, Cart Away Surplus, Warning Tape Markers, Thrust Blocks, All As Specified.;4 Inch Diameter Pipe | 34 | m | SAR | 187
ALYA-05.2 | 2 | 2.0751 |  | Kingdom of Saudi Arabia | Jeddah | Hard & Soft Landscaping | Red Sea Village | B5 Urban Park | RSG | SALCO | Award | 2021 | Fixed Price Lump Sum | SITE WORK | Landscaping | Irrigation Works;Pipework Sprinkler Irrigation System;Valves Including Necessary Accessaries, Fixed As Specified.;Connection To Irrigation Mainline Take Off Point | 2 | Nr | SAR | 33375
ALYA-05.2 | 2 | 2.0752 |  | Kingdom of Saudi Arabia | Jeddah | Hard & Soft Landscaping | Red Sea Village | B5 Urban Park | RSG | SALCO | Award | 2021 | Fixed Price Lump Sum | SITE WORK | Landscaping | Irrigation Works;Pipework Sprinkler Irrigation System;Upvc Pipework To Bs 3505, Class-E, Including All Fittings, Excavation, Sand Bedding, Back Filling As Specified, Cart Away Surplus, Warning Tape Markers, Thrust Blocks, All As Specified.;1 Inch Diameter Pipe | 560 | m | SAR | 33
ALYA-05.2 | 2 | 2.0752 |  | Kingdom of Saudi Arabia | Jeddah | Hard & Soft Landscaping | Red Sea Village | B5 Urban Park | RSG | SALCO | Award | 2021 | Fixed Price Lump Sum | SITE WORK | Landscaping | Irrigation Works;Pipework Sprinkler Irrigation System;Upvc Pipework To Bs 3505, Class-D, Including All Fittings, Excavation, Sand Bedding, Back Filling As Specified, Cart Away Surplus, Warning Tape Markers, Thrust Blocks, All As Specified.;1.5 Inch Diameter Pipe | 126 | m | SAR | 47
ALYA-05.2 | 2 | 2.0752 |  | Kingdom of Saudi Arabia | Jeddah | Hard & Soft Landscaping | Red Sea Village | B5 Urban Park | RSG | SALCO | Award | 2021 | Fixed Price Lump Sum | SITE WORK | Landscaping | Irrigation Works;Pipework Sprinkler Irrigation System;Drip Risers;Drip Risers As Specified | 106 | Nr | SAR | 93
ALYA-05.2 | 2 | 2.0752 |  | Kingdom of Saudi Arabia | Jeddah | Hard & Soft Landscaping | Red Sea Village | B5 Urban Park | RSG | SALCO | Award | 2021 | Fixed Price Lump Sum | SITE WORK | Landscaping | Irrigation Works;Pipework Sprinkler Irrigation System;Valves Including Necessary Accessories, Fixed As Specified;Solenoid Valves, 1.0 Inch In Drip System | 1 | Nr | SAR | 1469
ALYA-05.2 | 2 | 2.0752 |  | Kingdom of Saudi Arabia | Jeddah | Hard & Soft Landscaping | Red Sea Village | B5 Urban Park | RSG | SALCO | Award | 2021 | Fixed Price Lump Sum | SITE WORK | Landscaping | Irrigation Works;Pipework Sprinkler Irrigation System;Lockable Valve Boxes As Specified;For Solenoid Valves 1.0 Inch In Sprinkler System | 1 | Nr | SAR | 668
ALYA-05.2 | 2 | 2.0752 |  | Kingdom of Saudi Arabia | Jeddah | Hard & Soft Landscaping | Red Sea Village | B5 Urban Park | RSG | SALCO | Award | 2021 | Fixed Price Lump Sum | SITE WORK | Landscaping | Irrigation Works;Main Pipe Network;Irrigation Controllers; Complete As Specified;Irrigation Decoder Controller - 50 Stations | 1 | Nr | SAR | 133500
ALYA-05.2 | 2 | 2.0752 |  | Kingdom of Saudi Arabia | Jeddah | Hard & Soft Landscaping | Red Sea Village | B5 Urban Park | RSG | SALCO | Award | 2021 | Fixed Price Lump Sum | SITE WORK | Landscaping | Irrigation Works;Main Pipe Network;Irrigation Controllers; Complete As Specified;Pull Boxes | 27 | Nr | SAR | 668
ALYA-05.2 | 2 | 2.0752 |  | Kingdom of Saudi Arabia | Jeddah | Hard & Soft Landscaping | Red Sea Village | B5 Urban Park | RSG | SALCO | Award | 2021 | Fixed Price Lump Sum | SITE WORK | Landscaping | Irrigation Works;Upvc Pipework To Bs 3505, Class-D, Including All Fittings, Excavation, Sand Bedding, Back Filling As Specified, Cart Away Surplus, Warning Tape Markers, Thrust Blocks, All As Specified.;4 Inch Diameter Pipe | 438 | m | SAR | 187
ALYA-05.2 | 2 | 2.0752 |  | Kingdom of Saudi Arabia | Jeddah | Hard & Soft Landscaping | Red Sea Village | B5 Urban Park | RSG | SALCO | Award | 2021 | Fixed Price Lump Sum | SITE WORK | Landscaping | Irrigation Works;Valves Including Necessary Accessories, Fixed As Specified.;Connection To Irrigation Mainline Take Off Point | 6 | Nr | SAR | 33375
ALYA-05.2 | 2 | 2.0752 |  | Kingdom of Saudi Arabia | Jeddah | Hard & Soft Landscaping | Red Sea Village | B5 Urban Park | RSG | SALCO | Award | 2021 | Fixed Price Lump Sum | ELECTRICAL ENGINEERING INSTALLATIONS | Final sub-circuits and auxiliary installations | Landscape Lighting And Power Installation;Supply And Install Light Fittings, Complete To The Approval Of The Engineer And/Or Contract Administrator, And As Shown On Drawings (Provisional Sum);Pole Top Light, Ref. Xsp1 | 15 | Nr | SAR | 10680
ALYA-05.2 | 2 | 2.0753 |  | Kingdom of Saudi Arabia | Jeddah | Hard & Soft Landscaping | Red Sea Village | B5 Urban Park | RSG | SALCO | Award | 2021 | Fixed Price Lump Sum | ELECTRICAL ENGINEERING INSTALLATIONS | Final sub-circuits and auxiliary installations | Landscape Lighting And Power Installation;Supply And Install Light Fittings, Complete To The Approval Of The Engineer And/Or Contract Administrator, And As Shown On Drawings (Provisional Sum);Pole Top Light, Ref. Xsp1 | 46 | Nr | SAR | 10680
ALYA-05.2 | 2 | 2.0753 |  | Kingdom of Saudi Arabia | Jeddah | Hard & Soft Landscaping | Red Sea Village | B5 Urban Park | RSG | SALCO | Award | 2021 | Fixed Price Lump Sum | ELECTRICAL ENGINEERING INSTALLATIONS | Final sub-circuits and auxiliary installations | Landscape Lighting And Power Installation;Supply And Install Light Fittings, Complete To The Approval Of The Engineer And/Or Contract Administrator, And As Shown On Drawings (Provisional Sum);Bollard Led Light, Ref. Xsb1 | 4 | Nr | SAR | 5674
ALYA-05.2 | 2 | 2.0753 |  | Kingdom of Saudi Arabia | Jeddah | Hard & Soft Landscaping | Red Sea Village | B5 Urban Park | RSG | SALCO | Award | 2021 | Fixed Price Lump Sum | ELECTRICAL ENGINEERING INSTALLATIONS | Final sub-circuits and auxiliary installations | Landscape Lighting And Power Installation;Supply And Install Light Fittings, Complete To The Approval Of The Engineer And/Or Contract Administrator, And As Shown On Drawings (Provisional Sum);Uplight For Palms, Ref. Xu1 | 128 | Nr | SAR | 3004
ALYA-05.2 | 2 | 2.0753 |  | Kingdom of Saudi Arabia | Jeddah | Hard & Soft Landscaping | Red Sea Village | B5 Urban Park | RSG | SALCO | Award | 2021 | Fixed Price Lump Sum | ELECTRICAL ENGINEERING INSTALLATIONS | Final sub-circuits and auxiliary installations | Landscape Lighting And Power Installation;Supply And Install Light Fittings, Complete To The Approval Of The Engineer And/Or Contract Administrator, And As Shown On Drawings (Provisional Sum);Buried Uplight - Diffuse, Ref. Xsu1 | 26 | Nr | SAR | 5006
ALYA-05.2 | 2 | 2.0753 |  | Kingdom of Saudi Arabia | Jeddah | Hard & Soft Landscaping | Red Sea Village | B5 Urban Park | RSG | SALCO | Award | 2021 | Fixed Price Lump Sum | ELECTRICAL ENGINEERING INSTALLATIONS | Final sub-circuits and auxiliary installations | Landscape Lighting And Power Installation;Supply And Install Light Fittings, Complete To The Approval Of The Engineer And/Or Contract Administrator, And As Shown On Drawings (Provisional Sum);Pole Top Light, Ref. Xsp1 | 8 | Nr | SAR | 10680
ALYA-05.2 | 2 | 2.0753 |  | Kingdom of Saudi Arabia | Jeddah | Hard & Soft Landscaping | Red Sea Village | B5 Urban Park | RSG | SALCO | Award | 2021 | Fixed Price Lump Sum | ELECTRICAL ENGINEERING INSTALLATIONS | Final sub-circuits and auxiliary installations | Landscape Lighting And Power Installation;Supply And Install Light Fittings, Complete To The Approval Of The Engineer And/Or Contract Administrator, And As Shown On Drawings (Provisional Sum);Uplight For Palms, Ref. Xu1 | 24 | Nr | SAR | 3004
ALYA-05.2 | 2 | 2.0753 |  | Kingdom of Saudi Arabia | Jeddah | Hard & Soft Landscaping | Red Sea Village | B6 Marina Village | RSG | SALCO | Award | 2021 | Fixed Price Lump Sum | SITE WORK | Excavation | Earthworks;Excavation And Preparation Of Base As Specified And As Shown On Drawings;For Palms | 194 | m³ | SAR | 27
ALYA-05.2 | 2 | 2.0753 |  | Kingdom of Saudi Arabia | Jeddah | Hard & Soft Landscaping | Red Sea Village | B6 Marina Village | RSG | SALCO | Award | 2021 | Fixed Price Lump Sum | SITE WORK | Excavation | Earthworks;Excavation And Preparation Of Base As Specified And As Shown On Drawings;For Trees | 834 | m³ | SAR | 27
ALYA-05.2 | 2 | 2.0753 |  | Kingdom of Saudi Arabia | Jeddah | Hard & Soft Landscaping | Red Sea Village | B6 Marina Village | RSG | SALCO | Award | 2021 | Fixed Price Lump Sum | SITE WORK | Excavation | Earthworks;Excavation And Preparation Of Base As Specified And As Shown On Drawings;For Ground Covers | 505 | m³ | SAR | 20
ALYA-05.2 | 2 | 2.0753 |  | Kingdom of Saudi Arabia | Jeddah | Hard & Soft Landscaping | Red Sea Village | B6 Marina Village | RSG | SALCO | Award | 2021 | Fixed Price Lump Sum | SITE WORK | Excavation | Earthworks;Excavation And Preparation Of Base As Specified And As Shown On Drawings;For Shrubs | 121 | m³ | SAR | 20
ALYA-05.2 | 2 | 2.0754 |  | Kingdom of Saudi Arabia | Jeddah | Hard & Soft Landscaping | Red Sea Village | B6 Marina Village | RSG | SALCO | Award | 2021 | Fixed Price Lump Sum | SITE WORK | Excavation | Earthworks;Excavation And Preparation Of Base As Specified And As Shown On Drawings;For Grass | 337 | m³ | SAR | 20
ALYA-05.2 | 2 | 2.0754 |  | Kingdom of Saudi Arabia | Jeddah | Hard & Soft Landscaping | Red Sea Village | B6 Marina Village | RSG | SALCO | Award | 2021 | Fixed Price Lump Sum | SITE WORK | Disposal | Earthworks;Disposal;Disposal Of Surplus Excavated Material From Site (Provisional Item) | 1991 | m³ | SAR | 20
ALYA-05.2 | 2 | 2.0754 |  | Kingdom of Saudi Arabia | Jeddah | Hard & Soft Landscaping | Red Sea Village | B6 Marina Village | RSG | SALCO | Award | 2021 | Fixed Price Lump Sum | SITE WORK | Landscaping | Earthworks;Planting Medium Consist Of Soil, Compost And Fertilizers;70Mm Thick Bark Mulsch To Be Removed From All Softscape Areas ;To Palms | 169 | m³ | SAR | 134
ALYA-05.2 | 2 | 2.0754 |  | Kingdom of Saudi Arabia | Jeddah | Hard & Soft Landscaping | Red Sea Village | B6 Marina Village | RSG | SALCO | Award | 2021 | Fixed Price Lump Sum | SITE WORK | Landscaping | Earthworks;Planting Medium Consist Of Soil, Compost And Fertilizers;70Mm Thick Bark Mulsch To Be Removed From All Softscape Areas ;To Trees | 692 | m³ | SAR | 134
ALYA-05.2 | 2 | 2.0754 |  | Kingdom of Saudi Arabia | Jeddah | Hard & Soft Landscaping | Red Sea Village | B6 Marina Village | RSG | SALCO | Award | 2021 | Fixed Price Lump Sum | SITE WORK | Landscaping | Earthworks;Planting Medium Consist Of Soil, Compost And Fertilizers;70Mm Thick Bark Mulsch To Be Removed From All Softscape Areas ;To Ground Covers | 505 | m³ | SAR | 134
ALYA-05.2 | 2 | 2.0754 |  | Kingdom of Saudi Arabia | Jeddah | Hard & Soft Landscaping | Red Sea Village | B6 Marina Village | RSG | SALCO | Award | 2021 | Fixed Price Lump Sum | SITE WORK | Landscaping | Earthworks;Planting Medium Consist Of Soil, Compost And Fertilizers;70Mm Thick Bark Mulsch To Be Removed From All Softscape Areas ;To Shrubs | 121 | m³ | SAR | 134
ALYA-05.2 | 2 | 2.0754 |  | Kingdom of Saudi Arabia | Jeddah | Hard & Soft Landscaping | Red Sea Village | B6 Marina Village | RSG | SALCO | Award | 2021 | Fixed Price Lump Sum | SITE WORK | Landscaping | Earthworks;Planting Medium Consist Of Soil, Compost And Fertilizers;70Mm Thick Bark Mulsch To Be Removed From All Softscape Areas ;To Grass | 337 | m³ | SAR | 134
ALYA-05.2 | 2 | 2.0754 |  | Kingdom of Saudi Arabia | Jeddah | Hard & Soft Landscaping | Red Sea Village | B6 Marina Village | RSG | SALCO | Award | 2021 | Fixed Price Lump Sum | SITE WORK | Landscaping | Earthworks;Gravel Wrapped In Geotextile As Capillary Break Layer, Complete As Specified ;Below Planting Medium Of Palms And Trees, 200Mm Thick | 579 | m² | SAR | 25
ALYA-05.2 | 2 | 2.0754 |  | Kingdom of Saudi Arabia | Jeddah | Hard & Soft Landscaping | Red Sea Village | B6 Marina Village | RSG | SALCO | Award | 2021 | Fixed Price Lump Sum | SITE WORK | Landscaping | Planting - Supply And Installation;Palms, Trees, Shrubs And The Like With Healthy Fully Developed Root Balls, Undamaged And Free From Pests And Diseases, Planted In Prepared Ground As Detailed, Including All Compost And Fertilizers, Tree Stakes, Tree Ties, Temporary Planting Screens;Palms;Washingtonia Robusta, Ref. Wash.R6* - 6M Brown Trunk Height | 22 | Nr | SAR | 5029
ALYA-05.2 | 2 | 2.0754 |  | Kingdom of Saudi Arabia | Jeddah | Hard & Soft Landscaping | Red Sea Village | B6 Marina Village | RSG | SALCO | Award | 2021 | Fixed Price Lump Sum | SITE WORK | Landscaping | Planting - Supply And Installation;Palms, Trees, Shrubs And The Like With Healthy Fully Developed Root Balls, Undamaged And Free From Pests And Diseases, Planted In Prepared Ground As Detailed, Including All Compost And Fertilizers, Tree Stakes, Tree Ties, Temporary Planting Screens;Palms;Washingtonia Robusta, Ref. Wash.R5* - 5M Brown Trunk Height | 22 | Nr | SAR | 4583
ALYA-05.2 | 2 | 2.0755 |  | Kingdom of Saudi Arabia | Jeddah | Hard & Soft Landscaping | Red Sea Village | B6 Marina Village | RSG | SALCO | Award | 2021 | Fixed Price Lump Sum | SITE WORK | Landscaping | Planting - Supply And Installation;Palms, Trees, Shrubs And The Like With Healthy Fully Developed Root Balls, Undamaged And Free From Pests And Diseases, Planted In Prepared Ground As Detailed, Including All Compost And Fertilizers, Tree Stakes, Tree Ties, Temporary Planting Screens;Palms;Washingtonia Robusta, Ref. Wash.R4* - 4M Brown Trunk Height | 22 | Nr | SAR | 3782
ALYA-05.2 | 2 | 2.0755 |  | Kingdom of Saudi Arabia | Jeddah | Hard & Soft Landscaping | Red Sea Village | B6 Marina Village | RSG | SALCO | Award | 2021 | Fixed Price Lump Sum | SITE WORK | Landscaping | Planting - Supply And Installation;Palms, Trees, Shrubs And The Like With Healthy Fully Developed Root Balls, Undamaged And Free From Pests And Diseases, Planted In Prepared Ground As Detailed, Including All Compost And Fertilizers, Tree Stakes, Tree Ties, Temporary Planting Screens;Palms;Washingtonia Robusta, Ref. Wash.R3* - 3M Brown Trunk Height | 22 | Nr | SAR | 3360
ALYA-05.2 | 2 | 2.0755 |  | Kingdom of Saudi Arabia | Jeddah | Hard & Soft Landscaping | Red Sea Village | B6 Marina Village | RSG | SALCO | Award | 2021 | Fixed Price Lump Sum | SITE WORK | Landscaping | Planting - Supply And Installation;Palms, Trees, Shrubs And The Like With Healthy Fully Developed Root Balls, Undamaged And Free From Pests And Diseases, Planted In Prepared Ground As Detailed, Including All Compost And Fertilizers, Tree Stakes, Tree Ties, Temporary Planting Screens;Trees;Hibiscus Tiliaceus, Ref. Hibi.T - 1.8M Clear Stem Height, 60 To 70Mm Caliper | 8 | Nr | SAR | 1464
ALYA-05.2 | 2 | 2.0755 |  | Kingdom of Saudi Arabia | Jeddah | Hard & Soft Landscaping | Red Sea Village | B6 Marina Village | RSG | SALCO | Award | 2021 | Fixed Price Lump Sum | SITE WORK | Landscaping | Planting - Supply And Installation;Palms, Trees, Shrubs And The Like With Healthy Fully Developed Root Balls, Undamaged And Free From Pests And Diseases, Planted In Prepared Ground As Detailed, Including All Compost And Fertilizers, Tree Stakes, Tree Ties, Temporary Planting Screens;Trees;Tabebuia Argentea, Ref. Tabe.A - 1.8M Clear Stem Height, 60 To 70Mm Caliper | 90 | Nr | SAR | 1495
ALYA-05.2 | 2 | 2.0755 |  | Kingdom of Saudi Arabia | Jeddah | Hard & Soft Landscaping | Red Sea Village | B6 Marina Village | RSG | SALCO | Award | 2021 | Fixed Price Lump Sum | SITE WORK | Landscaping | Planting - Supply And Installation;Palms, Trees, Shrubs And The Like With Healthy Fully Developed Root Balls, Undamaged And Free From Pests And Diseases, Planted In Prepared Ground As Detailed, Including All Compost And Fertilizers, Tree Stakes, Tree Ties, Temporary Planting Screens;Trees;Terminalia Catappa, Ref. Term.C - 1.8M Clear Stem Height, 60 To 70Mm Caliper | 120 | Nr | SAR | 1298
ALYA-05.2 | 2 | 2.0755 |  | Kingdom of Saudi Arabia | Jeddah | Hard & Soft Landscaping | Red Sea Village | B6 Marina Village | RSG | SALCO | Award | 2021 | Fixed Price Lump Sum | SITE WORK | Landscaping | Planting - Supply And Installation;Palms, Trees, Shrubs And The Like With Healthy Fully Developed Root Balls, Undamaged And Free From Pests And Diseases, Planted In Prepared Ground As Detailed, Including All Compost And Fertilizers, Tree Stakes, Tree Ties, Temporary Planting Screens;Shrubs;Atriplex Halimus, Ref. Arti.H - 0.50 To 0.60M Height, Min. 3 Breaks | 1034 | Nr | SAR | 21
ALYA-05.2 | 2 | 2.0755 |  | Kingdom of Saudi Arabia | Jeddah | Hard & Soft Landscaping | Red Sea Village | B6 Marina Village | RSG | SALCO | Award | 2021 | Fixed Price Lump Sum | SITE WORK | Landscaping | Planting - Supply And Installation;Palms, Trees, Shrubs And The Like With Healthy Fully Developed Root Balls, Undamaged And Free From Pests And Diseases, Planted In Prepared Ground As Detailed, Including All Compost And Fertilizers, Tree Stakes, Tree Ties, Temporary Planting Screens;Shrubs;Bougainvillea Pink Pixie, Ref. Boug.Pp - 0.40-0.50M Spread | 218 | Nr | SAR | 23
ALYA-05.2 | 2 | 2.0755 |  | Kingdom of Saudi Arabia | Jeddah | Hard & Soft Landscaping | Red Sea Village | B6 Marina Village | RSG | SALCO | Award | 2021 | Fixed Price Lump Sum | SITE WORK | Landscaping | Planting - Supply And Installation;Palms, Trees, Shrubs And The Like With Healthy Fully Developed Root Balls, Undamaged And Free From Pests And Diseases, Planted In Prepared Ground As Detailed, Including All Compost And Fertilizers, Tree Stakes, Tree Ties, Temporary Planting Screens;Shrubs;Clerodendrum Inerme, Ref. Cler.I - 0.50 To 0.60M Height, Min. 3 Breaks | 197 | Nr | SAR | 21
ALYA-05.2 | 2 | 2.0755 |  | Kingdom of Saudi Arabia | Jeddah | Hard & Soft Landscaping | Red Sea Village | B6 Marina Village | RSG | SALCO | Award | 2021 | Fixed Price Lump Sum | SITE WORK | Landscaping | Planting - Supply And Installation;Palms, Trees, Shrubs And The Like With Healthy Fully Developed Root Balls, Undamaged And Free From Pests And Diseases, Planted In Prepared Ground As Detailed, Including All Compost And Fertilizers, Tree Stakes, Tree Ties, Temporary Planting Screens;Ground Covers;Carissa Green Carpet, Ref. Cari.Gc - 0.30M Spread | 119 | Nr | SAR | 9
ALYA-05.2 | 2 | 2.0755 |  | Kingdom of Saudi Arabia | Jeddah | Hard & Soft Landscaping | Red Sea Village | B6 Marina Village | RSG | SALCO | Award | 2021 | Fixed Price Lump Sum | SITE WORK | Landscaping | Planting - Supply And Installation;Palms, Trees, Shrubs And The Like With Healthy Fully Developed Root Balls, Undamaged And Free From Pests And Diseases, Planted In Prepared Ground As Detailed, Including All Compost And Fertilizers, Tree Stakes, Tree Ties, Temporary Planting Screens;Ground Covers;Portulaca Grandiflora, Ref. Port.G - 0.30M Spread | 15471 | Nr | SAR | 7
ALYA-05.2 | 2 | 2.0756 |  | Kingdom of Saudi Arabia | Jeddah | Hard & Soft Landscaping | Red Sea Village | B6 Marina Village | RSG | SALCO | Award | 2021 | Fixed Price Lump Sum | SITE WORK | Landscaping | Planting - Supply And Installation;Palms, Trees, Shrubs And The Like With Healthy Fully Developed Root Balls, Undamaged And Free From Pests And Diseases, Planted In Prepared Ground As Detailed, Including All Compost And Fertilizers, Tree Stakes, Tree Ties, Temporary Planting Screens;Ground Covers;Sesuvium Red Carpet, Ref. Sesu.Rc - 0.15M Height Cuttings | 1050 | Nr | SAR | 7
ALYA-05.2 | 2 | 2.0756 |  | Kingdom of Saudi Arabia | Jeddah | Hard & Soft Landscaping | Red Sea Village | B6 Marina Village | RSG | SALCO | Award | 2021 | Fixed Price Lump Sum | SITE WORK | Landscaping | Planting - Supply And Installation;Palms, Trees, Shrubs And The Like With Healthy Fully Developed Root Balls, Undamaged And Free From Pests And Diseases, Planted In Prepared Ground As Detailed, Including All Compost And Fertilizers, Tree Stakes, Tree Ties, Temporary Planting Screens;Ground Covers;Vitex Rotundifolia, Ref. Vite.R - 0.30M Spread | 2681 | Nr | SAR | 9
ALYA-05.2 | 2 | 2.0756 |  | Kingdom of Saudi Arabia | Jeddah | Hard & Soft Landscaping | Red Sea Village | B6 Marina Village | RSG | SALCO | Award | 2021 | Fixed Price Lump Sum | SITE WORK | Landscaping | Planting - Supply And Installation;Palms, Trees, Shrubs And The Like With Healthy Fully Developed Root Balls, Undamaged And Free From Pests And Diseases, Planted In Prepared Ground As Detailed, Including All Compost And Fertilizers, Tree Stakes, Tree Ties, Temporary Planting Screens;Grass;Pennisetum Setaceumum, Ref. Penn.S - 0.50 To 0.60M Height | 3369 | Nr | SAR | 11
ALYA-05.2 | 2 | 2.0756 |  | Kingdom of Saudi Arabia | Jeddah | Hard & Soft Landscaping | Red Sea Village | B6 Marina Village | RSG | SALCO | Award | 2021 | Fixed Price Lump Sum | SITE WORK | Excavation | Earthworks;Excavation And Preparation Of Base As Specified And As Shown On Drawings;For Palms | 1910 | m³ | SAR | 27
ALYA-05.2 | 2 | 2.0756 |  | Kingdom of Saudi Arabia | Jeddah | Hard & Soft Landscaping | Red Sea Village | B6 Marina Village | RSG | SALCO | Award | 2021 | Fixed Price Lump Sum | SITE WORK | Excavation | Earthworks;Excavation And Preparation Of Base As Specified And As Shown On Drawings;For Trees | 1140 | m³ | SAR | 27
ALYA-05.2 | 2 | 2.0756 |  | Kingdom of Saudi Arabia | Jeddah | Hard & Soft Landscaping | Red Sea Village | B6 Marina Village | RSG | SALCO | Award | 2021 | Fixed Price Lump Sum | SITE WORK | Excavation | Earthworks;Excavation And Preparation Of Base As Specified And As Shown On Drawings;For Ground Covers | 1283 | m³ | SAR | 20
ALYA-05.2 | 2 | 2.0756 |  | Kingdom of Saudi Arabia | Jeddah | Hard & Soft Landscaping | Red Sea Village | B6 Marina Village | RSG | SALCO | Award | 2021 | Fixed Price Lump Sum | SITE WORK | Excavation | Earthworks;Excavation And Preparation Of Base As Specified And As Shown On Drawings;For Shrubs | 1024 | m³ | SAR | 20
ALYA-05.2 | 2 | 2.0756 |  | Kingdom of Saudi Arabia | Jeddah | Hard & Soft Landscaping | Red Sea Village | B6 Marina Village | RSG | SALCO | Award | 2021 | Fixed Price Lump Sum | SITE WORK | Excavation | Earthworks;Excavation And Preparation Of Base As Specified And As Shown On Drawings;For Grass | 115 | m³ | SAR | 20
ALYA-05.2 | 2 | 2.0756 |  | Kingdom of Saudi Arabia | Jeddah | Hard & Soft Landscaping | Red Sea Village | B6 Marina Village | RSG | SALCO | Award | 2021 | Fixed Price Lump Sum | SITE WORK | Excavation | Earthworks;Excavation And Preparation Of Base As Specified And As Shown On Drawings;In Lawn Area | 68 | m³ | SAR | 20
ALYA-05.2 | 2 | 2.0756 |  | Kingdom of Saudi Arabia | Jeddah | Hard & Soft Landscaping | Red Sea Village | B6 Marina Village | RSG | SALCO | Award | 2021 | Fixed Price Lump Sum | SITE WORK | Disposal | Earthworks;Disposal;Disposal Of Surplus Excavated Material From Site (Provisional Item) | 5540 | m³ | SAR | 20
ALYA-05.2 | 2 | 2.0757 |  | Kingdom of Saudi Arabia | Jeddah | Hard & Soft Landscaping | Red Sea Village | B6 Marina Village | RSG | SALCO | Award | 2021 | Fixed Price Lump Sum | SITE WORK | Landscaping | Earthworks;Planting Medium Consist Of Soil, Compost And Fertilizers;70Mm Thick Bark Mulsch To Be Removed From All Softscape Areas ;To Palms | 1671 | m³ | SAR | 134
ALYA-05.2 | 2 | 2.0757 |  | Kingdom of Saudi Arabia | Jeddah | Hard & Soft Landscaping | Red Sea Village | B6 Marina Village | RSG | SALCO | Award | 2021 | Fixed Price Lump Sum | SITE WORK | Landscaping | Earthworks;Planting Medium Consist Of Soil, Compost And Fertilizers;70Mm Thick Bark Mulsch To Be Removed From All Softscape Areas ;To Trees | 946 | m³ | SAR | 134
ALYA-05.2 | 2 | 2.0757 |  | Kingdom of Saudi Arabia | Jeddah | Hard & Soft Landscaping | Red Sea Village | B6 Marina Village | RSG | SALCO | Award | 2021 | Fixed Price Lump Sum | SITE WORK | Landscaping | Earthworks;Planting Medium Consist Of Soil, Compost And Fertilizers;70Mm Thick Bark Mulsch To Be Removed From All Softscape Areas ;To Ground Covers | 1283 | m³ | SAR | 134
ALYA-05.2 | 2 | 2.0757 |  | Kingdom of Saudi Arabia | Jeddah | Hard & Soft Landscaping | Red Sea Village | B6 Marina Village | RSG | SALCO | Award | 2021 | Fixed Price Lump Sum | SITE WORK | Landscaping | Earthworks;Planting Medium Consist Of Soil, Compost And Fertilizers;70Mm Thick Bark Mulsch To Be Removed From All Softscape Areas ;To Shrubs | 1024 | m³ | SAR | 134
ALYA-05.2 | 2 | 2.0757 |  | Kingdom of Saudi Arabia | Jeddah | Hard & Soft Landscaping | Red Sea Village | B6 Marina Village | RSG | SALCO | Award | 2021 | Fixed Price Lump Sum | SITE WORK | Landscaping | Earthworks;Planting Medium Consist Of Soil, Compost And Fertilizers;70Mm Thick Bark Mulsch To Be Removed From All Softscape Areas ;To Grass | 115 | m³ | SAR | 134
ALYA-05.2 | 2 | 2.0757 |  | Kingdom of Saudi Arabia | Jeddah | Hard & Soft Landscaping | Red Sea Village | B6 Marina Village | RSG | SALCO | Award | 2021 | Fixed Price Lump Sum | SITE WORK | Landscaping | Earthworks;Planting Medium Consist Of Soil, Compost And Fertilizers;70Mm Thick Bark Mulsch To Be Removed From All Softscape Areas ;In Lawn Area | 68 | m³ | SAR | 134
ALYA-05.2 | 2 | 2.0757 |  | Kingdom of Saudi Arabia | Jeddah | Hard & Soft Landscaping | Red Sea Village | B6 Marina Village | RSG | SALCO | Award | 2021 | Fixed Price Lump Sum | SITE WORK | Landscaping | Earthworks;Gravel Wrapped In Geotextile As Capillary Break Layer, Complete As Specified ;Below Planting Medium Of Palms And Trees, 200Mm Thick | 1539 | m² | SAR | 25
ALYA-05.2 | 2 | 2.0757 |  | Kingdom of Saudi Arabia | Jeddah | Hard & Soft Landscaping | Red Sea Village | B6 Marina Village | RSG | SALCO | Award | 2021 | Fixed Price Lump Sum | SITE WORK | Landscaping | Planting - Supply And Installation;Palms, Trees, Shrubs And The Like With Healthy Fully Developed Root Balls, Undamaged And Free From Pests And Diseases, Planted In Prepared Ground As Detailed, Including All Compost And Fertilizers, Tree Stakes, Tree Ties, Temporary Planting Screens;Palms;Washingtonia Robusta, Ref. Wash.R6* - 6M Brown Trunk Height | 211 | Nr | SAR | 5029
ALYA-05.2 | 2 | 2.0757 |  | Kingdom of Saudi Arabia | Jeddah | Hard & Soft Landscaping | Red Sea Village | B6 Marina Village | RSG | SALCO | Award | 2021 | Fixed Price Lump Sum | SITE WORK | Landscaping | Planting - Supply And Installation;Palms, Trees, Shrubs And The Like With Healthy Fully Developed Root Balls, Undamaged And Free From Pests And Diseases, Planted In Prepared Ground As Detailed, Including All Compost And Fertilizers, Tree Stakes, Tree Ties, Temporary Planting Screens;Palms;Washingtonia Robusta, Ref. Wash.R5* - 5M Brown Trunk Height | 211 | Nr | SAR | 4583
ALYA-05.2 | 2 | 2.0757 |  | Kingdom of Saudi Arabia | Jeddah | Hard & Soft Landscaping | Red Sea Village | B6 Marina Village | RSG | SALCO | Award | 2021 | Fixed Price Lump Sum | SITE WORK | Landscaping | Planting - Supply And Installation;Palms, Trees, Shrubs And The Like With Healthy Fully Developed Root Balls, Undamaged And Free From Pests And Diseases, Planted In Prepared Ground As Detailed, Including All Compost And Fertilizers, Tree Stakes, Tree Ties, Temporary Planting Screens;Palms;Washingtonia Robusta, Ref. Wash.R4* - 4M Brown Trunk Height | 211 | Nr | SAR | 3782
ALYA-05.2 | 2 | 2.0758 |  | Kingdom of Saudi Arabia | Jeddah | Hard & Soft Landscaping | Red Sea Village | B6 Marina Village | RSG | SALCO | Award | 2021 | Fixed Price Lump Sum | SITE WORK | Landscaping | Planting - Supply And Installation;Palms, Trees, Shrubs And The Like With Healthy Fully Developed Root Balls, Undamaged And Free From Pests And Diseases, Planted In Prepared Ground As Detailed, Including All Compost And Fertilizers, Tree Stakes, Tree Ties, Temporary Planting Screens;Palms;Washingtonia Robusta, Ref. Wash.R3* - 3M Brown Trunk Height | 211 | Nr | SAR | 3360
ALYA-05.2 | 2 | 2.0758 |  | Kingdom of Saudi Arabia | Jeddah | Hard & Soft Landscaping | Red Sea Village | B6 Marina Village | RSG | SALCO | Award | 2021 | Fixed Price Lump Sum | SITE WORK | Landscaping | Planting - Supply And Installation;Palms, Trees, Shrubs And The Like With Healthy Fully Developed Root Balls, Undamaged And Free From Pests And Diseases, Planted In Prepared Ground As Detailed, Including All Compost And Fertilizers, Tree Stakes, Tree Ties, Temporary Planting Screens;Palms;Cocos Nucifera, Ref. Coco.N2* - 2M Brown Trunk Height | 6 | Nr | SAR | 10924
ALYA-05.2 | 2 | 2.0758 |  | Kingdom of Saudi Arabia | Jeddah | Hard & Soft Landscaping | Red Sea Village | B6 Marina Village | RSG | SALCO | Award | 2021 | Fixed Price Lump Sum | SITE WORK | Landscaping | Planting - Supply And Installation;Palms, Trees, Shrubs And The Like With Healthy Fully Developed Root Balls, Undamaged And Free From Pests And Diseases, Planted In Prepared Ground As Detailed, Including All Compost And Fertilizers, Tree Stakes, Tree Ties, Temporary Planting Screens;Trees;Azadirachta Indica, Ref. Azad.I - 1.8M Clear Stem Height - 60 To 70Mm Caliper | 24 | Nr | SAR | 3200
ALYA-05.2 | 2 | 2.0758 |  | Kingdom of Saudi Arabia | Jeddah | Hard & Soft Landscaping | Red Sea Village | B6 Marina Village | RSG | SALCO | Award | 2021 | Fixed Price Lump Sum | SITE WORK | Landscaping | Planting - Supply And Installation;Palms, Trees, Shrubs And The Like With Healthy Fully Developed Root Balls, Undamaged And Free From Pests And Diseases, Planted In Prepared Ground As Detailed, Including All Compost And Fertilizers, Tree Stakes, Tree Ties, Temporary Planting Screens;Trees;Cassia Fistula, Ref. Cass.F - 1.8M Clear Stem Height, 60 To 70Mm Caliper | 15 | Nr | SAR | 1619
ALYA-05.2 | 2 | 2.0758 |  | Kingdom of Saudi Arabia | Jeddah | Hard & Soft Landscaping | Red Sea Village | B6 Marina Village | RSG | SALCO | Award | 2021 | Fixed Price Lump Sum | SITE WORK | Landscaping | Planting - Supply And Installation;Palms, Trees, Shrubs And The Like With Healthy Fully Developed Root Balls, Undamaged And Free From Pests And Diseases, Planted In Prepared Ground As Detailed, Including All Compost And Fertilizers, Tree Stakes, Tree Ties, Temporary Planting Screens;Trees;Delonix Regia, Ref. Delo.R - 1.8M Clear Stem Height, 60 To 70Mm Caliper | 18 | Nr | SAR | 1375
ALYA-05.2 | 2 | 2.0758 |  | Kingdom of Saudi Arabia | Jeddah | Hard & Soft Landscaping | Red Sea Village | B6 Marina Village | RSG | SALCO | Award | 2021 | Fixed Price Lump Sum | SITE WORK | Landscaping | Planting - Supply And Installation;Palms, Trees, Shrubs And The Like With Healthy Fully Developed Root Balls, Undamaged And Free From Pests And Diseases, Planted In Prepared Ground As Detailed, Including All Compost And Fertilizers, Tree Stakes, Tree Ties, Temporary Planting Screens;Trees;Hibiscus Tiliaceus, Ref. Hibi.T - 1.8M Clear Stem Height, 60 To 70Mm Caliper | 14 | Nr | SAR | 1464
ALYA-05.2 | 2 | 2.0758 |  | Kingdom of Saudi Arabia | Jeddah | Hard & Soft Landscaping | Red Sea Village | B6 Marina Village | RSG | SALCO | Award | 2021 | Fixed Price Lump Sum | SITE WORK | Landscaping | Planting - Supply And Installation;Palms, Trees, Shrubs And The Like With Healthy Fully Developed Root Balls, Undamaged And Free From Pests And Diseases, Planted In Prepared Ground As Detailed, Including All Compost And Fertilizers, Tree Stakes, Tree Ties, Temporary Planting Screens;Trees;Parkinsonia Aculeata, Ref. Park.A - 1.5M Clear Stem Height, 25 To 35Mm Caliper | 32 | Nr | SAR | 984
ALYA-05.2 | 2 | 2.0758 |  | Kingdom of Saudi Arabia | Jeddah | Hard & Soft Landscaping | Red Sea Village | B6 Marina Village | RSG | SALCO | Award | 2021 | Fixed Price Lump Sum | SITE WORK | Landscaping | Planting - Supply And Installation;Palms, Trees, Shrubs And The Like With Healthy Fully Developed Root Balls, Undamaged And Free From Pests And Diseases, Planted In Prepared Ground As Detailed, Including All Compost And Fertilizers, Tree Stakes, Tree Ties, Temporary Planting Screens;Trees;Peltophorum Inerme, Ref. Pelt.I - 1.8M Clear Stem Height, 60 To 70Mm Caliper | 150 | Nr | SAR | 1464
ALYA-05.2 | 2 | 2.0758 |  | Kingdom of Saudi Arabia | Jeddah | Hard & Soft Landscaping | Red Sea Village | B6 Marina Village | RSG | SALCO | Award | 2021 | Fixed Price Lump Sum | SITE WORK | Landscaping | Planting - Supply And Installation;Palms, Trees, Shrubs And The Like With Healthy Fully Developed Root Balls, Undamaged And Free From Pests And Diseases, Planted In Prepared Ground As Detailed, Including All Compost And Fertilizers, Tree Stakes, Tree Ties, Temporary Planting Screens;Trees;Tabebuia Argentea, Ref. Tabe.A - 1.8M Clear Stem Height, 60 To 70Mm Caliper | 28 | Nr | SAR | 1495
ALYA-05.2 | 2 | 2.0758 |  | Kingdom of Saudi Arabia | Jeddah | Hard & Soft Landscaping | Red Sea Village | B6 Marina Village | RSG | SALCO | Award | 2021 | Fixed Price Lump Sum | SITE WORK | Landscaping | Planting - Supply And Installation;Palms, Trees, Shrubs And The Like With Healthy Fully Developed Root Balls, Undamaged And Free From Pests And Diseases, Planted In Prepared Ground As Detailed, Including All Compost And Fertilizers, Tree Stakes, Tree Ties, Temporary Planting Screens;Trees;Tabebuia Rosea, Ref. Tabe.R - 1.8M Clear Stem Height, 60 To 70Mm Caliper | 16 | Nr | SAR | 1464
ALYA-05.2 | 2 | 2.0759 |  | Kingdom of Saudi Arabia | Jeddah | Hard & Soft Landscaping | Red Sea Village | B6 Marina Village | RSG | SALCO | Award | 2021 | Fixed Price Lump Sum | SITE WORK | Landscaping | Planting - Supply And Installation;Palms, Trees, Shrubs And The Like With Healthy Fully Developed Root Balls, Undamaged And Free From Pests And Diseases, Planted In Prepared Ground As Detailed, Including All Compost And Fertilizers, Tree Stakes, Tree Ties, Temporary Planting Screens;Trees;Terminalia Mantaly Ref. Term.M - 1.0M Clear Stem Height, 4.0 Overall Height, 90-100Mm Caliper | 1 | Nr | SAR | 1298
ALYA-05.2 | 2 | 2.0759 |  | Kingdom of Saudi Arabia | Jeddah | Hard & Soft Landscaping | Red Sea Village | B6 Marina Village | RSG | SALCO | Award | 2021 | Fixed Price Lump Sum | SITE WORK | Landscaping | Planting - Supply And Installation;Palms, Trees, Shrubs And The Like With Healthy Fully Developed Root Balls, Undamaged And Free From Pests And Diseases, Planted In Prepared Ground As Detailed, Including All Compost And Fertilizers, Tree Stakes, Tree Ties, Temporary Planting Screens;Shrubs;Bougainvillea Pink Pixie, Ref. Boug.Pp - 0.40 - 0.50M Spread | 1975 | Nr | SAR | 23
ALYA-05.2 | 2 | 2.0759 |  | Kingdom of Saudi Arabia | Jeddah | Hard & Soft Landscaping | Red Sea Village | B6 Marina Village | RSG | SALCO | Award | 2021 | Fixed Price Lump Sum | SITE WORK | Landscaping | Planting - Supply And Installation;Palms, Trees, Shrubs And The Like With Healthy Fully Developed Root Balls, Undamaged And Free From Pests And Diseases, Planted In Prepared Ground As Detailed, Including All Compost And Fertilizers, Tree Stakes, Tree Ties, Temporary Planting Screens;Shrubs;Bougainvillea Pink Pixie, Ref. Boug.Pp - 0.40 To 0.50M Spread | 2408 | Nr | SAR | 23
ALYA-05.2 | 2 | 2.0759 |  | Kingdom of Saudi Arabia | Jeddah | Hard & Soft Landscaping | Red Sea Village | B6 Marina Village | RSG | SALCO | Award | 2021 | Fixed Price Lump Sum | SITE WORK | Landscaping | Planting - Supply And Installation;Palms, Trees, Shrubs And The Like With Healthy Fully Developed Root Balls, Undamaged And Free From Pests And Diseases, Planted In Prepared Ground As Detailed, Including All Compost And Fertilizers, Tree Stakes, Tree Ties, Temporary Planting Screens;Shrubs;Canna Indica, Ref. Cann.I - 0.60 To 0.70M Height | 45 | Nr | SAR | 20
ALYA-05.2 | 2 | 2.0759 |  | Kingdom of Saudi Arabia | Jeddah | Hard & Soft Landscaping | Red Sea Village | B6 Marina Village | RSG | SALCO | Award | 2021 | Fixed Price Lump Sum | SITE WORK | Landscaping | Planting - Supply And Installation;Palms, Trees, Shrubs And The Like With Healthy Fully Developed Root Balls, Undamaged And Free From Pests And Diseases, Planted In Prepared Ground As Detailed, Including All Compost And Fertilizers, Tree Stakes, Tree Ties, Temporary Planting Screens;Shrubs;Cleodendrum Inerme, Ref. Cler.I - 0.50 To 0.60M Height, Min. 3 Breaks | 4419 | Nr | SAR | 21
ALYA-05.2 | 2 | 2.0759 |  | Kingdom of Saudi Arabia | Jeddah | Hard & Soft Landscaping | Red Sea Village | B6 Marina Village | RSG | SALCO | Award | 2021 | Fixed Price Lump Sum | SITE WORK | Landscaping | Planting - Supply And Installation;Palms, Trees, Shrubs And The Like With Healthy Fully Developed Root Balls, Undamaged And Free From Pests And Diseases, Planted In Prepared Ground As Detailed, Including All Compost And Fertilizers, Tree Stakes, Tree Ties, Temporary Planting Screens;Shrubs;Cleodendrum Inerme Hedge, Ref. Cler.Ih1 - 0.30M Height, Min. 3 Breaks | 144 | Nr | SAR | 20
ALYA-05.2 | 2 | 2.0759 |  | Kingdom of Saudi Arabia | Jeddah | Hard & Soft Landscaping | Red Sea Village | B6 Marina Village | RSG | SALCO | Award | 2021 | Fixed Price Lump Sum | SITE WORK | Landscaping | Planting - Supply And Installation;Palms, Trees, Shrubs And The Like With Healthy Fully Developed Root Balls, Undamaged And Free From Pests And Diseases, Planted In Prepared Ground As Detailed, Including All Compost And Fertilizers, Tree Stakes, Tree Ties, Temporary Planting Screens;Shrubs;Cleodendrum Inerme Hedge, Ref. Cler.Ih2 - 0.50M Height, Min. 3 Breaks | 102 | Nr | SAR | 21
ALYA-05.2 | 2 | 2.0759 |  | Kingdom of Saudi Arabia | Jeddah | Hard & Soft Landscaping | Red Sea Village | B6 Marina Village | RSG | SALCO | Award | 2021 | Fixed Price Lump Sum | SITE WORK | Landscaping | Planting - Supply And Installation;Palms, Trees, Shrubs And The Like With Healthy Fully Developed Root Balls, Undamaged And Free From Pests And Diseases, Planted In Prepared Ground As Detailed, Including All Compost And Fertilizers, Tree Stakes, Tree Ties, Temporary Planting Screens;Shrubs;Cleodendrum Inerme Hedge, Ref. Cler.Ih3 - 0.60M Height, Min. 3 Breaks | 76 | Nr | SAR | 21
ALYA-05.2 | 2 | 2.0759 |  | Kingdom of Saudi Arabia | Jeddah | Hard & Soft Landscaping | Red Sea Village | B6 Marina Village | RSG | SALCO | Award | 2021 | Fixed Price Lump Sum | SITE WORK | Landscaping | Planting - Supply And Installation;Palms, Trees, Shrubs And The Like With Healthy Fully Developed Root Balls, Undamaged And Free From Pests And Diseases, Planted In Prepared Ground As Detailed, Including All Compost And Fertilizers, Tree Stakes, Tree Ties, Temporary Planting Screens;Shrubs;Leucophyllum Frutescens Hedge, Ref. Leuc.Fh1 - 0.90M Height, Min. 3 Breaks | 199 | Nr | SAR | 23
ALYA-05.2 | 2 | 2.0759 |  | Kingdom of Saudi Arabia | Jeddah | Hard & Soft Landscaping | Red Sea Village | B6 Marina Village | RSG | SALCO | Award | 2021 | Fixed Price Lump Sum | SITE WORK | Landscaping | Planting - Supply And Installation;Palms, Trees, Shrubs And The Like With Healthy Fully Developed Root Balls, Undamaged And Free From Pests And Diseases, Planted In Prepared Ground As Detailed, Including All Compost And Fertilizers, Tree Stakes, Tree Ties, Temporary Planting Screens;Shrubs;Leucophyllum Frutescens Hedge, Ref. Leuc.Fh2 - 1M Height, Min. 3 Breaks | 219 | Nr | SAR | 40
ALYA-05.2 | 2 | 2.076 |  | Kingdom of Saudi Arabia | Jeddah | Hard & Soft Landscaping | Red Sea Village | B6 Marina Village | RSG | SALCO | Award | 2021 | Fixed Price Lump Sum | SITE WORK | Landscaping | Planting - Supply And Installation;Palms, Trees, Shrubs And The Like With Healthy Fully Developed Root Balls, Undamaged And Free From Pests And Diseases, Planted In Prepared Ground As Detailed, Including All Compost And Fertilizers, Tree Stakes, Tree Ties, Temporary Planting Screens;Shrubs;Leucophyllum Frutescens Hedge, Ref. Leuc.Fh3 - 1.2M Height, Min. 3 Breaks | 171 | Nr | SAR | 40
ALYA-05.2 | 2 | 2.076 |  | Kingdom of Saudi Arabia | Jeddah | Hard & Soft Landscaping | Red Sea Village | B6 Marina Village | RSG | SALCO | Award | 2021 | Fixed Price Lump Sum | SITE WORK | Landscaping | Planting - Supply And Installation;Palms, Trees, Shrubs And The Like With Healthy Fully Developed Root Balls, Undamaged And Free From Pests And Diseases, Planted In Prepared Ground As Detailed, Including All Compost And Fertilizers, Tree Stakes, Tree Ties, Temporary Planting Screens;Shrubs;Tabernaemontana Divaricata, Ref. Tabe.D - 0.60-0.70M Height, Min.3 Breaks | 879 | Nr | SAR | 27
ALYA-05.2 | 2 | 2.076 |  | Kingdom of Saudi Arabia | Jeddah | Hard & Soft Landscaping | Red Sea Village | B6 Marina Village | RSG | SALCO | Award | 2021 | Fixed Price Lump Sum | SITE WORK | Landscaping | Planting - Supply And Installation;Palms, Trees, Shrubs And The Like With Healthy Fully Developed Root Balls, Undamaged And Free From Pests And Diseases, Planted In Prepared Ground As Detailed, Including All Compost And Fertilizers, Tree Stakes, Tree Ties, Temporary Planting Screens;Shrubs;Tecomaria Capensis Yellow, Ref. Teco.Cy - 0.60 To 0.70M Height, Min. 3 Breaks | 1553 | Nr | SAR | 23
ALYA-05.2 | 2 | 2.076 |  | Kingdom of Saudi Arabia | Jeddah | Hard & Soft Landscaping | Red Sea Village | B6 Marina Village | RSG | SALCO | Award | 2021 | Fixed Price Lump Sum | SITE WORK | Landscaping | Planting - Supply And Installation;Palms, Trees, Shrubs And The Like With Healthy Fully Developed Root Balls, Undamaged And Free From Pests And Diseases, Planted In Prepared Ground As Detailed, Including All Compost And Fertilizers, Tree Stakes, Tree Ties, Temporary Planting Screens;Shrubs;Tecoma Smithi, Ref. Teco.Sm - 0.60 To 0.70M Height, Min. 3 Breaks | 87 | Nr | SAR | 24
ALYA-05.2 | 2 | 2.076 |  | Kingdom of Saudi Arabia | Jeddah | Hard & Soft Landscaping | Red Sea Village | B6 Marina Village | RSG | SALCO | Award | 2021 | Fixed Price Lump Sum | SITE WORK | Landscaping | Planting - Supply And Installation;Palms, Trees, Shrubs And The Like With Healthy Fully Developed Root Balls, Undamaged And Free From Pests And Diseases, Planted In Prepared Ground As Detailed, Including All Compost And Fertilizers, Tree Stakes, Tree Ties, Temporary Planting Screens;Shrubs;Vitex Trifolia Purpurea, Ref. Vite.Tp -0.60 To 0.70M Height, Min. 3 Breaks | 5 | Nr | SAR | 23
ALYA-05.2 | 2 | 2.076 |  | Kingdom of Saudi Arabia | Jeddah | Hard & Soft Landscaping | Red Sea Village | B6 Marina Village | RSG | SALCO | Award | 2021 | Fixed Price Lump Sum | SITE WORK | Landscaping | Planting - Supply And Installation;Palms, Trees, Shrubs And The Like With Healthy Fully Developed Root Balls, Undamaged And Free From Pests And Diseases, Planted In Prepared Ground As Detailed, Including All Compost And Fertilizers, Tree Stakes, Tree Ties, Temporary Planting Screens;Ground Covers;Asystasia Gangetica Variegata, Ref. Asys.Gv - 0.30M Spread | 1465 | Nr | SAR | 11
ALYA-05.2 | 2 | 2.076 |  | Kingdom of Saudi Arabia | Jeddah | Hard & Soft Landscaping | Red Sea Village | B6 Marina Village | RSG | SALCO | Award | 2021 | Fixed Price Lump Sum | SITE WORK | Landscaping | Planting - Supply And Installation;Palms, Trees, Shrubs And The Like With Healthy Fully Developed Root Balls, Undamaged And Free From Pests And Diseases, Planted In Prepared Ground As Detailed, Including All Compost And Fertilizers, Tree Stakes, Tree Ties, Temporary Planting Screens;Ground Covers;Asystasia Gangetica Variegata, Ref. Asys.Gv - 0.30M Spread | 1534 | Nr | SAR | 13
ALYA-05.2 | 2 | 2.076 |  | Kingdom of Saudi Arabia | Jeddah | Hard & Soft Landscaping | Red Sea Village | B6 Marina Village | RSG | SALCO | Award | 2021 | Fixed Price Lump Sum | SITE WORK | Landscaping | Planting - Supply And Installation;Palms, Trees, Shrubs And The Like With Healthy Fully Developed Root Balls, Undamaged And Free From Pests And Diseases, Planted In Prepared Ground As Detailed, Including All Compost And Fertilizers, Tree Stakes, Tree Ties, Temporary Planting Screens;Ground Covers;Catharanthus Alba, Ref. Cath.A - 0.30M Spread | 3331 | Nr | SAR | 7
ALYA-05.2 | 2 | 2.076 |  | Kingdom of Saudi Arabia | Jeddah | Hard & Soft Landscaping | Red Sea Village | B6 Marina Village | RSG | SALCO | Award | 2021 | Fixed Price Lump Sum | SITE WORK | Landscaping | Planting - Supply And Installation;Palms, Trees, Shrubs And The Like With Healthy Fully Developed Root Balls, Undamaged And Free From Pests And Diseases, Planted In Prepared Ground As Detailed, Including All Compost And Fertilizers, Tree Stakes, Tree Ties, Temporary Planting Screens;Ground Covers;Portulaca Grandiflora, Ref. Port.G - 0.30M Spread | 4144 | Nr | SAR | 7
ALYA-05.2 | 2 | 2.076 |  | Kingdom of Saudi Arabia | Jeddah | Hard & Soft Landscaping | Red Sea Village | B6 Marina Village | RSG | SALCO | Award | 2021 | Fixed Price Lump Sum | SITE WORK | Landscaping | Planting - Supply And Installation;Palms, Trees, Shrubs And The Like With Healthy Fully Developed Root Balls, Undamaged And Free From Pests And Diseases, Planted In Prepared Ground As Detailed, Including All Compost And Fertilizers, Tree Stakes, Tree Ties, Temporary Planting Screens;Ground Covers;Ruellia Ciliosa, Ref. Ruel.C - 0.40M Height | 22622 | Nr | SAR | 8
ALYA-05.2 | 2 | 2.0761 |  | Kingdom of Saudi Arabia | Jeddah | Hard & Soft Landscaping | Red Sea Village | B6 Marina Village | RSG | SALCO | Award | 2021 | Fixed Price Lump Sum | SITE WORK | Landscaping | Planting - Supply And Installation;Palms, Trees, Shrubs And The Like With Healthy Fully Developed Root Balls, Undamaged And Free From Pests And Diseases, Planted In Prepared Ground As Detailed, Including All Compost And Fertilizers, Tree Stakes, Tree Ties, Temporary Planting Screens;Ground Covers;Sesuvium Green Carpet, Ref. Sesu-Gc - 0.15M Height Cuttings | 1460 | Nr | SAR | 7
ALYA-05.2 | 2 | 2.0761 |  | Kingdom of Saudi Arabia | Jeddah | Hard & Soft Landscaping | Red Sea Village | B6 Marina Village | RSG | SALCO | Award | 2021 | Fixed Price Lump Sum | SITE WORK | Landscaping | Planting - Supply And Installation;Palms, Trees, Shrubs And The Like With Healthy Fully Developed Root Balls, Undamaged And Free From Pests And Diseases, Planted In Prepared Ground As Detailed, Including All Compost And Fertilizers, Tree Stakes, Tree Ties, Temporary Planting Screens;Ground Covers;Sesuvium Red Carpet, Ref. Sesu-Rc - 0.15M Height Cuttings 698 | 12436 | Nr | SAR | 7
ALYA-05.2 | 2 | 2.0761 |  | Kingdom of Saudi Arabia | Jeddah | Hard & Soft Landscaping | Red Sea Village | B6 Marina Village | RSG | SALCO | Award | 2021 | Fixed Price Lump Sum | SITE WORK | Landscaping | Planting - Supply And Installation;Palms, Trees, Shrubs And The Like With Healthy Fully Developed Root Balls, Undamaged And Free From Pests And Diseases, Planted In Prepared Ground As Detailed, Including All Compost And Fertilizers, Tree Stakes, Tree Ties, Temporary Planting Screens;Ground Covers;Vitex Rotundifolia, Ref. Vite.R - 0.30M Spread | 2449 | Nr | SAR | 9
ALYA-05.2 | 2 | 2.0761 |  | Kingdom of Saudi Arabia | Jeddah | Hard & Soft Landscaping | Red Sea Village | B6 Marina Village | RSG | SALCO | Award | 2021 | Fixed Price Lump Sum | SITE WORK | Landscaping | Planting - Supply And Installation;Palms, Trees, Shrubs And The Like With Healthy Fully Developed Root Balls, Undamaged And Free From Pests And Diseases, Planted In Prepared Ground As Detailed, Including All Compost And Fertilizers, Tree Stakes, Tree Ties, Temporary Planting Screens;Ground Covers;Portulacaria Afra, Ref. Port.A - 0.30M Spread | 44 | Nr | SAR | 9
ALYA-05.2 | 2 | 2.0761 |  | Kingdom of Saudi Arabia | Jeddah | Hard & Soft Landscaping | Red Sea Village | B6 Marina Village | RSG | SALCO | Award | 2021 | Fixed Price Lump Sum | SITE WORK | Landscaping | Planting - Supply And Installation;Palms, Trees, Shrubs And The Like With Healthy Fully Developed Root Balls, Undamaged And Free From Pests And Diseases, Planted In Prepared Ground As Detailed, Including All Compost And Fertilizers, Tree Stakes, Tree Ties, Temporary Planting Screens;Grass;Pennisetum Setaceum, Ref. Penn.S - 0.50 -.060M Height | 1153 | Nr | SAR | 11
ALYA-05.2 | 2 | 2.0761 |  | Kingdom of Saudi Arabia | Jeddah | Hard & Soft Landscaping | Red Sea Village | B6 Marina Village | RSG | SALCO | Award | 2021 | Fixed Price Lump Sum | SITE WORK | Landscaping | Planting - Supply And Installation;Palms, Trees, Shrubs And The Like With Healthy Fully Developed Root Balls, Undamaged And Free From Pests And Diseases, Planted In Prepared Ground As Detailed, Including All Compost And Fertilizers, Tree Stakes, Tree Ties, Temporary Planting Screens;Lawn;Paspalum Vaginatum - Stolons | 228 | m² | SAR | 29
ALYA-05.2 | 2 | 2.0761 |  | Kingdom of Saudi Arabia | Jeddah | Hard & Soft Landscaping | Red Sea Village | B6 Marina Village | RSG | SALCO | Award | 2021 | Fixed Price Lump Sum | SITE WORK | Excavation | Earthworks;Excavation And Preparation Of Base As Specified And As Shown On Drawings;For Palms | 836 | m³ | SAR | 27
ALYA-05.2 | 2 | 2.0761 |  | Kingdom of Saudi Arabia | Jeddah | Hard & Soft Landscaping | Red Sea Village | B6 Marina Village | RSG | SALCO | Award | 2021 | Fixed Price Lump Sum | SITE WORK | Excavation | Earthworks;Excavation And Preparation Of Base As Specified And As Shown On Drawings;For Trees | 1148 | m³ | SAR | 27
ALYA-05.2 | 2 | 2.0761 |  | Kingdom of Saudi Arabia | Jeddah | Hard & Soft Landscaping | Red Sea Village | B6 Marina Village | RSG | SALCO | Award | 2021 | Fixed Price Lump Sum | SITE WORK | Excavation | Earthworks;Excavation And Preparation Of Base As Specified And As Shown On Drawings;For Ground Covers | 558 | m³ | SAR | 20
ALYA-05.2 | 2 | 2.0761 |  | Kingdom of Saudi Arabia | Jeddah | Hard & Soft Landscaping | Red Sea Village | B6 Marina Village | RSG | SALCO | Award | 2021 | Fixed Price Lump Sum | SITE WORK | Excavation | Earthworks;Excavation And Preparation Of Base As Specified And As Shown On Drawings;For Shrubs | 740 | m³ | SAR | 20
ALYA-05.2 | 2 | 2.0762 |  | Kingdom of Saudi Arabia | Jeddah | Hard & Soft Landscaping | Red Sea Village | B6 Marina Village | RSG | SALCO | Award | 2021 | Fixed Price Lump Sum | SITE WORK | Excavation | Earthworks;Excavation And Preparation Of Base As Specified And As Shown On Drawings;For Grass | 65 | m³ | SAR | 20
ALYA-05.2 | 2 | 2.0762 |  | Kingdom of Saudi Arabia | Jeddah | Hard & Soft Landscaping | Red Sea Village | B6 Marina Village | RSG | SALCO | Award | 2021 | Fixed Price Lump Sum | SITE WORK | Disposal | Earthworks;Disposal;Disposal Of Surplus Excavated Material From Site (Provisional Item) | 3347 | m³ | SAR | 20
ALYA-05.2 | 2 | 2.0762 |  | Kingdom of Saudi Arabia | Jeddah | Hard & Soft Landscaping | Red Sea Village | B6 Marina Village | RSG | SALCO | Award | 2021 | Fixed Price Lump Sum | SITE WORK | Landscaping | Earthworks;Planting Medium Consist Of Soil, Compost And Fertilizers;70Mm Thick Bark Mulsch To Be Removed From All Softscape Areas ;To Palms | 732 | m³ | SAR | 134
ALYA-05.2 | 2 | 2.0762 |  | Kingdom of Saudi Arabia | Jeddah | Hard & Soft Landscaping | Red Sea Village | B6 Marina Village | RSG | SALCO | Award | 2021 | Fixed Price Lump Sum | SITE WORK | Landscaping | Earthworks;Planting Medium Consist Of Soil, Compost And Fertilizers;70Mm Thick Bark Mulsch To Be Removed From All Softscape Areas ;To Trees | 953 | m³ | SAR | 134
ALYA-05.2 | 2 | 2.0762 |  | Kingdom of Saudi Arabia | Jeddah | Hard & Soft Landscaping | Red Sea Village | B6 Marina Village | RSG | SALCO | Award | 2021 | Fixed Price Lump Sum | SITE WORK | Landscaping | Earthworks;Planting Medium Consist Of Soil, Compost And Fertilizers;70Mm Thick Bark Mulsch To Be Removed From All Softscape Areas ;To Ground Covers | 558 | m³ | SAR | 134
ALYA-05.2 | 2 | 2.0762 |  | Kingdom of Saudi Arabia | Jeddah | Hard & Soft Landscaping | Red Sea Village | B6 Marina Village | RSG | SALCO | Award | 2021 | Fixed Price Lump Sum | SITE WORK | Landscaping | Earthworks;Planting Medium Consist Of Soil, Compost And Fertilizers;70Mm Thick Bark Mulsch To Be Removed From All Softscape Areas ;To Shrubs | 740 | m³ | SAR | 134
ALYA-05.2 | 2 | 2.0762 |  | Kingdom of Saudi Arabia | Jeddah | Hard & Soft Landscaping | Red Sea Village | B6 Marina Village | RSG | SALCO | Award | 2021 | Fixed Price Lump Sum | SITE WORK | Landscaping | Earthworks;Planting Medium Consist Of Soil, Compost And Fertilizers;70Mm Thick Bark Mulsch To Be Removed From All Softscape Areas ;To Grass | 65 | m³ | SAR | 134
ALYA-05.2 | 2 | 2.0762 |  | Kingdom of Saudi Arabia | Jeddah | Hard & Soft Landscaping | Red Sea Village | B6 Marina Village | RSG | SALCO | Award | 2021 | Fixed Price Lump Sum | SITE WORK | Landscaping | Earthworks;Gravel Wrapped In Geotextile As Capillary Break Layer, Complete As Specified ;Below Planting Medium Of Palms And Trees, 200Mm Thick | 1055 | m² | SAR | 25
ALYA-05.2 | 2 | 2.0762 |  | Kingdom of Saudi Arabia | Jeddah | Hard & Soft Landscaping | Red Sea Village | B6 Marina Village | RSG | SALCO | Award | 2021 | Fixed Price Lump Sum | SITE WORK | Landscaping | Planting - Supply And Installation;Palms, Trees, Shrubs And The Like With Healthy Fully Developed Root Balls, Undamaged And Free From Pests And Diseases, Planted In Prepared Ground As Detailed, Including All Compost And Fertilizers, Tree Stakes, Tree Ties, Temporary Planting Screens;Palms;Washingtonia Robusta, Ref. Wash.R6* - 6M Brown Trunk Height | 69 | Nr | SAR | 5029
ALYA-05.2 | 2 | 2.0762 |  | Kingdom of Saudi Arabia | Jeddah | Hard & Soft Landscaping | Red Sea Village | B6 Marina Village | RSG | SALCO | Award | 2021 | Fixed Price Lump Sum | SITE WORK | Landscaping | Planting - Supply And Installation;Palms, Trees, Shrubs And The Like With Healthy Fully Developed Root Balls, Undamaged And Free From Pests And Diseases, Planted In Prepared Ground As Detailed, Including All Compost And Fertilizers, Tree Stakes, Tree Ties, Temporary Planting Screens;Palms;Washingtonia Robusta, Ref. Wash.R5* - 5M Brown Trunk Height | 69 | Nr | SAR | 4583
ALYA-05.2 | 2 | 2.0763 |  | Kingdom of Saudi Arabia | Jeddah | Hard & Soft Landscaping | Red Sea Village | B6 Marina Village | RSG | SALCO | Award | 2021 | Fixed Price Lump Sum | SITE WORK | Landscaping | Planting - Supply And Installation;Palms, Trees, Shrubs And The Like With Healthy Fully Developed Root Balls, Undamaged And Free From Pests And Diseases, Planted In Prepared Ground As Detailed, Including All Compost And Fertilizers, Tree Stakes, Tree Ties, Temporary Planting Screens;Palms;Washingtonia Robusta, Ref. Wash.R4* - 4M Brown Trunk Height | 69 | Nr | SAR | 3782
ALYA-05.2 | 2 | 2.0763 |  | Kingdom of Saudi Arabia | Jeddah | Hard & Soft Landscaping | Red Sea Village | B6 Marina Village | RSG | SALCO | Award | 2021 | Fixed Price Lump Sum | SITE WORK | Landscaping | Planting - Supply And Installation;Palms, Trees, Shrubs And The Like With Healthy Fully Developed Root Balls, Undamaged And Free From Pests And Diseases, Planted In Prepared Ground As Detailed, Including All Compost And Fertilizers, Tree Stakes, Tree Ties, Temporary Planting Screens;Palms;Washingtonia Robusta, Ref. Wash.R3* - 3M Brown Trunk Height | 69 | Nr | SAR | 3360
ALYA-05.2 | 2 | 2.0763 |  | Kingdom of Saudi Arabia | Jeddah | Hard & Soft Landscaping | Red Sea Village | B6 Marina Village | RSG | SALCO | Award | 2021 | Fixed Price Lump Sum | SITE WORK | Landscaping | Planting - Supply And Installation;Palms, Trees, Shrubs And The Like With Healthy Fully Developed Root Balls, Undamaged And Free From Pests And Diseases, Planted In Prepared Ground As Detailed, Including All Compost And Fertilizers, Tree Stakes, Tree Ties, Temporary Planting Screens;Palms;Cocos Nucifera, Ref. Coco.N3* - 3M Brown Trunk Height | 26 | Nr | SAR | 5429
ALYA-05.2 | 2 | 2.0763 |  | Kingdom of Saudi Arabia | Jeddah | Hard & Soft Landscaping | Red Sea Village | B6 Marina Village | RSG | SALCO | Award | 2021 | Fixed Price Lump Sum | SITE WORK | Landscaping | Planting - Supply And Installation;Palms, Trees, Shrubs And The Like With Healthy Fully Developed Root Balls, Undamaged And Free From Pests And Diseases, Planted In Prepared Ground As Detailed, Including All Compost And Fertilizers, Tree Stakes, Tree Ties, Temporary Planting Screens;Trees;Delonix Regia, Ref. Delo.R - 1.8M Clear Stem Height, 60 To 70Mm Caliper | 14 | Nr | SAR | 1375
ALYA-05.2 | 2 | 2.0763 |  | Kingdom of Saudi Arabia | Jeddah | Hard & Soft Landscaping | Red Sea Village | B6 Marina Village | RSG | SALCO | Award | 2021 | Fixed Price Lump Sum | SITE WORK | Landscaping | Planting - Supply And Installation;Palms, Trees, Shrubs And The Like With Healthy Fully Developed Root Balls, Undamaged And Free From Pests And Diseases, Planted In Prepared Ground As Detailed, Including All Compost And Fertilizers, Tree Stakes, Tree Ties, Temporary Planting Screens;Trees;Hibiscus Tiliaceus, Ref. Hibi.T - 1.8M Clear Stem Height, 60 To 70Mm Caliper | 174 | Nr | SAR | 1464
ALYA-05.2 | 2 | 2.0763 |  | Kingdom of Saudi Arabia | Jeddah | Hard & Soft Landscaping | Red Sea Village | B6 Marina Village | RSG | SALCO | Award | 2021 | Fixed Price Lump Sum | SITE WORK | Landscaping | Planting - Supply And Installation;Palms, Trees, Shrubs And The Like With Healthy Fully Developed Root Balls, Undamaged And Free From Pests And Diseases, Planted In Prepared Ground As Detailed, Including All Compost And Fertilizers, Tree Stakes, Tree Ties, Temporary Planting Screens;Trees;Pongamia Glabra, Ref. Pong.G - 1.8M Clear Stem Height, 60 To 70Mm Caliper | 7 | Nr | SAR | 1953
ALYA-05.2 | 2 | 2.0763 |  | Kingdom of Saudi Arabia | Jeddah | Hard & Soft Landscaping | Red Sea Village | B6 Marina Village | RSG | SALCO | Award | 2021 | Fixed Price Lump Sum | SITE WORK | Landscaping | Planting - Supply And Installation;Palms, Trees, Shrubs And The Like With Healthy Fully Developed Root Balls, Undamaged And Free From Pests And Diseases, Planted In Prepared Ground As Detailed, Including All Compost And Fertilizers, Tree Stakes, Tree Ties, Temporary Planting Screens;Trees;Tabebuia Rosea, Ref. Tabe.R - 1.8M Clear Stem Height, 60 To 70Mm Caliper | 10 | Nr | SAR | 1464
ALYA-05.2 | 2 | 2.0763 |  | Kingdom of Saudi Arabia | Jeddah | Hard & Soft Landscaping | Red Sea Village | B6 Marina Village | RSG | SALCO | Award | 2021 | Fixed Price Lump Sum | SITE WORK | Landscaping | Planting - Supply And Installation;Palms, Trees, Shrubs And The Like With Healthy Fully Developed Root Balls, Undamaged And Free From Pests And Diseases, Planted In Prepared Ground As Detailed, Including All Compost And Fertilizers, Tree Stakes, Tree Ties, Temporary Planting Screens;Trees;Terminalia Mantaly Ref. Term.M - 1.0M Clear Stem Height, 4.0 Overall Height, 90-100Mm Caliper | 94 | Nr | SAR | 2666
ALYA-05.2 | 2 | 2.0763 |  | Kingdom of Saudi Arabia | Jeddah | Hard & Soft Landscaping | Red Sea Village | B6 Marina Village | RSG | SALCO | Award | 2021 | Fixed Price Lump Sum | SITE WORK | Landscaping | Planting - Supply And Installation;Palms, Trees, Shrubs And The Like With Healthy Fully Developed Root Balls, Undamaged And Free From Pests And Diseases, Planted In Prepared Ground As Detailed, Including All Compost And Fertilizers, Tree Stakes, Tree Ties, Temporary Planting Screens;Trees;Terminalia Catappa, Ref. Term.C - 1.8M Clear Stem Height, 60 To 70Mm Caliper | 1 | Nr | SAR | 1298
ALYA-05.2 | 2 | 2.0763 |  | Kingdom of Saudi Arabia | Jeddah | Hard & Soft Landscaping | Red Sea Village | B6 Marina Village | RSG | SALCO | Award | 2021 | Fixed Price Lump Sum | SITE WORK | Landscaping | Planting - Supply And Installation;Palms, Trees, Shrubs And The Like With Healthy Fully Developed Root Balls, Undamaged And Free From Pests And Diseases, Planted In Prepared Ground As Detailed, Including All Compost And Fertilizers, Tree Stakes, Tree Ties, Temporary Planting Screens;Shrubs;Bougainvillea Pink Pixie, Ref. Boug.Pp - 0.40 - 0.50M Spread | 2820 | Nr | SAR | 23
ALYA-05.2 | 2 | 2.0764 |  | Kingdom of Saudi Arabia | Jeddah | Hard & Soft Landscaping | Red Sea Village | B6 Marina Village | RSG | SALCO | Award | 2021 | Fixed Price Lump Sum | SITE WORK | Landscaping | Planting - Supply And Installation;Palms, Trees, Shrubs And The Like With Healthy Fully Developed Root Balls, Undamaged And Free From Pests And Diseases, Planted In Prepared Ground As Detailed, Including All Compost And Fertilizers, Tree Stakes, Tree Ties, Temporary Planting Screens;Shrubs;Clerodendrum Inerme, Ref. Cler.I - 0.50 - 0.60M Height, Min. 3 Breaks | 436 | Nr | SAR | 21
ALYA-05.2 | 2 | 2.0764 |  | Kingdom of Saudi Arabia | Jeddah | Hard & Soft Landscaping | Red Sea Village | B6 Marina Village | RSG | SALCO | Award | 2021 | Fixed Price Lump Sum | SITE WORK | Landscaping | Planting - Supply And Installation;Palms, Trees, Shrubs And The Like With Healthy Fully Developed Root Balls, Undamaged And Free From Pests And Diseases, Planted In Prepared Ground As Detailed, Including All Compost And Fertilizers, Tree Stakes, Tree Ties, Temporary Planting Screens;Shrubs;Leucophyllum Frutescens, Ref. Leuc.F - 0.50 - 0.60M Height, Min. 3 Breaks | 34 | Nr | SAR | 20
ALYA-05.2 | 2 | 2.0764 |  | Kingdom of Saudi Arabia | Jeddah | Hard & Soft Landscaping | Red Sea Village | B6 Marina Village | RSG | SALCO | Award | 2021 | Fixed Price Lump Sum | SITE WORK | Landscaping | Planting - Supply And Installation;Palms, Trees, Shrubs And The Like With Healthy Fully Developed Root Balls, Undamaged And Free From Pests And Diseases, Planted In Prepared Ground As Detailed, Including All Compost And Fertilizers, Tree Stakes, Tree Ties, Temporary Planting Screens;Shrubs;Cleodendrum Inerme Hedge, Ref. Cler.Ih2 - 0.50M Height, Min. 3 Breaks | 37 | Nr | SAR | 21
ALYA-05.2 | 2 | 2.0764 |  | Kingdom of Saudi Arabia | Jeddah | Hard & Soft Landscaping | Red Sea Village | B6 Marina Village | RSG | SALCO | Award | 2021 | Fixed Price Lump Sum | SITE WORK | Landscaping | Planting - Supply And Installation;Palms, Trees, Shrubs And The Like With Healthy Fully Developed Root Balls, Undamaged And Free From Pests And Diseases, Planted In Prepared Ground As Detailed, Including All Compost And Fertilizers, Tree Stakes, Tree Ties, Temporary Planting Screens;Shrubs;Cleodendrum Inerme Hedge, Ref. Cler.Ih3 - 0.60M Height, Min. 3 Breaks | 17 | Nr | SAR | 21
ALYA-05.2 | 2 | 2.0764 |  | Kingdom of Saudi Arabia | Jeddah | Hard & Soft Landscaping | Red Sea Village | B6 Marina Village | RSG | SALCO | Award | 2021 | Fixed Price Lump Sum | SITE WORK | Landscaping | Planting - Supply And Installation;Palms, Trees, Shrubs And The Like With Healthy Fully Developed Root Balls, Undamaged And Free From Pests And Diseases, Planted In Prepared Ground As Detailed, Including All Compost And Fertilizers, Tree Stakes, Tree Ties, Temporary Planting Screens;Shrubs;Conocarpus Erectus Sericeus, Ref. Cono.Es - 0.60-0.70M Height, Min. 3 Breaks | 599 | Nr | SAR | 29
ALYA-05.2 | 2 | 2.0764 |  | Kingdom of Saudi Arabia | Jeddah | Hard & Soft Landscaping | Red Sea Village | B6 Marina Village | RSG | SALCO | Award | 2021 | Fixed Price Lump Sum | SITE WORK | Landscaping | Planting - Supply And Installation;Palms, Trees, Shrubs And The Like With Healthy Fully Developed Root Balls, Undamaged And Free From Pests And Diseases, Planted In Prepared Ground As Detailed, Including All Compost And Fertilizers, Tree Stakes, Tree Ties, Temporary Planting Screens;Shrubs;Dodonaea Viscosa, Ref. Dodo.V - 0.60 To 0.70M Height, Min. 3 Breaks | 174 | Nr | SAR | 21
ALYA-05.2 | 2 | 2.0764 |  | Kingdom of Saudi Arabia | Jeddah | Hard & Soft Landscaping | Red Sea Village | B6 Marina Village | RSG | SALCO | Award | 2021 | Fixed Price Lump Sum | SITE WORK | Landscaping | Planting - Supply And Installation;Palms, Trees, Shrubs And The Like With Healthy Fully Developed Root Balls, Undamaged And Free From Pests And Diseases, Planted In Prepared Ground As Detailed, Including All Compost And Fertilizers, Tree Stakes, Tree Ties, Temporary Planting Screens;Shrubs;Leucophyllum Frutescens Hedge, Ref. Leuc.Fh1 - 0.90M Height, Min. 3 Breaks | 48 | Nr | SAR | 39
ALYA-05.2 | 2 | 2.0764 |  | Kingdom of Saudi Arabia | Jeddah | Hard & Soft Landscaping | Red Sea Village | B6 Marina Village | RSG | SALCO | Award | 2021 | Fixed Price Lump Sum | SITE WORK | Landscaping | Planting - Supply And Installation;Palms, Trees, Shrubs And The Like With Healthy Fully Developed Root Balls, Undamaged And Free From Pests And Diseases, Planted In Prepared Ground As Detailed, Including All Compost And Fertilizers, Tree Stakes, Tree Ties, Temporary Planting Screens;Shrubs;Leucophyllum Frutescens Hedge, Ref. Leuc.Fh2 - 1M Height, Min. 3 Breaks | 81 | Nr | SAR | 40
ALYA-05.2 | 2 | 2.0764 |  | Kingdom of Saudi Arabia | Jeddah | Hard & Soft Landscaping | Red Sea Village | B6 Marina Village | RSG | SALCO | Award | 2021 | Fixed Price Lump Sum | SITE WORK | Landscaping | Planting - Supply And Installation;Palms, Trees, Shrubs And The Like With Healthy Fully Developed Root Balls, Undamaged And Free From Pests And Diseases, Planted In Prepared Ground As Detailed, Including All Compost And Fertilizers, Tree Stakes, Tree Ties, Temporary Planting Screens;Shrubs;Leucophyllum Frutescens Hedge, Ref. Leuc.Fh3 - 1.2M Height, Min. 3 Breaks | 33 | Nr | SAR | 40
ALYA-05.2 | 2 | 2.0764 |  | Kingdom of Saudi Arabia | Jeddah | Hard & Soft Landscaping | Red Sea Village | B6 Marina Village | RSG | SALCO | Award | 2021 | Fixed Price Lump Sum | SITE WORK | Landscaping | Planting - Supply And Installation;Palms, Trees, Shrubs And The Like With Healthy Fully Developed Root Balls, Undamaged And Free From Pests And Diseases, Planted In Prepared Ground As Detailed, Including All Compost And Fertilizers, Tree Stakes, Tree Ties, Temporary Planting Screens;Shrubs;Tecomaria Capensis Orange, Ref. Teco.C - 0.60 To 0.70M Height, Min. 3 Breaks | 494 | Nr | SAR | 23
ALYA-05.2 | 2 | 2.0765 |  | Kingdom of Saudi Arabia | Jeddah | Hard & Soft Landscaping | Red Sea Village | B6 Marina Village | RSG | SALCO | Award | 2021 | Fixed Price Lump Sum | SITE WORK | Landscaping | Planting - Supply And Installation;Palms, Trees, Shrubs And The Like With Healthy Fully Developed Root Balls, Undamaged And Free From Pests And Diseases, Planted In Prepared Ground As Detailed, Including All Compost And Fertilizers, Tree Stakes, Tree Ties, Temporary Planting Screens;Shrubs;Tecomaria Capensis Yellow, Ref. Teco.Cy - 0.60 To 0.70M Height, Min. 3 Breaks | 234 | Nr | SAR | 23
ALYA-05.2 | 2 | 2.0765 |  | Kingdom of Saudi Arabia | Jeddah | Hard & Soft Landscaping | Red Sea Village | B6 Marina Village | RSG | SALCO | Award | 2021 | Fixed Price Lump Sum | SITE WORK | Landscaping | Planting - Supply And Installation;Palms, Trees, Shrubs And The Like With Healthy Fully Developed Root Balls, Undamaged And Free From Pests And Diseases, Planted In Prepared Ground As Detailed, Including All Compost And Fertilizers, Tree Stakes, Tree Ties, Temporary Planting Screens;Shrubs;Vitex Trifolia Purpurea, Ref. Vite.Tp -0.60 To 0.70M Height, Min. 3 Breaks | 3579 | Nr | SAR | 23
ALYA-05.2 | 2 | 2.0765 |  | Kingdom of Saudi Arabia | Jeddah | Hard & Soft Landscaping | Red Sea Village | B6 Marina Village | RSG | SALCO | Award | 2021 | Fixed Price Lump Sum | SITE WORK | Landscaping | Planting - Supply And Installation;Palms, Trees, Shrubs And The Like With Healthy Fully Developed Root Balls, Undamaged And Free From Pests And Diseases, Planted In Prepared Ground As Detailed, Including All Compost And Fertilizers, Tree Stakes, Tree Ties, Temporary Planting Screens;Ground Covers;Asystasia Gangetica Variegata, Ref. Asys.Gv - 0.30M Spread | 2620 | Nr | SAR | 13
ALYA-05.2 | 2 | 2.0765 |  | Kingdom of Saudi Arabia | Jeddah | Hard & Soft Landscaping | Red Sea Village | B6 Marina Village | RSG | SALCO | Award | 2021 | Fixed Price Lump Sum | SITE WORK | Landscaping | Planting - Supply And Installation;Palms, Trees, Shrubs And The Like With Healthy Fully Developed Root Balls, Undamaged And Free From Pests And Diseases, Planted In Prepared Ground As Detailed, Including All Compost And Fertilizers, Tree Stakes, Tree Ties, Temporary Planting Screens;Ground Covers;Carissa Green Carpet, Ref. Cari.Gc - 0.30M Spread | 4174 | Nr | SAR | 9
ALYA-05.2 | 2 | 2.0765 |  | Kingdom of Saudi Arabia | Jeddah | Hard & Soft Landscaping | Red Sea Village | B6 Marina Village | RSG | SALCO | Award | 2021 | Fixed Price Lump Sum | SITE WORK | Landscaping | Planting - Supply And Installation;Palms, Trees, Shrubs And The Like With Healthy Fully Developed Root Balls, Undamaged And Free From Pests And Diseases, Planted In Prepared Ground As Detailed, Including All Compost And Fertilizers, Tree Stakes, Tree Ties, Temporary Planting Screens;Ground Covers;Portulaca Grandiflora, Ref. Port.G - 0.30M Spread | 107 | Nr | SAR | 7
ALYA-05.2 | 2 | 2.0765 |  | Kingdom of Saudi Arabia | Jeddah | Hard & Soft Landscaping | Red Sea Village | B6 Marina Village | RSG | SALCO | Award | 2021 | Fixed Price Lump Sum | SITE WORK | Landscaping | Planting - Supply And Installation;Palms, Trees, Shrubs And The Like With Healthy Fully Developed Root Balls, Undamaged And Free From Pests And Diseases, Planted In Prepared Ground As Detailed, Including All Compost And Fertilizers, Tree Stakes, Tree Ties, Temporary Planting Screens;Ground Covers;Ruellia Brittoniana 'Katie', Ref. Ruel.Bk - 0.40M Height | 2591 | Nr | SAR | 9
ALYA-05.2 | 2 | 2.0765 |  | Kingdom of Saudi Arabia | Jeddah | Hard & Soft Landscaping | Red Sea Village | B6 Marina Village | RSG | SALCO | Award | 2021 | Fixed Price Lump Sum | SITE WORK | Landscaping | Planting - Supply And Installation;Palms, Trees, Shrubs And The Like With Healthy Fully Developed Root Balls, Undamaged And Free From Pests And Diseases, Planted In Prepared Ground As Detailed, Including All Compost And Fertilizers, Tree Stakes, Tree Ties, Temporary Planting Screens;Ground Covers;Ruellia Brittoniana Pink, Ref. Ruel.Bp - 0.40M Height | 240 | Nr | SAR | 9
ALYA-05.2 | 2 | 2.0765 |  | Kingdom of Saudi Arabia | Jeddah | Hard & Soft Landscaping | Red Sea Village | B6 Marina Village | RSG | SALCO | Award | 2021 | Fixed Price Lump Sum | SITE WORK | Landscaping | Planting - Supply And Installation;Palms, Trees, Shrubs And The Like With Healthy Fully Developed Root Balls, Undamaged And Free From Pests And Diseases, Planted In Prepared Ground As Detailed, Including All Compost And Fertilizers, Tree Stakes, Tree Ties, Temporary Planting Screens;Ground Covers;Ruellia Ciliosa, Ref. Ruel.C - 0.40M Height | 7000 | Nr | SAR | 8
ALYA-05.2 | 2 | 2.0765 |  | Kingdom of Saudi Arabia | Jeddah | Hard & Soft Landscaping | Red Sea Village | B6 Marina Village | RSG | SALCO | Award | 2021 | Fixed Price Lump Sum | SITE WORK | Landscaping | Planting - Supply And Installation;Palms, Trees, Shrubs And The Like With Healthy Fully Developed Root Balls, Undamaged And Free From Pests And Diseases, Planted In Prepared Ground As Detailed, Including All Compost And Fertilizers, Tree Stakes, Tree Ties, Temporary Planting Screens;Ground Covers;Sesuvium Green Carpet, Ref. Sesu-Gc - 0.15M Height Cuttings | 1743 | Nr | SAR | 7
ALYA-05.2 | 2 | 2.0765 |  | Kingdom of Saudi Arabia | Jeddah | Hard & Soft Landscaping | Red Sea Village | B6 Marina Village | RSG | SALCO | Award | 2021 | Fixed Price Lump Sum | SITE WORK | Landscaping | Planting - Supply And Installation;Palms, Trees, Shrubs And The Like With Healthy Fully Developed Root Balls, Undamaged And Free From Pests And Diseases, Planted In Prepared Ground As Detailed, Including All Compost And Fertilizers, Tree Stakes, Tree Ties, Temporary Planting Screens;Ground Covers;Vitex Rotundifolia, Ref. Vite.R - 0.30M Spread | 1478 | Nr | SAR | 9
ALYA-05.2 | 2 | 2.0766 |  | Kingdom of Saudi Arabia | Jeddah | Hard & Soft Landscaping | Red Sea Village | B6 Marina Village | RSG | SALCO | Award | 2021 | Fixed Price Lump Sum | SITE WORK | Landscaping | Planting - Supply And Installation;Palms, Trees, Shrubs And The Like With Healthy Fully Developed Root Balls, Undamaged And Free From Pests And Diseases, Planted In Prepared Ground As Detailed, Including All Compost And Fertilizers, Tree Stakes, Tree Ties, Temporary Planting Screens;Ground Covers;Sesuvium Red Carpet, Ref. Sesu.Rc - 0.15M Height Cuttings 698 | 997 | Nr | SAR | 7
ALYA-05.2 | 2 | 2.0766 |  | Kingdom of Saudi Arabia | Jeddah | Hard & Soft Landscaping | Red Sea Village | B6 Marina Village | RSG | SALCO | Award | 2021 | Fixed Price Lump Sum | SITE WORK | Landscaping | Planting - Supply And Installation;Palms, Trees, Shrubs And The Like With Healthy Fully Developed Root Balls, Undamaged And Free From Pests And Diseases, Planted In Prepared Ground As Detailed, Including All Compost And Fertilizers, Tree Stakes, Tree Ties, Temporary Planting Screens;Ground Covers;Pennisetum Setaceum Ref. Penn.S - 0.50-0.60M Height | 646 | Nr | SAR | 11
ALYA-05.2 | 2 | 2.0766 |  | Kingdom of Saudi Arabia | Jeddah | Hard & Soft Landscaping | Red Sea Village | B6 Marina Village | RSG | SALCO | Award | 2021 | Fixed Price Lump Sum | SITE WORK | Excavation | Earthworks;Excavation And Preparation Of Base As Specified And As Shown On Drawings;For Trees | 861 | m³ | SAR | 27
ALYA-05.2 | 2 | 2.0766 |  | Kingdom of Saudi Arabia | Jeddah | Hard & Soft Landscaping | Red Sea Village | B6 Marina Village | RSG | SALCO | Award | 2021 | Fixed Price Lump Sum | SITE WORK | Excavation | Earthworks;Excavation And Preparation Of Base As Specified And As Shown On Drawings;For Ground Covers | 763 | m³ | SAR | 27
ALYA-05.2 | 2 | 2.0766 |  | Kingdom of Saudi Arabia | Jeddah | Hard & Soft Landscaping | Red Sea Village | B6 Marina Village | RSG | SALCO | Award | 2021 | Fixed Price Lump Sum | SITE WORK | Excavation | Earthworks;Excavation And Preparation Of Base As Specified And As Shown On Drawings;For Shrubs | 305 | m³ | SAR | 20
ALYA-05.2 | 2 | 2.0766 |  | Kingdom of Saudi Arabia | Jeddah | Hard & Soft Landscaping | Red Sea Village | B6 Marina Village | RSG | SALCO | Award | 2021 | Fixed Price Lump Sum | SITE WORK | Excavation | Earthworks;Excavation And Preparation Of Base As Specified And As Shown On Drawings;For Grass | 22 | m³ | SAR | 20
ALYA-05.2 | 2 | 2.0766 |  | Kingdom of Saudi Arabia | Jeddah | Hard & Soft Landscaping | Red Sea Village | B6 Marina Village | RSG | SALCO | Award | 2021 | Fixed Price Lump Sum | SITE WORK | Disposal | Earthworks;Disposal;Disposal Of Surplus Excavated Material From Site (Provisional Item) | 1951 | m³ | SAR | 20
ALYA-05.2 | 2 | 2.0766 |  | Kingdom of Saudi Arabia | Jeddah | Hard & Soft Landscaping | Red Sea Village | B6 Marina Village | RSG | SALCO | Award | 2021 | Fixed Price Lump Sum | SITE WORK | Landscaping | Earthworks;Planting Medium Consist Of Soil, Compost And Fertilizers;70Mm Thick Bark Mulsch To Be Removed From All Softscape Areas ;To Trees | 714 | m³ | SAR | 134
ALYA-05.2 | 2 | 2.0766 |  | Kingdom of Saudi Arabia | Jeddah | Hard & Soft Landscaping | Red Sea Village | B6 Marina Village | RSG | SALCO | Award | 2021 | Fixed Price Lump Sum | SITE WORK | Landscaping | Earthworks;Planting Medium Consist Of Soil, Compost And Fertilizers;70Mm Thick Bark Mulsch To Be Removed From All Softscape Areas ;To Ground Covers | 763 | m³ | SAR | 134
ALYA-05.2 | 2 | 2.0766 |  | Kingdom of Saudi Arabia | Jeddah | Hard & Soft Landscaping | Red Sea Village | B6 Marina Village | RSG | SALCO | Award | 2021 | Fixed Price Lump Sum | SITE WORK | Landscaping | Earthworks;Planting Medium Consist Of Soil, Compost And Fertilizers;70Mm Thick Bark Mulsch To Be Removed From All Softscape Areas ;To Shrubs | 305 | m³ | SAR | 134
ALYA-05.2 | 2 | 2.0767 |  | Kingdom of Saudi Arabia | Jeddah | Hard & Soft Landscaping | Red Sea Village | B6 Marina Village | RSG | SALCO | Award | 2021 | Fixed Price Lump Sum | SITE WORK | Landscaping | Earthworks;Planting Medium Consist Of Soil, Compost And Fertilizers;70Mm Thick Bark Mulsch To Be Removed From All Softscape Areas ;To Grass | 22 | m³ | SAR | 134
ALYA-05.2 | 2 | 2.0767 |  | Kingdom of Saudi Arabia | Jeddah | Hard & Soft Landscaping | Red Sea Village | B6 Marina Village | RSG | SALCO | Award | 2021 | Fixed Price Lump Sum | SITE WORK | Landscaping | Planting - Supply And Installation;Palms, Trees, Shrubs And The Like With Healthy Fully Developed Root Balls, Undamaged And Free From Pests And Diseases, Planted In Prepared Ground As Detailed, Including All Compost And Fertilizers, Tree Stakes, Tree Ties, Temporary Planting Screens;Trees;Parkinsonia Aculeata, Ref. Park.A - 1.5M Clear Stem Height, 25 To 35Mm Caliper | 32 | Nr | SAR | 984
ALYA-05.2 | 2 | 2.0767 |  | Kingdom of Saudi Arabia | Jeddah | Hard & Soft Landscaping | Red Sea Village | B6 Marina Village | RSG | SALCO | Award | 2021 | Fixed Price Lump Sum | SITE WORK | Landscaping | Planting - Supply And Installation;Palms, Trees, Shrubs And The Like With Healthy Fully Developed Root Balls, Undamaged And Free From Pests And Diseases, Planted In Prepared Ground As Detailed, Including All Compost And Fertilizers, Tree Stakes, Tree Ties, Temporary Planting Screens;Trees;Peltophorum Inerme, Ref. Pelt.I - 1.8M Clear Stem Height, 60 To 70Mm Caliper | 146 | Nr | SAR | 1464
ALYA-05.2 | 2 | 2.0767 |  | Kingdom of Saudi Arabia | Jeddah | Hard & Soft Landscaping | Red Sea Village | B6 Marina Village | RSG | SALCO | Award | 2021 | Fixed Price Lump Sum | SITE WORK | Landscaping | Planting - Supply And Installation;Palms, Trees, Shrubs And The Like With Healthy Fully Developed Root Balls, Undamaged And Free From Pests And Diseases, Planted In Prepared Ground As Detailed, Including All Compost And Fertilizers, Tree Stakes, Tree Ties, Temporary Planting Screens;Trees;Pongamia Glabra, Ref. Pong.G - 1.8M Clear Stem Height, 60 To 70Mm Caliper | 42 | Nr | SAR | 1953
ALYA-05.2 | 2 | 2.0767 |  | Kingdom of Saudi Arabia | Jeddah | Hard & Soft Landscaping | Red Sea Village | B6 Marina Village | RSG | SALCO | Award | 2021 | Fixed Price Lump Sum | SITE WORK | Landscaping | Planting - Supply And Installation;Palms, Trees, Shrubs And The Like With Healthy Fully Developed Root Balls, Undamaged And Free From Pests And Diseases, Planted In Prepared Ground As Detailed, Including All Compost And Fertilizers, Tree Stakes, Tree Ties, Temporary Planting Screens;Trees;Tabebuia Argentea, Ref. Tabe.A - 1.8M Clear Stem Height, 60 To 70Mm Caliper | 5 | Nr | SAR | 1495
ALYA-05.2 | 2 | 2.0767 |  | Kingdom of Saudi Arabia | Jeddah | Hard & Soft Landscaping | Red Sea Village | B6 Marina Village | RSG | SALCO | Award | 2021 | Fixed Price Lump Sum | SITE WORK | Landscaping | Planting - Supply And Installation;Palms, Trees, Shrubs And The Like With Healthy Fully Developed Root Balls, Undamaged And Free From Pests And Diseases, Planted In Prepared Ground As Detailed, Including All Compost And Fertilizers, Tree Stakes, Tree Ties, Temporary Planting Screens;Shrubs;Bougainvillea Glabra Orange, Ref. Boug.Go - 0.40 To 0.50M Spread | 98 | Nr | SAR | 23
ALYA-05.2 | 2 | 2.0767 |  | Kingdom of Saudi Arabia | Jeddah | Hard & Soft Landscaping | Red Sea Village | B6 Marina Village | RSG | SALCO | Award | 2021 | Fixed Price Lump Sum | SITE WORK | Landscaping | Planting - Supply And Installation;Palms, Trees, Shrubs And The Like With Healthy Fully Developed Root Balls, Undamaged And Free From Pests And Diseases, Planted In Prepared Ground As Detailed, Including All Compost And Fertilizers, Tree Stakes, Tree Ties, Temporary Planting Screens;Shrubs;Bougainvillea Pink Pixie, Ref. Boug.Pp - 0.40-0.50M Spread | 2077 | Nr | SAR | 21
ALYA-05.2 | 2 | 2.0767 |  | Kingdom of Saudi Arabia | Jeddah | Hard & Soft Landscaping | Red Sea Village | B6 Marina Village | RSG | SALCO | Award | 2021 | Fixed Price Lump Sum | SITE WORK | Landscaping | Planting - Supply And Installation;Palms, Trees, Shrubs And The Like With Healthy Fully Developed Root Balls, Undamaged And Free From Pests And Diseases, Planted In Prepared Ground As Detailed, Including All Compost And Fertilizers, Tree Stakes, Tree Ties, Temporary Planting Screens;Shrubs;Bougainvillea Pink Pixie, Ref. Boug.Pp - 0.40 To 0.50M Spread | 649 | Nr | SAR | 23
ALYA-05.2 | 2 | 2.0767 |  | Kingdom of Saudi Arabia | Jeddah | Hard & Soft Landscaping | Red Sea Village | B6 Marina Village | RSG | SALCO | Award | 2021 | Fixed Price Lump Sum | SITE WORK | Landscaping | Planting - Supply And Installation;Palms, Trees, Shrubs And The Like With Healthy Fully Developed Root Balls, Undamaged And Free From Pests And Diseases, Planted In Prepared Ground As Detailed, Including All Compost And Fertilizers, Tree Stakes, Tree Ties, Temporary Planting Screens;Shrubs;Leucophyllum Frutescens, Ref. Leuc.F - 0.50 To 0.60M Height, Min. 3 Breaks | 832 | Nr | SAR | 23
ALYA-05.2 | 2 | 2.0767 |  | Kingdom of Saudi Arabia | Jeddah | Hard & Soft Landscaping | Red Sea Village | B6 Marina Village | RSG | SALCO | Award | 2021 | Fixed Price Lump Sum | SITE WORK | Landscaping | Planting - Supply And Installation;Palms, Trees, Shrubs And The Like With Healthy Fully Developed Root Balls, Undamaged And Free From Pests And Diseases, Planted In Prepared Ground As Detailed, Including All Compost And Fertilizers, Tree Stakes, Tree Ties, Temporary Planting Screens;Ground Covers;Catharanthus Alba, Ref. Cath.A - 0.30M Spread | 1123 | Nr | SAR | 7
ALYA-05.2 | 2 | 2.0768 |  | Kingdom of Saudi Arabia | Jeddah | Hard & Soft Landscaping | Red Sea Village | B6 Marina Village | RSG | SALCO | Award | 2021 | Fixed Price Lump Sum | SITE WORK | Landscaping | Planting - Supply And Installation;Palms, Trees, Shrubs And The Like With Healthy Fully Developed Root Balls, Undamaged And Free From Pests And Diseases, Planted In Prepared Ground As Detailed, Including All Compost And Fertilizers, Tree Stakes, Tree Ties, Temporary Planting Screens;Ground Covers;Portulaca Grandiflora, Ref. Port.G - 0.30M Spread | 1953 | Nr | SAR | 7
ALYA-05.2 | 2 | 2.0768 |  | Kingdom of Saudi Arabia | Jeddah | Hard & Soft Landscaping | Red Sea Village | B6 Marina Village | RSG | SALCO | Award | 2021 | Fixed Price Lump Sum | SITE WORK | Landscaping | Planting - Supply And Installation;Palms, Trees, Shrubs And The Like With Healthy Fully Developed Root Balls, Undamaged And Free From Pests And Diseases, Planted In Prepared Ground As Detailed, Including All Compost And Fertilizers, Tree Stakes, Tree Ties, Temporary Planting Screens;Ground Covers;Ruellia Ciliosa, Ref. Ruel.C - 0.40M Height | 25257 | Nr | SAR | 8
ALYA-05.2 | 2 | 2.0768 |  | Kingdom of Saudi Arabia | Jeddah | Hard & Soft Landscaping | Red Sea Village | B6 Marina Village | RSG | SALCO | Award | 2021 | Fixed Price Lump Sum | SITE WORK | Landscaping | Planting - Supply And Installation;Palms, Trees, Shrubs And The Like With Healthy Fully Developed Root Balls, Undamaged And Free From Pests And Diseases, Planted In Prepared Ground As Detailed, Including All Compost And Fertilizers, Tree Stakes, Tree Ties, Temporary Planting Screens;Ground Covers;Sesuvium Red Carpet, Ref. Sesu.Rc - 0.15M Height Cuttings | 2180 | Nr | SAR | 7
ALYA-05.2 | 2 | 2.0768 |  | Kingdom of Saudi Arabia | Jeddah | Hard & Soft Landscaping | Red Sea Village | B6 Marina Village | RSG | SALCO | Award | 2021 | Fixed Price Lump Sum | SITE WORK | Landscaping | Planting - Supply And Installation;Palms, Trees, Shrubs And The Like With Healthy Fully Developed Root Balls, Undamaged And Free From Pests And Diseases, Planted In Prepared Ground As Detailed, Including All Compost And Fertilizers, Tree Stakes, Tree Ties, Temporary Planting Screens;Ground Covers;Pennisetum Setaceum Ref. Penn.S - 0.50-0.60M Height | 216 | Nr | SAR | 11
ALYA-05.2 | 2 | 2.0768 |  | Kingdom of Saudi Arabia | Jeddah | Hard & Soft Landscaping | Red Sea Village | B6 Marina Village | RSG | SALCO | Award | 2021 | Fixed Price Lump Sum | SITE WORK | Landscaping | Planting - Supply And Installation;Palms, Trees, Shrubs And The Like With Healthy Fully Developed Root Balls, Undamaged And Free From Pests And Diseases, Planted In Prepared Ground As Detailed, Including All Compost And Fertilizers, Tree Stakes, Tree Ties, Temporary Planting Screens;Trees;Plumeria Obtusa, Ref. Plum.O - 2.5-3.0M Overall Height, 80-100Mm Caliper | 11 | Nr | SAR | 3618
ALYA-05.2 | 2 | 2.0768 |  | Kingdom of Saudi Arabia | Jeddah | Hard & Soft Landscaping | Red Sea Village | B6 Marina Village | RSG | SALCO | Award | 2021 | Fixed Price Lump Sum | SITE WORK | Landscaping | Planting - Supply And Installation;Palms, Trees, Shrubs And The Like With Healthy Fully Developed Root Balls, Undamaged And Free From Pests And Diseases, Planted In Prepared Ground As Detailed, Including All Compost And Fertilizers, Tree Stakes, Tree Ties, Temporary Planting Screens;Shrub;Bougainvillea Glabra Yellow, Ref. Boug.Gy - 0.40 To 0.50M Spread | 468 | Nr | SAR | 23
ALYA-05.2 | 2 | 2.0768 |  | Kingdom of Saudi Arabia | Jeddah | Hard & Soft Landscaping | Red Sea Village | B6 Marina Village | RSG | SALCO | Award | 2021 | Fixed Price Lump Sum | SITE WORK | Landscaping | Planting - Supply And Installation;Palms, Trees, Shrubs And The Like With Healthy Fully Developed Root Balls, Undamaged And Free From Pests And Diseases, Planted In Prepared Ground As Detailed, Including All Compost And Fertilizers, Tree Stakes, Tree Ties, Temporary Planting Screens;Trees;Hibiscus Tiliaceus, Ref. Hibi.T - 1.8M Clear Stem Height, 60 To 70Mm Caliper | 80 | Nr | SAR | 23
ALYA-05.2 | 2 | 2.0768 |  | Kingdom of Saudi Arabia | Jeddah | Hard & Soft Landscaping | Red Sea Village | B6 Marina Village | RSG | SALCO | Award | 2021 | Fixed Price Lump Sum | FURNISHINGS | Generally | Site Furniture;Pot;Supply And Fix Feature Pot Including Concrete Base, Stainless Steel Bolts, Complete To The Engineer'S Approval,;1200Mm Diameter X 1200Mm High Terracotta/Grc (Or Similar Approved) Feature Pot With Smooth Finish | 56 | Nr | SAR | 4673
ALYA-05.2 | 2 | 2.0768 |  | Kingdom of Saudi Arabia | Jeddah | Hard & Soft Landscaping | Red Sea Village | B6 Marina Village | RSG | SALCO | Award | 2021 | Fixed Price Lump Sum | FURNISHINGS | Generally | Site Furniture;Planter Box;Supply And Fix Planter Box Complete To The Specialist/Engineer'S Approval,;1000 X 500 X 600Mm High Grp Planter Box With Smooth Finish;Proposed Thick 5Mm | 1756 | Nr | SAR | 1869
ALYA-05.2 | 2 | 2.0768 |  | Kingdom of Saudi Arabia | Jeddah | Hard & Soft Landscaping | Red Sea Village | B6 Marina Village | RSG | SALCO | Award | 2021 | Fixed Price Lump Sum | SITE WORK | Landscaping | Earthworks;Sweet Soil/Planting Medium Consist Of Soil, Compost And Fertilizers Including Geotextile Membrane Complete As Specified;To Pot | 95 | m³ | SAR | 320
ALYA-05.2 | 2 | 2.0769 |  | Kingdom of Saudi Arabia | Jeddah | Hard & Soft Landscaping | Red Sea Village | B6 Marina Village | RSG | SALCO | Award | 2021 | Fixed Price Lump Sum | SITE WORK | Landscaping | Earthworks;Gravel Wrapped In Geotextile As Capillary Break Layer, Complete As Specified ;Below Planting Medium Of Palms And Trees, 200Mm Thick | 517 | m² | SAR | 25
ALYA-05.2 | 2 | 2.0769 |  | Kingdom of Saudi Arabia | Jeddah | Hard & Soft Landscaping | Red Sea Village | B6 Marina Village | RSG | SALCO | Award | 2021 | Fixed Price Lump Sum | SITE WORK | Site preparation | Siteworks;Site Preparation;General Site Clearance | 14136 | m² | SAR | 4
ALYA-05.2 | 2 | 2.0769 |  | Kingdom of Saudi Arabia | Jeddah | Hard & Soft Landscaping | Red Sea Village | B6 Marina Village | RSG | SALCO | Award | 2021 | Fixed Price Lump Sum | SITE WORK | Filling | Siteworks;Filling;Well Compacted Selected Excavated Material (Provisional Item) | 14217 | m³ | SAR | 60
ALYA-05.2 | 2 | 2.0769 |  | Kingdom of Saudi Arabia | Jeddah | Hard & Soft Landscaping | Red Sea Village | B6 Marina Village | RSG | SALCO | Award | 2021 | Fixed Price Lump Sum | SITE WORK | Paving and surfacing | Paving;Precast Concrete Block Paving Laid To Pattern With Required Colour, On And Including 50Mm Thick Sharp Sand Bed On Compacted Sub-Base, Complete As Per Engineer'S Approval;200 X 100 X 60Mm In Shot Blasted Finish Ref: Paving Type 11 | 1604 | m² | SAR | 174
ALYA-05.2 | 2 | 2.0769 |  | Kingdom of Saudi Arabia | Jeddah | Hard & Soft Landscaping | Red Sea Village | B6 Marina Village | RSG | SALCO | Award | 2021 | Fixed Price Lump Sum | SITE WORK | Paving and surfacing | Paving;Precast Concrete Block Paving Laid To Pattern With Required Colour, On And Including 50Mm Thick Sharp Sand Bed On Compacted Sub-Base, Complete As Per Engineer'S Approval;200 X 400 X 60Mm In Shot Blasted Finish Ref: Paving Type 12 | 1942 | m² | SAR | 175
ALYA-05.2 | 2 | 2.0769 |  | Kingdom of Saudi Arabia | Jeddah | Hard & Soft Landscaping | Red Sea Village | B6 Marina Village | RSG | SALCO | Award | 2021 | Fixed Price Lump Sum | SITE WORK | Paving and surfacing | Paving;Precast Concrete Block Paving Laid To Pattern With Required Colour, On And Including 50Mm Thick Sharp Sand Bed On Compacted Sub-Base, Complete As Per Engineer'S Approval;200 X 400 X 60Mm In Shot Blasted Finish Ref: Paving Type 13 | 5586 | m² | SAR | 175
ALYA-05.2 | 2 | 2.0769 |  | Kingdom of Saudi Arabia | Jeddah | Hard & Soft Landscaping | Red Sea Village | B6 Marina Village | RSG | SALCO | Award | 2021 | Fixed Price Lump Sum | SITE WORK | Paving and surfacing | Paving;Precast Concrete Paving Block Laid To Pattern With Required Colour, 5Mm Wide Joints With Joint Filling Sand, On And Including 40 - 50Mm Thick Sharp Sand Bed On Compacted Sub-Base, Complete As Per Engineer'S Approval;300 X 300 X 60Mm With Milled Blisters, In Shot Blasted Finish Ref: Tactile Paving | 98 | m² | SAR | 334
ALYA-05.2 | 2 | 2.0769 |  | Kingdom of Saudi Arabia | Jeddah | Hard & Soft Landscaping | Red Sea Village | B6 Marina Village | RSG | SALCO | Award | 2021 | Fixed Price Lump Sum | SITE WORK | Paving and surfacing | Paving Band And Edge;Precast Concrete Paving Band Laid To Pattern With Required Colour, On And Including 25Mm Thick Full Mortar Bed On Concrete Base And Compacted Sub-Base, Complete As Per Engineer'S Approval;100 X 200 X 60Mm In Shot Blasted Finish Ref: Typical Band, 400Mm Wide | 2999 | m | SAR | 120
ALYA-05.2 | 2 | 2.0769 |  | Kingdom of Saudi Arabia | Jeddah | Hard & Soft Landscaping | Red Sea Village | B6 Marina Village | RSG | SALCO | Award | 2021 | Fixed Price Lump Sum | SITE WORK | Landscaping | Maintenance Edge;Precast Concrete Maintenance Edge Cut To Radius As Required And Laid To Pattern With Required Colour, Max. 5Mm Wide Joint Using Colour Matched Grout, On And Including 25Mm Thick Full Mortar Bed On Concrete Base And Compacted Sub-Base, Complete As Per Engineer'S Approval;350 X 350 X 60Mm In Shot Blasted Finish Ref: Maintenance Edge Type 1, 350Mm Wide | 6259 | m | SAR | 116
ALYA-05.2 | 2 | 2.0769 |  | Kingdom of Saudi Arabia | Jeddah | Hard & Soft Landscaping | Red Sea Village | B6 Marina Village | RSG | SALCO | Award | 2021 | Fixed Price Lump Sum | SITE WORK | Landscaping | Maintenance Edge;Precast Concrete Maintenance Edge Cut To Radius As Required And Laid To Pattern With Required Colour, Max. 5Mm Wide Joint Using Colour Matched Grout, On And Including 25Mm Thick Full Mortar Bed On Concrete Base And Compacted Sub-Base, Complete As Per Engineer'S Approval;200 X 400 X 60Mm In Shot Blasted Finish Ref: Maintenance Edge Type 2, 200Mm Wide | 1741 | m | SAR | 60
ALYA-05.2 | 2 | 2.077 |  | Kingdom of Saudi Arabia | Jeddah | Hard & Soft Landscaping | Red Sea Village | B6 Marina Village | RSG | SALCO | Award | 2021 | Fixed Price Lump Sum | SITE WORK | Landscaping | Metal Edge;Aluminium Edging, Brushed Finish, Fixed As Per Manufacturer'S Recommendations, Complete As Per Engineer'S Approval ;5Mm Thick Metal Edging For 150Mm High Gravel | 354 | m | SAR | 40
ALYA-05.2 | 2 | 2.077 |  | Kingdom of Saudi Arabia | Jeddah | Hard & Soft Landscaping | Red Sea Village | B6 Marina Village | RSG | SALCO | Award | 2021 | Fixed Price Lump Sum | SITE WORK | Landscaping | Gravel Surface;25 - 50Mm Sieve Size Local Crushed Stone Gravel, Loose Laid In 150Mm Thick Layer Over Geotextile Membrane On Compacted Sub-Base, Complete As Per Engineer'S Approval;Gravel Surface Type 1 | 4078 | m² | SAR | 33
ALYA-05.2 | 2 | 2.077 |  | Kingdom of Saudi Arabia | Jeddah | Hard & Soft Landscaping | Red Sea Village | B6 Marina Village | RSG | SALCO | Award | 2021 | Fixed Price Lump Sum | SITE WORK | Landscaping | Gravel Surface;25 - 50Mm Sieve Size Local Crushed Stone Gravel, Loose Laid In 150Mm Thick Layer Over Geotextile Membrane On Compacted Sub-Base, Complete As Per Engineer'S Approval;Gravel Surface Type 2 | 70 | m² | SAR | 33
ALYA-05.2 | 2 | 2.077 |  | Kingdom of Saudi Arabia | Jeddah | Hard & Soft Landscaping | Red Sea Village | B6 Marina Village | RSG | SALCO | Award | 2021 | Fixed Price Lump Sum | FURNISHINGS | Generally | Site Furniture;Litter Bin;Supply And Fix Bin Including Necessary Accessories, Reinforced Concrete Base On Compacted Sub Base, Complete As Specifiedl;Bin Type 5 - Powder Coated Aluminium Litter Bin With Required Colour, Size 410 X 372 X 912Mm High Above Finished Floor Level | 7 | Nr | SAR | 5741
ALYA-05.2 | 2 | 2.077 |  | Kingdom of Saudi Arabia | Jeddah | Hard & Soft Landscaping | Red Sea Village | B6 Marina Village | RSG | SALCO | Award | 2021 | Fixed Price Lump Sum | FURNISHINGS | Generally | Site Furniture;Bench ;Fair Face Finished Precast Concrete Seat Block With Stamped Pattern, On And Including Reinforced Concrete Foundation On Compacted Sub Base, Necessary Earthwork, Blinding, Polyethylene Sheet, Waterproofing, Steel Dowel And Necessary Accessories, Complete To The Engineer'S Approval;Bench Type 13 - Overall Size 2000 X 500 X 450Mm High | 7 | Nr | SAR | 2336
ALYA-05.2 | 2 | 2.077 |  | Kingdom of Saudi Arabia | Jeddah | Hard & Soft Landscaping | Red Sea Village | B6 Marina Village | RSG | SALCO | Award | 2021 | Fixed Price Lump Sum | FURNISHINGS | Generally | Site Furniture ;Bollard;Stainless Steel Fixed Bollard In Stain Surface Finish With Required Colour, Including Composite Timber Inset, Necessary Base, Accessories And All Other Required Works, Complete, As Specified;Bollard Type 1 - 900Mm High Above Finished Floor Level X 120Mm , Fixed Bollard | 52 | Nr | SAR | 2069
ALYA-05.2 | 2 | 2.077 |  | Kingdom of Saudi Arabia | Jeddah | Hard & Soft Landscaping | Red Sea Village | B6 Marina Village | RSG | SALCO | Award | 2021 | Fixed Price Lump Sum | SITE WORK | Landscaping | Maintenance Edge;Precast Concrete Maintenance Edge Cut To Radius As Required And Laid To Pattern With Required Colour, Max. 5Mm Wide Joint Using Colour Matched Grout, On And Including 25Mm Thick Full Mortar Bed On Concrete Base And Compacted Sub-Base, Complete As Per Engineer'S Approval ;350 X 350 X 60Mm In Shot Blasted Finish Ref: Maintenance Edge Type 1, 350Mm Wide | 55 | m | SAR | 116
ALYA-05.2 | 2 | 2.077 |  | Kingdom of Saudi Arabia | Jeddah | Hard & Soft Landscaping | Red Sea Village | B6 Marina Village | RSG | SALCO | Award | 2021 | Fixed Price Lump Sum | SITE WORK | Site preparation | Siteworks;Site Preparation;General Site Clearance | 25148 | m² | SAR | 4
ALYA-05.2 | 2 | 2.077 |  | Kingdom of Saudi Arabia | Jeddah | Hard & Soft Landscaping | Red Sea Village | B6 Marina Village | RSG | SALCO | Award | 2021 | Fixed Price Lump Sum | SITE WORK | Filling | Siteworks;Filling;Well Compacted Selected Excavated Material (Provisional Item) | 12404 | m³ | SAR | 60
ALYA-05.2 | 2 | 2.077 |  | Kingdom of Saudi Arabia | Jeddah | Hard & Soft Landscaping | Red Sea Village | B6 Marina Village | RSG | SALCO | Award | 2021 | Fixed Price Lump Sum | SITE WORK | Paving and surfacing | Paving;Precast Concrete Block Paving Laid To Pattern With Required Colour, 5Mm Wide Joints With Filled With Joint Filling Sand, On And Including 50Mm Thick Sharp Sand Bed On Compacted Sub-Base, Complete As Per Engineer'S Approval;150X150/150X300 X 60Mm In Shot Blasted Finish, Ref. Feature Paving Type 6 | 17 | m² | SAR | 195
ALYA-05.2 | 2 | 2.0771 |  | Kingdom of Saudi Arabia | Jeddah | Hard & Soft Landscaping | Red Sea Village | B6 Marina Village | RSG | SALCO | Award | 2021 | Fixed Price Lump Sum | SITE WORK | Paving and surfacing | Paving;Precast Concrete Block Paving Laid To Pattern With Required Colour, 5Mm Wide Joints With Filled With Joint Filling Sand, On And Including 50Mm Thick Sharp Sand Bed On Compacted Sub-Base, Complete As Per Engineer'S Approval;150X150/150X300 X 80Mm, Ref. Feature Paving Type 7 | 504 | m² | SAR | 195
ALYA-05.2 | 2 | 2.0771 |  | Kingdom of Saudi Arabia | Jeddah | Hard & Soft Landscaping | Red Sea Village | B6 Marina Village | RSG | SALCO | Award | 2021 | Fixed Price Lump Sum | SITE WORK | Paving and surfacing | Paving;Precast Concrete Block Paving Laid To Pattern With Required Colour, 5Mm Wide Joints With Filled With Joint Filling Sand, On And Including 50Mm Thick Sharp Sand Bed On Compacted Sub-Base, Complete As Per Engineer'S Approval;200X100/200X200/200X300 X 80Mm In Shot Blasted Finish Ref. Plot Access Paving Type 4 | 599 | m² | SAR | 195
ALYA-05.2 | 2 | 2.0771 |  | Kingdom of Saudi Arabia | Jeddah | Hard & Soft Landscaping | Red Sea Village | B6 Marina Village | RSG | SALCO | Award | 2021 | Fixed Price Lump Sum | SITE WORK | Paving and surfacing | Paving;Precast Concrete Block Paving Laid To Pattern With Required Colour, 5Mm Wide Joints With Filled With Joint Filling Sand, On And Including 50Mm Thick Sharp Sand Bed On Compacted Sub-Base, Complete As Per Engineer'S Approval;200 X 400 X 60Mm In Shot Blasted Finish Ref: Paving Type 12 | 30 | m² | SAR | 175
ALYA-05.2 | 2 | 2.0771 |  | Kingdom of Saudi Arabia | Jeddah | Hard & Soft Landscaping | Red Sea Village | B6 Marina Village | RSG | SALCO | Award | 2021 | Fixed Price Lump Sum | SITE WORK | Paving and surfacing | Paving;Precast Concrete Block Paving Laid To Pattern With Required Colour, 5Mm Wide Joints With Filled With Joint Filling Sand, On And Including 50Mm Thick Sharp Sand Bed On Compacted Sub-Base, Complete As Per Engineer'S Approval;200X400/400X400/400X600 X 60Mm In Shot Blasted Finish Ref: Paving Type 22 | 1879 | m² | SAR | 206
ALYA-05.2 | 2 | 2.0771 |  | Kingdom of Saudi Arabia | Jeddah | Hard & Soft Landscaping | Red Sea Village | B6 Marina Village | RSG | SALCO | Award | 2021 | Fixed Price Lump Sum | SITE WORK | Paving and surfacing | Paving;Precast Concrete Block Paving Laid To Pattern With Required Colour, 5Mm Wide Joints With Filled With Joint Filling Sand, On And Including 50Mm Thick Sharp Sand Bed On Compacted Sub-Base, Complete As Per Engineer'S Approval;200X400/400X400/400X600 X 60Mm In Shot Blasted Finish Ref: Paving Type 23 | 3526 | m² | SAR | 206
ALYA-05.2 | 2 | 2.0771 |  | Kingdom of Saudi Arabia | Jeddah | Hard & Soft Landscaping | Red Sea Village | B6 Marina Village | RSG | SALCO | Award | 2021 | Fixed Price Lump Sum | SITE WORK | Paving and surfacing | Paving;Precast Concrete Block Paving Laid To Pattern With Required Colour, 5Mm Wide Joints With Filled With Joint Filling Sand, On And Including 50Mm Thick Sharp Sand Bed On Compacted Sub-Base, Complete As Per Engineer'S Approval;400X400/200X200/200X400 X 60Mm In Shot Blasted Finish Ref: Paving Type 30 | 1109 | m² | SAR | 174
ALYA-05.2 | 2 | 2.0771 |  | Kingdom of Saudi Arabia | Jeddah | Hard & Soft Landscaping | Red Sea Village | B6 Marina Village | RSG | SALCO | Award | 2021 | Fixed Price Lump Sum | SITE WORK | Paving and surfacing | Paving;Precast Concrete Block Paving Laid To Pattern With Required Colour, 5Mm Wide Joints With Filled With Joint Filling Sand, On And Including 50Mm Thick Sharp Sand Bed On Compacted Sub-Base, Complete As Per Engineer'S Approval;400X400/200X200/200X400 X 80Mm In Shot Blasted Finish Ref: Paving Type 30 | 948 | m² | SAR | 188
ALYA-05.2 | 2 | 2.0771 |  | Kingdom of Saudi Arabia | Jeddah | Hard & Soft Landscaping | Red Sea Village | B6 Marina Village | RSG | SALCO | Award | 2021 | Fixed Price Lump Sum | SITE WORK | Paving and surfacing | Paving Band And Edge;Precast Concrete Paving Band Laid To Pattern With Required Colour, Max. 5Mm Wide Grouted Joint Using Colour Matched Grout, On And Including 25Mm Thick Full Mortar Bed On Concrete Base And Compacted Sub-Base, Complete As Per Engineer'S Approval ;400 X 600 X 60Mm In Shot Blasted Finish Ref: Typical Band , 400Mm Wide | 1491 | m | SAR | 128
ALYA-05.2 | 2 | 2.0771 |  | Kingdom of Saudi Arabia | Jeddah | Hard & Soft Landscaping | Red Sea Village | B6 Marina Village | RSG | SALCO | Award | 2021 | Fixed Price Lump Sum | SITE WORK | Paving and surfacing | Paving Band And Edge;Precast Concrete Paving Band Laid To Pattern With Required Colour, Max. 5Mm Wide Grouted Joint Using Colour Matched Grout, On And Including 25Mm Thick Full Mortar Bed On Concrete Base And Compacted Sub-Base, Complete As Per Engineer'S Approval ;200 X 400 X 60Mm In Shot Blasted Finish Ref: Typical Band , 200Mm Wide | 226 | m | SAR | 60
ALYA-05.2 | 2 | 2.0771 |  | Kingdom of Saudi Arabia | Jeddah | Hard & Soft Landscaping | Red Sea Village | B6 Marina Village | RSG | SALCO | Award | 2021 | Fixed Price Lump Sum | SITE WORK | Paving and surfacing | Paving Band And Edge;Precast Concrete Paving Band Laid To Pattern With Required Colour, Max. 5Mm Wide Grouted Joint Using Colour Matched Grout, On And Including 25Mm Thick Full Mortar Bed On Concrete Base And Compacted Sub-Base, Complete As Per Engineer'S Approval ;200 X 200 X 80Mm In Shot Blasted Finish Ref: Typical Band, 200Mm Wide - To Pedestrian Junction | 86 | m | SAR | 64
ALYA-05.2 | 2 | 2.0772 |  | Kingdom of Saudi Arabia | Jeddah | Hard & Soft Landscaping | Red Sea Village | B6 Marina Village | RSG | SALCO | Award | 2021 | Fixed Price Lump Sum | SITE WORK | Landscaping | Maintenance Edge;Precast Concrete Maintenance Edge Cut To Radius As Required And Laid To Pattern With Required Colour, Max. 5Mm Wide Joint Using Colour Matched Grout, On And Including 25Mm Thick Full Mortar Bed On Concrete Base And Compacted Sub-Base, Complete As Per Engineer'S Approval ;350 X 350 X 60Mm In Shot Blasted Finish Ref: Maintenance Edge Type 1, 350Mm Wide | 3032 | m | SAR | 116
ALYA-05.2 | 2 | 2.0772 |  | Kingdom of Saudi Arabia | Jeddah | Hard & Soft Landscaping | Red Sea Village | B6 Marina Village | RSG | SALCO | Award | 2021 | Fixed Price Lump Sum | SITE WORK | Landscaping | Maintenance Edge;Precast Concrete Maintenance Edge Cut To Radius As Required And Laid To Pattern With Required Colour, Max. 5Mm Wide Joint Using Colour Matched Grout, On And Including 25Mm Thick Full Mortar Bed On Concrete Base And Compacted Sub-Base, Complete As Per Engineer'S Approval ;200 X 400 X 60Mm In Shot Blasted Finish Ref: Maintenance Edge Type 2, 200Mm Wide | 1512 | m | SAR | 60
ALYA-05.2 | 2 | 2.0772 |  | Kingdom of Saudi Arabia | Jeddah | Hard & Soft Landscaping | Red Sea Village | B6 Marina Village | RSG | SALCO | Award | 2021 | Fixed Price Lump Sum | SITE WORK | Landscaping | Metal Edge;Aluminium Edging, Brushed Finish, Fixed As Per Manufacturer'S Recommendations, Complete As Per Engineer'S Approval ;5Mm Thick Metal Edging For 150Mm High Gravel | 39 | m | SAR | 40
ALYA-05.2 | 2 | 2.0772 |  | Kingdom of Saudi Arabia | Jeddah | Hard & Soft Landscaping | Red Sea Village | B6 Marina Village | RSG | SALCO | Award | 2021 | Fixed Price Lump Sum | FURNISHINGS | Generally | Site Furniture;Litter Bin;Supply And Fix Bin Including Necessary Accessories, Reinforced Concrete Base On Compacted Sub Base, Complete As Specified;Bin Type 5 - Powder Coated Aluminium Litter Bin With Required Colour, Size 410 X 372 X 912Mm High Above Finished Floor Level | 15 | Nr | SAR | 5741
ALYA-05.2 | 2 | 2.0772 |  | Kingdom of Saudi Arabia | Jeddah | Hard & Soft Landscaping | Red Sea Village | B6 Marina Village | RSG | SALCO | Award | 2021 | Fixed Price Lump Sum | FURNISHINGS | Generally | Site Furniture;Bench ;Bench Comprising Of Hardwood Timber Board Battens With Planed Finish In Minimum 8Mm Gaps, Size 115 X 1600 X 50Mm Thick Seat Fixed To Precast Concrete Seat Block, Fair Face Finished Precast Concrete Seat Block With Stamped Pattern, On And Including Reinforced Concrete Foundation On Compacted Sub Base, Necessary Earthwork, Blinding, Polyethylene Sheet, Waterproofing, Steel Dowel And Necessary Fixings, Accessories, Complete To Specialist / Engineer'S Details ;Bench Type 11 - Overall Size 2000 X 500 X 450Mm High | 8 | Nr | SAR | 4406
ALYA-05.2 | 2 | 2.0772 |  | Kingdom of Saudi Arabia | Jeddah | Hard & Soft Landscaping | Red Sea Village | B6 Marina Village | RSG | SALCO | Award | 2021 | Fixed Price Lump Sum | FURNISHINGS | Generally | Site Furniture;Bench ;Fair Face Finish Precast Concrete Seat Block With Stamped Pattern And Required Colour, On And Including Reinforced Concrete Base On Compacted Sub Base, Necessary Earthwork, Waterproofing, Steel Dowel For Fixing Concrete Bench, Complete To Specialist / Engineer'S Details ;Bench Type 11 - Overall Size 2000 X 500 X 450Mm High (Optional) | 8 | Nr | SAR | 2336
ALYA-05.2 | 2 | 2.0772 |  | Kingdom of Saudi Arabia | Jeddah | Hard & Soft Landscaping | Red Sea Village | B6 Marina Village | RSG | SALCO | Award | 2021 | Fixed Price Lump Sum | FURNISHINGS | Generally | Site Furniture;Bench Comprising Of Hardwood Timber Board Battens With Planed Finish In Minimum 8Mm Gaps, Size 50X120Mm To Seat And 25X100Mm Back Rest Fixed To 50Mm Wide Painted Galvanized Steel Flat Member On Precast Concrete Seat Block, Fair Face Finished Precast Concrete Seat Block With Stamped Pattern, On And Including Reinforced Concrete Foundation On Compacted Sub Base, Necessary Earthwork;Bench Type 12 - Overall Size 2000 X 500 X 450Mm High | 23 | Nr | SAR | 6942
ALYA-05.2 | 2 | 2.0772 |  | Kingdom of Saudi Arabia | Jeddah | Hard & Soft Landscaping | Red Sea Village | B6 Marina Village | RSG | SALCO | Award | 2021 | Fixed Price Lump Sum | FURNISHINGS | Generally | Site Furniture ;Bench ;Fair Face Finish Precast Concrete Seat Block With Stamped Pattern And Required Colour, On And Including Reinforced Concrete Base On Compacted Sub Base, Necessary Earthwork, Waterproofing, Steel Dowel For Fixing Concrete Bench, Complete To Specialist / Engineer'S Details ;Bench Type 12 - Overall Size 2000 X 500 X 450Mm High (Optional) | 23 | Nr | SAR | 2336
ALYA-05.2 | 2 | 2.0772 |  | Kingdom of Saudi Arabia | Jeddah | Hard & Soft Landscaping | Red Sea Village | B6 Marina Village | RSG | SALCO | Award | 2021 | Fixed Price Lump Sum | FURNISHINGS | Generally | Site Furniture;Bollard;Stainless Steel Fixed Bollard In Stain Surface Finish With Required Colour, Including Composite Timber Inset, Necessary Base, Accessories And All Other Required Works, Complete, As Specified;Bollard Type 1 - 900Mm High Above Finished Floor Level X 120Mm , Fixed Bollard | 64 | Nr | SAR | 2069
ALYA-05.2 | 2 | 2.0772 |  | Kingdom of Saudi Arabia | Jeddah | Hard & Soft Landscaping | Red Sea Village | B6 Marina Village | RSG | SALCO | Award | 2021 | Fixed Price Lump Sum | FURNISHINGS | Generally | Site Furniture;Bollard;Stainless Steel Fixed Bollard In Stain Surface Finish With Required Colour, Including Reflective Tape, Necessary Base, Accessories And All Other Required Works, Complete ;Bollard Type 2 - 900Mm High Above Finished Floor Level X 120Mm Diameter, Fixed Bollard | 36 | Nr | SAR | 2603
ALYA-05.2 | 2 | 2.0773 |  | Kingdom of Saudi Arabia | Jeddah | Hard & Soft Landscaping | Red Sea Village | B6 Marina Village | RSG | SALCO | Award | 2021 | Fixed Price Lump Sum | FURNISHINGS | Generally | Site Furniture;Bollard;Stainless Steel Fixed Bollard In Stain Surface Finish With Required Colour, Including Reflective Tape, Necessary Base, Accessories And All Other Required Works, Complete ;Bollard Type 3 - 600Mm High Above Finished Floor Level X 65Mm Diameter, Fold Down Bollard | 9 | Nr | SAR | 868
ALYA-05.2 | 2 | 2.0773 |  | Kingdom of Saudi Arabia | Jeddah | Hard & Soft Landscaping | Red Sea Village | B6 Marina Village | RSG | SALCO | Award | 2021 | Fixed Price Lump Sum | SITE WORK | Paving and surfacing | Paving;Precast Concrete Block Paving Laid To Pattern With Required Colour, 5Mm Wide Joints With Filled With Joint Filling Sand, On And Including 50Mm Thick Sharp Sand Bed On Compacted Sub-Base, Complete As Per Engineer'S Approval ;200X400/400X400/400X600 X 60Mm In Shot Blasted Finish Ref: Paving Type 22 | 86 | m² | SAR | 206
ALYA-05.2 | 2 | 2.0773 |  | Kingdom of Saudi Arabia | Jeddah | Hard & Soft Landscaping | Red Sea Village | B6 Marina Village | RSG | SALCO | Award | 2021 | Fixed Price Lump Sum | SITE WORK | Paving and surfacing | Paving;Precast Concrete Block Paving Laid To Pattern With Required Colour, 5Mm Wide Joints With Filled With Joint Filling Sand, On And Including 50Mm Thick Sharp Sand Bed On Compacted Sub-Base, Complete As Per Engineer'S Approval ;200X400/400X400/400X600 X 60Mm In Shot Blasted Finish Ref: Paving Type 23 | 1045 | m² | SAR | 206
ALYA-05.2 | 2 | 2.0773 |  | Kingdom of Saudi Arabia | Jeddah | Hard & Soft Landscaping | Red Sea Village | B6 Marina Village | RSG | SALCO | Award | 2021 | Fixed Price Lump Sum | SITE WORK | Paving and surfacing | Paving;Precast Concrete Block Paving Laid To Pattern With Required Colour, 5Mm Wide Joints With Filled With Joint Filling Sand, On And Including 50Mm Thick Sharp Sand Bed On Compacted Sub-Base, Complete As Per Engineer'S Approval ;200X100/200X200/200X300 X 80Mm In Shot Blasted Finish Ref. Plot Access Paving Type 4 | 228 | m² | SAR | 195
ALYA-05.2 | 2 | 2.0773 |  | Kingdom of Saudi Arabia | Jeddah | Hard & Soft Landscaping | Red Sea Village | B6 Marina Village | RSG | SALCO | Award | 2021 | Fixed Price Lump Sum | SITE WORK | Paving and surfacing | Paving;Precast Concrete Paving Block Laid To Pattern With Required Colour, 5Mm Wide Joints With Joint Filling Sand, On And Including 40 - 50Mm Thick Sharp Sand Bed On Compacted Sub-Base, Complete As Per Engineer'S Approval;300 X 300 X 60Mm With Milled Blisters, In Shot Blasted Finish Ref: Tactile Paving | 8 | m² | SAR | 334
ALYA-05.2 | 2 | 2.0773 |  | Kingdom of Saudi Arabia | Jeddah | Hard & Soft Landscaping | Red Sea Village | B6 Marina Village | RSG | SALCO | Award | 2021 | Fixed Price Lump Sum | SITE WORK | Paving and surfacing | Paving Band And Edge;Precast Concrete Paving Band Laid To Pattern With Required Colour, Max. 5Mm Wide Grouted Joint Using Colour Matched Grout, On And Including 25Mm Thick Full Mortar Bed On Concrete Base And Compacted Sub-Base, Complete As Per Engineer'S Approval ;400 X 600 X 60Mm In Shot Blasted Finish Ref: Paving Type 22 Band , 400Mm Wide | 158 | m | SAR | 128
ALYA-05.2 | 2 | 2.0773 |  | Kingdom of Saudi Arabia | Jeddah | Hard & Soft Landscaping | Red Sea Village | B6 Marina Village | RSG | SALCO | Award | 2021 | Fixed Price Lump Sum | SITE WORK | Landscaping | Maintenance Edge;Precast Concrete Maintenance Edge Cut To Radius As Required And Laid To Pattern With Required Colour, Max. 5Mm Wide Joint Using Colour Matched Grout, On And Including 25Mm Thick Full Mortar Bed On Concrete Base And Compacted Sub-Base, Complete As Per Engineer'S Approval ;350 X 350 X 60Mm In Shot Blasted Finish Ref: Maintenance Edge Type 1, 350Mm Wide | 601 | m | SAR | 116
ALYA-05.2 | 2 | 2.0773 |  | Kingdom of Saudi Arabia | Jeddah | Hard & Soft Landscaping | Red Sea Village | B6 Marina Village | RSG | SALCO | Award | 2021 | Fixed Price Lump Sum | SITE WORK | Landscaping | Maintenance Edge;Precast Concrete Maintenance Edge Cut To Radius As Required And Laid To Pattern With Required Colour, Max. 5Mm Wide Joint Using Colour Matched Grout, On And Including 25Mm Thick Full Mortar Bed On Concrete Base And Compacted Sub-Base, Complete As Per Engineer'S Approval ;200 X 400 X 60Mm In Shot Blasted Finish Ref: Maintenance Edge Type 2, 200Mm Wide | 261 | m | SAR | 60
ALYA-05.2 | 2 | 2.0773 |  | Kingdom of Saudi Arabia | Jeddah | Hard & Soft Landscaping | Red Sea Village | B6 Marina Village | RSG | SALCO | Award | 2021 | Fixed Price Lump Sum | FURNISHINGS | Generally | Site Furniture;Bollard;Stainless Steel Fixed Bollard In Natural Finish With Required Colour, Including Necessary Base, Accessories And All Other Required Works, Complete, As Specified ;Bin Type 5 - Powder Coated Aluminium Litter Bin With Required Colour, Size 410 X 372 X 912Mm High Above Finished Floor Level | 3 | Nr | SAR | 5741
ALYA-05.2 | 2 | 2.0773 |  | Kingdom of Saudi Arabia | Jeddah | Hard & Soft Landscaping | Red Sea Village | B6 Marina Village | RSG | SALCO | Award | 2021 | Fixed Price Lump Sum | SITE WORK | Paving and surfacing | Paving;Precast Concrete Block Paving Laid To Pattern With Required Colour, 5Mm Wide Joints With Filled With Joint Filling Sand, On And Including 50Mm Thick Sharp Sand Bed On Compacted Sub-Base, Complete As Per Engineer'S Approval ;150X150/150X300/300X300 X 60Mm In Shot Blasted Finish Ref: Feature Paving Type 1 | 1237 | m² | SAR | 195
ALYA-05.2 | 2 | 2.0774 |  | Kingdom of Saudi Arabia | Jeddah | Hard & Soft Landscaping | Red Sea Village | B6 Marina Village | RSG | SALCO | Award | 2021 | Fixed Price Lump Sum | SITE WORK | Paving and surfacing | Paving;Precast Concrete Paving Block Laid To Pattern With Required Colour, 5Mm Wide Joints With Joint Filling Sand, On And Including 40 - 50Mm Thick Sharp Sand Bed On Compacted Sub-Base, Complete As Per Engineer'S Approval ;300 X 300 X 60Mm With Milled Blisters, In Shot Blasted Finish Ref: Tactile Paving | 25 | m² | SAR | 334
ALYA-05.2 | 2 | 2.0774 |  | Kingdom of Saudi Arabia | Jeddah | Hard & Soft Landscaping | Red Sea Village | B6 Marina Village | RSG | SALCO | Award | 2021 | Fixed Price Lump Sum | SITE WORK | Landscaping | Maintenance Edge;Precast Concrete Maintenance Edge Cut To Radius As Required And Laid To Pattern With Required Colour, Max. 5Mm Wide Joint Using Colour Matched Grout, On And Including 25Mm Thick Full Mortar Bed On Concrete Base And Compacted Sub-Base, Complete As Per Engineer'S Approval ;350 X 350 X 60Mm In Shot Blasted Finish Ref: Maintenance Edge Type 1, 350Mm Wide | 334 | m | SAR | 116
ALYA-05.2 | 2 | 2.0774 |  | Kingdom of Saudi Arabia | Jeddah | Hard & Soft Landscaping | Red Sea Village | B6 Marina Village | RSG | SALCO | Award | 2021 | Fixed Price Lump Sum | SITE WORK | Landscaping | Maintenance Edge;Precast Concrete Maintenance Edge Cut To Radius As Required And Laid To Pattern With Required Colour, Max. 5Mm Wide Joint Using Colour Matched Grout, On And Including 25Mm Thick Full Mortar Bed On Concrete Base And Compacted Sub-Base, Complete As Per Engineer'S Approval ;200 X 400 X 60Mm In Shot Blasted Finish Ref: Maintenance Edge Type 2, 200Mm Wide | 137 | m | SAR | 60
ALYA-05.2 | 2 | 2.0774 |  | Kingdom of Saudi Arabia | Jeddah | Hard & Soft Landscaping | Red Sea Village | B6 Marina Village | RSG | SALCO | Award | 2021 | Fixed Price Lump Sum | SITE WORK | Landscaping | Mowing Edge;Precast Concrete Mowing Edge Laid To Pattern With Required Colour, Max. 5Mm Wide Joint Using Colour Matched Grout, On And Including 25Mm Thick Full Mortar Bed On Concrete Base And Compacted Sub-Base, Complete As Per Engineer'S Approval;Mowing Edge, 200X200/100X100 X 60Mm Thick In Shotblasted Finish, (100/200Mm Wide) | 106 | m | SAR | 60
ALYA-05.2 | 2 | 2.0774 |  | Kingdom of Saudi Arabia | Jeddah | Hard & Soft Landscaping | Red Sea Village | B6 Marina Village | RSG | SALCO | Award | 2021 | Fixed Price Lump Sum | SITE WORK | Landscaping | Metal Edge;Aluminium Edging, Brushed Finish, Fixed As Per Manufacturer'S Recommendations, Complete As Per Engineer'S Approval ;5Mm Thick Metal Edging For 150Mm High Gravel | 226 | m | SAR | 40
ALYA-05.2 | 2 | 2.0774 |  | Kingdom of Saudi Arabia | Jeddah | Hard & Soft Landscaping | Red Sea Village | B6 Marina Village | RSG | SALCO | Award | 2021 | Fixed Price Lump Sum | FURNISHINGS | Generally | Site Furniture ;Stainless Steel Fixed Bollard In Stain Surface Finish With Required Colour, Including Composite Timber Inset, Necessary Base, Accessories And All Other Required Works, Complete, As Specified;Bollard Type 1 - 900Mm High Above Finished Floor Level X 120Mm , Fixed Bollard | 28 | Nr | SAR | 2069
ALYA-05.2 | 2 | 2.0774 |  | Kingdom of Saudi Arabia | Jeddah | Hard & Soft Landscaping | Red Sea Village | B6 Marina Village | RSG | SALCO | Award | 2021 | Fixed Price Lump Sum | SITE WORK | Landscaping | Maintenance Edge;Precast Concrete Maintenance Edge Cut To Radius As Required And Laid To Pattern With Required Colour, Max. 5Mm Wide Joint Using Colour Matched Grout, On And Including 25Mm Thick Full Mortar Bed On Concrete Base And Compacted Sub-Base, Complete As Per Engineer'S Approval ;350 X 350 X 60Mm In Shot Blasted Finish Ref: Maintenance Edge Type 1, 350Mm Wide | 655 | m | SAR | 116
ALYA-05.2 | 2 | 2.0774 |  | Kingdom of Saudi Arabia | Jeddah | Hard & Soft Landscaping | Red Sea Village | B6 Marina Village | RSG | SALCO | Award | 2021 | Fixed Price Lump Sum | SITE WORK | Landscaping | Maintenance Edge;Precast Concrete Maintenance Edge Cut To Radius As Required And Laid To Pattern With Required Colour, Max. 5Mm Wide Joint Using Colour Matched Grout, On And Including 25Mm Thick Full Mortar Bed On Concrete Base And Compacted Sub-Base, Complete As Per Engineer'S Approval ;200 X 400 X 60Mm In Shot Blasted Finish Ref: Maintenance Edge Type 2, 200Mm Wide | 255 | m | SAR | 60
ALYA-05.2 | 2 | 2.0774 |  | Kingdom of Saudi Arabia | Jeddah | Hard & Soft Landscaping | Red Sea Village | B6 Marina Village | RSG | SALCO | Award | 2021 | Fixed Price Lump Sum | MASONRY | Sills, etc | Coping;Sandstone Coping With Required Colour, On And Including 25Mm Thick Full Mortar Bed, Reinforced Concrete Base On Compacted Sub-Base, Complete To Engineer'S Details;300 X 300 X 50Mm Thick Sandstone Coping In Honed Finish | 209 | m | SAR | 91
ALYA-05.2 | 2 | 2.0774 |  | Kingdom of Saudi Arabia | Jeddah | Hard & Soft Landscaping | Red Sea Village | B6 Marina Village | RSG | SALCO | Award | 2021 | Fixed Price Lump Sum | FURNISHINGS | Generally | Site Furniture ;Bollard;Stainless Steel Fixed Bollard In Stain Surface Finish With Required Colour, Including Composite Timber Inset, Necessary Base, Accessories And All Other Required Works, Complete, As Specified;Bollard Type 1 - 900Mm High Above Finished Floor Level X 120Mm , Fixed Bollard | 32 | Nr | SAR | 2069
ALYA-05.2 | 2 | 2.0775 |  | Kingdom of Saudi Arabia | Jeddah | Hard & Soft Landscaping | Red Sea Village | B6 Marina Village | RSG | SALCO | Award | 2021 | Fixed Price Lump Sum | FURNISHINGS | Generally | Site Furniture ;Stainless Steel Fixed Bollard In Natural Finish With Required Colour, Including Necessary Base, Accessories And All Other Required Works, Complete, As Specified;Bollard Type 3 - 600Mm High Above Finished Floor Level X 65Mm Diameter, Fold Down Bollard | 9 | Nr | SAR | 868
ALYA-05.2 | 2 | 2.0775 |  | Kingdom of Saudi Arabia | Jeddah | Hard & Soft Landscaping | Red Sea Village | B6 Marina Village | RSG | SALCO | Award | 2021 | Fixed Price Lump Sum | SITE WORK | Paving and surfacing | Paving;Precast Concrete Block Paving Laid To Pattern With Required Colour, 5Mm Wide Joints With Filled With Joint Filling Sand, On And Including 50Mm Thick Sharp Sand Bed On Compacted Sub-Base, Complete As Per Engineer'S Approval;150X150/150X300 X 60Mm In Shot Blasted Finish Ref: Feature Paving Type 6 | 3399 | m² | SAR | 195
ALYA-05.2 | 2 | 2.0775 |  | Kingdom of Saudi Arabia | Jeddah | Hard & Soft Landscaping | Red Sea Village | B6 Marina Village | RSG | SALCO | Award | 2021 | Fixed Price Lump Sum | SITE WORK | Paving and surfacing | Paving;Precast Concrete Block Paving Laid To Pattern With Required Colour, 5Mm Wide Joints With Filled With Joint Filling Sand, On And Including 50Mm Thick Sharp Sand Bed On Compacted Sub-Base, Complete As Per Engineer'S Approval;150X150/150X300 X 80Mm In Shot Blasted Finish Ref: Feature Paving Type 7 | 2186 | m² | SAR | 195
ALYA-05.2 | 2 | 2.0775 |  | Kingdom of Saudi Arabia | Jeddah | Hard & Soft Landscaping | Red Sea Village | B6 Marina Village | RSG | SALCO | Award | 2021 | Fixed Price Lump Sum | SITE WORK | Paving and surfacing | Paving;Precast Concrete Block Paving Laid To Pattern With Required Colour, 5Mm Wide Joints With Filled With Joint Filling Sand, On And Including 50Mm Thick Sharp Sand Bed On Compacted Sub-Base, Complete As Per Engineer'S Approval200 X 100 X 80Mm In Shot Blasted Finish Ref: Pedestrian Crossing Paving Type 2 | 75 | m² | SAR | 186
ALYA-05.2 | 2 | 2.0775 |  | Kingdom of Saudi Arabia | Jeddah | Hard & Soft Landscaping | Red Sea Village | B6 Marina Village | RSG | SALCO | Award | 2021 | Fixed Price Lump Sum | SITE WORK | Paving and surfacing | Paving Band And Edge;Precast Concrete Paving Band Laid To Pattern With Required Colour, Max. 5Mm Wide Grouted Joint Using Colour Matched Grout, On And Including 25Mm Thick Full Mortar Bed On Concrete Base And Compacted Sub-Base, Complete As Per Engineer'S Approval ;100X100/200X200 X 60Mm In Shot Blasted Finish Ref: Feature Paving Type 6 Band, 500Mm Wide | 701 | m | SAR | 152
ALYA-05.2 | 2 | 2.0775 |  | Kingdom of Saudi Arabia | Jeddah | Hard & Soft Landscaping | Red Sea Village | B6 Marina Village | RSG | SALCO | Award | 2021 | Fixed Price Lump Sum | SITE WORK | Paving and surfacing | Paving Band And Edge;Precast Concrete Paving Band Laid To Pattern With Required Colour, Max. 5Mm Wide Grouted Joint Using Colour Matched Grout, On And Including 25Mm Thick Full Mortar Bed On Concrete Base And Compacted Sub-Base, Complete As Per Engineer'S Approval ;100X100/200X200 X 80Mm In Shot Blasted Finish Ref: Feature Paving Type 7 Band, 500Mm Wide | 470 | m | SAR | 158
ALYA-05.2 | 2 | 2.0775 |  | Kingdom of Saudi Arabia | Jeddah | Hard & Soft Landscaping | Red Sea Village | B6 Marina Village | RSG | SALCO | Award | 2021 | Fixed Price Lump Sum | SITE WORK | Paving and surfacing | Paving Band And Edge;Precast Concrete Paving Band Laid To Pattern With Required Colour, Max. 5Mm Wide Grouted Joint Using Colour Matched Grout, On And Including 25Mm Thick Full Mortar Bed On Concrete Base And Compacted Sub-Base, Complete As Per Engineer'S Approval ;200 X 200 X 80Mm In Shot Blasted Finish Ref: Typical Band, 200Mm Wide - To Pedestrian Junction | 15 | m | SAR | 60
ALYA-05.2 | 2 | 2.0775 |  | Kingdom of Saudi Arabia | Jeddah | Hard & Soft Landscaping | Red Sea Village | B6 Marina Village | RSG | SALCO | Award | 2021 | Fixed Price Lump Sum | SITE WORK | Paving and surfacing | Flush Planter;Precast Concrete Paving Band Laid To Pattern With Required Colour, On And Including 25Mm Thick Full Mortar Bed On Concrete Base And Compacted Sub-Base, Complete As Per Engineer'S Approval ;200 X 200 X 60Mm In Shot Blasted Finish Ref. Flush Planter, 200Mm Wide - To Palm Pit Edge | 488 | m | SAR | 60
ALYA-05.2 | 2 | 2.0775 |  | Kingdom of Saudi Arabia | Jeddah | Hard & Soft Landscaping | Red Sea Village | B6 Marina Village | RSG | SALCO | Award | 2021 | Fixed Price Lump Sum | SITE WORK | Landscaping | Maintenance Edge;Precast Concrete Maintenance Edge Cut To Radius As Required And Laid To Pattern With Required Colour, Max. 5Mm Wide Joint Using Colour Matched Grout, On And Including 25Mm Thick Full Mortar Bed On Concrete Base And Compacted Sub-Base, Complete As Per Engineer'S Approval ;350 X 350 X 60Mm In Shot Blasted Finish Ref: Maintenance Edge Type 1, 350Mm Wide | 595 | m | SAR | 116
ALYA-05.2 | 2 | 2.0775 |  | Kingdom of Saudi Arabia | Jeddah | Hard & Soft Landscaping | Red Sea Village | B6 Marina Village | RSG | SALCO | Award | 2021 | Fixed Price Lump Sum | SITE WORK | Landscaping | Metal Edge;Aluminium Edging, Brushed Finish, Fixed As Per Manufacturer'S Recommendations, Complete As Per Engineer'S Approval ;5Mm Thick Metal Edging For 150Mm High Gravel | 322 | m | SAR | 40
ALYA-05.2 | 2 | 2.0776 |  | Kingdom of Saudi Arabia | Jeddah | Hard & Soft Landscaping | Red Sea Village | B6 Marina Village | RSG | SALCO | Award | 2021 | Fixed Price Lump Sum | FURNISHINGS | Generally | Site Furniture;Bench ;Bench Comprising Of Hardwood Timber Board Battens With Planed Finish In Minimum 8Mm Gaps, Size 115 X 1600 X 50Mm Thick Seat Fixed To Precast Concrete Seat Block, Fair Face Finished Precast Concrete Seat Block With Stamped Pattern, On And Including Reinforced Concrete Foundation On Compacted Sub Base, Necessary Earthwork, Blinding, Polyethylene Sheet, Waterproofing, Steel Dowel And Necessary Fixings, Accessories, Complete To Specialist / Engineer'S Details ;Bench Type 12 - Overall Size 2000 X 500 X 450Mm High | 8 | Nr | SAR | 6942
ALYA-05.2 | 2 | 2.0776 |  | Kingdom of Saudi Arabia | Jeddah | Hard & Soft Landscaping | Red Sea Village | B6 Marina Village | RSG | SALCO | Award | 2021 | Fixed Price Lump Sum | FURNISHINGS | Generally | Site Furniture;Bench ;Fair Face Finish Precast Concrete Seat Block With Stamped Pattern And Required Colour, On And Including Reinforced Concrete Base On Compacted Sub Base, Necessary Earthwork, Waterproofing, Steel Dowel For Fixing Concrete Bench, Complete To Specialist / Engineer'S Details ;Bench Type 12 - Overall Size 2000 X 500 X 450Mm High (Optional) | 8 | Nr | SAR | 2336
ALYA-05.2 | 2 | 2.0776 |  | Kingdom of Saudi Arabia | Jeddah | Hard & Soft Landscaping | Red Sea Village | B6 Marina Village | RSG | SALCO | Award | 2021 | Fixed Price Lump Sum | SITE WORK | Underground drainage | Roundabout J37;Stainless Steel Fixed Bollard In Stain Surface Finish With Required Colour, Including Composite Timber Inset, Necessary Base, Accessories And All Other Required Works, Complete, As Specified ;Bollard Type 1 - 900Mm High Above Finished Floor Level X 120Mm , Fixed Bollard | 16 | Nr | SAR | 2069
ALYA-05.2 | 2 | 2.0776 |  | Kingdom of Saudi Arabia | Jeddah | Hard & Soft Landscaping | Red Sea Village | B6 Marina Village | RSG | SALCO | Award | 2021 | Fixed Price Lump Sum | SITE WORK | Underground drainage | Roundabout J37;Stainless Steel Fixed Bollard In Stain Surface Finish With Required Colour, Including Reflective Tape, Necessary Base, Accessories And All Other Required Works, Complete, As Specified;Bollard Type 2 - 900Mm High Above Finished Floor Level X 120Mm Diameter, Fixed Bollard | 283 | Nr | SAR | 2603
ALYA-05.2 | 2 | 2.0776 |  | Kingdom of Saudi Arabia | Jeddah | Hard & Soft Landscaping | Red Sea Village | B6 Marina Village | RSG | SALCO | Award | 2021 | Fixed Price Lump Sum | SITE WORK | Underground drainage | Roundabout J37;Stainless Steel Fixed Bollard In Natural Finish With Required Colour, Including Necessary Base, Accessories And All Other Required Works, Complete, As Specified ;Bollard Type 3 - 600Mm High Above Finished Floor Level X 65Mm Diameter, Fold Down Bollard | 9 | Nr | SAR | 868
ALYA-05.2 | 2 | 2.0776 |  | Kingdom of Saudi Arabia | Jeddah | Hard & Soft Landscaping | Red Sea Village | B6 Marina Village | RSG | SALCO | Award | 2021 | Fixed Price Lump Sum | SITE WORK | Site preparation | Siteworks;Site Preparation;General Site Clearance | 22939 | m² | SAR | 4
ALYA-05.2 | 2 | 2.0776 |  | Kingdom of Saudi Arabia | Jeddah | Hard & Soft Landscaping | Red Sea Village | B6 Marina Village | RSG | SALCO | Award | 2021 | Fixed Price Lump Sum | SITE WORK | Filling | Siteworks;Filling;Well Compacted Selected Excavated Material (Provisional Item) | 11398 | m³ | SAR | 60
ALYA-05.2 | 2 | 2.0776 |  | Kingdom of Saudi Arabia | Jeddah | Hard & Soft Landscaping | Red Sea Village | B6 Marina Village | RSG | SALCO | Award | 2021 | Fixed Price Lump Sum | SITE WORK | Paving and surfacing | Paving;Precast Concrete Block Paving Laid To Pattern With Required Colour, 5Mm Wide Joints With Filled With Joint Filling Sand, On And Including 50Mm Thick Sharp Sand Bed On Compacted Sub-Base, Complete As Per Engineer'S Approval;200X400/400X400/400X600 X 60Mm In Shot Blasted Finish Ref: Paving Type 22 | 432 | m² | SAR | 174
ALYA-05.2 | 2 | 2.0776 |  | Kingdom of Saudi Arabia | Jeddah | Hard & Soft Landscaping | Red Sea Village | B6 Marina Village | RSG | SALCO | Award | 2021 | Fixed Price Lump Sum | SITE WORK | Paving and surfacing | Paving;Precast Concrete Block Paving Laid To Pattern With Required Colour, 5Mm Wide Joints With Filled With Joint Filling Sand, On And Including 50Mm Thick Sharp Sand Bed On Compacted Sub-Base, Complete As Per Engineer'S Approval;200X400/400X400/400X600 X 60Mm In Shot Blasted Finish Ref: Paving Type 23 | 1813 | m² | SAR | 174
ALYA-05.2 | 2 | 2.0776 |  | Kingdom of Saudi Arabia | Jeddah | Hard & Soft Landscaping | Red Sea Village | B6 Marina Village | RSG | SALCO | Award | 2021 | Fixed Price Lump Sum | SITE WORK | Paving and surfacing | Paving;Precast Concrete Block Paving Laid To Pattern With Required Colour, 5Mm Wide Joints With Filled With Joint Filling Sand, On And Including 50Mm Thick Sharp Sand Bed On Compacted Sub-Base, Complete As Per Engineer'S Approval;200X100/200X200/200X300 X 80Mm In Shot Blasted Finish Ref. Plot Access Paving Type 4 | 111 | m² | SAR | 195
ALYA-05.2 | 2 | 2.0777 |  | Kingdom of Saudi Arabia | Jeddah | Hard & Soft Landscaping | Red Sea Village | B6 Marina Village | RSG | SALCO | Award | 2021 | Fixed Price Lump Sum | SITE WORK | Paving and surfacing | Paving Band And Edge;Precast Concrete Paving Band Laid To Pattern With Required Colour, Max. 5Mm Wide Grouted Joint Using Colour Matched Grout, On And Including 25Mm Thick Full Mortar Bed On Concrete Base And Compacted Sub-Base, Complete As Per Engineer'S Approval ;300 X 300 X 60Mm With Milled Blisters, In Shot Blasted Finish Ref: Tactile Paving | 3 | m² | SAR | 334
ALYA-05.2 | 2 | 2.0777 |  | Kingdom of Saudi Arabia | Jeddah | Hard & Soft Landscaping | Red Sea Village | B6 Marina Village | RSG | SALCO | Award | 2021 | Fixed Price Lump Sum | SITE WORK | Paving and surfacing | Paving Band And Edge;Precast Concrete Paving Band Laid To Pattern With Required Colour, Max. 5Mm Wide Grouted Joint Using Colour Matched Grout, On And Including 25Mm Thick Full Mortar Bed On Concrete Base And Compacted Sub-Base, Complete As Per Engineer'S Approval ;100 X 200 X 60Mm In Shot Blasted Finish Ref: Typical Band, 400Mm Wide | 532 | m | SAR | 128
ALYA-05.2 | 2 | 2.0777 |  | Kingdom of Saudi Arabia | Jeddah | Hard & Soft Landscaping | Red Sea Village | B6 Marina Village | RSG | SALCO | Award | 2021 | Fixed Price Lump Sum | SITE WORK | Paving and surfacing | Paving Band And Edge;Precast Concrete Paving Band Laid To Pattern With Required Colour, Max. 5Mm Wide Grouted Joint Using Colour Matched Grout, On And Including 25Mm Thick Full Mortar Bed On Concrete Base And Compacted Sub-Base, Complete As Per Engineer'S Approval ;200 X 400 X 60Mm In Shot Blasted Finish Ref: Typical Band, 200Mm Wide | 56 | m | SAR | 60
ALYA-05.2 | 2 | 2.0777 |  | Kingdom of Saudi Arabia | Jeddah | Hard & Soft Landscaping | Red Sea Village | B6 Marina Village | RSG | SALCO | Award | 2021 | Fixed Price Lump Sum | SITE WORK | Landscaping | Maintenance Edge;Precast Concrete Maintenance Edge Cut To Radius As Required And Laid To Pattern With Required Colour, Max. 5Mm Wide Joint Using Colour Matched Grout, On And Including 25Mm Thick Full Mortar Bed On Concrete Base And Compacted Sub-Base, Complete As Per Engineer'S Approval ;350 X 350 X 60Mm In Shot Blasted Finish Ref: Maintenance Edge Type 1, 350Mm Wide | 460 | m | SAR | 116
ALYA-05.2 | 2 | 2.0777 |  | Kingdom of Saudi Arabia | Jeddah | Hard & Soft Landscaping | Red Sea Village | B6 Marina Village | RSG | SALCO | Award | 2021 | Fixed Price Lump Sum | SITE WORK | Landscaping | Maintenance Edge;Precast Concrete Maintenance Edge Cut To Radius As Required And Laid To Pattern With Required Colour, Max. 5Mm Wide Joint Using Colour Matched Grout, On And Including 25Mm Thick Full Mortar Bed On Concrete Base And Compacted Sub-Base, Complete As Per Engineer'S Approval ;200 X 400 X 60Mm In Shot Blasted Finish Ref: Maintenance Edge Type 2, 200Mm Wide | 433 | m | SAR | 60
ALYA-05.2 | 2 | 2.0777 |  | Kingdom of Saudi Arabia | Jeddah | Hard & Soft Landscaping | Red Sea Village | B6 Marina Village | RSG | SALCO | Award | 2021 | Fixed Price Lump Sum | FURNISHINGS | Generally | Site Furniture;Litter Bin;Supply And Fix Bin Including Necessary Accessories, Reinforced Concrete Base On Compacted Sub Base, Complete As Specified;Bin Type 1 - Powder Coated Aluminium Litter Bin With Required Colour, Size 410 X 372 X 912Mm High Above Finished Floor Level | 4 | Nr | SAR | 5741
ALYA-05.2 | 2 | 2.0777 |  | Kingdom of Saudi Arabia | Jeddah | Hard & Soft Landscaping | Red Sea Village | B6 Marina Village | RSG | SALCO | Award | 2021 | Fixed Price Lump Sum | FURNISHINGS | Generally | Site Furniture;Bench ;Bench Comprising Of Hardwood Timber Board Battens With Planed Finish In Minimum 8Mm Gaps, Size 115 X 1600 X 50Mm Thick Seat Fixed To Precast Concrete Seat Block, Fair Face Finished Precast Concrete Seat Block With Stamped Pattern, On And Including Reinforced Concrete Foundation On Compacted Sub Base, Necessary Earthwork, Blinding, Polyethylene Sheet, Waterproofing, Steel Dowel And Necessary Fixings, Accessories, Complete To Specialist / Engineer'S Details ;Bench Type 12 - Overall Size 2000 X 500 X 450Mm High | 6 | Nr | SAR | 6942
ALYA-05.2 | 2 | 2.0777 |  | Kingdom of Saudi Arabia | Jeddah | Hard & Soft Landscaping | Red Sea Village | B6 Marina Village | RSG | SALCO | Award | 2021 | Fixed Price Lump Sum | SITE WORK | Paving and surfacing | Paving;Precast Concrete Block Paving Laid To Pattern With Required Colour, 5Mm Wide Joints With Filled With Joint Filling Sand, On And Including 50Mm Thick Sharp Sand Bed On Compacted Sub-Base, Complete As Per Engineer'S Approval ;200 X 200 X 80Mm In Shot Blasted Finish Ref: Plot Access Paving Type 1 | 1426 | m² | SAR | 187
ALYA-05.2 | 2 | 2.0777 |  | Kingdom of Saudi Arabia | Jeddah | Hard & Soft Landscaping | Red Sea Village | B6 Marina Village | RSG | SALCO | Award | 2021 | Fixed Price Lump Sum | SITE WORK | Paving and surfacing | Paving;Precast Concrete Block Paving Laid To Pattern With Required Colour, 5Mm Wide Joints With Filled With Joint Filling Sand, On And Including 50Mm Thick Sharp Sand Bed On Compacted Sub-Base, Complete As Per Engineer'S Approval ;750X150/300X300/600X300 X 60Mm In Shot Blasted Finish Ref. Paving Type 16 | 2841 | m² | SAR | 212
ALYA-05.2 | 2 | 2.0777 |  | Kingdom of Saudi Arabia | Jeddah | Hard & Soft Landscaping | Red Sea Village | B6 Marina Village | RSG | SALCO | Award | 2021 | Fixed Price Lump Sum | SITE WORK | Paving and surfacing | Paving;Precast Concrete Block Paving Laid To Pattern With Required Colour, 5Mm Wide Joints With Filled With Joint Filling Sand, On And Including 50Mm Thick Sharp Sand Bed On Compacted Sub-Base, Complete As Per Engineer'S Approval ;200 X 200 X 60Mm In Shot Blasted Finish Ref: Paving Type 17 | 2867 | m² | SAR | 174
ALYA-05.2 | 2 | 2.0778 |  | Kingdom of Saudi Arabia | Jeddah | Hard & Soft Landscaping | Red Sea Village | B6 Marina Village | RSG | SALCO | Award | 2021 | Fixed Price Lump Sum | SITE WORK | Paving and surfacing | Paving;Precast Concrete Block Paving Laid To Pattern With Required Colour, 5Mm Wide Joints With Filled With Joint Filling Sand, On And Including 50Mm Thick Sharp Sand Bed On Compacted Sub-Base, Complete As Per Engineer'S Approval ;200 X 200 X 60Mm In Shot Blasted Finish Ref: Paving Type 18 | 524 | m² | SAR | 174
ALYA-05.2 | 2 | 2.0778 |  | Kingdom of Saudi Arabia | Jeddah | Hard & Soft Landscaping | Red Sea Village | B6 Marina Village | RSG | SALCO | Award | 2021 | Fixed Price Lump Sum | SITE WORK | Paving and surfacing | Paving;Precast Concrete Block Paving Laid To Pattern With Required Colour, 5Mm Wide Joints With Filled With Joint Filling Sand, On And Including 50Mm Thick Sharp Sand Bed On Compacted Sub-Base, Complete As Per Engineer'S Approval ;200 X 100 X 80Mm In Shot Blasted Finish Ref: Paving Type 32 | 682 | m² | SAR | 186
ALYA-05.2 | 2 | 2.0778 |  | Kingdom of Saudi Arabia | Jeddah | Hard & Soft Landscaping | Red Sea Village | B6 Marina Village | RSG | SALCO | Award | 2021 | Fixed Price Lump Sum | SITE WORK | Paving and surfacing | Paving;Precast Concrete Block Paving Laid To Pattern With Required Colour, 5Mm Wide Joints With Filled With Joint Filling Sand, On And Including 50Mm Thick Sharp Sand Bed On Compacted Sub-Base, Complete As Per Engineer'S Approval ;200 X 100 X 80Mm In Shot Blasted Finish Ref: Pedestrian Crossing Type 1 | 129 | m² | SAR | 186
ALYA-05.2 | 2 | 2.0778 |  | Kingdom of Saudi Arabia | Jeddah | Hard & Soft Landscaping | Red Sea Village | B6 Marina Village | RSG | SALCO | Award | 2021 | Fixed Price Lump Sum | SITE WORK | Paving and surfacing | Paving;Precast Concrete Block Paving Laid To Pattern With Required Colour, 5Mm Wide Joints With Filled With Joint Filling Sand, On And Including 50Mm Thick Sharp Sand Bed On Compacted Sub-Base, Complete As Per Engineer'S Approval ;200 X 100 X 80Mm In Shot Blasted Finish Ref: Pedestrian Crossing Paving Type 2 | 207 | m² | SAR | 186
ALYA-05.2 | 2 | 2.0778 |  | Kingdom of Saudi Arabia | Jeddah | Hard & Soft Landscaping | Red Sea Village | B6 Marina Village | RSG | SALCO | Award | 2021 | Fixed Price Lump Sum | SITE WORK | Paving and surfacing | Paving;Precast Concrete Block Paving Laid To Pattern With Required Colour, 5Mm Wide Joints With Filled With Joint Filling Sand, On And Including 50Mm Thick Sharp Sand Bed On Compacted Sub-Base, Complete As Per Engineer'S Approval ;150X100/150X200/150X250/300X150/300X300 X 80Mm In Shot Blasted Finish Ref. Plot Access Paving Type 2 | 591 | m² | SAR | 206
ALYA-05.2 | 2 | 2.0778 |  | Kingdom of Saudi Arabia | Jeddah | Hard & Soft Landscaping | Red Sea Village | B6 Marina Village | RSG | SALCO | Award | 2021 | Fixed Price Lump Sum | SITE WORK | Paving and surfacing | Paving;Precast Concrete Block Paving Laid To Pattern With Required Colour, 5Mm Wide Joints With Filled With Joint Filling Sand, On And Including 50Mm Thick Sharp Sand Bed On Compacted Sub-Base, Complete As Per Engineer'S Approval ;300 X 300 X 60Mm With Milled Blisters, In Shot Blasted Finish Ref: Tactile Paving | 40 | m² | SAR | 176
ALYA-05.2 | 2 | 2.0778 |  | Kingdom of Saudi Arabia | Jeddah | Hard & Soft Landscaping | Red Sea Village | B6 Marina Village | RSG | SALCO | Award | 2021 | Fixed Price Lump Sum | SITE WORK | Paving and surfacing | Paving Band And Edge;Precast Concrete Paving Band Laid To Pattern With Required Colour, On And Including 25Mm Thick Full Mortar Bed On Concrete Base And Compacted Sub-Base, Complete As Per Engineer'S Approval;400 X 400 X 60Mm In Shot Blasted Finish Ref: Typical Band, 400Mm Wide | 1679 | m | SAR | 131
ALYA-05.2 | 2 | 2.0778 |  | Kingdom of Saudi Arabia | Jeddah | Hard & Soft Landscaping | Red Sea Village | B6 Marina Village | RSG | SALCO | Award | 2021 | Fixed Price Lump Sum | SITE WORK | Paving and surfacing | Paving Band And Edge;Precast Concrete Paving Band Laid To Pattern With Required Colour, On And Including 25Mm Thick Full Mortar Bed On Concrete Base And Compacted Sub-Base, Complete As Per Engineer'S Approval;200 X 200 X 80Mm In Shot Blasted Finish Ref: Typical Band, 200Mm Wide | 320 | m | SAR | 60
ALYA-05.2 | 2 | 2.0778 |  | Kingdom of Saudi Arabia | Jeddah | Hard & Soft Landscaping | Red Sea Village | B6 Marina Village | RSG | SALCO | Award | 2021 | Fixed Price Lump Sum | SITE WORK | Landscaping | Maintenance Edge;Precast Concrete Maintenance Edge Cut To Radius As Required And Laid To Pattern With Required Colour, Max. 5Mm Wide Joint Using Colour Matched Grout, On And Including 25Mm Thick Full Mortar Bed On Concrete Base And Compacted Sub-Base, Complete As Per Engineer'S Approval;350 X 350 X 60Mm In Shot Blasted Finish Ref: Maintenance Edge Type 1, 350Mm Wide | 4457 | m | SAR | 116
ALYA-05.2 | 2 | 2.0778 |  | Kingdom of Saudi Arabia | Jeddah | Hard & Soft Landscaping | Red Sea Village | B6 Marina Village | RSG | SALCO | Award | 2021 | Fixed Price Lump Sum | SITE WORK | Landscaping | Maintenance Edge;Precast Concrete Maintenance Edge Cut To Radius As Required And Laid To Pattern With Required Colour, Max. 5Mm Wide Joint Using Colour Matched Grout, On And Including 25Mm Thick Full Mortar Bed On Concrete Base And Compacted Sub-Base, Complete As Per Engineer'S Approval;200 X 400 X 60Mm In Shot Blasted Finish Ref: Maintenance Edge Type 2, 200Mm Wide | 2245 | m | SAR | 60
ALYA-05.2 | 2 | 2.0779 |  | Kingdom of Saudi Arabia | Jeddah | Hard & Soft Landscaping | Red Sea Village | B6 Marina Village | RSG | SALCO | Award | 2021 | Fixed Price Lump Sum | SITE WORK | Landscaping | Metal Edge;Aluminium Edging, Brushed Finish, Fixed As Per Manufacturer'S Recommendations, Complete As Per Engineer'S Approval;5Mm Thick Metal Edging For 150Mm High Gravel | 33 | m | SAR | 40
ALYA-05.2 | 2 | 2.0779 |  | Kingdom of Saudi Arabia | Jeddah | Hard & Soft Landscaping | Red Sea Village | B6 Marina Village | RSG | SALCO | Award | 2021 | Fixed Price Lump Sum | SITE WORK | Landscaping | Gravel Surface;25 - 50Mm Sieve Size Local Crushed Stone Gravel, Loose Laid In 150Mm Thick Layer Over Geotextile Membrane On Compacted Sub-Base, Complete As Per Engineer'S Approval ;Gravel Surface | 963 | m² | SAR | 33
ALYA-05.2 | 2 | 2.0779 |  | Kingdom of Saudi Arabia | Jeddah | Hard & Soft Landscaping | Red Sea Village | B6 Marina Village | RSG | SALCO | Award | 2021 | Fixed Price Lump Sum | FURNISHINGS | Generally | Site Furniture;Litter Bin;Supply And Fix Bin Including Necessary Accessories, Reinforced Concrete Base On Compacted Sub Base, Complete As Specifiedl;Bin Type 1 - Powder Coated Aluminium Litter Bin With Required Colour, Size 410 X 372 X 912Mm High Above Finished Floor Level | 21 | Nr | SAR | 5741
ALYA-05.2 | 2 | 2.0779 |  | Kingdom of Saudi Arabia | Jeddah | Hard & Soft Landscaping | Red Sea Village | B6 Marina Village | RSG | SALCO | Award | 2021 | Fixed Price Lump Sum | FURNISHINGS | Generally | Site Furniture;Bench ;Fair Face Finished Precast Concrete Seat Block With Stamped Pattern, On And Including Reinforced Concrete Foundation On Compacted Sub Base, Necessary Earthwork, Blinding, Polyethylene Sheet, Waterproofing, Steel Dowel And Necessary Accessories, Complete To The Engineer'S Approval;Bench Type 2 - Overall Size 2000 X 500 X 450Mm High | 24 | Nr | SAR | 4406
ALYA-05.2 | 2 | 2.0779 |  | Kingdom of Saudi Arabia | Jeddah | Hard & Soft Landscaping | Red Sea Village | B6 Marina Village | RSG | SALCO | Award | 2021 | Fixed Price Lump Sum | FURNISHINGS | Generally | Site Furniture ;Bollard;Stainless Steel Fixed Bollard In Stain Surface Finish With Required Colour, Including Composite Timber Inset, Necessary Base, Accessories And All Other Required Works, Complete, As Specified;Bollard Type 1 - 900Mm High Above Finished Floor Level X 120Mm , Fixed Bollard | 44 | Nr | SAR | 2069
ALYA-05.2 | 2 | 2.0779 |  | Kingdom of Saudi Arabia | Jeddah | Hard & Soft Landscaping | Red Sea Village | B6 Marina Village | RSG | SALCO | Award | 2021 | Fixed Price Lump Sum | FURNISHINGS | Generally | Site Furniture ;Bollard;Stainless Steel Fixed Bollard In Stain Surface Finish With Required Colour, Including Composite Timber Inset, Necessary Base, Accessories And All Other Required Works, Complete, As Specified;Bollard Type 2 - 900Mm High Above Finished Floor Level X 120Mm Diameter, Fixed Bollard | 23 | Nr | SAR | 2603
ALYA-05.2 | 2 | 2.0779 |  | Kingdom of Saudi Arabia | Jeddah | Hard & Soft Landscaping | Red Sea Village | B6 Marina Village | RSG | SALCO | Award | 2021 | Fixed Price Lump Sum | FURNISHINGS | Generally | Site Furniture ;Bollard;Stainless Steel Fixed Bollard In Stain Surface Finish With Required Colour, Including Composite Timber Inset, Necessary Base, Accessories And All Other Required Works, Complete, As Specified;Bollard Type 3 - 600Mm High Above Finished Floor Level X 65Mm Diameter, Fold Down Bollard | 20 | Nr | SAR | 868
ALYA-05.2 | 2 | 2.0779 |  | Kingdom of Saudi Arabia | Jeddah | Hard & Soft Landscaping | Red Sea Village | B6 Marina Village | RSG | SALCO | Award | 2021 | Fixed Price Lump Sum | SITE WORK | Paving and surfacing | Paving;Precast Concrete Block Paving Laid To Pattern With Required Colour, 5Mm Wide Joints With Filled With Joint Filling Sand, On And Including 50Mm Thick Sharp Sand Bed On Compacted Sub-Base, Complete As Per Engineer'S Approval ;200 X 200 X 80Mm In Shot Blasted Finish Ref: Plot Access Paving Type 1 | 528 | m² | SAR | 187
ALYA-05.2 | 2 | 2.0779 |  | Kingdom of Saudi Arabia | Jeddah | Hard & Soft Landscaping | Red Sea Village | B6 Marina Village | RSG | SALCO | Award | 2021 | Fixed Price Lump Sum | SITE WORK | Paving and surfacing | Paving;Precast Concrete Block Paving Laid To Pattern With Required Colour, 5Mm Wide Joints With Filled With Joint Filling Sand, On And Including 50Mm Thick Sharp Sand Bed On Compacted Sub-Base, Complete As Per Engineer'S Approval ;200 X 200 X 60Mm In Shot Blasted Finish Ref: Paving Type 14 | 82 | m² | SAR | 174
ALYA-05.2 | 2 | 2.0779 |  | Kingdom of Saudi Arabia | Jeddah | Hard & Soft Landscaping | Red Sea Village | B6 Marina Village | RSG | SALCO | Award | 2021 | Fixed Price Lump Sum | SITE WORK | Paving and surfacing | Paving;Precast Concrete Block Paving Laid To Pattern With Required Colour, 5Mm Wide Joints With Filled With Joint Filling Sand, On And Including 50Mm Thick Sharp Sand Bed On Compacted Sub-Base, Complete As Per Engineer'S Approval ;200X200/300X600 X 60Mm In Shot Blasted Finish Ref: Paving Type 15 | 1430 | m² | SAR | 183
ALYA-05.2 | 2 | 2.078 |  | Kingdom of Saudi Arabia | Jeddah | Hard & Soft Landscaping | Red Sea Village | B6 Marina Village | RSG | SALCO | Award | 2021 | Fixed Price Lump Sum | SITE WORK | Paving and surfacing | Paving;Precast Concrete Block Paving Laid To Pattern With Required Colour, 5Mm Wide Joints With Filled With Joint Filling Sand, On And Including 50Mm Thick Sharp Sand Bed On Compacted Sub-Base, Complete As Per Engineer'S Approval ;150X150/150X300/300X300 X 60Mm In Shot Blasted Finish Ref: Feature Paving Type 1 | 50 | m² | SAR | 195
ALYA-05.2 | 2 | 2.078 |  | Kingdom of Saudi Arabia | Jeddah | Hard & Soft Landscaping | Red Sea Village | B6 Marina Village | RSG | SALCO | Award | 2021 | Fixed Price Lump Sum | SITE WORK | Paving and surfacing | Paving;Precast Concrete Block Paving Laid To Pattern With Required Colour, 5Mm Wide Joints With Filled With Joint Filling Sand, On And Including 50Mm Thick Sharp Sand Bed On Compacted Sub-Base, Complete As Per Engineer'S Approval ;200 X 100 X 80Mm In Shot Blasted Finish Ref: Pedestrian Crossing Paving Type 2 | 32 | m² | SAR | 186
ALYA-05.2 | 2 | 2.078 |  | Kingdom of Saudi Arabia | Jeddah | Hard & Soft Landscaping | Red Sea Village | B6 Marina Village | RSG | SALCO | Award | 2021 | Fixed Price Lump Sum | SITE WORK | Paving and surfacing | Paving Band And Edge;Precast Concrete Paving Band Laid To Pattern With Required Colour, Max. 5Mm Wide Grouted Joint Using Colour Matched Grout, On And Including 25Mm Thick Full Mortar Bed On Concrete Base And Compacted Sub-Base, Complete As Per Engineer'S Approval ;400 X 400 X 60Mm In Shot Blasted Finish Ref: Typical Band, 400Mm Wide | 201 | m | SAR | 125
ALYA-05.2 | 2 | 2.078 |  | Kingdom of Saudi Arabia | Jeddah | Hard & Soft Landscaping | Red Sea Village | B6 Marina Village | RSG | SALCO | Award | 2021 | Fixed Price Lump Sum | SITE WORK | Paving and surfacing | Paving Band And Edge;Precast Concrete Paving Band Laid To Pattern With Required Colour, Max. 5Mm Wide Grouted Joint Using Colour Matched Grout, On And Including 25Mm Thick Full Mortar Bed On Concrete Base And Compacted Sub-Base, Complete As Per Engineer'S Approval ;100 X 200 X 60Mm In Shot Blasted Finish Ref: Typical Band, 400Mm Wide | 22 | m | SAR | 60
ALYA-05.2 | 2 | 2.078 |  | Kingdom of Saudi Arabia | Jeddah | Hard & Soft Landscaping | Red Sea Village | B6 Marina Village | RSG | SALCO | Award | 2021 | Fixed Price Lump Sum | SITE WORK | Landscaping | Maintenance Edge;Precast Concrete Maintenance Edge Cut To Radius As Required And Laid To Pattern With Required Colour, Max. 5Mm Wide Joint Using Colour Matched Grout, On And Including 25Mm Thick Full Mortar Bed On Concrete Base And Compacted Sub-Base, Complete As Per Engineer'S Approval ;350 X 350 X 60Mm In Shot Blasted Finish Ref: Maintenance Edge Type 1, 350Mm Wide | 307 | m | SAR | 116
ALYA-05.2 | 2 | 2.078 |  | Kingdom of Saudi Arabia | Jeddah | Hard & Soft Landscaping | Red Sea Village | B6 Marina Village | RSG | SALCO | Award | 2021 | Fixed Price Lump Sum | SITE WORK | Landscaping | Maintenance Edge;Precast Concrete Maintenance Edge Cut To Radius As Required And Laid To Pattern With Required Colour, Max. 5Mm Wide Joint Using Colour Matched Grout, On And Including 25Mm Thick Full Mortar Bed On Concrete Base And Compacted Sub-Base, Complete As Per Engineer'S Approval ;200 X 400 X 60Mm In Shot Blasted Finish Ref: Maintenance Edge Type 2, 200Mm Wide | 267 | m | SAR | 60
ALYA-05.2 | 2 | 2.078 |  | Kingdom of Saudi Arabia | Jeddah | Hard & Soft Landscaping | Red Sea Village | B6 Marina Village | RSG | SALCO | Award | 2021 | Fixed Price Lump Sum | FURNISHINGS | Generally | Site Furniture;Litter Bin;Supply And Fix Bin Including Necessary Accessories, Reinforced Concrete Base On Compacted Sub Base, Complete As Specifiedl;Bin Type 1 - Powder Coated Aluminium Litter Bin With Required Colour, Size 410 X 372 X 912Mm High Above Finished Floor Level | 2 | Nr | SAR | 5741
ALYA-05.2 | 2 | 2.078 |  | Kingdom of Saudi Arabia | Jeddah | Hard & Soft Landscaping | Red Sea Village | B6 Marina Village | RSG | SALCO | Award | 2021 | Fixed Price Lump Sum | FURNISHINGS | Generally | Site Furniture;Bench ;Fair Face Finished Precast Concrete Seat Block With Stamped Pattern, On And Including Reinforced Concrete Foundation On Compacted Sub Base, Necessary Earthwork, Blinding, Polyethylene Sheet, Waterproofing, Steel Dowel And Necessary Accessories, Complete To The Engineer'S Approval;Bench Type 2 - Overall Size 2000 X 500 X 450Mm High | 3 | Nr | SAR | 4406
ALYA-05.2 | 2 | 2.078 |  | Kingdom of Saudi Arabia | Jeddah | Hard & Soft Landscaping | Red Sea Village | B6 Marina Village | RSG | SALCO | Award | 2021 | Fixed Price Lump Sum | FURNISHINGS | Generally | Site Furniture;Bench ;Fair Face Finish Precast Concrete Seat Block With Stamped Pattern And Required Colour, On And Including Reinforced Concrete Base On Compacted Sub Base, Necessary Earthwork, Waterproofing, Steel Dowel For Fixing Concrete Bench, Complete To Specialist / Engineer'S Details ;Bench Type 11 - Overall Size 2000 X 500 X 450Mm High (Optional) | 3 | Nr | SAR | 2336
ALYA-05.2 | 2 | 2.078 |  | Kingdom of Saudi Arabia | Jeddah | Hard & Soft Landscaping | Red Sea Village | B6 Marina Village | RSG | SALCO | Award | 2021 | Fixed Price Lump Sum | SITE WORK | Paving and surfacing | Paving;Precast Concrete Block Paving Laid To Pattern With Required Colour, 5Mm Wide Joints With Filled With Joint Filling Sand, On And Including 50Mm Thick Sharp Sand Bed On Compacted Sub-Base, Complete As Per Engineer'S Approval;150X150/150X300/300X300 X 60Mm In Shot Blasted Finish Ref: Feature Paving Type 1 | 897 | m² | SAR | 195
ALYA-05.2 | 2 | 2.0781 |  | Kingdom of Saudi Arabia | Jeddah | Hard & Soft Landscaping | Red Sea Village | B6 Marina Village | RSG | SALCO | Award | 2021 | Fixed Price Lump Sum | SITE WORK | Paving and surfacing | Paving;Precast Concrete Block Paving Laid To Pattern With Required Colour, 5Mm Wide Joints With Filled With Joint Filling Sand, On And Including 50Mm Thick Sharp Sand Bed On Compacted Sub-Base, Complete As Per Engineer'S Approval;150X150/150X300/300X300 X 80Mm In Shot Blasted Finish Ref: Feature Paving Type 2 | 758 | m² | SAR | 206
ALYA-05.2 | 2 | 2.0781 |  | Kingdom of Saudi Arabia | Jeddah | Hard & Soft Landscaping | Red Sea Village | B6 Marina Village | RSG | SALCO | Award | 2021 | Fixed Price Lump Sum | SITE WORK | Paving and surfacing | Paving;Precast Concrete Block Paving Laid To Pattern With Required Colour, 5Mm Wide Joints With Filled With Joint Filling Sand, On And Including 50Mm Thick Sharp Sand Bed On Compacted Sub-Base, Complete As Per Engineer'S Approval;100 X 100 X 100Mm In Shot Blasted Finish Ref: Feature Paving Type 3 | 920 | m² | SAR | 267
ALYA-05.2 | 2 | 2.0781 |  | Kingdom of Saudi Arabia | Jeddah | Hard & Soft Landscaping | Red Sea Village | B6 Marina Village | RSG | SALCO | Award | 2021 | Fixed Price Lump Sum | SITE WORK | Paving and surfacing | Paving Band And Edge;Precast Concrete Paving Band Laid To Pattern With Required Colour, Max. 5Mm Wide Grouted Joint Using Colour Matched Grout, On And Including 25Mm Thick Full Mortar Bed On Concrete Base And Compacted Sub-Base, Complete As Per Engineer'S Approval ;100 X 200 X 60Mm In Shot Blasted Finish Ref: Typical Band, 400Mm Wide | 340 | m | SAR | 155
ALYA-05.2 | 2 | 2.0781 |  | Kingdom of Saudi Arabia | Jeddah | Hard & Soft Landscaping | Red Sea Village | B6 Marina Village | RSG | SALCO | Award | 2021 | Fixed Price Lump Sum | SITE WORK | Paving and surfacing | Paving Band And Edge;Precast Concrete Paving Band Laid To Pattern With Required Colour, Max. 5Mm Wide Grouted Joint Using Colour Matched Grout, On And Including 25Mm Thick Full Mortar Bed On Concrete Base And Compacted Sub-Base, Complete As Per Engineer'S Approval ;400 X 400Mm X 60Mm In Shot Blasted Finish, Ref: Paving Band To Feature Paving Type 1, 400Mm Wide | 327 | m | SAR | 129
ALYA-05.2 | 2 | 2.0781 |  | Kingdom of Saudi Arabia | Jeddah | Hard & Soft Landscaping | Red Sea Village | B6 Marina Village | RSG | SALCO | Award | 2021 | Fixed Price Lump Sum | SITE WORK | Landscaping | Maintenance Edge;Precast Concrete Maintenance Edge Cut To Radius As Required And Laid To Pattern With Required Colour, Max. 5Mm Wide Joint Using Colour Matched Grout, On And Including 25Mm Thick Full Mortar Bed On Concrete Base And Compacted Sub-Base, Complete As Per Engineer'S Approval ;350 X 350 X 60Mm In Shot Blasted Finish Ref: Maintenance Edge Type 1, 350Mm Wide | 349 | m | SAR | 116
ALYA-05.2 | 2 | 2.0781 |  | Kingdom of Saudi Arabia | Jeddah | Hard & Soft Landscaping | Red Sea Village | B6 Marina Village | RSG | SALCO | Award | 2021 | Fixed Price Lump Sum | SITE WORK | Landscaping | Maintenance Edge;Precast Concrete Maintenance Edge Cut To Radius As Required And Laid To Pattern With Required Colour, Max. 5Mm Wide Joint Using Colour Matched Grout, On And Including 25Mm Thick Full Mortar Bed On Concrete Base And Compacted Sub-Base, Complete As Per Engineer'S Approval ;200 X 400 X 60Mm In Shot Blasted Finish Ref: Maintenance Edge Type 2, 200Mm Wide | 153 | m | SAR | 60
ALYA-05.2 | 2 | 2.0781 |  | Kingdom of Saudi Arabia | Jeddah | Hard & Soft Landscaping | Red Sea Village | B6 Marina Village | RSG | SALCO | Award | 2021 | Fixed Price Lump Sum | SITE WORK | Landscaping | Metal Edge;Aluminium Edging, Brushed Finish, Fixed As Per Manufacturer'S Recommendations, Complete As Per Engineer'S Approval ;5Mm Thick Metal Edging For 150Mm High Gravel | 405 | m | SAR | 40
ALYA-05.2 | 2 | 2.0781 |  | Kingdom of Saudi Arabia | Jeddah | Hard & Soft Landscaping | Red Sea Village | B6 Marina Village | RSG | SALCO | Award | 2021 | Fixed Price Lump Sum | FURNISHINGS | Generally | Site Furniture;Stainless Steel Fixed Bollard In Stain Surface Finish With Required Colour, Including Composite Timber Inset, Necessary Base, Accessories And All Other Required Works, Complete, As Specified ;Bollard Type 1 - 900Mm High Above Finished Floor Level X 120Mm , Fixed Bollard | 20 | Nr | SAR | 2069
ALYA-05.2 | 2 | 2.0781 |  | Kingdom of Saudi Arabia | Jeddah | Hard & Soft Landscaping | Red Sea Village | B6 Marina Village | RSG | SALCO | Award | 2021 | Fixed Price Lump Sum | FURNISHINGS | Generally | Site Furniture;Stainless Steel Fixed Bollard In Stain Surface Finish With Required Colour, Including Composite Timber Inset, Necessary Base, Accessories And All Other Required Works, Complete, As Specified ;Bollard Type 3 - 600Mm High Above Finished Floor Level X 65Mm Diameter, Fold Down Bollard | 11 | Nr | SAR | 868
ALYA-05.2 | 2 | 2.0781 |  | Kingdom of Saudi Arabia | Jeddah | Hard & Soft Landscaping | Red Sea Village | B6 Marina Village | RSG | SALCO | Award | 2021 | Fixed Price Lump Sum | SITE WORK | Paving and surfacing | Paving;Precast Concrete Block Paving Laid To Pattern With Required Colour, 5Mm Wide Joints With Filled With Joint Filling Sand, On And Including 50Mm Thick Sharp Sand Bed On Compacted Sub-Base, Complete As Per Engineer'S Approval ;200 X 400 X 60Mm In Shot Blasted Finish Ref: Paving Type 12 | 16 | m² | SAR | 175
ALYA-05.2 | 2 | 2.0782 |  | Kingdom of Saudi Arabia | Jeddah | Hard & Soft Landscaping | Red Sea Village | B6 Marina Village | RSG | SALCO | Award | 2021 | Fixed Price Lump Sum | SITE WORK | Paving and surfacing | Paving;Precast Concrete Block Paving Laid To Pattern With Required Colour, 5Mm Wide Joints With Filled With Joint Filling Sand, On And Including 50Mm Thick Sharp Sand Bed On Compacted Sub-Base, Complete As Per Engineer'S Approval ;750X150/300X300/600X300 X 60Mm In Shot Blasted Finish Ref. Paving Type 16 | 872 | m² | SAR | 212
ALYA-05.2 | 2 | 2.0782 |  | Kingdom of Saudi Arabia | Jeddah | Hard & Soft Landscaping | Red Sea Village | B6 Marina Village | RSG | SALCO | Award | 2021 | Fixed Price Lump Sum | SITE WORK | Paving and surfacing | Paving;Precast Concrete Block Paving Laid To Pattern With Required Colour, 5Mm Wide Joints With Filled With Joint Filling Sand, On And Including 50Mm Thick Sharp Sand Bed On Compacted Sub-Base, Complete As Per Engineer'S Approval ;200 X 200 X 60Mm In Shot Blasted Finish Ref: Paving Type 17 | 73 | m² | SAR | 174
ALYA-05.2 | 2 | 2.0782 |  | Kingdom of Saudi Arabia | Jeddah | Hard & Soft Landscaping | Red Sea Village | B6 Marina Village | RSG | SALCO | Award | 2021 | Fixed Price Lump Sum | SITE WORK | Paving and surfacing | Paving;Precast Concrete Block Paving Laid To Pattern With Required Colour, 5Mm Wide Joints With Filled With Joint Filling Sand, On And Including 50Mm Thick Sharp Sand Bed On Compacted Sub-Base, Complete As Per Engineer'S Approval ;200 X 200 X 60Mm In Shot Blasted Finish Ref: Paving Type 18 | 300 | m² | SAR | 174
ALYA-05.2 | 2 | 2.0782 |  | Kingdom of Saudi Arabia | Jeddah | Hard & Soft Landscaping | Red Sea Village | B6 Marina Village | RSG | SALCO | Award | 2021 | Fixed Price Lump Sum | SITE WORK | Paving and surfacing | Paving;Precast Concrete Paving Block Laid To Pattern With Required Colour, 5Mm Wide Joints With Joint Filling Sand, On And Including 40 - 50Mm Thick Sharp Sand Bed On Compacted Sub-Base, Complete As Per Engineer'S Approval;300 X 300 X 60Mm With Milled Blisters, In Shot Blasted Finish Ref: Tactile Paving | 22 | m² | SAR | 334
ALYA-05.2 | 2 | 2.0782 |  | Kingdom of Saudi Arabia | Jeddah | Hard & Soft Landscaping | Red Sea Village | B6 Marina Village | RSG | SALCO | Award | 2021 | Fixed Price Lump Sum | SITE WORK | Paving and surfacing | Paving Band And Edge;Precast Concrete Paving Band Laid To Pattern With Required Colour, Max. 5Mm Wide Grouted Joint Using Colour Matched Grout, On And Including 25Mm Thick Full Mortar Bed On Concrete Base And Compacted Sub-Base, Complete As Per Engineer'S Approval ;400 X 400 X 60Mm In Shot Blasted Finish Ref: Typical Band, 400Mm Wide | 566 | m | SAR | 128
ALYA-05.2 | 2 | 2.0782 |  | Kingdom of Saudi Arabia | Jeddah | Hard & Soft Landscaping | Red Sea Village | B6 Marina Village | RSG | SALCO | Award | 2021 | Fixed Price Lump Sum | MASONRY | Sills, etc | Coping/Band;Sandstone Coping/Band With Required Colour, On And Including 25Mm Thick Full Mortar Bed, Reinforced Concrete Base On Compacted Sub-Base, Complete To Engineer'S Details;300 X 300 X 50Mm Sandstone Coping/Band With Honed Finish | 158 | m | SAR | 868
ALYA-05.2 | 2 | 2.0782 |  | Kingdom of Saudi Arabia | Jeddah | Hard & Soft Landscaping | Red Sea Village | B6 Marina Village | RSG | SALCO | Award | 2021 | Fixed Price Lump Sum | SITE WORK | Landscaping | Maintenance Edge;Precast Concrete Maintenance Edge Cut To Radius As Required And Laid To Pattern With Required Colour, Max. 5Mm Wide Joint Using Colour Matched Grout, On And Including 25Mm Thick Full Mortar Bed On Concrete Base And Compacted Sub-Base, Complete As Per Engineer'S Approval ;350 X 350 X 60Mm In Shot Blasted Finish Ref: Maintenance Edge Type 1, 350Mm Wide | 306 | m | SAR | 116
ALYA-05.2 | 2 | 2.0782 |  | Kingdom of Saudi Arabia | Jeddah | Hard & Soft Landscaping | Red Sea Village | B6 Marina Village | RSG | SALCO | Award | 2021 | Fixed Price Lump Sum | SITE WORK | Landscaping | Maintenance Edge;Precast Concrete Maintenance Edge Cut To Radius As Required And Laid To Pattern With Required Colour, Max. 5Mm Wide Joint Using Colour Matched Grout, On And Including 25Mm Thick Full Mortar Bed On Concrete Base And Compacted Sub-Base, Complete As Per Engineer'S Approval ;200 X 400 X 60Mm In Shot Blasted Finish Ref: Maintenance Edge Type 2, 200Mm Wide | 158 | m | SAR | 60
ALYA-05.2 | 2 | 2.0782 |  | Kingdom of Saudi Arabia | Jeddah | Hard & Soft Landscaping | Red Sea Village | B6 Marina Village | RSG | SALCO | Award | 2021 | Fixed Price Lump Sum | FURNISHINGS | Generally | Site Furniture ;Bollard;Stainless Steel Fixed Bollard In Stain Surface Finish With Required Colour, Including Composite Timber Inset, Necessary Base, Accessories And All Other Required Works, Complete, As Specified;Bollard Type 1 - 900Mm High Above Finished Floor Level X 120Mm , Fixed Bollard | 24 | Nr | SAR | 2069
ALYA-05.2 | 2 | 2.0782 |  | Kingdom of Saudi Arabia | Jeddah | Hard & Soft Landscaping | Red Sea Village | B6 Marina Village | RSG | SALCO | Award | 2021 | Fixed Price Lump Sum | SITE WORK | Site preparation | Siteworks;Site Preparation;General Site Clearance | 18530 | m² | SAR | 4
ALYA-05.2 | 2 | 2.0783 |  | Kingdom of Saudi Arabia | Jeddah | Hard & Soft Landscaping | Red Sea Village | B6 Marina Village | RSG | SALCO | Award | 2021 | Fixed Price Lump Sum | SITE WORK | Filling | Siteworks;Filling;Well Compacted Selected Excavated Material (Provisional Item) | 7393 | m³ | SAR | 60
ALYA-05.2 | 2 | 2.0783 |  | Kingdom of Saudi Arabia | Jeddah | Hard & Soft Landscaping | Red Sea Village | B6 Marina Village | RSG | SALCO | Award | 2021 | Fixed Price Lump Sum | SITE WORK | Paving and surfacing | Paving;Precast Concrete Block Paving Laid To Pattern With Required Colour, On And Including 50Mm Thick Sharp Sand Bed On Compacted Sub-Base, Complete As Per Engineer'S Approval;200 X 100 X 60Mm In Shot Blasted Finish Ref: Paving Type 24 | 1246 | m² | SAR | 174
ALYA-05.2 | 2 | 2.0783 |  | Kingdom of Saudi Arabia | Jeddah | Hard & Soft Landscaping | Red Sea Village | B6 Marina Village | RSG | SALCO | Award | 2021 | Fixed Price Lump Sum | SITE WORK | Paving and surfacing | Paving;Precast Concrete Block Paving Laid To Pattern With Required Colour, On And Including 50Mm Thick Sharp Sand Bed On Compacted Sub-Base, Complete As Per Engineer'S Approval;600X200/500X100 X 60Mm In Shot Blasted Finish Ref: Paving Type 25 | 8283 | m² | SAR | 211
ALYA-05.2 | 2 | 2.0783 |  | Kingdom of Saudi Arabia | Jeddah | Hard & Soft Landscaping | Red Sea Village | B6 Marina Village | RSG | SALCO | Award | 2021 | Fixed Price Lump Sum | SITE WORK | Paving and surfacing | Paving;Precast Concrete Block Paving Laid To Pattern With Required Colour, On And Including 50Mm Thick Sharp Sand Bed On Compacted Sub-Base, Complete As Per Engineer'S Approval;200 X 400 X 60Mm In Shot Blasted Finish Ref: Paving Type 12 | 519 | m² | SAR | 174
ALYA-05.2 | 2 | 2.0783 |  | Kingdom of Saudi Arabia | Jeddah | Hard & Soft Landscaping | Red Sea Village | B6 Marina Village | RSG | SALCO | Award | 2021 | Fixed Price Lump Sum | SITE WORK | Paving and surfacing | Paving;Precast Concrete Block Paving Laid To Pattern With Required Colour, On And Including 50Mm Thick Sharp Sand Bed On Compacted Sub-Base, Complete As Per Engineer'S Approval;200 X 100 X 80Mm In Shot Blasted Finish Ref: Pedestrian Crossing Paving Type 2 | 132 | m² | SAR | 186
ALYA-05.2 | 2 | 2.0783 |  | Kingdom of Saudi Arabia | Jeddah | Hard & Soft Landscaping | Red Sea Village | B6 Marina Village | RSG | SALCO | Award | 2021 | Fixed Price Lump Sum | SITE WORK | Paving and surfacing | Paving;Precast Concrete Paving Block Laid To Pattern With Required Colour, 5Mm Wide Joints With Joint Filling Sand, On And Including 40 - 50Mm Thick Sharp Sand Bed On Compacted Sub-Base, Complete As Per Engineer'S Approval;300 X 300 X 60Mm With Milled Blisters, In Shot Blasted Finish Ref: Tactile Paving | 41 | m² | SAR | 334
ALYA-05.2 | 2 | 2.0783 |  | Kingdom of Saudi Arabia | Jeddah | Hard & Soft Landscaping | Red Sea Village | B6 Marina Village | RSG | SALCO | Award | 2021 | Fixed Price Lump Sum | SITE WORK | Paving and surfacing | Paving Band And Edge;Precast Concrete Paving Band Laid To Pattern With Required Colour, Max. 5Mm Wide Grouted Joint Using Colour Matched Grout, On And Including 25Mm Thick Full Mortar Bed On Concrete Base And Compacted Sub-Base, Complete As Per Engineer'S;300 X 600 X 60Mm In Shot Blasted Finish, Ref. Hazard Warning Tactile Band At Steps (600Mm Wide Band) | 29 | m | SAR | 198
ALYA-05.2 | 2 | 2.0783 |  | Kingdom of Saudi Arabia | Jeddah | Hard & Soft Landscaping | Red Sea Village | B6 Marina Village | RSG | SALCO | Award | 2021 | Fixed Price Lump Sum | SITE WORK | Paving and surfacing | Paving Band And Edge;Precast Concrete Paving Band Laid To Pattern With Required Colour, Max. 5Mm Wide Grouted Joint Using Colour Matched Grout, On And Including 25Mm Thick Full Mortar Bed On Concrete Base And Compacted Sub-Base, Complete As Per Engineer'S;300 X 600 X 60Mm In Shot Blasted Finish, Ref. Hazard Warning Tactile Band At Ramp (900Mm Wide Band) | 35 | m | SAR | 296
ALYA-05.2 | 2 | 2.0783 |  | Kingdom of Saudi Arabia | Jeddah | Hard & Soft Landscaping | Red Sea Village | B6 Marina Village | RSG | SALCO | Award | 2021 | Fixed Price Lump Sum | SITE WORK | Paving and surfacing | Paving Band And Edge;Precast Concrete Paving Band Laid To Pattern With Required Colour, Max. 5Mm Wide Grouted Joint Using Colour Matched Grout, On And Including 25Mm Thick Full Mortar Bed On Concrete Base And Compacted Sub-Base, Complete As Per Engineer'S;200 X 200 X 60Mm In Shot Blasted Finish Ref: Paving Type 24 Band, 400Mm Wide | 2176 | m | SAR | 125
ALYA-05.2 | 2 | 2.0783 |  | Kingdom of Saudi Arabia | Jeddah | Hard & Soft Landscaping | Red Sea Village | B6 Marina Village | RSG | SALCO | Award | 2021 | Fixed Price Lump Sum | SITE WORK | Paving and surfacing | Paving Band And Edge;Precast Concrete Paving Band Laid To Pattern With Required Colour, Max. 5Mm Wide Grouted Joint Using Colour Matched Grout, On And Including 25Mm Thick Full Mortar Bed On Concrete Base And Compacted Sub-Base, Complete As Per Engineer'S;200 X 200 X 80Mm In Shot Blasted Finish Ref: Typical Band, 200Mm Wide | 84 | m | SAR | 64
ALYA-05.2 | 2 | 2.0784 |  | Kingdom of Saudi Arabia | Jeddah | Hard & Soft Landscaping | Red Sea Village | B6 Marina Village | RSG | SALCO | Award | 2021 | Fixed Price Lump Sum | MASONRY | Sills, etc | Coping;Precast Concrete Coping With Required Colour, 10Mm Chamfer To Outer Edge, Laid To Pattern With Max. 5Mm Wide Joint Using Colour Matched Grout, On And Including 25Mm Thick Full Mortar Bed, Reinforced Concrete Base On Compacted Sub-Base, Complete As Per Engineer'S Approval;750 X 550 X 50Mm Coping In Shotblasted Finish | 102 | m | SAR | 362
ALYA-05.2 | 2 | 2.0784 |  | Kingdom of Saudi Arabia | Jeddah | Hard & Soft Landscaping | Red Sea Village | B6 Marina Village | RSG | SALCO | Award | 2021 | Fixed Price Lump Sum | SITE WORK | Landscaping | Maintenance Edge;Precast Concrete Maintenance Edge Cut To Radius As Required And Laid To Pattern With Required Colour, Max. 5Mm Wide Joint Using Colour Matched Grout, On And Including 25Mm Thick Full Mortar Bed On Concrete Base And Compacted Sub-Base, Complete As Per Engineer'S Approval;350 X 350 X 60Mm In Shot Blasted Finish Ref: Maintenance Edge Type 1, 350Mm Wide | 3629 | m | SAR | 116
ALYA-05.2 | 2 | 2.0784 |  | Kingdom of Saudi Arabia | Jeddah | Hard & Soft Landscaping | Red Sea Village | B6 Marina Village | RSG | SALCO | Award | 2021 | Fixed Price Lump Sum | SITE WORK | Landscaping | Maintenance Edge;Precast Concrete Maintenance Edge Cut To Radius As Required And Laid To Pattern With Required Colour, Max. 5Mm Wide Joint Using Colour Matched Grout, On And Including 25Mm Thick Full Mortar Bed On Concrete Base And Compacted Sub-Base, Complete As Per Engineer'S Approval;200 X 400 X 60Mm In Shot Blasted Finish Ref: Maintenance Edge Type 2, 200Mm Wide | 883 | m | SAR | 60
ALYA-05.2 | 2 | 2.0784 |  | Kingdom of Saudi Arabia | Jeddah | Hard & Soft Landscaping | Red Sea Village | B6 Marina Village | RSG | SALCO | Award | 2021 | Fixed Price Lump Sum | SITE WORK | Landscaping | Metal Edge;Aluminium Edging, Brushed Finish, Fixed As Per Manufacturer'S Recommendations, Complete As Per Engineer'S Approval;5Mm Thick Metal Edging For 150Mm High Gravel | 336 | m | SAR | 40
ALYA-05.2 | 2 | 2.0784 |  | Kingdom of Saudi Arabia | Jeddah | Hard & Soft Landscaping | Red Sea Village | B6 Marina Village | RSG | SALCO | Award | 2021 | Fixed Price Lump Sum | SITE WORK | Landscaping | Gravel Surface;25 - 50Mm Sieve Size Local Crushed Stone Gravel, Loose Laid In 150Mm Thick Layer Over Geotextile Membrane On Compacted Sub-Base, Complete As Per Engineer'S Approval ;Gravel Surface | 1054 | m² | SAR | 47
ALYA-05.2 | 2 | 2.0784 |  | Kingdom of Saudi Arabia | Jeddah | Hard & Soft Landscaping | Red Sea Village | B6 Marina Village | RSG | SALCO | Award | 2021 | Fixed Price Lump Sum | FURNISHINGS | Generally | Site Furniture;Litter Bin;Supply And Fix Bin Including Necessary Accessories, Reinforced Concrete Base On Compacted Sub Base, Complete As Specifiedl;Bin Type 1 - Powder Coated Aluminium Litter Bin With Required Colour, Size 410 X 372 X 912Mm High Above Finished Floor Level | 13 | Nr | SAR | 5741
ALYA-05.2 | 2 | 2.0784 |  | Kingdom of Saudi Arabia | Jeddah | Hard & Soft Landscaping | Red Sea Village | B6 Marina Village | RSG | SALCO | Award | 2021 | Fixed Price Lump Sum | FURNISHINGS | Generally | Site Furniture;Bench ;Fair Face Finished Precast Concrete Seat Block With Stamped Pattern, On And Including Reinforced Concrete Foundation On Compacted Sub Base, Necessary Earthwork, Blinding, Polyethylene Sheet, Waterproofing, Steel Dowel And Necessary Accessories, Complete To The Engineer'S Approval;Bench Type 11 - Overall Size 2000 X 500 X 450Mm High | 28 | Nr | SAR | 4406
ALYA-05.2 | 2 | 2.0784 |  | Kingdom of Saudi Arabia | Jeddah | Hard & Soft Landscaping | Red Sea Village | B6 Marina Village | RSG | SALCO | Award | 2021 | Fixed Price Lump Sum | FURNISHINGS | Generally | Site Furniture;Bench ;Fair Face Finish Precast Concrete Seat Block With Stamped Pattern And Required Colour, On And Including Reinforced Concrete Base On Compacted Sub Base, Necessary Earthwork, Waterproofing, Steel Dowel For Fixing Concrete Bench, Complete To Specialist / Engineer'S Details ;Bench Type 11 - Overall Size 2000 X 500 X 450Mm High (Optional) | 28 | Nr | SAR | 2336
ALYA-05.2 | 2 | 2.0784 |  | Kingdom of Saudi Arabia | Jeddah | Hard & Soft Landscaping | Red Sea Village | B6 Marina Village | RSG | SALCO | Award | 2021 | Fixed Price Lump Sum | FURNISHINGS | Generally | Site Furniture;Bollard;Stainless Steel Fixed Bollard In Stain Surface Finish With Required Colour, Including Composite Timber Inset, Necessary Base, Accessories And All Other Required Works, Complete, As Specified;Bollard Type 1 - 900Mm High Above Finished Floor Level X 120Mm , Fixed Bollard | 60 | Nr | SAR | 2069
ALYA-05.2 | 2 | 2.0784 |  | Kingdom of Saudi Arabia | Jeddah | Hard & Soft Landscaping | Red Sea Village | B6 Marina Village | RSG | SALCO | Award | 2021 | Fixed Price Lump Sum | FURNISHINGS | Generally | Site Furniture;Bollard;Stainless Steel Fixed Bollard In Stain Surface Finish With Required Colour, Including Reflective Tape, Necessary Base, Accessories And All Other Required Works, Complete ;Bollard Type 3 - 600Mm High Above Finished Floor Level X 65Mm Diameter, Fold Down Bollard | 15 | Nr | SAR | 868
ALYA-05.2 | 2 | 2.0785 |  | Kingdom of Saudi Arabia | Jeddah | Hard & Soft Landscaping | Red Sea Village | B6 Marina Village | RSG | SALCO | Award | 2021 | Fixed Price Lump Sum | ACCESSORIES | Generally | Cycle Rack;Powder Coated Cast Aluminium Cycle Rack With Required Colour, Including Reinforced Concrete Footing On Compacted Sub-Base, Necessary Earthworks, Waterproofing, Fittings, Accessories, Complete To Manufacturer/Engineer'S Details;Overall Size 240 X 60 X 1090Mm Overall Height | 5 | Nr | SAR | 2003
ALYA-05.2 | 2 | 2.0785 |  | Kingdom of Saudi Arabia | Jeddah | Hard & Soft Landscaping | Red Sea Village | B6 Marina Village | RSG | SALCO | Award | 2021 | Fixed Price Lump Sum | ACCESSORIES | Generally | Composite Construction;Steps;Concrete Steps Comprises Of 60Mm Thick Step Tread (750 X 400/480Mm) With 10Mm Radius To Outer Edge Profiled In Precast Concrete In Shot Blasted Finish, Laid To Pattern As Indicated With Max. 5Mm Wide Joint Using Colour Matched Grout, 10-15Mm Thick Smooth Cement Render Applied To The Bottom Of Steps, On And Including 25Mm Thick Full Mortar Bed, Reinforced Concrete Base On Compacted Sub Base, All Necessary Earthworks, Waterproofing, Fittings, Accessories,;Steps , Approx. Size 3600 X 400/480Mm With 150Mm High Risers | 115 | m | SAR | 539
ALYA-05.2 | 2 | 2.0785 |  | Kingdom of Saudi Arabia | Jeddah | Hard & Soft Landscaping | Red Sea Village | B6 Marina Village | RSG | SALCO | Award | 2021 | Fixed Price Lump Sum | ACCESSORIES | Generally | Composite Construction;Handrail;Stainless Steel Handrail Comprises Of 50Mm Dia Top Rail And Post, Brushed Finish, Including Fixing To The Concrete Base;Handrail, Approximate Overall Size 4200 X 1100Mm High Above Finished Floor Level | 8 | Nr | SAR | 6675
ALYA-05.2 | 2 | 2.0785 |  | Kingdom of Saudi Arabia | Jeddah | Hard & Soft Landscaping | Red Sea Village | B6 Marina Village | RSG | SALCO | Award | 2021 | Fixed Price Lump Sum | ACCESSORIES | Generally | Composite Construction;Balustrade;Balustrade Comprising Of Powder Coated Aluminium Handrail 50 X180Mm, Steel Flat Member Frame 50Mm Wide, Twin Steel Flat Member Post 100Mm Wide Welded To Steel Base Plate And Fixed To Concrete Quay Wall, Secondary Post 50Mm Wide Welded To Steel Base Plate And Fixed To Concrete Quay Wall, Including All Fixing Accessories,;Balustrade Type 1, 1200Mm High Above Finished Floor Level | 102 | m | SAR | 1789
ALYA-05.2 | 2 | 2.0785 |  | Kingdom of Saudi Arabia | Jeddah | Hard & Soft Landscaping | Red Sea Village | B6 Marina Village | RSG | SALCO | Award | 2021 | Fixed Price Lump Sum | ACCESSORIES | Generally | Composite Construction ;Reinforced Concrete Stepped Planter Wall With 300X300X50Mm Thick Precast Concrete Coping And 600X300X30Mm Thick Precast Concrete Cladding, Coping And Cladding In Honed Finish, Max. 3Mm Wide Joint Using Colour Matched Grout, On And Including 25Mm Thick Mortar Bed, Reinforced Concrete Base On Compacted Sub-Base, Necessary Earthwork, Waterproofing, Complete To Engineer'S Details;Overall Size 300Mm Wide X 1500Mm High Above Finished Floor Level (Approx Length) | 250 | m | SAR | 4673
ALYA-05.2 | 2 | 2.0785 |  | Kingdom of Saudi Arabia | Jeddah | Hard & Soft Landscaping | Red Sea Village | B6 Marina Village | RSG | SALCO | Award | 2021 | Fixed Price Lump Sum | SITE WORK | Paving and surfacing | Paving;Precast Concrete Block Paving Laid To Pattern With Required Colour, 5Mm Wide Joints With Filled With Joint Filling Sand, On And Including 50Mm Thick Sharp Sand Bed On Compacted Sub-Base, Complete As Per Engineer'S Approval ;600X200/500X100 X 60Mm In Shot Blasted Finish Ref: Paving Type 25 | 2480 | m² | SAR | 211
ALYA-05.2 | 2 | 2.0785 |  | Kingdom of Saudi Arabia | Jeddah | Hard & Soft Landscaping | Red Sea Village | B6 Marina Village | RSG | SALCO | Award | 2021 | Fixed Price Lump Sum | SITE WORK | Landscaping | Gravel Surface;25 - 50Mm Sieve Size Local Crushed Stone Gravel, Loose Laid In 150Mm Thick Layer Over Geotextile Membrane On Compacted Sub-Base, Complete As Per Engineer'S Approval;Gravel Surface | 2185 | m² | SAR | 33
ALYA-05.2 | 2 | 2.0785 |  | Kingdom of Saudi Arabia | Jeddah | Hard & Soft Landscaping | Red Sea Village | B6 Marina Village | RSG | SALCO | Award | 2021 | Fixed Price Lump Sum | SITE WORK | Landscaping | Gravel Surface;25 - 50Mm Sieve Size Local Crushed Stone Gravel, Loose Laid In 150Mm Thick Layer Over Geotextile Membrane On Compacted Sub-Base, Complete As Per Engineer'S Approval;Gravel Surface Type 1 | 1221 | m² | SAR | 33
ALYA-05.2 | 2 | 2.0785 |  | Kingdom of Saudi Arabia | Jeddah | Hard & Soft Landscaping | Red Sea Village | B6 Marina Village | RSG | SALCO | Award | 2021 | Fixed Price Lump Sum | SITE WORK | Landscaping | Gravel Surface;25 - 50Mm Sieve Size Local Crushed Stone Gravel, Loose Laid In 150Mm Thick Layer Over Geotextile Membrane On Compacted Sub-Base, Complete As Per Engineer'S Approval;Gravel Surface Type 2 | 24 | m² | SAR | 33
ALYA-05.2 | 2 | 2.0785 |  | Kingdom of Saudi Arabia | Jeddah | Hard & Soft Landscaping | Red Sea Village | B6 Marina Village | RSG | SALCO | Award | 2021 | Fixed Price Lump Sum | SITE WORK | Paving and surfacing | Paving;Precast Concrete Block Paving Laid To Pattern With Required Colour, 5Mm Wide Joints With Filled With Joint Filling Sand, On And Including 50Mm Thick Sharp Sand Bed On Compacted Sub-Base, Complete As Per Engineer'S Approval;150X150/150X300/300X300 X 60Mm In Shot Blasted Finish Ref: Feature Paving Type 1 | 2372 | m² | SAR | 195
ALYA-05.2 | 2 | 2.0786 |  | Kingdom of Saudi Arabia | Jeddah | Hard & Soft Landscaping | Red Sea Village | B6 Marina Village | RSG | SALCO | Award | 2021 | Fixed Price Lump Sum | SITE WORK | Paving and surfacing | Paving;Precast Concrete Paving Block Laid To Pattern With Required Colour, 5Mm Wide Joints With Joint Filling Sand, On And Including 40 - 50Mm Thick Sharp Sand Bed On Compacted Sub-Base, Complete As Per Engineer'S Approval;300 X 300 X 60Mm With Milled Blisters, In Shot Blasted Finish Ref: Tactile Paving | 29 | m² | SAR | 334
ALYA-05.2 | 2 | 2.0786 |  | Kingdom of Saudi Arabia | Jeddah | Hard & Soft Landscaping | Red Sea Village | B6 Marina Village | RSG | SALCO | Award | 2021 | Fixed Price Lump Sum | SITE WORK | Landscaping | Metal Edge;Aluminium Edging, Brushed Finish, Fixed As Per Manufacturer'S Recommendations, Complete As Per Engineer'S Approval ;5Mm Thick Metal Edging For 150Mm High Gravel | 287 | m | SAR | 40
ALYA-05.2 | 2 | 2.0786 |  | Kingdom of Saudi Arabia | Jeddah | Hard & Soft Landscaping | Red Sea Village | B6 Marina Village | RSG | SALCO | Award | 2021 | Fixed Price Lump Sum | FURNISHINGS | Generally | Site Furniture;Bench ;Fair Face Finished Precast Concrete Seat Block With Stamped Pattern, On And Including Reinforced Concrete Foundation On Compacted Sub Base, Necessary Earthwork, Blinding, Polyethylene Sheet, Waterproofing, Steel Dowel And Necessary Accessories, Complete To The Engineer'S Approval;Bench Type 2 - Overall Size 2000 X 500 X 450Mm High | 5 | Nr | SAR | 6942
ALYA-05.2 | 2 | 2.0786 |  | Kingdom of Saudi Arabia | Jeddah | Hard & Soft Landscaping | Red Sea Village | B6 Marina Village | RSG | SALCO | Award | 2021 | Fixed Price Lump Sum | FURNISHINGS | Generally | Site Furniture;Fair Face Finish Precast Concrete Seat Block With Stamped Pattern And Required Colour, On And Including Reinforced Concrete Base On Compacted Sub Base, Necessary Earthwork, Waterproofing, Steel Dowel For Fixing Concrete Bench, Complete To Specialist / Engineer'S Details;Bench Type 12 - Overall Size 2000 X 500 X 450Mm High (Optional) | 5 | Nr | SAR | 2336
ALYA-05.2 | 2 | 2.0786 |  | Kingdom of Saudi Arabia | Jeddah | Hard & Soft Landscaping | Red Sea Village | B6 Marina Village | RSG | SALCO | Award | 2021 | Fixed Price Lump Sum | SITE WORK | Paving and surfacing | Composite Construction ;Catenary Light Structure;Caternary Light Hardwood Posts In Planted Finish With Required Colour, Including Metal Cap And Metal Shoe, Cap And Shoe Both In Powder Coated Stainless Steel Finish, Base Plate, Steel Anchor Bolts, Reinforced Concrete Base On Compacted Sub-Base, Necessary Earthwork, Waterproofing, Fittings, Accessories, Complete To Specialist/Engineer'S Details;7200Mm High X 114-250Mm Diameter Post, Ref. Typical Catenary Light Structure | 4 | Nr | SAR | 42720
ALYA-05.2 | 2 | 2.0786 |  | Kingdom of Saudi Arabia | Jeddah | Hard & Soft Landscaping | Red Sea Village | B6 Marina Village | RSG | SALCO | Award | 2021 | Fixed Price Lump Sum | SITE WORK | Landscaping | Mowing Edge;Precast Concrete Mowing Edge Laid To Pattern With Required Colour, Max. 5Mm Wide Joint Using Colour Matched Grout, On And Including 25Mm Thick Full Mortar Bed On Concrete Base And Compacted Sub-Base, Complete As Per Engineer'S Approval;Mowing Edge, 200X200/100X100 X 60Mm Thick In Shotblasted Finish, (100/200Mm Wide) | 96 | m | SAR | 60
ALYA-05.2 | 2 | 2.0786 |  | Kingdom of Saudi Arabia | Jeddah | Hard & Soft Landscaping | Red Sea Village | B6 Marina Village | RSG | SALCO | Award | 2021 | Fixed Price Lump Sum | ACCESSORIES | Generally | Raised Planter;Raised Planter With 10-15Mm Thick Wall Render With Smooth Finish And Required Colour Including Reinforced Concrete Base On Compacted Sub-Base, Complete As Per Engineer'S Approval;Raised Planter Type 3, 2100Mm Diameter X Varying Height | 6 | Nr | SAR | 9345
ALYA-05.2 | 2 | 2.0786 |  | Kingdom of Saudi Arabia | Jeddah | Hard & Soft Landscaping | Red Sea Village | B6 Marina Village | RSG | SALCO | Award | 2021 | Fixed Price Lump Sum | SITE WORK | Paving and surfacing | Flush Planter;Precast Concrete Paving Band Laid To Pattern With Required Colour, On And Including 25Mm Thick Full Mortar Bed On Concrete Base And Compacted Sub-Base, Complete As Per Engineer'S Approval;200 X 200 X 60Mm In Shot Blasted Finish Ref. Flush Planter, 200Mm Wide - To Palm Pit Edge | 77 | m | SAR | 60
ALYA-05.2 | 2 | 2.0786 |  | Kingdom of Saudi Arabia | Jeddah | Hard & Soft Landscaping | Red Sea Village | B6 Marina Village | RSG | SALCO | Award | 2021 | Fixed Price Lump Sum | SITE WORK | Landscaping | Metal Edge;Aluminium Edging, Brushed Finish, Fixed As Per Manufacturer'S Recommendations, Complete As Per Engineer'S Approval ;5Mm Thick Metal Edging For 150Mm High Gravel | 174 | m | SAR | 40
ALYA-05.2 | 2 | 2.0786 |  | Kingdom of Saudi Arabia | Jeddah | Hard & Soft Landscaping | Red Sea Village | B6 Marina Village | RSG | SALCO | Award | 2021 | Fixed Price Lump Sum | SITE WORK | Landscaping | Irrigation Works;Main Pipe Network;Irrigation Controllers; Complete As Specified;Pull Boxes | 15 | Nr | SAR | 668
ALYA-05.2 | 2 | 2.0787 |  | Kingdom of Saudi Arabia | Jeddah | Hard & Soft Landscaping | Red Sea Village | B6 Marina Village | RSG | SALCO | Award | 2021 | Fixed Price Lump Sum | SITE WORK | Landscaping | Irrigation Works;Upvc Pipework To Bs 3505, Class-D, Including All Fittings, Excavation, Sand Bedding, Back Filling As Specified, Cart Away Surplus, Warning Tape Markers, Thrust Blocks, All As Specified.;4 Inch Diameter Pipe | 395 | m | SAR | 187
ALYA-05.2 | 2 | 2.0787 |  | Kingdom of Saudi Arabia | Jeddah | Hard & Soft Landscaping | Red Sea Village | B6 Marina Village | RSG | SALCO | Award | 2021 | Fixed Price Lump Sum | SITE WORK | Landscaping | Irrigation Works;Upvc Pipework To Bs 3505, Class-D, Including All Fittings, Excavation, Sand Bedding, Back Filling As Specified, Cart Away Surplus, Warning Tape Markers, Thrust Blocks, All As Specified.;3 Inch Diameter Pipe | 114 | m | SAR | 167
ALYA-05.2 | 2 | 2.0787 |  | Kingdom of Saudi Arabia | Jeddah | Hard & Soft Landscaping | Red Sea Village | B6 Marina Village | RSG | SALCO | Award | 2021 | Fixed Price Lump Sum | SITE WORK | Landscaping | Irrigation Works;Valves Including Necessary Accessories, Fixed As Specified.;Connection To Irrigation Mainline Take Off Point | 9 | Nr | SAR | 33375
ALYA-05.2 | 2 | 2.0787 |  | Kingdom of Saudi Arabia | Jeddah | Hard & Soft Landscaping | Red Sea Village | B6 Marina Village | RSG | SALCO | Award | 2021 | Fixed Price Lump Sum | SITE WORK | Landscaping | Irrigation Works;Pipework Sprinkler Irrigation System;Upvc Pipework To Bs 3505, Class-E, Including All Fittings, Excavation, Sand Bedding, Back Filling As Specified, Cart Away Surplus, Warning Tape Markers, Thrust Blocks, All As Specified.;1 Inch Diameter Pipe | 1480 | m | SAR | 33
ALYA-05.2 | 2 | 2.0787 |  | Kingdom of Saudi Arabia | Jeddah | Hard & Soft Landscaping | Red Sea Village | B6 Marina Village | RSG | SALCO | Award | 2021 | Fixed Price Lump Sum | SITE WORK | Landscaping | Irrigation Works;Pipework Sprinkler Irrigation System;Upvc Pipework To Bs 3505, Class-D, Including All Fittings, Excavation, Sand Bedding, Back Filling As Specified, Cart Away Surplus, Warning Tape Markers, Thrust Blocks, All As Specified.;1.5 Inch Diameter Pipe | 1790 | m | SAR | 47
ALYA-05.2 | 2 | 2.0787 |  | Kingdom of Saudi Arabia | Jeddah | Hard & Soft Landscaping | Red Sea Village | B6 Marina Village | RSG | SALCO | Award | 2021 | Fixed Price Lump Sum | SITE WORK | Landscaping | Irrigation Works;Pipework Sprinkler Irrigation System;Upvc Pipework To Bs 3505, Class-D, Including All Fittings, Excavation, Sand Bedding, Back Filling As Specified, Cart Away Surplus, Warning Tape Markers, Thrust Blocks, All As Specified.;2 Inch Diameter Pipe | 66 | m | SAR | 67
ALYA-05.2 | 2 | 2.0787 |  | Kingdom of Saudi Arabia | Jeddah | Hard & Soft Landscaping | Red Sea Village | B6 Marina Village | RSG | SALCO | Award | 2021 | Fixed Price Lump Sum | SITE WORK | Landscaping | Irrigation Works;Pipework Sprinkler Irrigation System;Drip Risers;Drip Risers As Specified | 257 | Nr | SAR | 93
ALYA-05.2 | 2 | 2.0787 |  | Kingdom of Saudi Arabia | Jeddah | Hard & Soft Landscaping | Red Sea Village | B6 Marina Village | RSG | SALCO | Award | 2021 | Fixed Price Lump Sum | SITE WORK | Landscaping | Irrigation Works;Pipework Sprinkler Irrigation System;Valves Including Necessary Accessories, Fixed As Specified;Solenoid Valves, 1.0 Inch In Drip System | 2 | Nr | SAR | 1469
ALYA-05.2 | 2 | 2.0787 |  | Kingdom of Saudi Arabia | Jeddah | Hard & Soft Landscaping | Red Sea Village | B6 Marina Village | RSG | SALCO | Award | 2021 | Fixed Price Lump Sum | SITE WORK | Landscaping | Irrigation Works;Pipework Sprinkler Irrigation System;Valves Including Necessary Accessories, Fixed As Specified;Solenoid Valves, 1.5 Inch In Drip System | 7 | Nr | SAR | 1669
ALYA-05.2 | 2 | 2.0787 |  | Kingdom of Saudi Arabia | Jeddah | Hard & Soft Landscaping | Red Sea Village | B6 Marina Village | RSG | SALCO | Award | 2021 | Fixed Price Lump Sum | SITE WORK | Landscaping | Irrigation Works;Pipework Sprinkler Irrigation System;Lockable Valve Boxes As Specified;For Solenoid Valves, 1.0 Inch In Drip System | 2 | Nr | SAR | 668
ALYA-05.2 | 2 | 2.0788 |  | Kingdom of Saudi Arabia | Jeddah | Hard & Soft Landscaping | Red Sea Village | B6 Marina Village | RSG | SALCO | Award | 2021 | Fixed Price Lump Sum | SITE WORK | Landscaping | Irrigation Works;Pipework Sprinkler Irrigation System;Lockable Valve Boxes As Specified;For Solenoid Valves,1.5Inch In Drip System | 7 | Nr | SAR | 668
ALYA-05.2 | 2 | 2.0788 |  | Kingdom of Saudi Arabia | Jeddah | Hard & Soft Landscaping | Red Sea Village | B6 Marina Village | RSG | SALCO | Award | 2021 | Fixed Price Lump Sum | SITE WORK | Landscaping | Irrigation Works;Main Pipe Network;Irrigation Controllers; Complete As Specified;Pull Boxes | 5 | Nr | SAR | 668
ALYA-05.2 | 2 | 2.0788 |  | Kingdom of Saudi Arabia | Jeddah | Hard & Soft Landscaping | Red Sea Village | B6 Marina Village | RSG | SALCO | Award | 2021 | Fixed Price Lump Sum | SITE WORK | Landscaping | Irrigation Works;Upvc Pipework To Bs 3505, Class-D, Including All Fittings, Excavation, Sand Bedding, Back Filling As Specified, Cart Away Surplus, Warning Tape Markers, Thrust Blocks, All As Specified.;4 Inch Diameter Pipe | 27 | m | SAR | 187
ALYA-05.2 | 2 | 2.0788 |  | Kingdom of Saudi Arabia | Jeddah | Hard & Soft Landscaping | Red Sea Village | B6 Marina Village | RSG | SALCO | Award | 2021 | Fixed Price Lump Sum | SITE WORK | Landscaping | Irrigation Works;Valves Including Necessary Accessories, Fixed As Specified.;Connection To Irrigation Mainline Take Off Point | 3 | Nr | SAR | 33375
ALYA-05.2 | 2 | 2.0788 |  | Kingdom of Saudi Arabia | Jeddah | Hard & Soft Landscaping | Red Sea Village | B6 Marina Village | RSG | SALCO | Award | 2021 | Fixed Price Lump Sum | SITE WORK | Landscaping | Irrigation Works;Pipework Sprinkler Irrigation System;Upvc Pipework To Bs 3505, Class-E, Including All Fittings, Excavation, Sand Bedding, Back Filling As Specified, Cart Away Surplus, Warning Tape Markers, Thrust Blocks, All As Specified.;1 Inch Diameter Pipe | 192 | m | SAR | 33
ALYA-05.2 | 2 | 2.0788 |  | Kingdom of Saudi Arabia | Jeddah | Hard & Soft Landscaping | Red Sea Village | B6 Marina Village | RSG | SALCO | Award | 2021 | Fixed Price Lump Sum | SITE WORK | Landscaping | Irrigation Works;Pipework Sprinkler Irrigation System;Upvc Pipework To Bs 3505, Class-D, Including All Fittings, Excavation, Sand Bedding, Back Filling As Specified, Cart Away Surplus, Warning Tape Markers, Thrust Blocks, All As Specified.;1.5 Inch Diameter Pipe | 198 | m | SAR | 47
ALYA-05.2 | 2 | 2.0788 |  | Kingdom of Saudi Arabia | Jeddah | Hard & Soft Landscaping | Red Sea Village | B6 Marina Village | RSG | SALCO | Award | 2021 | Fixed Price Lump Sum | SITE WORK | Landscaping | Irrigation Works;Pipework Sprinkler Irrigation System;Upvc Pipework To Bs 3505, Class-D, Including All Fittings, Excavation, Sand Bedding, Back Filling As Specified, Cart Away Surplus, Warning Tape Markers, Thrust Blocks, All As Specified.;2 Inch Diameter Pipe | 6 | m | SAR | 67
ALYA-05.2 | 2 | 2.0788 |  | Kingdom of Saudi Arabia | Jeddah | Hard & Soft Landscaping | Red Sea Village | B6 Marina Village | RSG | SALCO | Award | 2021 | Fixed Price Lump Sum | SITE WORK | Landscaping | Irrigation Works;Pipework Sprinkler Irrigation System;Drip Risers;Drip Risers As Specified | 39 | Nr | SAR | 93
ALYA-05.2 | 2 | 2.0788 |  | Kingdom of Saudi Arabia | Jeddah | Hard & Soft Landscaping | Red Sea Village | B6 Marina Village | RSG | SALCO | Award | 2021 | Fixed Price Lump Sum | SITE WORK | Landscaping | Irrigation Works;Pipework Sprinkler Irrigation System;Valves Including Necessary Accessories, Fixed As Specified;Solenoid Valves, 1.5 Inch In Drip System | 1 | Nr | SAR | 1469
ALYA-05.2 | 2 | 2.0788 |  | Kingdom of Saudi Arabia | Jeddah | Hard & Soft Landscaping | Red Sea Village | B6 Marina Village | RSG | SALCO | Award | 2021 | Fixed Price Lump Sum | SITE WORK | Landscaping | Irrigation Works;Pipework Sprinkler Irrigation System;Valves Including Necessary Accessories, Fixed As Specified;Solenoid Valves, 2.0 Inch In Drip System | 1 | Nr | SAR | 1669
ALYA-05.2 | 2 | 2.0789 |  | Kingdom of Saudi Arabia | Jeddah | Hard & Soft Landscaping | Red Sea Village | B6 Marina Village | RSG | SALCO | Award | 2021 | Fixed Price Lump Sum | SITE WORK | Landscaping | Irrigation Works;Pipework Sprinkler Irrigation System;Lockable Valve Boxes As Specified;For Solenoid Valves, 1.5 Inch In Drip System | 1 | Nr | SAR | 668
ALYA-05.2 | 2 | 2.0789 |  | Kingdom of Saudi Arabia | Jeddah | Hard & Soft Landscaping | Red Sea Village | B6 Marina Village | RSG | SALCO | Award | 2021 | Fixed Price Lump Sum | SITE WORK | Landscaping | Irrigation Works;Pipework Sprinkler Irrigation System;Lockable Valve Boxes As Specified;For Solenoid Valves,2.0Inch In Drip System | 1 | Nr | SAR | 668
ALYA-05.2 | 2 | 2.0789 |  | Kingdom of Saudi Arabia | Jeddah | Hard & Soft Landscaping | Red Sea Village | B6 Marina Village | RSG | SALCO | Award | 2021 | Fixed Price Lump Sum | SITE WORK | Landscaping | Irrigation Works ;Main Pipe Network;Irrigation Controllers; Complete As Specified;Pull Boxes | 31 | Nr | SAR | 668
ALYA-05.2 | 2 | 2.0789 |  | Kingdom of Saudi Arabia | Jeddah | Hard & Soft Landscaping | Red Sea Village | B6 Marina Village | RSG | SALCO | Award | 2021 | Fixed Price Lump Sum | SITE WORK | Landscaping | Irrigation Works ;Upvc Pipework To Bs 3505, Class-D, Including All Fittings, Excavation, Sand Bedding, Back Filling As Specified, Cart Away Surplus, Warning Tape Markers, Thrust Blocks, All As Specified;4 Inch Diameter Pipe | 351 | m | SAR | 187
ALYA-05.2 | 2 | 2.0789 |  | Kingdom of Saudi Arabia | Jeddah | Hard & Soft Landscaping | Red Sea Village | B6 Marina Village | RSG | SALCO | Award | 2021 | Fixed Price Lump Sum | SITE WORK | Landscaping | Irrigation Works ;Valves Including Necessary Accessories, Fixed As Specified.;Connection To Irrigation Mainline Take Off Point | 13 | Nr | SAR | 33375
ALYA-05.2 | 2 | 2.0789 |  | Kingdom of Saudi Arabia | Jeddah | Hard & Soft Landscaping | Red Sea Village | B6 Marina Village | RSG | SALCO | Award | 2021 | Fixed Price Lump Sum | SITE WORK | Landscaping | Irrigation Works;Pipework Sprinkler Irrigation System;Upvc Pipework To Bs 3505, Class-E, Including All Fittings, Excavation, Sand Bedding, Back Filling As Specified, Cart Away Surplus, Warning Tape Markers, Thrust Blocks, All As Specified.;1 Inch Diameter Pipe | 80 | m | SAR | 33
ALYA-05.2 | 2 | 2.0789 |  | Kingdom of Saudi Arabia | Jeddah | Hard & Soft Landscaping | Red Sea Village | B6 Marina Village | RSG | SALCO | Award | 2021 | Fixed Price Lump Sum | SITE WORK | Landscaping | Irrigation Works;Pipework Sprinkler Irrigation System;Upvc Pipework To Bs 3505, Class-D, Including All Fittings, Excavation, Sand Bedding, Back Filling As Specified, Cart Away Surplus, Warning Tape Markers, Thrust Blocks, All As Specified.;1.5 Inch Diameter Pipe | 42 | m | SAR | 47
ALYA-05.2 | 2 | 2.0789 |  | Kingdom of Saudi Arabia | Jeddah | Hard & Soft Landscaping | Red Sea Village | B6 Marina Village | RSG | SALCO | Award | 2021 | Fixed Price Lump Sum | SITE WORK | Landscaping | Irrigation Works;Pipework Sprinkler Irrigation System;Upvc Pipework To Bs 3505, Class-D, Including All Fittings, Excavation, Sand Bedding, Back Filling As Specified, Cart Away Surplus, Warning Tape Markers, Thrust Blocks, All As Specified.;2 Inch Diameter Pipe | 6 | m | SAR | 67
ALYA-05.2 | 2 | 2.0789 |  | Kingdom of Saudi Arabia | Jeddah | Hard & Soft Landscaping | Red Sea Village | B6 Marina Village | RSG | SALCO | Award | 2021 | Fixed Price Lump Sum | SITE WORK | Landscaping | Irrigation Works;Pipework Sprinkler Irrigation System;Upvc Pipework To Bs 3505, Class-D, Including All Fittings, Excavation, Sand Bedding, Back Filling As Specified, Cart Away Surplus, Warning Tape Markers, Thrust Blocks, All As Specified.;3 Inch Diameter Pipe | 6 | m | SAR | 167
ALYA-05.2 | 2 | 2.0789 |  | Kingdom of Saudi Arabia | Jeddah | Hard & Soft Landscaping | Red Sea Village | B6 Marina Village | RSG | SALCO | Award | 2021 | Fixed Price Lump Sum | SITE WORK | Landscaping | Irrigation Works;Pipework Sprinkler Irrigation System;Valves Including Necessary Accessories, Fixed As Specified;Solenoid Valves, 2.0Inch In Drip System | 1 | Nr | SAR | 2003
ALYA-05.2 | 2 | 2.079 |  | Kingdom of Saudi Arabia | Jeddah | Hard & Soft Landscaping | Red Sea Village | B6 Marina Village | RSG | SALCO | Award | 2021 | Fixed Price Lump Sum | SITE WORK | Landscaping | Irrigation Works;Pipework Sprinkler Irrigation System;Lockable Valve Boxes As Specified;For Solenoid Valves,2.0Inch In Drip System | 1 | Nr | SAR | 668
ALYA-05.2 | 2 | 2.079 |  | Kingdom of Saudi Arabia | Jeddah | Hard & Soft Landscaping | Red Sea Village | B6 Marina Village | RSG | SALCO | Award | 2021 | Fixed Price Lump Sum | SITE WORK | Landscaping | Irrigation Works;Pipework Sprinkler Irrigation System;Pop-Up-Spray Including Necessary Accessories, Fixed As Specified;Pop Up Spray 4.00M - 4.50M Radius | 21 | Nr | SAR | 87
ALYA-05.2 | 2 | 2.079 |  | Kingdom of Saudi Arabia | Jeddah | Hard & Soft Landscaping | Red Sea Village | B6 Marina Village | RSG | SALCO | Award | 2021 | Fixed Price Lump Sum | SITE WORK | Landscaping | Irrigation Works;Pipework Sprinkler Irrigation System;Pop-Up-Spray Including Necessary Accessories, Fixed As Specified;Pop Up Spray 3.00M - 4.00M Radius | 4 | Nr | SAR | 80
ALYA-05.2 | 2 | 2.079 |  | Kingdom of Saudi Arabia | Jeddah | Hard & Soft Landscaping | Red Sea Village | B6 Marina Village | RSG | SALCO | Award | 2021 | Fixed Price Lump Sum | SITE WORK | Landscaping | Irrigation Works;Pipework Sprinkler Irrigation System;Pop-Up-Spray Including Necessary Accessories, Fixed As Specified;Pop Up Spray 2.00M - 2.50M Radius | 10 | Nr | SAR | 67
ALYA-05.2 | 2 | 2.079 |  | Kingdom of Saudi Arabia | Jeddah | Hard & Soft Landscaping | Red Sea Village | B6 Marina Village | RSG | SALCO | Award | 2021 | Fixed Price Lump Sum | SITE WORK | Landscaping | Irrigation Works;Pipework Sprinkler Irrigation System;Upvc Pipework To Bs 3505, Class-E, Including All Fittings, Excavation, Sand Bedding, Back Filling As Specified, Cart Away Surplus, Warning Tape Markers, Thrust Blocks, All As Specified.;1 Inch Diameter Pipe | 1950 | m | SAR | 33
ALYA-05.2 | 2 | 2.079 |  | Kingdom of Saudi Arabia | Jeddah | Hard & Soft Landscaping | Red Sea Village | B6 Marina Village | RSG | SALCO | Award | 2021 | Fixed Price Lump Sum | SITE WORK | Landscaping | Irrigation Works;Pipework Sprinkler Irrigation System;Upvc Pipework To Bs 3505, Class-D, Including All Fittings, Excavation, Sand Bedding, Back Filling As Specified, Cart Away Surplus, Warning Tape Markers, Thrust Blocks, All As Specified.;1.5 Inch Diameter Pipe | 1224 | m | SAR | 47
ALYA-05.2 | 2 | 2.079 |  | Kingdom of Saudi Arabia | Jeddah | Hard & Soft Landscaping | Red Sea Village | B6 Marina Village | RSG | SALCO | Award | 2021 | Fixed Price Lump Sum | SITE WORK | Landscaping | Irrigation Works;Pipework Sprinkler Irrigation System;Upvc Pipework To Bs 3505, Class-D, Including All Fittings, Excavation, Sand Bedding, Back Filling As Specified, Cart Away Surplus, Warning Tape Markers, Thrust Blocks, All As Specified.;2 Inch Diameter Pipe | 170 | m | SAR | 67
ALYA-05.2 | 2 | 2.079 |  | Kingdom of Saudi Arabia | Jeddah | Hard & Soft Landscaping | Red Sea Village | B6 Marina Village | RSG | SALCO | Award | 2021 | Fixed Price Lump Sum | SITE WORK | Landscaping | Irrigation Works;Pipework Sprinkler Irrigation System;Upvc Pipework To Bs 3505, Class-D, Including All Fittings, Excavation, Sand Bedding, Back Filling As Specified, Cart Away Surplus, Warning Tape Markers, Thrust Blocks, All As Specified.;3 Inch Diameter Pipe | 90 | m | SAR | 167
ALYA-05.2 | 2 | 2.079 |  | Kingdom of Saudi Arabia | Jeddah | Hard & Soft Landscaping | Red Sea Village | B6 Marina Village | RSG | SALCO | Award | 2021 | Fixed Price Lump Sum | SITE WORK | Landscaping | Irrigation Works;Pipework Sprinkler Irrigation System;Drip Risers;Drip Risers As Specified | 477 | Nr | SAR | 93
ALYA-05.2 | 2 | 2.079 |  | Kingdom of Saudi Arabia | Jeddah | Hard & Soft Landscaping | Red Sea Village | B6 Marina Village | RSG | SALCO | Award | 2021 | Fixed Price Lump Sum | SITE WORK | Landscaping | Irrigation Works;Pipework Sprinkler Irrigation System;Valves Including Necessary Accessories, Fixed As Specified;Solenoid Valves, 1.0 Inch In Drip System | 4 | Nr | SAR | 1469
ALYA-05.2 | 2 | 2.0791 |  | Kingdom of Saudi Arabia | Jeddah | Hard & Soft Landscaping | Red Sea Village | B6 Marina Village | RSG | SALCO | Award | 2021 | Fixed Price Lump Sum | SITE WORK | Landscaping | Irrigation Works;Pipework Sprinkler Irrigation System;Valves Including Necessary Accessories, Fixed As Specified;Solenoid Valves, 1.5 Inch In Drip System | 5 | Nr | SAR | 1669
ALYA-05.2 | 2 | 2.0791 |  | Kingdom of Saudi Arabia | Jeddah | Hard & Soft Landscaping | Red Sea Village | B6 Marina Village | RSG | SALCO | Award | 2021 | Fixed Price Lump Sum | SITE WORK | Landscaping | Irrigation Works;Pipework Sprinkler Irrigation System;Valves Including Necessary Accessories, Fixed As Specified;Solenoid Valves, 2.0 Inch In Drip System | 3 | Nr | SAR | 2003
ALYA-05.2 | 2 | 2.0791 |  | Kingdom of Saudi Arabia | Jeddah | Hard & Soft Landscaping | Red Sea Village | B6 Marina Village | RSG | SALCO | Award | 2021 | Fixed Price Lump Sum | SITE WORK | Landscaping | Irrigation Works;Pipework Sprinkler Irrigation System;Lockable Valve Boxes As Specified;For Solenoid Valves,1.0Inch In Drip System | 4 | Nr | SAR | 668
ALYA-05.2 | 2 | 2.0791 |  | Kingdom of Saudi Arabia | Jeddah | Hard & Soft Landscaping | Red Sea Village | B6 Marina Village | RSG | SALCO | Award | 2021 | Fixed Price Lump Sum | SITE WORK | Landscaping | Irrigation Works;Pipework Sprinkler Irrigation System;Lockable Valve Boxes As Specified;For Solenoid Valves,1.5Inch In Drip System | 5 | Nr | SAR | 668
ALYA-05.2 | 2 | 2.0791 |  | Kingdom of Saudi Arabia | Jeddah | Hard & Soft Landscaping | Red Sea Village | B6 Marina Village | RSG | SALCO | Award | 2021 | Fixed Price Lump Sum | SITE WORK | Landscaping | Irrigation Works;Pipework Sprinkler Irrigation System;Lockable Valve Boxes As Specified;For Solenoid Valves,2.0Inch In Drip System | 3 | Nr | SAR | 668
ALYA-05.2 | 2 | 2.0791 |  | Kingdom of Saudi Arabia | Jeddah | Hard & Soft Landscaping | Red Sea Village | B6 Marina Village | RSG | SALCO | Award | 2021 | Fixed Price Lump Sum | SITE WORK | Landscaping | Irrigation Works;Main Pipe Network;Irrigation Controllers; Complete As Specified;Pull Boxes | 35 | Nr | SAR | 668
ALYA-05.2 | 2 | 2.0791 |  | Kingdom of Saudi Arabia | Jeddah | Hard & Soft Landscaping | Red Sea Village | B6 Marina Village | RSG | SALCO | Award | 2021 | Fixed Price Lump Sum | SITE WORK | Landscaping | Irrigation Works;Upvc Pipework To Bs 3505, Class-D, Including All Fittings, Excavation, Sand Bedding, Back Filling As Specified, Cart Away Surplus, Warning Tape Markers, Thrust Blocks, All As Specified.;4 Inch Diameter Pipe | 280 | m | SAR | 187
ALYA-05.2 | 2 | 2.0791 |  | Kingdom of Saudi Arabia | Jeddah | Hard & Soft Landscaping | Red Sea Village | B6 Marina Village | RSG | SALCO | Award | 2021 | Fixed Price Lump Sum | SITE WORK | Landscaping | Irrigation Works;Upvc Pipework To Bs 3505, Class-D, Including All Fittings, Excavation, Sand Bedding, Back Filling As Specified, Cart Away Surplus, Warning Tape Markers, Thrust Blocks, All As Specified.;3 Inch Diameter Pipe | 6 | m | SAR | 167
ALYA-05.2 | 2 | 2.0791 |  | Kingdom of Saudi Arabia | Jeddah | Hard & Soft Landscaping | Red Sea Village | B6 Marina Village | RSG | SALCO | Award | 2021 | Fixed Price Lump Sum | SITE WORK | Landscaping | Irrigation Works;Valves Including Necessary Accessories, Fixed As Specified.;Connection To Irrigation Mainline Take Off Point | 15 | Nr | SAR | 33375
ALYA-05.2 | 2 | 2.0791 |  | Kingdom of Saudi Arabia | Jeddah | Hard & Soft Landscaping | Red Sea Village | B6 Marina Village | RSG | SALCO | Award | 2021 | Fixed Price Lump Sum | SITE WORK | Landscaping | Irrigation Works;Pipework Sprinkler Irrigation System;Upvc Pipework To Bs 3505, Class-D, Including All Fittings, Excavation, Sand Bedding, Back Filling As Specified, Cart Away Surplus, Warning Tape Markers, Thrust Blocks, All As Specified.;1.5 Inch Diameter Pipe | 1986 | m | SAR | 47
ALYA-05.2 | 2 | 2.0792 |  | Kingdom of Saudi Arabia | Jeddah | Hard & Soft Landscaping | Red Sea Village | B6 Marina Village | RSG | SALCO | Award | 2021 | Fixed Price Lump Sum | SITE WORK | Landscaping | Irrigation Works;Pipework Sprinkler Irrigation System;Upvc Pipework To Bs 3505, Class-D, Including All Fittings, Excavation, Sand Bedding, Back Filling As Specified, Cart Away Surplus, Warning Tape Markers, Thrust Blocks, All As Specified.;2 Inch Diameter Pipe | 12 | m | SAR | 67
ALYA-05.2 | 2 | 2.0792 |  | Kingdom of Saudi Arabia | Jeddah | Hard & Soft Landscaping | Red Sea Village | B6 Marina Village | RSG | SALCO | Award | 2021 | Fixed Price Lump Sum | SITE WORK | Landscaping | Irrigation Works;Pipework Sprinkler Irrigation System;Drip Risers;Drip Risers As Specified | 414 | Nr | SAR | 93
ALYA-05.2 | 2 | 2.0792 |  | Kingdom of Saudi Arabia | Jeddah | Hard & Soft Landscaping | Red Sea Village | B6 Marina Village | RSG | SALCO | Award | 2021 | Fixed Price Lump Sum | SITE WORK | Landscaping | Irrigation Works;Pipework Sprinkler Irrigation System;Valves Including Necessary Accessories, Fixed As Specified;Solenoid Valves, 1.0 Inch In Drip System | 6 | Nr | SAR | 1469
ALYA-05.2 | 2 | 2.0792 |  | Kingdom of Saudi Arabia | Jeddah | Hard & Soft Landscaping | Red Sea Village | B6 Marina Village | RSG | SALCO | Award | 2021 | Fixed Price Lump Sum | SITE WORK | Landscaping | Irrigation Works;Pipework Sprinkler Irrigation System;Valves Including Necessary Accessories, Fixed As Specified;Solenoid Valves, 1.5 Inch In Drip System | 8 | Nr | SAR | 1669
ALYA-05.2 | 2 | 2.0792 |  | Kingdom of Saudi Arabia | Jeddah | Hard & Soft Landscaping | Red Sea Village | B6 Marina Village | RSG | SALCO | Award | 2021 | Fixed Price Lump Sum | SITE WORK | Landscaping | Irrigation Works;Pipework Sprinkler Irrigation System;Lockable Valve Boxes As Specified;For Solenoid Valves, 1.0 Inch In Drip System | 6 | Nr | SAR | 668
ALYA-05.2 | 2 | 2.0792 |  | Kingdom of Saudi Arabia | Jeddah | Hard & Soft Landscaping | Red Sea Village | B6 Marina Village | RSG | SALCO | Award | 2021 | Fixed Price Lump Sum | SITE WORK | Landscaping | Irrigation Works;Pipework Sprinkler Irrigation System;Lockable Valve Boxes As Specified;For Solenoid Valves,1.5Inch In Drip System | 8 | Nr | SAR | 668
ALYA-05.2 | 2 | 2.0792 |  | Kingdom of Saudi Arabia | Jeddah | Hard & Soft Landscaping | Red Sea Village | B6 Marina Village | RSG | SALCO | Award | 2021 | Fixed Price Lump Sum | SITE WORK | Landscaping | Irrigation Works ;Main Pipe Network;Irrigation Controllers; Complete As Specified;Pull Boxes | 2 | Nr | SAR | 668
ALYA-05.2 | 2 | 2.0792 |  | Kingdom of Saudi Arabia | Jeddah | Hard & Soft Landscaping | Red Sea Village | B6 Marina Village | RSG | SALCO | Award | 2021 | Fixed Price Lump Sum | SITE WORK | Landscaping | Irrigation Works ;Upvc Pipework To Bs 3505, Class-D, Including All Fittings, Excavation, Sand Bedding, Back Filling As Specified, Cart Away Surplus, Warning Tape Markers, Thrust Blocks, All As Specified;4 Inch Diameter Pipe | 90 | m | SAR | 187
ALYA-05.2 | 2 | 2.0792 |  | Kingdom of Saudi Arabia | Jeddah | Hard & Soft Landscaping | Red Sea Village | B6 Marina Village | RSG | SALCO | Award | 2021 | Fixed Price Lump Sum | SITE WORK | Landscaping | Irrigation Works;Pipework Sprinkler Irrigation System;Upvc Pipework To Bs 3505, Class-E, Including All Fittings, Excavation, Sand Bedding, Back Filling As Specified, Cart Away Surplus, Warning Tape Markers, Thrust Blocks, All As Specified.;1 Inch Diameter Pipe | 180 | m | SAR | 33
ALYA-05.2 | 2 | 2.0792 |  | Kingdom of Saudi Arabia | Jeddah | Hard & Soft Landscaping | Red Sea Village | B6 Marina Village | RSG | SALCO | Award | 2021 | Fixed Price Lump Sum | SITE WORK | Landscaping | Irrigation Works;Pipework Sprinkler Irrigation System;Upvc Pipework To Bs 3505, Class-D, Including All Fittings, Excavation, Sand Bedding, Back Filling As Specified, Cart Away Surplus, Warning Tape Markers, Thrust Blocks, All As Specified.;1.5 Inch Diameter Pipe | 50 | m | SAR | 47
ALYA-05.2 | 2 | 2.0793 |  | Kingdom of Saudi Arabia | Jeddah | Hard & Soft Landscaping | Red Sea Village | B6 Marina Village | RSG | SALCO | Award | 2021 | Fixed Price Lump Sum | SITE WORK | Landscaping | Irrigation Works;Pipework Sprinkler Irrigation System;Drip Risers;Drip Risers As Specified | 13 | Nr | SAR | 93
ALYA-05.2 | 2 | 2.0793 |  | Kingdom of Saudi Arabia | Jeddah | Hard & Soft Landscaping | Red Sea Village | B6 Marina Village | RSG | SALCO | Award | 2021 | Fixed Price Lump Sum | SITE WORK | Landscaping | Irrigation Works;Pipework Sprinkler Irrigation System;Upvc Pipework To Bs 3505, Class-E, Including All Fittings, Excavation, Sand Bedding, Back Filling As Specified, Cart Away Surplus, Warning Tape Markers, Thrust Blocks, All As Specified.;1 Inch Diameter Pipe | 15 | Nr | SAR | 668
ALYA-05.2 | 2 | 2.0793 |  | Kingdom of Saudi Arabia | Jeddah | Hard & Soft Landscaping | Red Sea Village | B6 Marina Village | RSG | SALCO | Award | 2021 | Fixed Price Lump Sum | SITE WORK | Landscaping | Irrigation Works;Pipework Sprinkler Irrigation System;Upvc Pipework To Bs 3505, Class-D, Including All Fittings, Excavation, Sand Bedding, Back Filling As Specified, Cart Away Surplus, Warning Tape Markers, Thrust Blocks, All As Specified.;4 Inch Diameter Pipe | 212 | m | SAR | 187
ALYA-05.2 | 2 | 2.0793 |  | Kingdom of Saudi Arabia | Jeddah | Hard & Soft Landscaping | Red Sea Village | B6 Marina Village | RSG | SALCO | Award | 2021 | Fixed Price Lump Sum | SITE WORK | Landscaping | Irrigation Works;Pipework Sprinkler Irrigation System;Valves Including Necessary Accessaries, Fixed As Specified.;Connection To Irrigation Mainline Take Off Point | 2 | Nr | SAR | 33375
ALYA-05.2 | 2 | 2.0793 |  | Kingdom of Saudi Arabia | Jeddah | Hard & Soft Landscaping | Red Sea Village | B6 Marina Village | RSG | SALCO | Award | 2021 | Fixed Price Lump Sum | SITE WORK | Landscaping | Irrigation Works;Pipework Sprinkler Irrigation System;Upvc Pipework To Bs 3505, Class-D, Including All Fittings, Excavation, Sand Bedding, Back Filling As Specified, Cart Away Surplus, Warning Tape Markers, Thrust Blocks, All As Specified.;1 Inch Diameter Pipe | 1300 | m | SAR | 33
ALYA-05.2 | 2 | 2.0793 |  | Kingdom of Saudi Arabia | Jeddah | Hard & Soft Landscaping | Red Sea Village | B6 Marina Village | RSG | SALCO | Award | 2021 | Fixed Price Lump Sum | SITE WORK | Landscaping | Irrigation Works;Pipework Sprinkler Irrigation System;Upvc Pipework To Bs 3505, Class-D, Including All Fittings, Excavation, Sand Bedding, Back Filling As Specified, Cart Away Surplus, Warning Tape Markers, Thrust Blocks, All As Specified.;1.5 Inch Diameter Pipe | 810 | m | SAR | 47
ALYA-05.2 | 2 | 2.0793 |  | Kingdom of Saudi Arabia | Jeddah | Hard & Soft Landscaping | Red Sea Village | B6 Marina Village | RSG | SALCO | Award | 2021 | Fixed Price Lump Sum | SITE WORK | Landscaping | Irrigation Works;Pipework Sprinkler Irrigation System;Upvc Pipework To Bs 3505, Class-D, Including All Fittings, Excavation, Sand Bedding, Back Filling As Specified, Cart Away Surplus, Warning Tape Markers, Thrust Blocks, All As Specified.;2 Inch Diameter Pipe | 354 | m | SAR | 67
ALYA-05.2 | 2 | 2.0793 |  | Kingdom of Saudi Arabia | Jeddah | Hard & Soft Landscaping | Red Sea Village | B6 Marina Village | RSG | SALCO | Award | 2021 | Fixed Price Lump Sum | SITE WORK | Landscaping | Irrigation Works;Pipework Sprinkler Irrigation System;Drip Risers;Drip Risers As Specified | 235 | Nr | SAR | 93
ALYA-05.2 | 2 | 2.0793 |  | Kingdom of Saudi Arabia | Jeddah | Hard & Soft Landscaping | Red Sea Village | B6 Marina Village | RSG | SALCO | Award | 2021 | Fixed Price Lump Sum | SITE WORK | Landscaping | Irrigation Works;Pipework Sprinkler Irrigation System;Valves Including Necessary Accessories, Fixed As Specified;Solenoid Valves, 1.0 Inch In Drip System | 1 | Nr | SAR | 1469
ALYA-05.2 | 2 | 2.0793 |  | Kingdom of Saudi Arabia | Jeddah | Hard & Soft Landscaping | Red Sea Village | B6 Marina Village | RSG | SALCO | Award | 2021 | Fixed Price Lump Sum | SITE WORK | Landscaping | Irrigation Works;Pipework Sprinkler Irrigation System;Valves Including Necessary Accessories, Fixed As Specified;Solenoid Valves, 2.0 Inch In Drip System | 2 | Nr | SAR | 2003
ALYA-05.2 | 2 | 2.0794 |  | Kingdom of Saudi Arabia | Jeddah | Hard & Soft Landscaping | Red Sea Village | B6 Marina Village | RSG | SALCO | Award | 2021 | Fixed Price Lump Sum | SITE WORK | Landscaping | Irrigation Works;Pipework Sprinkler Irrigation System;Lockable Valve Boxes As Specified;For Solenoid Valves,1.0Inch In Drip System | 1 | Nr | SAR | 668
ALYA-05.2 | 2 | 2.0794 |  | Kingdom of Saudi Arabia | Jeddah | Hard & Soft Landscaping | Red Sea Village | B6 Marina Village | RSG | SALCO | Award | 2021 | Fixed Price Lump Sum | SITE WORK | Landscaping | Irrigation Works;Pipework Sprinkler Irrigation System;Lockable Valve Boxes As Specified;For Solenoid Valves,2.0Inch In Drip System | 2 | Nr | SAR | 668
ALYA-05.2 | 2 | 2.0794 |  | Kingdom of Saudi Arabia | Jeddah | Hard & Soft Landscaping | Red Sea Village | B6 Marina Village | RSG | SALCO | Award | 2021 | Fixed Price Lump Sum | SITE WORK | Landscaping | Main Pipe Network;Irrigation Controllers; Complete As Specified;Irrigation Decoder Controller - 50 Stations | 1 | Nr | SAR | 133500
ALYA-05.2 | 2 | 2.0794 |  | Kingdom of Saudi Arabia | Jeddah | Hard & Soft Landscaping | Red Sea Village | B6 Marina Village | RSG | SALCO | Award | 2021 | Fixed Price Lump Sum | SITE WORK | Landscaping | Main Pipe Network;Irrigation Controllers; Complete As Specified;Irrigation Decoder Controller - 100 Stations | 1 | Nr | SAR | 160200
ALYA-05.2 | 2 | 2.0794 |  | Kingdom of Saudi Arabia | Jeddah | Hard & Soft Landscaping | Red Sea Village | B6 Marina Village | RSG | SALCO | Award | 2021 | Fixed Price Lump Sum | SITE WORK | Landscaping | Main Pipe Network;Irrigation Controllers; Complete As Specified;Pull Boxes | 54 | Nr | SAR | 668
ALYA-05.2 | 2 | 2.0794 |  | Kingdom of Saudi Arabia | Jeddah | Hard & Soft Landscaping | Red Sea Village | B6 Marina Village | RSG | SALCO | Award | 2021 | Fixed Price Lump Sum | SITE WORK | Landscaping | Irrigation Works;Pipework Sprinkler Irrigation System;Upvc Pipework To Bs 3505, Class-D, Including All Fittings, Excavation, Sand Bedding, Back Filling As Specified, Cart Away Surplus, Warning Tape Markers, Thrust Blocks, All As Specified.;4 Inch Diameter Pipe | 1004 | m | SAR | 187
ALYA-05.2 | 2 | 2.0794 |  | Kingdom of Saudi Arabia | Jeddah | Hard & Soft Landscaping | Red Sea Village | B6 Marina Village | RSG | SALCO | Award | 2021 | Fixed Price Lump Sum | SITE WORK | Landscaping | Irrigation Works;Pipework Sprinkler Irrigation System;Valves Including Necessary Accessaries, Fixed As Specified.;Connection To Irrigation Mainline Take Off Point | 12 | Nr | SAR | 33375
ALYA-05.2 | 2 | 2.0794 |  | Kingdom of Saudi Arabia | Jeddah | Hard & Soft Landscaping | Red Sea Village | B6 Marina Village | RSG | SALCO | Award | 2021 | Fixed Price Lump Sum | ELECTRICAL ENGINEERING INSTALLATIONS | Final sub-circuits and auxiliary installations | Landscape Lighting Installation;Supply And Install Light Fittings, Complete To The Approval Of The Engineer And/Or Contract Administrator, And As Shown On Drawings (Provisional Sum);Uplight For Palms, Ref. Xu1 | 6 | Nr | SAR | 3004
ALYA-05.2 | 2 | 2.0794 |  | Kingdom of Saudi Arabia | Jeddah | Hard & Soft Landscaping | Red Sea Village | B6 Marina Village | RSG | SALCO | Award | 2021 | Fixed Price Lump Sum | ELECTRICAL ENGINEERING INSTALLATIONS | Final sub-circuits and auxiliary installations | Landscape Lighting And Power Installation;Supply And Install Light Fittings, Complete To The Approval Of The Engineer And/Or Contract Administrator, And As Shown On Drawings (Provisional Sum);Pole Top Light, Ref. Xsp1 | 30 | Nr | SAR | 10680
ALYA-05.2 | 2 | 2.0794 |  | Kingdom of Saudi Arabia | Jeddah | Hard & Soft Landscaping | Red Sea Village | B6 Marina Village | RSG | SALCO | Award | 2021 | Fixed Price Lump Sum | ELECTRICAL ENGINEERING INSTALLATIONS | Final sub-circuits and auxiliary installations | Landscape Lighting And Power Installation;Supply And Install Light Fittings, Complete To The Approval Of The Engineer And/Or Contract Administrator, And As Shown On Drawings (Provisional Sum);Uplight For Palms, Ref. Xu1 | 78 | Nr | SAR | 3004
ALYA-05.2 | 2 | 2.0795 |  | Kingdom of Saudi Arabia | Jeddah | Hard & Soft Landscaping | Red Sea Village | B6 Marina Village | RSG | SALCO | Award | 2021 | Fixed Price Lump Sum | ELECTRICAL ENGINEERING INSTALLATIONS | Final sub-circuits and auxiliary installations | Landscape Lighting And Power Installation;Supply And Install Light Fittings, Complete To The Approval Of The Engineer And/Or Contract Administrator, And As Shown On Drawings (Provisional Sum);Uplight For Trees, Ref. Xu2 | 40 | Nr | SAR | 3004
ALYA-05.2 | 2 | 2.0795 |  | Kingdom of Saudi Arabia | Jeddah | Hard & Soft Landscaping | Red Sea Village | B6 Marina Village | RSG | SALCO | Award | 2021 | Fixed Price Lump Sum | ELECTRICAL ENGINEERING INSTALLATIONS | Final sub-circuits and auxiliary installations | Landscape Lighting And Power Installation;Power Supply Points For Future Lighting To Sculpture, Complete As Specified And Shown On Drawings And To The Approval Of The Engineer And/Or Contract Administrator (Provisional Sum) | 2 | Nr | SAR | 13350
ALYA-05.2 | 2 | 2.0795 |  | Kingdom of Saudi Arabia | Jeddah | Hard & Soft Landscaping | Red Sea Village | B6 Marina Village | RSG | SALCO | Award | 2021 | Fixed Price Lump Sum | ELECTRICAL ENGINEERING INSTALLATIONS | Final sub-circuits and auxiliary installations | Landscape Lighting And Power Installation;Supply And Install Light Fittings, Complete To The Approval Of The Engineer And/Or Contract Administrator, And As Shown On Drawings (Provisional Sum);Pole Top Light, Ref. Xsp1 | 20 | Nr | SAR | 10680
ALYA-05.2 | 2 | 2.0795 |  | Kingdom of Saudi Arabia | Jeddah | Hard & Soft Landscaping | Red Sea Village | B6 Marina Village | RSG | SALCO | Award | 2021 | Fixed Price Lump Sum | ELECTRICAL ENGINEERING INSTALLATIONS | Final sub-circuits and auxiliary installations | Landscape Lighting And Power Installation;Supply And Install Light Fittings, Complete To The Approval Of The Engineer And/Or Contract Administrator, And As Shown On Drawings (Provisional Sum);Uplight For Palms, Ref. Xu1 | 52 | Nr | SAR | 3004
ALYA-05.2 | 2 | 2.0795 |  | Kingdom of Saudi Arabia | Jeddah | Hard & Soft Landscaping | Red Sea Village | B6 Marina Village | RSG | SALCO | Award | 2021 | Fixed Price Lump Sum | ELECTRICAL ENGINEERING INSTALLATIONS | Final sub-circuits and auxiliary installations | Landscape Lighting And Power Installation;Supply And Install Light Fittings, Complete To The Approval Of The Engineer And/Or Contract Administrator, And As Shown On Drawings (Provisional Sum);Mini Spike Light, Ref. Xmf1 | 8 | Nr | SAR | 4005
ALYA-05.2 | 2 | 2.0795 |  | Kingdom of Saudi Arabia | Jeddah | Hard & Soft Landscaping | Red Sea Village | B6 Marina Village | RSG | SALCO | Award | 2021 | Fixed Price Lump Sum | ELECTRICAL ENGINEERING INSTALLATIONS | Final sub-circuits and auxiliary installations | Landscape Lighting And Power Installation;Supply And Install Light Fittings, Complete To The Approval Of The Engineer And/Or Contract Administrator, And As Shown On Drawings (Provisional Sum);Pole Top Light, Ref. Xsp1 | 4 | Nr | SAR | 10680
INF 2020-01 | 2 | 2.0795 |  | United Arab Emirates | Dubai | Hard & Soft Landscaping | DCH - Lagoons Development | Island District - Central Park | EMAAR | Gulf Landscape | Award | 2020 | Fixed Price Lump Sum | SITE WORK | Site preparation | Site Clearance; Site clearance within the scope of work boundary line; generally | 59789 | m² | AED | 0.25
INF 2020-01 | 2 | 2.0795 |  | United Arab Emirates | Dubai | Hard & Soft Landscaping | DCH - Lagoons Development | Island District - Central Park | EMAAR | Gulf Landscape | Award | 2020 | Fixed Price Lump Sum | SITE WORK | Site preparation | Site Clearance; Site clearance along interface between scope of work boundary line and adjacent plots | 1766 | m | AED | 3
INF 2020-01 | 2 | 2.0795 |  | United Arab Emirates | Dubai | Hard & Soft Landscaping | DCH - Lagoons Development | Island District - Central Park | EMAAR | Gulf Landscape | Award | 2020 | Fixed Price Lump Sum | SITE WORK | Site preparation | Site Clearance; Site clearance along interface between scope of work boundary line and roads / boulevard | 100 | m | AED | 3
INF 2020-01 | 2 | 2.0795 |  | United Arab Emirates | Dubai | Hard & Soft Landscaping | DCH - Lagoons Development | Island District - Central Park | EMAAR | Gulf Landscape | Award | 2020 | Fixed Price Lump Sum | SITE WORK | Filling | Filling of imported material to form lawn area to approved landscape levels (PROVISIONAL) | 200 | m³ | AED | 30
INF 2020-01 | 2 | 2.0796 |  | United Arab Emirates | Dubai | Hard & Soft Landscaping | DCH - Lagoons Development | Island District - Central Park | EMAAR | Gulf Landscape | Award | 2020 | Fixed Price Lump Sum | SITE WORK | Filling | Filling of stabilized slope to form profiled artificial lawn to approved landscape levels; including bunker mat sand retention, drainage matting, dunes shaped from compacted site desert sand, accessories and ancillary works; as Drawing No. 10207-00-LD-1002 detail 7 (PROVISIONAL) | 550 | m³ | AED | 153
INF 2020-01 | 2 | 2.0796 |  | United Arab Emirates | Dubai | Hard & Soft Landscaping | DCH - Lagoons Development | Island District - Central Park | EMAAR | Gulf Landscape | Award | 2020 | Fixed Price Lump Sum | SITE WORK | Landscaping | Hard landscaping including bedding, build-up, fixing, rigid filling and all ancillary works as necessary; as Drawing Nos. 10207-00-HL-001 to HL-015; Base and sub-base courses including all ancillary works as necessary; as Engineer's Detail and Specification; Concrete base (001) | 7662 | m² | AED | 74
INF 2020-01 | 2 | 2.0796 |  | United Arab Emirates | Dubai | Hard & Soft Landscaping | DCH - Lagoons Development | Island District - Central Park | EMAAR | Gulf Landscape | Award | 2020 | Fixed Price Lump Sum | SITE WORK | Landscaping | Hard landscaping including bedding, build-up, fixing, rigid filling and all ancillary works as necessary; as Drawing Nos. 10207-00-HL-001 to HL-015; Base and sub-base courses including all ancillary works as necessary; as Engineer's Detail and Specification; Compacted sub-base (002) | 21457 | m² | AED | 15
INF 2020-01 | 2 | 2.0796 |  | United Arab Emirates | Dubai | Hard & Soft Landscaping | DCH - Lagoons Development | Island District - Central Park | EMAAR | Gulf Landscape | Award | 2020 | Fixed Price Lump Sum | SITE WORK | Landscaping | Hard landscaping including bedding, build-up, fixing, rigid filling and all ancillary works as necessary; as Drawing Nos. 10207-00-HL-001 to HL-015; Base and sub-base courses including all ancillary works as necessary; as Engineer's Detail and Specification; Compacted sub-base material to receive EPDM surface | 1928 | m² | AED | 15
INF 2020-01 | 2 | 2.0796 |  | United Arab Emirates | Dubai | Hard & Soft Landscaping | DCH - Lagoons Development | Island District - Central Park | EMAAR | Gulf Landscape | Award | 2020 | Fixed Price Lump Sum | SITE WORK | Landscaping | Hard landscaping including bedding, build-up, fixing, rigid filling and all ancillary works as necessary; as Drawing Nos. 10207-00-HL-001 to HL-015; Base and sub-base courses including all ancillary works as necessary; as Engineer's Detail and Specification; Lightweight fill to dog park; as Drawing No. 10207-00-LD-941 | 17 | m³ | AED | 101
INF 2020-01 | 2 | 2.0796 |  | United Arab Emirates | Dubai | Hard & Soft Landscaping | DCH - Lagoons Development | Island District - Central Park | EMAAR | Gulf Landscape | Award | 2020 | Fixed Price Lump Sum | SITE WORK | Landscaping | Hard landscaping including bedding, build-up, fixing, rigid filling and all ancillary works as necessary; as Drawing Nos. 10207-00-HL-001 to HL-015; Base and sub-base courses including all ancillary works as necessary; as Engineer's Detail and Specification; Backfill to dog park; as Drawing No. 10207-00-LD-941 | 25 | m³ | AED | 101
INF 2020-01 | 2 | 2.0796 |  | United Arab Emirates | Dubai | Hard & Soft Landscaping | DCH - Lagoons Development | Island District - Central Park | EMAAR | Gulf Landscape | Award | 2020 | Fixed Price Lump Sum | SITE WORK | Paving and surfacing | Concrete paving; including bedding, build-up, fixing, joints and all ancillary works as necessary; PCP-HO-427: Precast concrete paver, 80mm thick, honed finish; to external ring path; as Drawing No. 10207-00-LD-104 | 1182 | m² | AED | 118
INF 2020-01 | 2 | 2.0796 |  | United Arab Emirates | Dubai | Hard & Soft Landscaping | DCH - Lagoons Development | Island District - Central Park | EMAAR | Gulf Landscape | Award | 2020 | Fixed Price Lump Sum | SITE WORK | Paving and surfacing | Concrete paving; including bedding, build-up, fixing, joints and all ancillary works as necessary; PCP-HO-330 + PCP-HO-427: Precast concrete paver, 80mm thick, honed finish; to primary path; as Drawing No. 10207-00-LD-105 | 7231 | m² | AED | 118
INF 2020-01 | 2 | 2.0796 |  | United Arab Emirates | Dubai | Hard & Soft Landscaping | DCH - Lagoons Development | Island District - Central Park | EMAAR | Gulf Landscape | Award | 2020 | Fixed Price Lump Sum | SITE WORK | Paving and surfacing | Concrete paving; including bedding, build-up, fixing, joints and all ancillary works as necessary; PCP-HO-427: Precast concrete paver, 80mm thick, honed finish; to secondary path; as Drawing No. 10207-00-LD-105 | 3564 | m² | AED | 117
INF 2020-01 | 2 | 2.0796 |  | United Arab Emirates | Dubai | Hard & Soft Landscaping | DCH - Lagoons Development | Island District - Central Park | EMAAR | Gulf Landscape | Award | 2020 | Fixed Price Lump Sum | SITE WORK | Paving and surfacing | Concrete paving; including bedding, build-up, fixing, joints and all ancillary works as necessary; PCP-HO-827 + 100mm wearing course: Precast concrete paver, 80mm thick, honed finish, 100mm thick wearing course material with soil separator; to desert gardens; as Drawing No. 10207-00-LD-105 detail 3 | 69 | m² | AED | 549
INF 2020-01 | 2 | 2.0797 |  | United Arab Emirates | Dubai | Hard & Soft Landscaping | DCH - Lagoons Development | Island District - Central Park | EMAAR | Gulf Landscape | Award | 2020 | Fixed Price Lump Sum | SITE WORK | Paving and surfacing | Concrete paving; including bedding, build-up, fixing, joints and all ancillary works as necessary; PCP-HO-827 + 100mm wearing course: Precast concrete paver, 80mm thick, honed finish, 100mm thick wearing course material with soil separator; to viewing area; as Drawing No. 10207-00-LD-105 detail 4 | 49 | m² | AED | 585
INF 2020-01 | 2 | 2.0797 |  | United Arab Emirates | Dubai | Hard & Soft Landscaping | DCH - Lagoons Development | Island District - Central Park | EMAAR | Gulf Landscape | Award | 2020 | Fixed Price Lump Sum | SITE WORK | Paving and surfacing | Concrete paving; including bedding, build-up, fixing, joints and all ancillary works as necessary; PCP-HO-427 + GRA-HO-455: Precast concrete paver with granite band, 80mm thick; honed finish; to plaza paving type 1; as Drawing No. 10207-00-LD-106 | 640 | m² | AED | 145
INF 2020-01 | 2 | 2.0797 |  | United Arab Emirates | Dubai | Hard & Soft Landscaping | DCH - Lagoons Development | Island District - Central Park | EMAAR | Gulf Landscape | Award | 2020 | Fixed Price Lump Sum | SITE WORK | Paving and surfacing | Concrete paving; including bedding, build-up, fixing, joints and all ancillary works as necessary; PCP-SH-10 / 85: Precast concrete paver, 60mm thick, shot blasted finish; to plot 29; as Drawing No. 10207-00-LD-133 | 138 | m² | AED | 193
INF 2020-01 | 2 | 2.0797 |  | United Arab Emirates | Dubai | Hard & Soft Landscaping | DCH - Lagoons Development | Island District - Central Park | EMAAR | Gulf Landscape | Award | 2020 | Fixed Price Lump Sum | SITE WORK | Paving and surfacing | Concrete paving; including bedding, build-up, fixing, joints and all ancillary works as necessary; PCP-SH-9: Precast concrete paver, 80mm thick, shot blasted finish; to plot 30; as Drawing No. 10207-00-LD-133 | 60 | m² | AED | 102
INF 2020-01 | 2 | 2.0797 |  | United Arab Emirates | Dubai | Hard & Soft Landscaping | DCH - Lagoons Development | Island District - Central Park | EMAAR | Gulf Landscape | Award | 2020 | Fixed Price Lump Sum | SITE WORK | Paving and surfacing | Concrete paving; including bedding, build-up, fixing, joints and all ancillary works as necessary; PCP-SB-801 + PCP-HO-801: Precast concrete paver, 80mm thick, sand blasted / honed finish; to plot 32; as Drawing No. 10207-00-LD-134 | 177 | m² | AED | 108
INF 2020-01 | 2 | 2.0797 |  | United Arab Emirates | Dubai | Hard & Soft Landscaping | DCH - Lagoons Development | Island District - Central Park | EMAAR | Gulf Landscape | Award | 2020 | Fixed Price Lump Sum | SITE WORK | Paving and surfacing | Concrete paving band; including bedding, build-up, fixing, joints and all ancillary works as necessary; PCP-HO-330: Precast concrete paver band 200mm wide, 80mm thick, honed finish | 2021 | m | AED | 33.5
INF 2020-01 | 2 | 2.0797 |  | United Arab Emirates | Dubai | Hard & Soft Landscaping | DCH - Lagoons Development | Island District - Central Park | EMAAR | Gulf Landscape | Award | 2020 | Fixed Price Lump Sum | SITE WORK | Paving and surfacing | Concrete paving band; including bedding, build-up, fixing, joints and all ancillary works as necessary; PCP-HO-330: Precast concrete paver band 600mm wide, 80mm thick, honed finish | 15 | m | AED | 102
INF 2020-01 | 2 | 2.0797 |  | United Arab Emirates | Dubai | Hard & Soft Landscaping | DCH - Lagoons Development | Island District - Central Park | EMAAR | Gulf Landscape | Award | 2020 | Fixed Price Lump Sum | SITE WORK | Paving and surfacing | Concrete paving band; including bedding, build-up, fixing, joints and all ancillary works as necessary; PCP-HO-427: Precast concrete paver band 100mm wide, 80mm thick, honed finish | 58 | m | AED | 22
INF 2020-01 | 2 | 2.0797 |  | United Arab Emirates | Dubai | Hard & Soft Landscaping | DCH - Lagoons Development | Island District - Central Park | EMAAR | Gulf Landscape | Award | 2020 | Fixed Price Lump Sum | SITE WORK | Paving and surfacing | Concrete paving band; including bedding, build-up, fixing, joints and all ancillary works as necessary; PCP-HO-427: Precast concrete paver band 200mm wide, 80mm thick, honed finish | 6239 | m | AED | 33.5
INF 2020-01 | 2 | 2.0797 |  | United Arab Emirates | Dubai | Hard & Soft Landscaping | DCH - Lagoons Development | Island District - Central Park | EMAAR | Gulf Landscape | Award | 2020 | Fixed Price Lump Sum | SITE WORK | Paving and surfacing | Concrete paving band; including bedding, build-up, fixing, joints and all ancillary works as necessary; PCP-HO-429: Precast concrete paver band 600mm wide, 80mm thick, honed finish | 167 | m | AED | 98
INF 2020-01 | 2 | 2.0798 |  | United Arab Emirates | Dubai | Hard & Soft Landscaping | DCH - Lagoons Development | Island District - Central Park | EMAAR | Gulf Landscape | Award | 2020 | Fixed Price Lump Sum | SITE WORK | Paving and surfacing | Concrete paving band; including bedding, build-up, fixing, joints and all ancillary works as necessary; PCP-SH-10: Precast concrete paver band 200mm wide, 60mm thick, shot blasted finish | 84 | m | AED | 32
INF 2020-01 | 2 | 2.0798 |  | United Arab Emirates | Dubai | Hard & Soft Landscaping | DCH - Lagoons Development | Island District - Central Park | EMAAR | Gulf Landscape | Award | 2020 | Fixed Price Lump Sum | SITE WORK | Paving and surfacing | Concrete paving band; including bedding, build-up, fixing, joints and all ancillary works as necessary; PRC-DC-430: Precast concrete coping 200mm wide, 60mm thick, diamond cut light beige finish; to retaining wall type 1 | 288 | m | AED | 101
INF 2020-01 | 2 | 2.0798 |  | United Arab Emirates | Dubai | Hard & Soft Landscaping | DCH - Lagoons Development | Island District - Central Park | EMAAR | Gulf Landscape | Award | 2020 | Fixed Price Lump Sum | SITE WORK | Paving and surfacing | Tegula paving; including bedding, build-up, fixing, joints and all ancillary works as necessary; PCP-HO-447: Tegula paving, 80mm thick, brushed; to mosque sikka; as Drawing No. 10207-00-LD-110 | 364 | m² | AED | 104
INF 2020-01 | 2 | 2.0798 |  | United Arab Emirates | Dubai | Hard & Soft Landscaping | DCH - Lagoons Development | Island District - Central Park | EMAAR | Gulf Landscape | Award | 2020 | Fixed Price Lump Sum | SITE WORK | Paving and surfacing | Stone paving; including bedding, build-up, fixing, joints and all ancillary works as necessary; GRA-FL-455 / GRA-HO-455 / GRA-SB-455: Granite paving and paving band, 50mm thick, flamed / honed / sand blasted finish, dark grey colour; to 10:30 axis; as Drawing No. 10207-00-LD-101 & LD-102 | 2118 | m² | AED | 543
INF 2020-01 | 2 | 2.0798 |  | United Arab Emirates | Dubai | Hard & Soft Landscaping | DCH - Lagoons Development | Island District - Central Park | EMAAR | Gulf Landscape | Award | 2020 | Fixed Price Lump Sum | SITE WORK | Paving and surfacing | Stone paving; including bedding, build-up, fixing, joints and all ancillary works as necessary; GRA-FL-830; Granite paving, flamed, 50mm thick, medium grey colour (GR-1002); to internal ring path; as Drawing No. 10207-00-LD-104 | 2554 | m² | AED | 380
INF 2020-01 | 2 | 2.0798 |  | United Arab Emirates | Dubai | Hard & Soft Landscaping | DCH - Lagoons Development | Island District - Central Park | EMAAR | Gulf Landscape | Award | 2020 | Fixed Price Lump Sum | SITE WORK | Paving and surfacing | Stone paving; including bedding, build-up, fixing, joints and all ancillary works as necessary; GRA-HO-400 + GRA-FL-400; Granite paving, honed / flamed, 50mm thick, mesabi black colour; to feature band; as Drawing No. 10207-00-LD-104 | 303 | m² | AED | 470
INF 2020-01 | 2 | 2.0798 |  | United Arab Emirates | Dubai | Hard & Soft Landscaping | DCH - Lagoons Development | Island District - Central Park | EMAAR | Gulf Landscape | Award | 2020 | Fixed Price Lump Sum | SITE WORK | Paving and surfacing | Stone paving band; including bedding, build-up, fixing, joints and all ancillary works as necessary; GRA-HO-400: Granite paving band, 140mm wide x 50mm thick; honed finish; to central promenade litter bin surround; as Drawing No. 10207-00-LD-152 | 3 | m | AED | 106
INF 2020-01 | 2 | 2.0798 |  | United Arab Emirates | Dubai | Hard & Soft Landscaping | DCH - Lagoons Development | Island District - Central Park | EMAAR | Gulf Landscape | Award | 2020 | Fixed Price Lump Sum | SITE WORK | Paving and surfacing | Stone paving band; including bedding, build-up, fixing, joints and all ancillary works as necessary; GRA-HO-400: Granite paving band, 185mm wide x 50mm thick; honed finish; to central promenade litter bin surround; as Drawing No. 10207-00-LD-152 | 5 | m | AED | 106
INF 2020-01 | 2 | 2.0798 |  | United Arab Emirates | Dubai | Hard & Soft Landscaping | DCH - Lagoons Development | Island District - Central Park | EMAAR | Gulf Landscape | Award | 2020 | Fixed Price Lump Sum | SITE WORK | Paving and surfacing | Stone paving band; including bedding, build-up, fixing, joints and all ancillary works as necessary; GRA-HO-400: Granite paving band, 200mm wide x 50mm thick; honed finish; to central promenade tree pit; as Drawing No. 10207-00-LD-152 | 929 | m | AED | 81
INF 2020-01 | 2 | 2.0798 |  | United Arab Emirates | Dubai | Hard & Soft Landscaping | DCH - Lagoons Development | Island District - Central Park | EMAAR | Gulf Landscape | Award | 2020 | Fixed Price Lump Sum | SITE WORK | Paving and surfacing | Stone paving band; including bedding, build-up, fixing, joints and all ancillary works as necessary; PCP-HO-429: Precast concrete paver band 600mm wide, 80mm thick, honed finish | 167 | m | AED | 98
INF 2020-01 | 2 | 2.0799 |  | United Arab Emirates | Dubai | Hard & Soft Landscaping | DCH - Lagoons Development | Island District - Central Park | EMAAR | Gulf Landscape | Award | 2020 | Fixed Price Lump Sum | SITE WORK | Paving and surfacing | Stone paving band; including bedding, build-up, fixing, joints and all ancillary works as necessary; PCP-SH-10: Precast concrete paver band 200mm wide, 60mm thick, shot blasted finish | 84 | m | AED | 32
INF 2020-01 | 2 | 2.0799 |  | United Arab Emirates | Dubai | Hard & Soft Landscaping | DCH - Lagoons Development | Island District - Central Park | EMAAR | Gulf Landscape | Award | 2020 | Fixed Price Lump Sum | SITE WORK | Paving and surfacing | Stone paving band; including bedding, build-up, fixing, joints and all ancillary works as necessary; PRC-DC-430: Precast concrete coping 200mm wide, 60mm thick, diamond cut light beige finish; to retaining wall type 1 | 288 | m | AED | 101
INF 2020-01 | 2 | 2.0799 |  | United Arab Emirates | Dubai | Hard & Soft Landscaping | DCH - Lagoons Development | Island District - Central Park | EMAAR | Gulf Landscape | Award | 2020 | Fixed Price Lump Sum | SITE WORK | Paving and surfacing | Stone paving band; including bedding, build-up, fixing, joints and all ancillary works as necessary; GRA-HO-400: Granite paving band, 200mm wide x 50mm thick; honed finish; to feature band; as Drawing No. 10207-00-LD-104 | 479 | m | AED | 92
INF 2020-01 | 2 | 2.0799 |  | United Arab Emirates | Dubai | Hard & Soft Landscaping | DCH - Lagoons Development | Island District - Central Park | EMAAR | Gulf Landscape | Award | 2020 | Fixed Price Lump Sum | SITE WORK | Paving and surfacing | Stone paving band; including bedding, build-up, fixing, joints and all ancillary works as necessary; GRA-HO-455; Granite paving band, 200mm wide x 50mm thick, honed; to 10.30 axis tree pit surround; as Drawing No. 10207-00-LD-101 / 102 / 152 | 377 | m | AED | 96
INF 2020-01 | 2 | 2.0799 |  | United Arab Emirates | Dubai | Hard & Soft Landscaping | DCH - Lagoons Development | Island District - Central Park | EMAAR | Gulf Landscape | Award | 2020 | Fixed Price Lump Sum | SITE WORK | Paving and surfacing | Stone paving band; including bedding, build-up, fixing, joints and all ancillary works as necessary; GRA-HO-455; Granite paving band, 400mm wide x 50mm thick, honed; as Drawing No. 10207-00-LD-101 / 102 | 499 | m | AED | 174
INF 2020-01 | 2 | 2.0799 |  | United Arab Emirates | Dubai | Hard & Soft Landscaping | DCH - Lagoons Development | Island District - Central Park | EMAAR | Gulf Landscape | Award | 2020 | Fixed Price Lump Sum | SITE WORK | Paving and surfacing | Steps treads and risers including bedding, build-up, fixing, edges, accessories and all ancillary works as necessary; as Drawing Nos. 10207-00-LD-201 / 202; GRA-FL-400: Granite top tread 480mm wide, flamed, 75mm thick, mesabi black colour | 154 | m² | AED | 787
INF 2020-01 | 2 | 2.0799 |  | United Arab Emirates | Dubai | Hard & Soft Landscaping | DCH - Lagoons Development | Island District - Central Park | EMAAR | Gulf Landscape | Award | 2020 | Fixed Price Lump Sum | SITE WORK | Paving and surfacing | Steps treads and risers including bedding, build-up, fixing, edges, accessories and all ancillary works as necessary; as Drawing Nos. 10207-00-LD-201 / 202; GRA-FL-400: Granite paving band, 200/ 280mm wide x 50mm thick; flamed finish, mesabi black colour | 81 | m² | AED | 414
INF 2020-01 | 2 | 2.0799 |  | United Arab Emirates | Dubai | Hard & Soft Landscaping | DCH - Lagoons Development | Island District - Central Park | EMAAR | Gulf Landscape | Award | 2020 | Fixed Price Lump Sum | SITE WORK | Paving and surfacing | Steps treads and risers including bedding, build-up, fixing, edges, accessories and all ancillary works as necessary; as Drawing Nos. 10207-00-LD-201 / 202; GRA-FL-400: Granite step riser 75mm high, flamed, 30mm thick, mesabi black colour | 545 | m | AED | 38
INF 2020-01 | 2 | 2.0799 |  | United Arab Emirates | Dubai | Hard & Soft Landscaping | DCH - Lagoons Development | Island District - Central Park | EMAAR | Gulf Landscape | Award | 2020 | Fixed Price Lump Sum | SITE WORK | Paving and surfacing | Steps treads and risers including bedding, build-up, fixing, edges, accessories and all ancillary works as necessary; as Drawing Nos. 10207-00-LD-201 / 202; GRA-BH-400: Granite stone accent 30mm wide, bush hammered, 70mm thick, mesabi black colour | 22 | m | AED | 57
INF 2020-01 | 2 | 2.0799 |  | United Arab Emirates | Dubai | Hard & Soft Landscaping | DCH - Lagoons Development | Island District - Central Park | EMAAR | Gulf Landscape | Award | 2020 | Fixed Price Lump Sum | SITE WORK | Paving and surfacing | Steps treads and risers including bedding, build-up, fixing, edges, accessories and all ancillary works as necessary; as Drawing Nos. 10207-00-LD-201 / 202; GRA-FL-10: Granite top tread 420mm wide, flamed, 30mm thick, beige colour | 70 | m | AED | 191
INF 2020-01 | 2 | 2.08 |  | United Arab Emirates | Dubai | Hard & Soft Landscaping | DCH - Lagoons Development | Island District - Central Park | EMAAR | Gulf Landscape | Award | 2020 | Fixed Price Lump Sum | SITE WORK | Paving and surfacing | Steps treads and risers including bedding, build-up, fixing, edges, accessories and all ancillary works as necessary; as Drawing Nos. 10207-00-LD-201 / 202; GRA-FL-10: Granite step riser 145mm high, flamed, 20mm thick, beige colour | 70 | m | AED | 52
INF 2020-01 | 2 | 2.08 |  | United Arab Emirates | Dubai | Hard & Soft Landscaping | DCH - Lagoons Development | Island District - Central Park | EMAAR | Gulf Landscape | Award | 2020 | Fixed Price Lump Sum | SITE WORK | Paving and surfacing | Steps treads and risers including bedding, build-up, fixing, edges, accessories and all ancillary works as necessary; as Drawing Nos. 10207-00-LD-201 / 202; PCP-SH-827: Precast concrete top tread 460mm wide, shot blasted, 60mm thick, light beige PB09C colour | 111 | m | AED | 145
INF 2020-01 | 2 | 2.08 |  | United Arab Emirates | Dubai | Hard & Soft Landscaping | DCH - Lagoons Development | Island District - Central Park | EMAAR | Gulf Landscape | Award | 2020 | Fixed Price Lump Sum | SITE WORK | Paving and surfacing | Steps treads and risers including bedding, build-up, fixing, edges, accessories and all ancillary works as necessary; as Drawing Nos. 10207-00-LD-201 / 202; PCP-SH-827: Precast concrete riser 100mm high, shot blasted, 30mm thick, light beige PB09C colour | 111 | m | AED | 47
INF 2020-01 | 2 | 2.08 |  | United Arab Emirates | Dubai | Hard & Soft Landscaping | DCH - Lagoons Development | Island District - Central Park | EMAAR | Gulf Landscape | Award | 2020 | Fixed Price Lump Sum | SITE WORK | Paving and surfacing | EPDM rubber surface; 13mm thick proprietary granular rubber surface on and including 50mm thick asphalt sub base; including accessories and all ancillary works as necessary; as Drawing No. 10207-00-LD-152 detail 1; EPDM rubber surface: Fitness Plaza | 1041 | m² | AED | 412
INF 2020-01 | 2 | 2.08 |  | United Arab Emirates | Dubai | Hard & Soft Landscaping | DCH - Lagoons Development | Island District - Central Park | EMAAR | Gulf Landscape | Award | 2020 | Fixed Price Lump Sum | SITE WORK | Paving and surfacing | EPDM rubber surface; 13mm thick proprietary granular rubber surface on and including 50mm thick asphalt sub base; including accessories and all ancillary works as necessary; as Drawing No. 10207-00-LD-152 detail 1; EPDM rubber surface: Thematic Play Area | 886 | m² | AED | 513
INF 2020-01 | 2 | 2.08 |  | United Arab Emirates | Dubai | Hard & Soft Landscaping | DCH - Lagoons Development | Island District - Central Park | EMAAR | Gulf Landscape | Award | 2020 | Fixed Price Lump Sum | SITE WORK | Paving and surfacing | Artificial lawn; synthetic turf system; 35mm grass with 50mm shock pad glued onto the perimeter inlock bricks; including all ancillary works as necessary; as Drawing No. 10207-00-LD-152 detail 3; Artificial turf; to dog park | 220 | m² | AED | 284
INF 2020-01 | 2 | 2.08 |  | United Arab Emirates | Dubai | Hard & Soft Landscaping | DCH - Lagoons Development | Island District - Central Park | EMAAR | Gulf Landscape | Award | 2020 | Fixed Price Lump Sum | SITE WORK | Filling | Light exposed aggregates; in-situ expose aggregates to lightweight fill; including all ancillary works as necessary; as Drawing No. 10207-00-LD-941; INS-EX12; medium grey; to dog park | 48 | m² | AED | 375
INF 2020-01 | 2 | 2.08 |  | United Arab Emirates | Dubai | Hard & Soft Landscaping | DCH - Lagoons Development | Island District - Central Park | EMAAR | Gulf Landscape | Award | 2020 | Fixed Price Lump Sum | SITE WORK | Landscaping | Light exposed aggregates; in-situ expose aggregates to lightweight fill; including all ancillary works as necessary; as Drawing No. 10207-00-LD-941; INS-EX9; light grey; to dog park | 32 | m² | AED | 375
INF 2020-01 | 2 | 2.08 |  | United Arab Emirates | Dubai | Hard & Soft Landscaping | DCH - Lagoons Development | Island District - Central Park | EMAAR | Gulf Landscape | Award | 2020 | Fixed Price Lump Sum | SITE WORK | Landscaping | In situ concrete paving with light exposed shell aggregates; light beige; including base, geotextile membrane, accessories and all ancillary works as necessary; as Drawing No. 10207-00-LD-108 / 404; INS-EX-85: In situ concrete paving; 120mm thick; Feature Pavilion | 22 | m² | AED | 494
INF 2020-01 | 2 | 2.08 |  | United Arab Emirates | Dubai | Hard & Soft Landscaping | DCH - Lagoons Development | Island District - Central Park | EMAAR | Gulf Landscape | Award | 2020 | Fixed Price Lump Sum | SITE WORK | Landscaping | In situ concrete paving with light exposed shell aggregates; light beige; including base, geotextile membrane, accessories and all ancillary works as necessary; as Drawing No. 10207-00-LD-108 / 404; INS-EX-85: In situ concrete paving; 100mm thick; Viewing area | 93 | m² | AED | 445
INF 2020-01 | 2 | 2.0801 |  | United Arab Emirates | Dubai | Hard & Soft Landscaping | DCH - Lagoons Development | Island District - Central Park | EMAAR | Gulf Landscape | Award | 2020 | Fixed Price Lump Sum | SITE WORK | Landscaping | In situ concrete paving with light exposed shell aggregates; light beige; including base, geotextile membrane, accessories and all ancillary works as necessary; as Drawing No. 10207-00-LD-108 / 404; INS-EX-85: In situ concrete paving; 100mm thick; 600mm wide tread & 150mm high riser; Viewing area; as Drawing No. 10207-00-LD-203 | 9 | m | AED | 445
INF 2020-01 | 2 | 2.0801 |  | United Arab Emirates | Dubai | Hard & Soft Landscaping | DCH - Lagoons Development | Island District - Central Park | EMAAR | Gulf Landscape | Award | 2020 | Fixed Price Lump Sum | SITE WORK | Landscaping | Gravel surface; laid over compacted sub-base including metal edge and all ancillary works as necessary; as Drawing No. 10207-00-LD-153; GVL-CU-432: Typical gravel size 30-50mm diameter sieve; 150mm thick; Substation and fire hydrant area | 36 | m² | AED | 42
INF 2020-01 | 2 | 2.0801 |  | United Arab Emirates | Dubai | Hard & Soft Landscaping | DCH - Lagoons Development | Island District - Central Park | EMAAR | Gulf Landscape | Award | 2020 | Fixed Price Lump Sum | SITE WORK | Landscaping | Gravel surface; laid over compacted sub-base including metal edge and all ancillary works as necessary; as Drawing No. 10207-00-LD-153; GVL-RW-432: Pea gravel size 10-15mm diameter sieve; 150mm thick; Feature Pavilion | 144 | m² | AED | 42
INF 2020-01 | 2 | 2.0801 |  | United Arab Emirates | Dubai | Hard & Soft Landscaping | DCH - Lagoons Development | Island District - Central Park | EMAAR | Gulf Landscape | Award | 2020 | Fixed Price Lump Sum | SITE WORK | Landscaping | Play sand; deep washed white beach sand - clean washed silica sand with smooth rounded particles free from artificially crushed material; laid over compacted sub-base including geotextile membrane and all ancillary works as necessary; as Drawing No. 10207-00-LD-151 detail 5; Play sand: 400mm thick; Hammock Garden | 183 | m² | AED | 123
INF 2020-01 | 2 | 2.0801 |  | United Arab Emirates | Dubai | Hard & Soft Landscaping | DCH - Lagoons Development | Island District - Central Park | EMAAR | Gulf Landscape | Award | 2020 | Fixed Price Lump Sum | SITE WORK | Landscaping | Cladding and coping; fixed to wall including all ancillary works as necessary; GRA-HO-10: Granite stone cladding 30mm thick, honed, beige colour | 150 | m² | AED | 424
INF 2020-01 | 2 | 2.0801 |  | United Arab Emirates | Dubai | Hard & Soft Landscaping | DCH - Lagoons Development | Island District - Central Park | EMAAR | Gulf Landscape | Award | 2020 | Fixed Price Lump Sum | SITE WORK | Landscaping | Cladding and coping; fixed to wall including all ancillary works as necessary; GRA-HO-10: Granite stone coping 300mm wide; 50mm thick, honed, beige colour | 100 | m | AED | 146
INF 2020-01 | 2 | 2.0801 |  | United Arab Emirates | Dubai | Hard & Soft Landscaping | DCH - Lagoons Development | Island District - Central Park | EMAAR | Gulf Landscape | Award | 2020 | Fixed Price Lump Sum | SITE WORK | Landscaping | Sundries; Metal edge; 4.8mm thick x 155 x 120mm angle aluminium edge; as Drawing No. 10207-00-LD-153 detail 1 | 130 | m | AED | 61
INF 2020-01 | 2 | 2.0801 |  | United Arab Emirates | Dubai | Hard & Soft Landscaping | DCH - Lagoons Development | Island District - Central Park | EMAAR | Gulf Landscape | Award | 2020 | Fixed Price Lump Sum | SITE WORK | Landscaping | Sundries; Control / Expansion joints | 1 | Item | AED | 29047
INF 2020-01 | 2 | 2.0801 |  | United Arab Emirates | Dubai | Hard & Soft Landscaping | DCH - Lagoons Development | Island District - Central Park | EMAAR | Gulf Landscape | Award | 2020 | Fixed Price Lump Sum | SITE WORK | Landscaping | Soil grading including application of pesticides and herbicides and all ancillary works as necessary; Soil grading; to planting area | 29255 | m² | AED | 3.75
INF 2020-01 | 2 | 2.0801 |  | United Arab Emirates | Dubai | Hard & Soft Landscaping | DCH - Lagoons Development | Island District - Central Park | EMAAR | Gulf Landscape | Award | 2020 | Fixed Price Lump Sum | SITE WORK | Landscaping | Forming of tree pits; including all ancillary works as necessary; Forming of tree pits; overall size L2900 x W1500 x H1500 | 6 | Nr | AED | 184
INF 2020-01 | 2 | 2.0802 |  | United Arab Emirates | Dubai | Hard & Soft Landscaping | DCH - Lagoons Development | Island District - Central Park | EMAAR | Gulf Landscape | Award | 2020 | Fixed Price Lump Sum | SITE WORK | Landscaping | Forming of tree pits; including all ancillary works as necessary; Forming of tree pits; overall size L1500 x W1500 x H1500 | 700 | Nr | AED | 95
INF 2020-01 | 2 | 2.0802 |  | United Arab Emirates | Dubai | Hard & Soft Landscaping | DCH - Lagoons Development | Island District - Central Park | EMAAR | Gulf Landscape | Award | 2020 | Fixed Price Lump Sum | SITE WORK | Landscaping | Forming of tree pits; including all ancillary works as necessary; Forming of tree pits; overall size L2000 x W2000 x H2000 | 168 | Nr | AED | 226
INF 2020-01 | 2 | 2.0802 |  | United Arab Emirates | Dubai | Hard & Soft Landscaping | DCH - Lagoons Development | Island District - Central Park | EMAAR | Gulf Landscape | Award | 2020 | Fixed Price Lump Sum | SITE WORK | Landscaping | Forming of tree pits; including all ancillary works as necessary; Forming of tree pits; overall size 1600mm diameter | 60 | Nr | AED | 128
INF 2020-01 | 2 | 2.0802 |  | United Arab Emirates | Dubai | Hard & Soft Landscaping | DCH - Lagoons Development | Island District - Central Park | EMAAR | Gulf Landscape | Award | 2020 | Fixed Price Lump Sum | SITE WORK | Landscaping | Planting medium; including approved topsoil, mulch, homogeneous mixture of soil, compost, fertilizer and soil amendments; Planting medium 300mm deep (minimum); to lawn area | 3728 | m³ | AED | 29
INF 2020-01 | 2 | 2.0802 |  | United Arab Emirates | Dubai | Hard & Soft Landscaping | DCH - Lagoons Development | Island District - Central Park | EMAAR | Gulf Landscape | Award | 2020 | Fixed Price Lump Sum | SITE WORK | Landscaping | Planting medium; including approved topsoil, mulch, homogeneous mixture of soil, compost, fertilizer and soil amendments; Planting medium 300mm deep (minimum); to planting area | 2177 | m³ | AED | 30
INF 2020-01 | 2 | 2.0802 |  | United Arab Emirates | Dubai | Hard & Soft Landscaping | DCH - Lagoons Development | Island District - Central Park | EMAAR | Gulf Landscape | Award | 2020 | Fixed Price Lump Sum | SITE WORK | Landscaping | Planting medium; including approved topsoil, mulch, homogeneous mixture of soil, compost, fertilizer and soil amendments; Planting medium 500mm deep (minimum); to planting area | 4786 | m³ | AED | 30
INF 2020-01 | 2 | 2.0802 |  | United Arab Emirates | Dubai | Hard & Soft Landscaping | DCH - Lagoons Development | Island District - Central Park | EMAAR | Gulf Landscape | Award | 2020 | Fixed Price Lump Sum | SITE WORK | Landscaping | Planting medium; including approved topsoil, mulch, homogeneous mixture of soil, compost, fertilizer and soil amendments; Planting medium 1500mm deep (minimum); to tree pots | 90 | m³ | AED | 138
INF 2020-01 | 2 | 2.0802 |  | United Arab Emirates | Dubai | Hard & Soft Landscaping | DCH - Lagoons Development | Island District - Central Park | EMAAR | Gulf Landscape | Award | 2020 | Fixed Price Lump Sum | SITE WORK | Landscaping | Planting medium; including approved topsoil, mulch, homogeneous mixture of soil, compost, fertilizer and soil amendments; Planting medium 1500mm deep (minimum); to tree pits | 2363 | m³ | AED | 30
INF 2020-01 | 2 | 2.0802 |  | United Arab Emirates | Dubai | Hard & Soft Landscaping | DCH - Lagoons Development | Island District - Central Park | EMAAR | Gulf Landscape | Award | 2020 | Fixed Price Lump Sum | SITE WORK | Landscaping | Planting medium; including approved topsoil, mulch, homogeneous mixture of soil, compost, fertilizer and soil amendments; Planting medium 2000mm deep (minimum); to tree pits | 1585 | m³ | AED | 30
INF 2020-01 | 2 | 2.0802 |  | United Arab Emirates | Dubai | Hard & Soft Landscaping | DCH - Lagoons Development | Island District - Central Park | EMAAR | Gulf Landscape | Award | 2020 | Fixed Price Lump Sum | SITE WORK | Landscaping | Trees and palm trees including anchoring system, wire cables, accessories and all ancillary works as necessary; Palm Trees; Phoenix Dactylifera - PHOE.D6 - 6.0M Brown Trunk Height | 329 | Nr | AED | 2634
INF 2020-01 | 2 | 2.0803 |  | United Arab Emirates | Dubai | Hard & Soft Landscaping | DCH - Lagoons Development | Island District - Central Park | EMAAR | Gulf Landscape | Award | 2020 | Fixed Price Lump Sum | SITE WORK | Landscaping | Trees ; Acacia Arabica - ACAC.A - 1.5m clear stem height, 60-80-mm caliper | 13 | Nr | AED | 1547
INF 2020-01 | 2 | 2.0803 |  | United Arab Emirates | Dubai | Hard & Soft Landscaping | DCH - Lagoons Development | Island District - Central Park | EMAAR | Gulf Landscape | Award | 2020 | Fixed Price Lump Sum | SITE WORK | Landscaping | Trees ; Ficus Altissima Specimen - FICU.AS - 6.0-7.0m overall height, 1.0m minimum trunk caliper, specimen tree with aerial roots | 4 | Nr | AED | 7912
INF 2020-01 | 2 | 2.0803 |  | United Arab Emirates | Dubai | Hard & Soft Landscaping | DCH - Lagoons Development | Island District - Central Park | EMAAR | Gulf Landscape | Award | 2020 | Fixed Price Lump Sum | SITE WORK | Landscaping | Trees ; Hibiscus Tiliaceus - HIBI.T1 - 1.5m clear stem height, 45-50mm caliper | 38 | Nr | AED | 645
INF 2020-01 | 2 | 2.0803 |  | United Arab Emirates | Dubai | Hard & Soft Landscaping | DCH - Lagoons Development | Island District - Central Park | EMAAR | Gulf Landscape | Award | 2020 | Fixed Price Lump Sum | SITE WORK | Landscaping | Trees ; Millingtonia Hortensis - MILL.H - 2.0m clear stem height, 90-100mm caliper | 7 | Nr | AED | 1996
INF 2020-01 | 2 | 2.0803 |  | United Arab Emirates | Dubai | Hard & Soft Landscaping | DCH - Lagoons Development | Island District - Central Park | EMAAR | Gulf Landscape | Award | 2020 | Fixed Price Lump Sum | SITE WORK | Landscaping | Trees ; Olea Europaea Specimen - OLEA.E - 1.5-1.8m clear stem height, 3.5-4.0m overall height, 350-400mm caliper, multi-branched specimen, selected for sculptural trunk quality | 10 | Nr | AED | 9360
INF 2020-01 | 2 | 2.0803 |  | United Arab Emirates | Dubai | Hard & Soft Landscaping | DCH - Lagoons Development | Island District - Central Park | EMAAR | Gulf Landscape | Award | 2020 | Fixed Price Lump Sum | SITE WORK | Landscaping | Trees ; Olea Europaea Specimen - OLEA.ES - 1.8-2.0m clear stem height, 5.0-6.0m overall height, 500-600mm caliper, Multi-branched specimen, selected for sculptural trunk quality | 12 | Nr | AED | 19495
INF 2020-01 | 2 | 2.0803 |  | United Arab Emirates | Dubai | Hard & Soft Landscaping | DCH - Lagoons Development | Island District - Central Park | EMAAR | Gulf Landscape | Award | 2020 | Fixed Price Lump Sum | SITE WORK | Landscaping | Trees ; Parkinsonia Aculeata - PARK.A - 1.8m clear stem height, 3.5m overall height, 60-80mm caliper | 21 | Nr | AED | 1283
INF 2020-01 | 2 | 2.0803 |  | United Arab Emirates | Dubai | Hard & Soft Landscaping | DCH - Lagoons Development | Island District - Central Park | EMAAR | Gulf Landscape | Award | 2020 | Fixed Price Lump Sum | SITE WORK | Landscaping | Trees ; Peltophorum Inerme - PELT.I - 2.0m clear stem height, 90-100mm caliper | 72 | Nr | AED | 1873
INF 2020-01 | 2 | 2.0803 |  | United Arab Emirates | Dubai | Hard & Soft Landscaping | DCH - Lagoons Development | Island District - Central Park | EMAAR | Gulf Landscape | Award | 2020 | Fixed Price Lump Sum | SITE WORK | Landscaping | Trees; Plumeria Obtusa - PLUM.O1 - 2.0m overall height, multi-branched, min. 4-5 branches, 40-50mm caliper | 20 | Nr | AED | 645
INF 2020-01 | 2 | 2.0803 |  | United Arab Emirates | Dubai | Hard & Soft Landscaping | DCH - Lagoons Development | Island District - Central Park | EMAAR | Gulf Landscape | Award | 2020 | Fixed Price Lump Sum | SITE WORK | Landscaping | Trees; Plumeria Obsusa Specimen - PLUM.OS - 2.5m overall height, multi-branched, min. 3-4 branches, 60-70mm caliper | 121 | Nr | AED | 1376
INF 2020-01 | 2 | 2.0804 |  | United Arab Emirates | Dubai | Hard & Soft Landscaping | DCH - Lagoons Development | Island District - Central Park | EMAAR | Gulf Landscape | Award | 2020 | Fixed Price Lump Sum | SITE WORK | Landscaping | Trees; Pongamia Glabra - PONG.G - 1.8m clear stem height, 70-80mm caliper | 321 | Nr | AED | 1509
INF 2020-01 | 2 | 2.0804 |  | United Arab Emirates | Dubai | Hard & Soft Landscaping | DCH - Lagoons Development | Island District - Central Park | EMAAR | Gulf Landscape | Award | 2020 | Fixed Price Lump Sum | SITE WORK | Landscaping | Trees; Prosopis Cineraria - PROS.C - 1.8m clear stem height, 2.5-3.0m overall height, 60-80mm caliper | 12 | Nr | AED | 1509
INF 2020-01 | 2 | 2.0804 |  | United Arab Emirates | Dubai | Hard & Soft Landscaping | DCH - Lagoons Development | Island District - Central Park | EMAAR | Gulf Landscape | Award | 2020 | Fixed Price Lump Sum | SITE WORK | Landscaping | Trees; Tabebuia Rosea - TABE.AS - 2.0m clear stem height, 4.0-5.0m overall height, 100-110mm caliper | 5 | Nr | AED | 2251
INF 2020-01 | 2 | 2.0804 |  | United Arab Emirates | Dubai | Hard & Soft Landscaping | DCH - Lagoons Development | Island District - Central Park | EMAAR | Gulf Landscape | Award | 2020 | Fixed Price Lump Sum | SITE WORK | Landscaping | Trees; Tabebuia Rosea - TABE.R - 1.5m clear stem height, 60-70mm caliper | 6 | Nr | AED | 889
INF 2020-01 | 2 | 2.0804 |  | United Arab Emirates | Dubai | Hard & Soft Landscaping | DCH - Lagoons Development | Island District - Central Park | EMAAR | Gulf Landscape | Award | 2020 | Fixed Price Lump Sum | SITE WORK | Landscaping | Shrubs and ground covers; twin or multi-stemmed; including all ancillary works as necessary; Shrubs; Bougainvillea Pink Pixie - BOUG.PP - 6/m2 spacing, 0.30-0.50m height | 2119 | Nr | AED | 7.5
INF 2020-01 | 2 | 2.0804 |  | United Arab Emirates | Dubai | Hard & Soft Landscaping | DCH - Lagoons Development | Island District - Central Park | EMAAR | Gulf Landscape | Award | 2020 | Fixed Price Lump Sum | SITE WORK | Landscaping | Shrubs and ground covers; twin or multi-stemmed; including all ancillary works as necessary; Shrubs; Clerodendrum Inerme - CLER.I - 6/m2 spacing, 0.40-0.60m height | 8042 | Nr | AED | 6
INF 2020-01 | 2 | 2.0804 |  | United Arab Emirates | Dubai | Hard & Soft Landscaping | DCH - Lagoons Development | Island District - Central Park | EMAAR | Gulf Landscape | Award | 2020 | Fixed Price Lump Sum | SITE WORK | Landscaping | Shrubs and ground covers; twin or multi-stemmed; including all ancillary works as necessary; Shrubs; Dodonaea Viscosa - DODO.V - 6/m2 spacing, 0.50-0.70m height | 10462 | Nr | AED | 7
INF 2020-01 | 2 | 2.0804 |  | United Arab Emirates | Dubai | Hard & Soft Landscaping | DCH - Lagoons Development | Island District - Central Park | EMAAR | Gulf Landscape | Award | 2020 | Fixed Price Lump Sum | SITE WORK | Landscaping | Shrubs and ground covers; twin or multi-stemmed; including all ancillary works as necessary; Shrubs; Fiscus Panda - FICU.P - 9/ m² spacing, 0.50-0.70m height | 737 | Nr | AED | 11.25
INF 2020-01 | 2 | 2.0804 |  | United Arab Emirates | Dubai | Hard & Soft Landscaping | DCH - Lagoons Development | Island District - Central Park | EMAAR | Gulf Landscape | Award | 2020 | Fixed Price Lump Sum | SITE WORK | Landscaping | Shrubs and ground covers; twin or multi-stemmed; including all ancillary works as necessary; Shrubs; Jatropha Integerrima - JATR.I - 4/m2 spacing, 0.70-1.0m height | 6382 | Nr | AED | 10
INF 2020-01 | 2 | 2.0804 |  | United Arab Emirates | Dubai | Hard & Soft Landscaping | DCH - Lagoons Development | Island District - Central Park | EMAAR | Gulf Landscape | Award | 2020 | Fixed Price Lump Sum | SITE WORK | Landscaping | Ground Covers; Asystasia Gangetica - ASYS.G - 0.30 - 0.40 height | 23499 | Nr | AED | 3
INF 2020-01 | 2 | 2.0805 |  | United Arab Emirates | Dubai | Hard & Soft Landscaping | DCH - Lagoons Development | Island District - Central Park | EMAAR | Gulf Landscape | Award | 2020 | Fixed Price Lump Sum | SITE WORK | Landscaping | Ground Covers; Asystasia Gangetica Variegata - ASYS.GV1 - 0.30 - 0.40 height | 600 | Nr | AED | 3
INF 2020-01 | 2 | 2.0805 |  | United Arab Emirates | Dubai | Hard & Soft Landscaping | DCH - Lagoons Development | Island District - Central Park | EMAAR | Gulf Landscape | Award | 2020 | Fixed Price Lump Sum | SITE WORK | Landscaping | Ground Covers; Portulacaria Afra - PORT.A - 9 m² spacing, 0.15m spread | 9381 | Nr | AED | 3
INF 2020-01 | 2 | 2.0805 |  | United Arab Emirates | Dubai | Hard & Soft Landscaping | DCH - Lagoons Development | Island District - Central Park | EMAAR | Gulf Landscape | Award | 2020 | Fixed Price Lump Sum | SITE WORK | Landscaping | Ground Covers; Ruellia Ciliosa - RUEL.C - 0.30-0.50m height | 22035 | Nr | AED | 3
INF 2020-01 | 2 | 2.0805 |  | United Arab Emirates | Dubai | Hard & Soft Landscaping | DCH - Lagoons Development | Island District - Central Park | EMAAR | Gulf Landscape | Award | 2020 | Fixed Price Lump Sum | SITE WORK | Landscaping | Ground Covers; Sesuvium Green Carpet - SESU.GC - 0.15m spread | 5638 | Nr | AED | 2
INF 2020-01 | 2 | 2.0805 |  | United Arab Emirates | Dubai | Hard & Soft Landscaping | DCH - Lagoons Development | Island District - Central Park | EMAAR | Gulf Landscape | Award | 2020 | Fixed Price Lump Sum | SITE WORK | Landscaping | Succulent; Agave Parryi - AGAV.P - 0.30-0.40m diameter | 200 | Nr | AED | 53
INF 2020-01 | 2 | 2.0805 |  | United Arab Emirates | Dubai | Hard & Soft Landscaping | DCH - Lagoons Development | Island District - Central Park | EMAAR | Gulf Landscape | Award | 2020 | Fixed Price Lump Sum | SITE WORK | Landscaping | Succulent; Aloe Vera - ALOE.V - 5m2 spacing, 0.40-0.50m height | 580 | Nr | AED | 21
INF 2020-01 | 2 | 2.0805 |  | United Arab Emirates | Dubai | Hard & Soft Landscaping | DCH - Lagoons Development | Island District - Central Park | EMAAR | Gulf Landscape | Award | 2020 | Fixed Price Lump Sum | SITE WORK | Landscaping | Succulent; Echinocactus Grusonii - ECHI.G - 0.30m diameter | 251 | Nr | AED | 87
INF 2020-01 | 2 | 2.0805 |  | United Arab Emirates | Dubai | Hard & Soft Landscaping | DCH - Lagoons Development | Island District - Central Park | EMAAR | Gulf Landscape | Award | 2020 | Fixed Price Lump Sum | SITE WORK | Landscaping | Succulent; Euphorbia Tirucalli - EUPH.T - 0.70-0.80m height | 86 | Nr | AED | 36
INF 2020-01 | 2 | 2.0805 |  | United Arab Emirates | Dubai | Hard & Soft Landscaping | DCH - Lagoons Development | Island District - Central Park | EMAAR | Gulf Landscape | Award | 2020 | Fixed Price Lump Sum | SITE WORK | Landscaping | Grass; Juncus Usitatus - JUNC.U - 4 m² spacing, 0.30-0.4m height | 2112 | Nr | AED | 8
INF 2020-01 | 2 | 2.0805 |  | United Arab Emirates | Dubai | Hard & Soft Landscaping | DCH - Lagoons Development | Island District - Central Park | EMAAR | Gulf Landscape | Award | 2020 | Fixed Price Lump Sum | SITE WORK | Landscaping | Grass; Pennisetum Rubrum - PENN.R - 3 m² spacing, 0.40-0.60m height | 2743 | Nr | AED | 5
INF 2020-01 | 2 | 2.0806 |  | United Arab Emirates | Dubai | Hard & Soft Landscaping | DCH - Lagoons Development | Island District - Central Park | EMAAR | Gulf Landscape | Award | 2020 | Fixed Price Lump Sum | SITE WORK | Landscaping | Grass; Pennisetum Setaceum - PENN.S - 3 m² spacing, 0.40-0.60m height | 4981 | Nr | AED | 4.25
INF 2020-01 | 2 | 2.0806 |  | United Arab Emirates | Dubai | Hard & Soft Landscaping | DCH - Lagoons Development | Island District - Central Park | EMAAR | Gulf Landscape | Award | 2020 | Fixed Price Lump Sum | SITE WORK | Landscaping | Grass; Lawn - All Lawn to be Paspalum vaginatum - Stolons | 12427 | m² | AED | 11
INF 2020-01 | 2 | 2.0806 |  | United Arab Emirates | Dubai | Hard & Soft Landscaping | DCH - Lagoons Development | Island District - Central Park | EMAAR | Gulf Landscape | Award | 2020 | Fixed Price Lump Sum | SITE WORK | Landscaping | Grass; Seasonal Flowers - To be changed every 3 months during maintenance period | 390 | Nr | AED | 5.5
INF 2020-01 | 2 | 2.0806 |  | United Arab Emirates | Dubai | Hard & Soft Landscaping | DCH - Lagoons Development | Island District - Central Park | EMAAR | Gulf Landscape | Award | 2020 | Fixed Price Lump Sum | SITE WORK | Landscaping | Maintenance; including planting removal and or replacement, mowing, pruning, edging, broadleaf application, fertilization, cultivation and all ancillary works as necessary; Maintenance services of all the landscape areas up to the issue of the last Taking Over Certificate | 1 | Item | AED | 417060
INF 2020-01 | 2 | 2.0806 |  | United Arab Emirates | Dubai | Hard & Soft Landscaping | DCH - Lagoons Development | Island District - Central Park | EMAAR | Gulf Landscape | Award | 2020 | Fixed Price Lump Sum | SITE WORK | Landscaping | Sundries; Temporary planting screen | 1 | Item | AED | 37937
INF 2020-01 | 2 | 2.0806 |  | United Arab Emirates | Dubai | Hard & Soft Landscaping | DCH - Lagoons Development | Island District - Central Park | EMAAR | Gulf Landscape | Award | 2020 | Fixed Price Lump Sum | SITE WORK | Landscaping | Sundries; Plant acclimatization and storage including site nursery with proper shading as required | 1 | Item | AED | 56371
INF 2020-01 | 2 | 2.0806 |  | United Arab Emirates | Dubai | Hard & Soft Landscaping | DCH - Lagoons Development | Island District - Central Park | EMAAR | Gulf Landscape | Award | 2020 | Fixed Price Lump Sum | SITE WORK | Landscaping | Sundries; Plant identification | 1 | Item | AED | 64350
INF 2020-01 | 2 | 2.0806 |  | United Arab Emirates | Dubai | Hard & Soft Landscaping | DCH - Lagoons Development | Island District - Central Park | EMAAR | Gulf Landscape | Award | 2020 | Fixed Price Lump Sum | SITE WORK | Paving and surfacing | Concrete paving; including bedding, build-up, fixing, joints and all ancillary works as necessary; GRA-FL-400: Granite tread 480mm wide, flamed, 75mm thick, mesabi black colour | 20 | m² | AED | 787
INF 2020-01 | 2 | 2.0806 |  | United Arab Emirates | Dubai | Hard & Soft Landscaping | DCH - Lagoons Development | Island District - Central Park | EMAAR | Gulf Landscape | Award | 2020 | Fixed Price Lump Sum | SITE WORK | Paving and surfacing | Concrete paving; including bedding, build-up, fixing, joints and all ancillary works as necessary; GRA-FL-400: Granite top tread/band 400mm wide, flamed, 75mm thick, mesabi black colour | 130 | m² | AED | 657
INF 2020-01 | 2 | 2.0806 |  | United Arab Emirates | Dubai | Hard & Soft Landscaping | DCH - Lagoons Development | Island District - Central Park | EMAAR | Gulf Landscape | Award | 2020 | Fixed Price Lump Sum | SITE WORK | Paving and surfacing | Concrete paving band; including bedding, build-up, fixing, joints and all ancillary works as necessary; PCP-HO-330: Precast concrete paver band 200mm wide, 80mm thick, honed finish | 187 | m | AED | 33.5
INF 2020-01 | 2 | 2.0807 |  | United Arab Emirates | Dubai | Hard & Soft Landscaping | DCH - Lagoons Development | Island District - Central Park | EMAAR | Gulf Landscape | Award | 2020 | Fixed Price Lump Sum | SITE WORK | Paving and surfacing | Concrete paving band; including bedding, build-up, fixing, joints and all ancillary works as necessary; GRA-FL-400: Granite step riser 75mm high, flamed, 30mm thick, mesabi black colour | 158 | m | AED | 38
INF 2020-01 | 2 | 2.0807 |  | United Arab Emirates | Dubai | Hard & Soft Landscaping | DCH - Lagoons Development | Island District - Central Park | EMAAR | Gulf Landscape | Award | 2020 | Fixed Price Lump Sum | SITE WORK | Paving and surfacing | Concrete paving band; including bedding, build-up, fixing, joints and all ancillary works as necessary; GRA-BH-400: Granite stone accent 30mm wide, bush hammered, 70mm thick, mesabi black colour | 52 | m | AED | 57
INF 2020-01 | 2 | 2.0807 |  | United Arab Emirates | Dubai | Hard & Soft Landscaping | DCH - Lagoons Development | Island District - Central Park | EMAAR | Gulf Landscape | Award | 2020 | Fixed Price Lump Sum | SITE WORK | Paving and surfacing | Concrete paving band; including bedding, build-up, fixing, joints and all ancillary works as necessary; PCP-SH-827: Precast concrete top tread 400mm wide, shot blasted, 60mm thick, light beige PB09C colour | 51 | m | AED | 145
INF 2020-01 | 2 | 2.0807 |  | United Arab Emirates | Dubai | Hard & Soft Landscaping | DCH - Lagoons Development | Island District - Central Park | EMAAR | Gulf Landscape | Award | 2020 | Fixed Price Lump Sum | SITE WORK | Paving and surfacing | Concrete paving band; including bedding, build-up, fixing, joints and all ancillary works as necessary; GRA-FL-400: Granite mowing edge, 480mm wide x 50mm thick; flamed finish, mesabi black colour | 114 | m | AED | 192
INF 2020-01 | 2 | 2.0807 |  | United Arab Emirates | Dubai | Hard & Soft Landscaping | DCH - Lagoons Development | Island District - Central Park | EMAAR | Gulf Landscape | Award | 2020 | Fixed Price Lump Sum | SITE WORK | Paving and surfacing | Concrete paving band; including bedding, build-up, fixing, joints and all ancillary works as necessary; Metal edge; 4.8mm thick x 155 x 120mm angle aluminium edge; as Drawing No. 10207-00-LD-153 detail 1 | 65 | m | AED | 61
INF 2020-01 | 2 | 2.0807 |  | United Arab Emirates | Dubai | Hard & Soft Landscaping | DCH - Lagoons Development | Island District - Central Park | EMAAR | Gulf Landscape | Award | 2020 | Fixed Price Lump Sum | SITE WORK | Paving and surfacing | Concrete paving band; including bedding, build-up, fixing, joints and all ancillary works as necessary; GVL-RW-432: Pea gravel size 10-15mm diameter sieve; 150mm thick; Feature Pavilion | 20 | m² | AED | 42
INF 2020-01 | 2 | 2.0807 |  | United Arab Emirates | Dubai | Hard & Soft Landscaping | DCH - Lagoons Development | Island District - Central Park | EMAAR | Gulf Landscape | Award | 2020 | Fixed Price Lump Sum | SITE WORK | Paving and surfacing | Concrete paving band; including bedding, build-up, fixing, joints and all ancillary works as necessary; Seasonal Flowers - To be changed every 3 months during maintenance period | 3285 | Nr | AED | 5.5
INF 2020-01 | 2 | 2.0807 |  | United Arab Emirates | Dubai | Hard & Soft Landscaping | DCH - Lagoons Development | Island District - Central Park | EMAAR | Gulf Landscape | Award | 2020 | Fixed Price Lump Sum | SITE WORK | Paving and surfacing | Concrete paving band; including bedding, build-up, fixing, joints and all ancillary works as necessary; Peltophorum Inerme - PELT.I - 2.0m clear stem height, 90-100mm caliper | 3 | Nr | AED | 1873
INF 2020-01 | 2 | 2.0807 |  | United Arab Emirates | Dubai | Hard & Soft Landscaping | DCH - Lagoons Development | Island District - Central Park | EMAAR | Gulf Landscape | Award | 2020 | Fixed Price Lump Sum | SITE WORK | Paving and surfacing | Concrete paving band; including bedding, build-up, fixing, joints and all ancillary works as necessary; Pongamia Glabra - PONG.G - 1.8m clear stem height, 70-80mm caliper | 1 | Nr | AED | 1509
INF 2020-01 | 2 | 2.0807 |  | United Arab Emirates | Dubai | Hard & Soft Landscaping | DCH - Lagoons Development | Island District - Central Park | EMAAR | Gulf Landscape | Award | 2020 | Fixed Price Lump Sum | SITE WORK | Paving and surfacing | Concrete paving band; including bedding, build-up, fixing, joints and all ancillary works as necessary; Backfill with excavated soil to make up level for paving areas | 6000 | m³ | AED | 11.5
INF 2020-01 | 2 | 2.0808 |  | United Arab Emirates | Dubai | Hard & Soft Landscaping | DCH - Lagoons Development | Island District - Central Park | EMAAR | Gulf Landscape | Award | 2020 | Fixed Price Lump Sum | CONCRETE WORK | Precast concrete | Seat wall Type 1; precast concrete, profiled, diamond cut, light beige colour, 450mm high including block work, sub-base, lighting provision, accessories and all ancillary works as necessary; as Drawing Nos. 10207-00-LD-300A/ 301 / 302; Type S1b; overall length 100m (approximate) | 1 | Nr | AED | 220806
INF 2020-01 | 2 | 2.0808 |  | United Arab Emirates | Dubai | Hard & Soft Landscaping | DCH - Lagoons Development | Island District - Central Park | EMAAR | Gulf Landscape | Award | 2020 | Fixed Price Lump Sum | CONCRETE WORK | Precast concrete | Seat wall Type 1; precast concrete, profiled, diamond cut, light beige colour, 450mm high including block work, sub-base, lighting provision, accessories and all ancillary works as necessary; as Drawing Nos. 10207-00-LD-300A/ 301 / 302; Type S1c; overall length 93m (approximate) | 1 | Nr | AED | 204624
INF 2020-01 | 2 | 2.0808 |  | United Arab Emirates | Dubai | Hard & Soft Landscaping | DCH - Lagoons Development | Island District - Central Park | EMAAR | Gulf Landscape | Award | 2020 | Fixed Price Lump Sum | CONCRETE WORK | Precast concrete | Seat wall Type 1; precast concrete, profiled, diamond cut, light beige colour, 450mm high including block work, sub-base, lighting provision, accessories and all ancillary works as necessary; as Drawing Nos. 10207-00-LD-300A/ 301 / 302; Type S1e; overall length 42m (approximate) | 1 | Nr | AED | 94484
INF 2020-01 | 2 | 2.0808 |  | United Arab Emirates | Dubai | Hard & Soft Landscaping | DCH - Lagoons Development | Island District - Central Park | EMAAR | Gulf Landscape | Award | 2020 | Fixed Price Lump Sum | CONCRETE WORK | Precast concrete | Seat wall Type 1; precast concrete, profiled, diamond cut, light beige colour, 450mm high including block work, sub-base, lighting provision, accessories and all ancillary works as necessary; as Drawing Nos. 10207-00-LD-300A/ 301 / 302; Type S1f; overall length 47m (approximate) | 1 | Nr | AED | 105919
INF 2020-01 | 2 | 2.0808 |  | United Arab Emirates | Dubai | Hard & Soft Landscaping | DCH - Lagoons Development | Island District - Central Park | EMAAR | Gulf Landscape | Award | 2020 | Fixed Price Lump Sum | CONCRETE WORK | Precast concrete | Seat wall Type 2; precast concrete, profiled, diamond cut, light beige colour, 0 ~ 450mm high including block work, sub-base, lighting provision, accessories and all ancillary works as necessary; as Drawing Nos. 10207-00-LD-300A/ 305 / 306; Type S2a; overall length 137m (approximate) | 1 | Nr | AED | 235470
INF 2020-01 | 2 | 2.0808 |  | United Arab Emirates | Dubai | Hard & Soft Landscaping | DCH - Lagoons Development | Island District - Central Park | EMAAR | Gulf Landscape | Award | 2020 | Fixed Price Lump Sum | CONCRETE WORK | Precast concrete | Seat wall Type 2; precast concrete, profiled, diamond cut, light beige colour, 0 ~ 450mm high including block work, sub-base, lighting provision, accessories and all ancillary works as necessary; as Drawing Nos. 10207-00-LD-300A/ 305 / 306; Type S2b; overall length 192m (approximate) | 1 | Nr | AED | 313593
INF 2020-01 | 2 | 2.0808 |  | United Arab Emirates | Dubai | Hard & Soft Landscaping | DCH - Lagoons Development | Island District - Central Park | EMAAR | Gulf Landscape | Award | 2020 | Fixed Price Lump Sum | CONCRETE WORK | Precast concrete | Seat wall Type 2; precast concrete, profiled, diamond cut, light beige colour, 0 ~ 450mm high including block work, sub-base, lighting provision, accessories and all ancillary works as necessary; as Drawing Nos. 10207-00-LD-300A/ 305 / 306; Type S2c; overall length 171m (approximate) | 1 | Nr | AED | 283991
INF 2020-01 | 2 | 2.0808 |  | United Arab Emirates | Dubai | Hard & Soft Landscaping | DCH - Lagoons Development | Island District - Central Park | EMAAR | Gulf Landscape | Award | 2020 | Fixed Price Lump Sum | CONCRETE WORK | Precast concrete | Seat wall Type 3; precast concrete, profiled, diamond cut, light beige colour, 450mm high including concrete base, sub-base, lighting provision, accessories and all ancillary works as necessary; as Drawing Nos. 10207-00-LD-300A/ 300B/ 300C/ 307/ 308; Type S3a; 600mm wide, overall length 14m (approximate) | 1 | Nr | AED | 21587
INF 2020-01 | 2 | 2.0808 |  | United Arab Emirates | Dubai | Hard & Soft Landscaping | DCH - Lagoons Development | Island District - Central Park | EMAAR | Gulf Landscape | Award | 2020 | Fixed Price Lump Sum | CONCRETE WORK | Precast concrete | Seat wall Type 3; precast concrete, profiled, diamond cut, light beige colour, 450mm high including concrete base, sub-base, lighting provision, accessories and all ancillary works as necessary; as Drawing Nos. 10207-00-LD-300A/ 300B/ 300C/ 307/ 308; Type S3b; 600mm wide, overall length 21m (approximate) | 1 | Nr | AED | 38902
INF 2020-01 | 2 | 2.0808 |  | United Arab Emirates | Dubai | Hard & Soft Landscaping | DCH - Lagoons Development | Island District - Central Park | EMAAR | Gulf Landscape | Award | 2020 | Fixed Price Lump Sum | CONCRETE WORK | Precast concrete | Seat wall Type 3; precast concrete, profiled, diamond cut, light beige colour, 450mm high including concrete base, sub-base, lighting provision, accessories and all ancillary works as necessary; as Drawing Nos. 10207-00-LD-300A/ 300B/ 300C/ 307/ 308; Type S3g; 570mm wide, overall length 3m (approximate) | 1 | Nr | AED | 6091
INF 2020-01 | 2 | 2.0809 |  | United Arab Emirates | Dubai | Hard & Soft Landscaping | DCH - Lagoons Development | Island District - Central Park | EMAAR | Gulf Landscape | Award | 2020 | Fixed Price Lump Sum | CONCRETE WORK | Precast concrete | Seat wall Type 3; precast concrete, profiled, diamond cut, light beige colour, 450mm high including concrete base, sub-base, lighting provision, accessories and all ancillary works as necessary; as Drawing Nos. 10207-00-LD-300A/ 300B/ 300C/ 307/ 308; Type S3h; 585mm wide, overall length 6m (approximate) | 1 | Nr | AED | 12151
INF 2020-01 | 2 | 2.0809 |  | United Arab Emirates | Dubai | Hard & Soft Landscaping | DCH - Lagoons Development | Island District - Central Park | EMAAR | Gulf Landscape | Award | 2020 | Fixed Price Lump Sum | CONCRETE WORK | Precast concrete | Seat wall Type 3; precast concrete, profiled, diamond cut, light beige colour, 450mm high including concrete base, sub-base, lighting provision, accessories and all ancillary works as necessary; as Drawing Nos. 10207-00-LD-300A/ 300B/ 300C/ 307/ 308; Type S3i; 590mm wide, overall length 10m (approximate) | 1 | Nr | AED | 21869
INF 2020-01 | 2 | 2.0809 |  | United Arab Emirates | Dubai | Hard & Soft Landscaping | DCH - Lagoons Development | Island District - Central Park | EMAAR | Gulf Landscape | Award | 2020 | Fixed Price Lump Sum | CONCRETE WORK | Precast concrete | Seat wall Type 3; precast concrete, profiled, diamond cut, light beige colour, 450mm high including concrete base, sub-base, lighting provision, accessories and all ancillary works as necessary; as Drawing Nos. 10207-00-LD-300A/ 300B/ 300C/ 307/ 308; Type S3j; 590mm wide, overall length 5m (approximate) | 1 | Nr | AED | 10648
INF 2020-01 | 2 | 2.0809 |  | United Arab Emirates | Dubai | Hard & Soft Landscaping | DCH - Lagoons Development | Island District - Central Park | EMAAR | Gulf Landscape | Award | 2020 | Fixed Price Lump Sum | CONCRETE WORK | Precast concrete | Seat wall Type 3; precast concrete, profiled, diamond cut, light beige colour, 450mm high including concrete base, sub-base, lighting provision, accessories and all ancillary works as necessary; as Drawing Nos. 10207-00-LD-300A/ 300B/ 300C/ 307/ 308; Type S3k; 710mm wide, overall length 6m (approximate) | 1 | Nr | AED | 14099
INF 2020-01 | 2 | 2.0809 |  | United Arab Emirates | Dubai | Hard & Soft Landscaping | DCH - Lagoons Development | Island District - Central Park | EMAAR | Gulf Landscape | Award | 2020 | Fixed Price Lump Sum | CONCRETE WORK | Precast concrete | Seat wall Type 3; precast concrete, profiled, diamond cut, light beige colour, 450mm high including concrete base, sub-base, lighting provision, accessories and all ancillary works as necessary; as Drawing Nos. 10207-00-LD-300A/ 300B/ 300C/ 307/ 308; Type S3l; 600mm wide, overall length 2m (approximate) | 1 | Nr | AED | 4399
INF 2020-01 | 2 | 2.0809 |  | United Arab Emirates | Dubai | Hard & Soft Landscaping | DCH - Lagoons Development | Island District - Central Park | EMAAR | Gulf Landscape | Award | 2020 | Fixed Price Lump Sum | CONCRETE WORK | Precast concrete | Seat wall Type 3; precast concrete, profiled, diamond cut, light beige colour, 450mm high including concrete base, sub-base, lighting provision, accessories and all ancillary works as necessary; as Drawing Nos. 10207-00-LD-300A/ 300B/ 300C/ 307/ 308; Type S3n; 600mm wide, overall length 5m (approximate) | 1 | Nr | AED | 10773
INF 2020-01 | 2 | 2.0809 |  | United Arab Emirates | Dubai | Hard & Soft Landscaping | DCH - Lagoons Development | Island District - Central Park | EMAAR | Gulf Landscape | Award | 2020 | Fixed Price Lump Sum | CONCRETE WORK | Precast concrete | Seat wall Type 3; precast concrete, profiled, diamond cut, light beige colour, 450mm high including concrete base, sub-base, lighting provision, accessories and all ancillary works as necessary; as Drawing Nos. 10207-00-LD-300A/ 300B/ 300C/ 307/ 308; Type S3o; 600mm wide, overall length 5m (approximate) | 1 | Nr | AED | 10613
INF 2020-01 | 2 | 2.0809 |  | United Arab Emirates | Dubai | Hard & Soft Landscaping | DCH - Lagoons Development | Island District - Central Park | EMAAR | Gulf Landscape | Award | 2020 | Fixed Price Lump Sum | CONCRETE WORK | Precast concrete | Seat wall Type 3; precast concrete, profiled, diamond cut, light beige colour, 450mm high including concrete base, sub-base, lighting provision, accessories and all ancillary works as necessary; as Drawing Nos. 10207-00-LD-300A/ 300B/ 300C/ 307/ 308; Type S3q; 600mm wide, overall length 40m (approximate) | 1 | Nr | AED | 78780
INF 2020-01 | 2 | 2.0809 |  | United Arab Emirates | Dubai | Hard & Soft Landscaping | DCH - Lagoons Development | Island District - Central Park | EMAAR | Gulf Landscape | Award | 2020 | Fixed Price Lump Sum | CONCRETE WORK | Precast concrete | Seat wall Type 3; precast concrete, profiled, diamond cut, light beige colour, 450mm high including concrete base, sub-base, lighting provision, accessories and all ancillary works as necessary; as Drawing Nos. 10207-00-LD-300A/ 300B/ 300C/ 307/ 308; Type S3s; 500mm wide, overall length 5m (approximate) | 3 | Nr | AED | 9469
INF 2020-01 | 2 | 2.0809 |  | United Arab Emirates | Dubai | Hard & Soft Landscaping | DCH - Lagoons Development | Island District - Central Park | EMAAR | Gulf Landscape | Award | 2020 | Fixed Price Lump Sum | CONCRETE WORK | Precast concrete | Seat wall Type 3; precast concrete, profiled, diamond cut, light beige colour, 450mm high including concrete base, sub-base, lighting provision, accessories and all ancillary works as necessary; as Drawing Nos. 10207-00-LD-300A/ 300B/ 300C/ 307/ 308; Type S3t; 500mm wide, overall length 6m (approximate) | 1 | Nr | AED | 12768
INF 2020-01 | 2 | 2.081 |  | United Arab Emirates | Dubai | Hard & Soft Landscaping | DCH - Lagoons Development | Island District - Central Park | EMAAR | Gulf Landscape | Award | 2020 | Fixed Price Lump Sum | CONCRETE WORK | Precast concrete | Seat wall Type 3; precast concrete, profiled, diamond cut, light beige colour, 450mm high including concrete base, sub-base, lighting provision, accessories and all ancillary works as necessary; as Drawing Nos. 10207-00-LD-300A/ 300B/ 300C/ 307/ 308; Type S3u; 500mm wide, overall length 29m | 1 | Nr | AED | 55679
INF 2020-01 | 2 | 2.081 |  | United Arab Emirates | Dubai | Hard & Soft Landscaping | DCH - Lagoons Development | Island District - Central Park | EMAAR | Gulf Landscape | Award | 2020 | Fixed Price Lump Sum | CONCRETE WORK | Precast concrete | Seat wall Type 3; precast concrete, profiled, diamond cut, light beige colour, 450mm high including concrete base, sub-base, lighting provision, accessories and all ancillary works as necessary; as Drawing Nos. 10207-00-LD-300A/ 300B/ 300C/ 307/ 308; Type S3u; 500mm wide, overall length 14m | 1 | Nr | AED | 27112
INF 2020-01 | 2 | 2.081 |  | United Arab Emirates | Dubai | Hard & Soft Landscaping | DCH - Lagoons Development | Island District - Central Park | EMAAR | Gulf Landscape | Award | 2020 | Fixed Price Lump Sum | CONCRETE WORK | Precast concrete | Seat wall Type 4; precast concrete, profiled, diamond cut, light beige colour, 450mm high including concrete base, sub-base, timber slats, metal profile, coping, cladding, lighting provision, accessories and all ancillary works as necessary; as Drawing Nos. 10207-00-LD-309 / 310; Type S4; 800mm wide, overall length 17m (approximate) | 4 | Nr | AED | 49866
INF 2020-01 | 2 | 2.081 |  | United Arab Emirates | Dubai | Hard & Soft Landscaping | DCH - Lagoons Development | Island District - Central Park | EMAAR | Gulf Landscape | Award | 2020 | Fixed Price Lump Sum | CONCRETE WORK | Precast concrete | Seat wall Type 5; precast concrete, profiled, diamond cut, light beige colour, 450mm high including concrete base, sub-base, lighting provision, accessories and all ancillary works as necessary; as Drawing Nos. 10207-00-LD-311 / 312; Type 5; seating with modular steps / planter and precast concrete slab, overall size W7.5m x L61m; to amphitheater | 1 | Nr | AED | 778000
INF 2020-01 | 2 | 2.081 |  | United Arab Emirates | Dubai | Hard & Soft Landscaping | DCH - Lagoons Development | Island District - Central Park | EMAAR | Gulf Landscape | Award | 2020 | Fixed Price Lump Sum | CONCRETE WORK | Precast concrete | Seat wall Type 5; precast concrete, profiled, diamond cut, light beige colour, 450mm high including block work, sub-base, lighting provision, accessories and all ancillary works as necessary; as Drawing Nos. 10207-00-LD-300A / 319; Type S5a; 600mm wide, 3.0m diameter (approximate); to skate park | 3 | Nr | AED | 12440
INF 2020-01 | 2 | 2.081 |  | United Arab Emirates | Dubai | Hard & Soft Landscaping | DCH - Lagoons Development | Island District - Central Park | EMAAR | Gulf Landscape | Award | 2020 | Fixed Price Lump Sum | CONCRETE WORK | Precast concrete | Seat wall Type 5; precast concrete, profiled, diamond cut, light beige colour, 450mm high including block work, sub-base, lighting provision, accessories and all ancillary works as necessary; as Drawing Nos. 10207-00-LD-300A / 319; Type S5a; 600mm wide, 4.20m diameter (approximate); to thematic & viewing area | 2 | Nr | AED | 17538
INF 2020-01 | 2 | 2.081 |  | United Arab Emirates | Dubai | Hard & Soft Landscaping | DCH - Lagoons Development | Island District - Central Park | EMAAR | Gulf Landscape | Award | 2020 | Fixed Price Lump Sum | CONCRETE WORK | Precast concrete | Seat wall Type 6; precast concrete, profiled, diamond cut, light beige colour, 0 ~ 450mm high including block work, sub-base, waterproofing, lighting provision, accessories and all ancillary works as necessary; as Drawing No. 10207-00-LD-323; Type S6a; 775mm wide, overall length 102m (approximate) | 1 | Nr | AED | 165334
INF 2020-01 | 2 | 2.081 |  | United Arab Emirates | Dubai | Hard & Soft Landscaping | DCH - Lagoons Development | Island District - Central Park | EMAAR | Gulf Landscape | Award | 2020 | Fixed Price Lump Sum | CONCRETE WORK | Precast concrete | Seat wall Type CL; precast concrete, profiled, diamond cut, light beige colour, 450mm high with backrest; including concrete base, sub-base, lighting provision, accessories and all ancillary works as necessary; as Drawing Nos. 10207-00-LD-300A/ 300D / 409; Type CL; 600~1200mm wide, overall length 12m (approximate); to cafe | 1 | Nr | AED | 19792
INF 2020-01 | 2 | 2.081 |  | United Arab Emirates | Dubai | Hard & Soft Landscaping | DCH - Lagoons Development | Island District - Central Park | EMAAR | Gulf Landscape | Award | 2020 | Fixed Price Lump Sum | CONCRETE WORK | Poured concrete | Planter Type 2; precast concrete, profiled, diamond cut, light beige colour, 450mm high including concrete base, sub-base, lighting provision, accessories and all ancillary works as necessary; as Drawing Nos. 10207-00-LD-318; Planter type 2; 500mm wide, 3900 x 2500mm overall size with plant opening 2900 x 1500mm; to fitness plaza | 6 | Nr | AED | 27109
INF 2020-01 | 2 | 2.081 |  | United Arab Emirates | Dubai | Hard & Soft Landscaping | DCH - Lagoons Development | Island District - Central Park | EMAAR | Gulf Landscape | Award | 2020 | Fixed Price Lump Sum | CONCRETE WORK | Precast concrete | Concrete block seat; precast concrete, profiled, diamond cut, light beige colour, 450mm high including concrete base, sub-base, timber slats, solid timber backrest, metal profile, stone coping, cladding, lighting provision, accessories and all ancillary works as necessary; as Drawing Nos.10207-00-LD-801 to 803; Type 1; size 7920 mm long x 1300 mm wide x 450 mm high with 2120 x 400mm high backrest | 4 | Nr | AED | 18307
INF 2020-01 | 2 | 2.0811 |  | United Arab Emirates | Dubai | Hard & Soft Landscaping | DCH - Lagoons Development | Island District - Central Park | EMAAR | Gulf Landscape | Award | 2020 | Fixed Price Lump Sum | CONCRETE WORK | Precast concrete | Concrete block seat; precast concrete, profiled, diamond cut, light beige colour, 450mm high including concrete base, sub-base, timber slats, solid timber backrest, metal profile, stone coping, cladding, lighting provision, accessories and all ancillary works as necessary; as Drawing Nos.10207-00-LD-801 to 803; Type 3; size 2500mm long x 600mm wide x 450mm high with 2000mm x 400mm high backrest | 19 | Nr | AED | 8450
INF 2020-01 | 2 | 2.0811 |  | United Arab Emirates | Dubai | Hard & Soft Landscaping | DCH - Lagoons Development | Island District - Central Park | EMAAR | Gulf Landscape | Award | 2020 | Fixed Price Lump Sum | CONCRETE WORK | Precast concrete | Concrete block seat; precast concrete, profiled, diamond cut, light beige colour, 450mm high including concrete base, sub-base, metal profile, accessories and all ancillary works as necessary; as Drawing Nos.10207-00-LD-804; Type 4; size 2500mm long x 600mm wide x 450mm high | 5 | Nr | AED | 5655
INF 2020-01 | 2 | 2.0811 |  | United Arab Emirates | Dubai | Hard & Soft Landscaping | DCH - Lagoons Development | Island District - Central Park | EMAAR | Gulf Landscape | Award | 2020 | Fixed Price Lump Sum | CONCRETE WORK | Precast concrete | Concrete block seat; 450mm high; including concrete, shuttering, reinforcement, foundation, earthwork, waterproofing, finishes, fixing accessories and all ancillary works as necessary; as Drawing No. 10207-00-LD-812; Type 5; diamond shape; size 2800mm x 1535mm overall | 18 | Nr | AED | 7450
INF 2020-01 | 2 | 2.0811 |  | United Arab Emirates | Dubai | Hard & Soft Landscaping | DCH - Lagoons Development | Island District - Central Park | EMAAR | Gulf Landscape | Award | 2020 | Fixed Price Lump Sum | MASONRY | Walls and piers | Retaining wall; block work including foundation, earthwork, waterproofing, finishes, jointing, fixing accessories and all ancillary works as necessary; as Drawing No. 10207-00-LD-321; Type 1: retaining wall 200mm thick; height varies | 287 | m | AED | 1195
INF 2020-01 | 2 | 2.0811 |  | United Arab Emirates | Dubai | Hard & Soft Landscaping | DCH - Lagoons Development | Island District - Central Park | EMAAR | Gulf Landscape | Award | 2020 | Fixed Price Lump Sum | MASONRY | Walls and piers | Retaining wall; block work including foundation, earthwork, waterproofing, finishes, jointing, fixing accessories and all ancillary works as necessary; as Drawing No. 10207-00-LD-321; Type 2: retaining wall 300mm thick; height varies | 100 | m | AED | 1298
INF 2020-01 | 2 | 2.0811 |  | United Arab Emirates | Dubai | Hard & Soft Landscaping | DCH - Lagoons Development | Island District - Central Park | EMAAR | Gulf Landscape | Award | 2020 | Fixed Price Lump Sum | SITE WORK | Shoring | Type 2: retaining wall 300mm thick; height varies | 5 | m | AED | 1298
INF 2020-01 | 2 | 2.0811 |  | United Arab Emirates | Dubai | Hard & Soft Landscaping | DCH - Lagoons Development | Island District - Central Park | EMAAR | Gulf Landscape | Award | 2020 | Fixed Price Lump Sum | METALWORK | Non structural metalwork | Chain link fence; mild steel powder coated graphite grey RAL 7024 finish; including bases, footings, posts, frames, wire mesh, ironmongery, accessories and ancillary works as necessary; as Drawing No. 10207-00-LD-322; Chain link fence to Dog park; 1500mm high | 53 | m | AED | 815
INF 2020-01 | 2 | 2.0811 |  | United Arab Emirates | Dubai | Hard & Soft Landscaping | DCH - Lagoons Development | Island District - Central Park | EMAAR | Gulf Landscape | Award | 2020 | Fixed Price Lump Sum | METALWORK | Non structural metalwork | Chain link fence; mild steel powder coated graphite grey RAL 7024 finish; including bases, footings, posts, frames, wire mesh, ironmongery, accessories and ancillary works as necessary; as Drawing No. 10207-00-LD-322; Gate; overall size 2900 x 1500mm | 2 | Nr | AED | 2952
INF 2020-01 | 2 | 2.0811 |  | United Arab Emirates | Dubai | Hard & Soft Landscaping | DCH - Lagoons Development | Island District - Central Park | EMAAR | Gulf Landscape | Award | 2020 | Fixed Price Lump Sum | METALWORK | Non structural metalwork | Metal handrail; 38mm diameter mild steel handrail in powder coated graphite grey RAL 7024 finish; including accessories and all ancillary works as necessary; as Drawing No. 10207-00-LD-321; Metal handrail; 900mm high; to steps | 67 | m | AED | 433
INF 2020-01 | 2 | 2.0811 |  | United Arab Emirates | Dubai | Hard & Soft Landscaping | DCH - Lagoons Development | Island District - Central Park | EMAAR | Gulf Landscape | Award | 2020 | Fixed Price Lump Sum | METALWORK | Non structural metalwork | Metal balustrade; 10mm thick x 150mm wide top rail, 5mm diameter cable strand wire rail with proprietary adjustable thread terminal bolt, steel post; including concrete base, compacted sub base, supports, accessories and all ancillary works as necessary; as Drawing No. 10207-00-LD-321 detail 4 & 4.1; Metal balustrade; 1200mm high | 250 | m | AED | 1190
INF 2020-01 | 2 | 2.0812 |  | United Arab Emirates | Dubai | Hard & Soft Landscaping | DCH - Lagoons Development | Island District - Central Park | EMAAR | Gulf Landscape | Award | 2020 | Fixed Price Lump Sum | METALWORK | Non structural metalwork | Substation screen; aluminium powder coated screen; including concrete base, compacted sub base, supports, post, ironmongery, accessories and all ancillary works as necessary; as Drawing No. 10207-00-LD-406; Substation screen | 83 | m² | AED | 1003
INF 2020-01 | 2 | 2.0812 |  | United Arab Emirates | Dubai | Hard & Soft Landscaping | DCH - Lagoons Development | Island District - Central Park | EMAAR | Gulf Landscape | Award | 2020 | Fixed Price Lump Sum | METALWORK | Non structural metalwork | Substation screen; aluminium powder coated screen; including concrete base, compacted sub base, supports, post, ironmongery, accessories and all ancillary works as necessary; as Drawing No. 10207-00-LD-406; Extra over for metal door; 3350 x 2800mm overall size | 1 | Nr | AED | 9063
INF 2020-01 | 2 | 2.0812 |  | United Arab Emirates | Dubai | Hard & Soft Landscaping | DCH - Lagoons Development | Island District - Central Park | EMAAR | Gulf Landscape | Award | 2020 | Fixed Price Lump Sum | METALWORK | Non structural metalwork | Feeder pillar screen; aluminium powder coated screen; including concrete base, compacted sub base, supports, post, accessories and all ancillary works as necessary; as Drawing No. 10207-00-LD-405 (RATE ONLY); Feeder pillar screen | 8 | m² | AED | 1675
INF 2020-01 | 2 | 2.0812 |  | United Arab Emirates | Dubai | Hard & Soft Landscaping | DCH - Lagoons Development | Island District - Central Park | EMAAR | Gulf Landscape | Award | 2020 | Fixed Price Lump Sum | METALWORK | Non structural metalwork | Feeder pillar screen; aluminium powder coated screen; including concrete base, compacted sub base, supports, post, accessories and all ancillary works as necessary; as Drawing No. 10207-00-LD-405 (RATE ONLY); Extra over for metal door; 1200 x 1500mm overall size | 1 | Nr | AED | 4450
INF 2020-01 | 2 | 2.0812 |  | United Arab Emirates | Dubai | Hard & Soft Landscaping | DCH - Lagoons Development | Island District - Central Park | EMAAR | Gulf Landscape | Award | 2020 | Fixed Price Lump Sum | METALWORK | Non structural metalwork | Extra over work for manhole cover infill paving to match adjacent/ surrounding concrete paving; to existing manhole (manhole covers by others); as Drawing No. 10207-00-LD-153 detail 4; Manhole cover size 600 x 600mm | 16 | Nr | AED | 49
INF 2020-01 | 2 | 2.0812 |  | United Arab Emirates | Dubai | Hard & Soft Landscaping | DCH - Lagoons Development | Island District - Central Park | EMAAR | Gulf Landscape | Award | 2020 | Fixed Price Lump Sum | METALWORK | Non structural metalwork | Extra over work for manhole cover infill paving to match adjacent/ surrounding concrete paving; to existing manhole (manhole covers by others); as Drawing No. 10207-00-LD-153 detail 4; Manhole cover size 600mm diameter | 22 | Nr | AED | 57
INF 2020-01 | 2 | 2.0812 |  | United Arab Emirates | Dubai | Hard & Soft Landscaping | DCH - Lagoons Development | Island District - Central Park | EMAAR | Gulf Landscape | Award | 2020 | Fixed Price Lump Sum | METALWORK | Non structural metalwork | Extra over work for manhole cover infill paving to match adjacent/ surrounding stone paving; to existing manhole (manhole covers by others; as Drawing No. 10207-00-LD-153 detail 4; Manhole cover size 600 x 600mm | 1 | Nr | AED | 49
INF 2020-01 | 2 | 2.0812 |  | United Arab Emirates | Dubai | Hard & Soft Landscaping | DCH - Lagoons Development | Island District - Central Park | EMAAR | Gulf Landscape | Award | 2020 | Fixed Price Lump Sum | METALWORK | Non structural metalwork | Extra over work for manhole cover infill paving to match adjacent/ surrounding stone paving; to existing manhole (manhole covers by others; as Drawing No. 10207-00-LD-153 detail 4; Manhole cover size 600mm diameter | 1 | Nr | AED | 57
INF 2020-01 | 2 | 2.0812 |  | United Arab Emirates | Dubai | Hard & Soft Landscaping | DCH - Lagoons Development | Island District - Central Park | EMAAR | Gulf Landscape | Award | 2020 | Fixed Price Lump Sum | SITE WORK | Landscaping | Geotextile; including surface preparation, protection and all ancillary works as necessary; Geotextile membrane; to gravel surface | 180 | m² | AED | 2.5
INF 2020-01 | 2 | 2.0812 |  | United Arab Emirates | Dubai | Hard & Soft Landscaping | DCH - Lagoons Development | Island District - Central Park | EMAAR | Gulf Landscape | Award | 2020 | Fixed Price Lump Sum | SITE WORK | Landscaping | Geotextile; including surface preparation, protection and all ancillary works as necessary; Geotextile filter fabric; horizontal, to tree pits | 67 | m² | AED | 2.5
INF 2020-01 | 2 | 2.0813 |  | United Arab Emirates | Dubai | Hard & Soft Landscaping | DCH - Lagoons Development | Island District - Central Park | EMAAR | Gulf Landscape | Award | 2020 | Fixed Price Lump Sum | SITE WORK | Landscaping | Geotextile; including surface preparation, protection and all ancillary works as necessary; Geotextile filter fabric; horizontal, to lawn | 12427 | m² | AED | 2.5
INF 2020-01 | 2 | 2.0813 |  | United Arab Emirates | Dubai | Hard & Soft Landscaping | DCH - Lagoons Development | Island District - Central Park | EMAAR | Gulf Landscape | Award | 2020 | Fixed Price Lump Sum | SITE WORK | Landscaping | Geotextile; including surface preparation, protection and all ancillary works as necessary; Geotextile filter fabric; horizontal, to planting areas | 16828 | m² | AED | 2.5
INF 2020-01 | 2 | 2.0813 |  | United Arab Emirates | Dubai | Hard & Soft Landscaping | DCH - Lagoons Development | Island District - Central Park | EMAAR | Gulf Landscape | Award | 2020 | Fixed Price Lump Sum | SITE WORK | Landscaping | Geotextile; including surface preparation, protection and all ancillary works as necessary; Geotextile filter fabric; vertical, to tree pits | 186 | m² | AED | 2.5
INF 2020-01 | 2 | 2.0813 |  | United Arab Emirates | Dubai | Hard & Soft Landscaping | DCH - Lagoons Development | Island District - Central Park | EMAAR | Gulf Landscape | Award | 2020 | Fixed Price Lump Sum | SITE WORK | Landscaping | Geotextile; as Drawing No. 10207-00-LD-805; Geotextile membrane; to planter pots | 220 | m² | AED | 2.5
INF 2020-01 | 2 | 2.0813 |  | United Arab Emirates | Dubai | Hard & Soft Landscaping | DCH - Lagoons Development | Island District - Central Park | EMAAR | Gulf Landscape | Award | 2020 | Fixed Price Lump Sum | THERMAL AND MOISTURE PROTECTION | Coverings and linings | Drainage mat layer; 30mm thick polypropylene black including all ancillary works as necessary; as Drawing No. 10207-00-LD-1002; Drainage mat layer; horizontal, to tree pit | 41 | m² | AED | 39
INF 2020-01 | 2 | 2.0813 |  | United Arab Emirates | Dubai | Hard & Soft Landscaping | DCH - Lagoons Development | Island District - Central Park | EMAAR | Gulf Landscape | Award | 2020 | Fixed Price Lump Sum | THERMAL AND MOISTURE PROTECTION | Coverings and linings | Drainage mat layer; 100mm thick including all ancillary works as necessary; as Drawing No. 10207-00-LD-805; Drainage mat layer; horizontal, to planter pots | 43 | m² | AED | 56
INF 2020-01 | 2 | 2.0813 |  | United Arab Emirates | Dubai | Hard & Soft Landscaping | DCH - Lagoons Development | Island District - Central Park | EMAAR | Gulf Landscape | Award | 2020 | Fixed Price Lump Sum | THERMAL AND MOISTURE PROTECTION | Coverings and linings | Root barrier; permeable root barrier; as Drawing No. 10207-00-LD-1001; Root barrier; horizontal, to tree pits | 2595 | m² | AED | 22
INF 2020-01 | 2 | 2.0813 |  | United Arab Emirates | Dubai | Hard & Soft Landscaping | DCH - Lagoons Development | Island District - Central Park | EMAAR | Gulf Landscape | Award | 2020 | Fixed Price Lump Sum | THERMAL AND MOISTURE PROTECTION | Coverings and linings | Root barrier; permeable root barrier; as Drawing No. 10207-00-LD-1001; Root barrier; vertical, to tree pits | 10380 | m² | AED | 22
INF 2020-01 | 2 | 2.0813 |  | United Arab Emirates | Dubai | Hard & Soft Landscaping | DCH - Lagoons Development | Island District - Central Park | EMAAR | Gulf Landscape | Award | 2020 | Fixed Price Lump Sum | THERMAL AND MOISTURE PROTECTION | Coverings and linings | Drainage cell over slab (Plot 32) | 800 | m² | AED | 39
INF 2020-01 | 2 | 2.0813 |  | United Arab Emirates | Dubai | Hard & Soft Landscaping | DCH - Lagoons Development | Island District - Central Park | EMAAR | Gulf Landscape | Award | 2020 | Fixed Price Lump Sum | ACCESSORIES | Generally | Signages; including mounting points, signage letters, accessories and all ancillary works as necessary; as Specialist Details & Specifications and Drawing No. 10207-00-LD-320; "ISLAND PARK" signage including Arabic translation; wall mounted, overall size 2500 x 700mm high | 1 | Nr | AED | 19260
INF 2020-01 | 2 | 2.0814 |  | United Arab Emirates | Dubai | Hard & Soft Landscaping | DCH - Lagoons Development | Island District - Central Park | EMAAR | Gulf Landscape | Award | 2020 | Fixed Price Lump Sum | ACCESSORIES | Generally | PCP-HO-429: Wheel stopper; 1500 x 200 x 300mm high | 2 | Nr | AED | 366
INF 2020-01 | 2 | 2.0814 |  | United Arab Emirates | Dubai | Hard & Soft Landscaping | DCH - Lagoons Development | Island District - Central Park | EMAAR | Gulf Landscape | Award | 2020 | Fixed Price Lump Sum | FURNISHINGS | Generally | Bollards including concrete base, compacted sub base, locking mechanism, flanges, accessories and all ancillary works as necessary; as Drawing No.. 10207-00-LD-808 detail 2; Removable bollard; stainless steel, electroplated, RAL 7024 graphite grey (SST-ED-608), 120/150mm diameter x 1200mm high with 6 x 5mm depth groove and sloped top | 5 | Nr | AED | 2429
INF 2020-01 | 2 | 2.0814 |  | United Arab Emirates | Dubai | Hard & Soft Landscaping | DCH - Lagoons Development | Island District - Central Park | EMAAR | Gulf Landscape | Award | 2020 | Fixed Price Lump Sum | FURNISHINGS | Generally | Bollards including concrete base, compacted sub base, bollard cap, base plate, accessories and all ancillary works as necessary; as Drawing Nr. 10207-00-LD-809 detail 1; Removable bollard; stainless steel, electroplated, RAL 7024 graphite grey (SST-ED-608), 200mm x 1100mm high with 5mm thick cap, triangular shaped with sloped top | 6 | Nr | AED | 2699
INF 2020-01 | 2 | 2.0814 |  | United Arab Emirates | Dubai | Hard & Soft Landscaping | DCH - Lagoons Development | Island District - Central Park | EMAAR | Gulf Landscape | Award | 2020 | Fixed Price Lump Sum | FURNISHINGS | Generally | Bip tap bollards including concrete base, compacted sub base, openable panel access with proprietary hinge and backing support, recessed lock with key, bip tap assembly, accessories and all ancillary works as necessary; as Drawing Nr. 10207-00-LD-810 detail 2; Bib tap bollard; stainless steel, electroplated, RAL 7024 graphite grey (SST-ED-608), 120/150mm diameter x 800mm high with sloped top (RATE ONLY) | 1 | Nr | AED | 3133
INF 2020-01 | 2 | 2.0814 |  | United Arab Emirates | Dubai | Hard & Soft Landscaping | DCH - Lagoons Development | Island District - Central Park | EMAAR | Gulf Landscape | Award | 2020 | Fixed Price Lump Sum | FURNISHINGS | Generally | Bike racks including fixing details, flanges, accessories and all ancillary works as necessary; as Drawing Nr. 10207-00-LD-808 detail 1; Bike rack; floor mounted stainless steel, electroplated, RAL 7024 graphite grey (SST-ED-608), 920mm wide x 785mm high | 8 | Nr | AED | 2334
INF 2020-01 | 2 | 2.0814 |  | United Arab Emirates | Dubai | Hard & Soft Landscaping | DCH - Lagoons Development | Island District - Central Park | EMAAR | Gulf Landscape | Award | 2020 | Fixed Price Lump Sum | FURNISHINGS | Generally | Rope hammocks; hammock netting mesh in high tenacity polypropylene knotted RAL 5017 traffic blue; including posts, sub base, reinforced concrete structure, accessories and all ancillary works as necessary; as Drawing Nr. 10207-00-LD-811; Type 1 hammock; bespoke assembly, overall size 4000 x 3450mm; detail 2 | 2 | Nr | AED | 13635
INF 2020-01 | 2 | 2.0814 |  | United Arab Emirates | Dubai | Hard & Soft Landscaping | DCH - Lagoons Development | Island District - Central Park | EMAAR | Gulf Landscape | Award | 2020 | Fixed Price Lump Sum | FURNISHINGS | Generally | Rope hammocks; hammock netting mesh in high tenacity polypropylene knotted RAL 5017 traffic blue; including posts, sub base, reinforced concrete structure, accessories and all ancillary works as necessary; as Drawing Nr. 10207-00-LD-811; Type 2 hammock; bespoke assembly, overall size 4000mm long; detail 3 | 4 | Nr | AED | 13376
INF 2020-01 | 2 | 2.0814 |  | United Arab Emirates | Dubai | Hard & Soft Landscaping | DCH - Lagoons Development | Island District - Central Park | EMAAR | Gulf Landscape | Award | 2020 | Fixed Price Lump Sum | CONCRETE WORK | Precast concrete | Pots; precast concrete diamond cut, light beige colour (CP01), including provision for MEP (irrigation, lighting and drainage) and all ancillary works as necessary; as Drawing Nr. 10207-00-LD-805; Type 1 pot (circular); overall dimension 600/1200mm diameter x 1100mm high | 31 | Nr | AED | 2300
INF 2020-01 | 2 | 2.0814 |  | United Arab Emirates | Dubai | Hard & Soft Landscaping | DCH - Lagoons Development | Island District - Central Park | EMAAR | Gulf Landscape | Award | 2020 | Fixed Price Lump Sum | CONCRETE WORK | Precast concrete | Pots; precast concrete diamond cut, light beige colour (CP01), including provision for MEP (irrigation, lighting and drainage) and all ancillary works as necessary; as Drawing Nr. 10207-00-LD-805; Type 2 pot (circular); overall dimension 950/1800mm diameter x 1300mm high | 6 | Nr | AED | 4150
INF 2020-01 | 2 | 2.0814 |  | United Arab Emirates | Dubai | Hard & Soft Landscaping | DCH - Lagoons Development | Island District - Central Park | EMAAR | Gulf Landscape | Award | 2020 | Fixed Price Lump Sum | FURNISHINGS | Generally | Pots; glass reinforced concrete, painted, graphite grey colour RAL 7024 finish, including provision for MEP (irrigation, lighting and drainage) and all ancillary works as necessary; as Drawing Nr. 10207-00-LD-805; Type 3 pot (rectangular); overall dimension 1000 x 1000 x 1000mm high | 23 | Nr | AED | 3433
INF 2020-01 | 2 | 2.0815 |  | United Arab Emirates | Dubai | Hard & Soft Landscaping | DCH - Lagoons Development | Island District - Central Park | EMAAR | Gulf Landscape | Award | 2020 | Fixed Price Lump Sum | FURNISHINGS | Generally | Bins; sub surface mounted; rolled steel sheet on galvanized steel frame in powder coated/matte, graphite grey colour RAL 7024 finish; including all ancillary works as necessary; as Drawing Nr. 10207-00-LD-807; Litter bin Type 1; overall dimension 260 x 430 x 985mm high | 37 | Nr | AED | 2486
INF 2020-01 | 2 | 2.0815 |  | United Arab Emirates | Dubai | Hard & Soft Landscaping | DCH - Lagoons Development | Island District - Central Park | EMAAR | Gulf Landscape | Award | 2020 | Fixed Price Lump Sum | FURNISHINGS | Generally | Bins; sub surface mounted; rolled steel sheet on galvanized steel frame in powder coated/matte, graphite grey colour RAL 7024 finish; including all ancillary works as necessary; as Drawing Nr. 10207-00-LD-807; Litter bin Type 2; dog bin with provision for dirt bags; overall dimension 260 x 260 x 985mm high | 9 | Nr | AED | 2331
INF 2020-01 | 2 | 2.0815 |  | United Arab Emirates | Dubai | Hard & Soft Landscaping | DCH - Lagoons Development | Island District - Central Park | EMAAR | Gulf Landscape | Award | 2020 | Fixed Price Lump Sum | FURNISHINGS | Generally | Bins; sub surface mounted; rolled steel sheet on galvanized steel frame in powder coated/matte, graphite grey colour RAL 7024 finish; including all ancillary works as necessary; as Drawing Nr. 10207-00-LD-807; Litter bin Type 3; recycling bin; overall dimension 260 x 945 x 985mm high | 15 | Nr | AED | 5241
INF 2020-01 | 2 | 2.0815 |  | United Arab Emirates | Dubai | Hard & Soft Landscaping | DCH - Lagoons Development | Island District - Central Park | EMAAR | Gulf Landscape | Award | 2020 | Fixed Price Lump Sum | FURNISHINGS | Generally | Pavilion table; 75mm thick precast concrete diamond cut table top, including framing, bracing, weft rod weaved and fixed through steel warp composite PE fibre with wood fibre finish, support rod; including accessories and all ancillary works as necessary; as Drawing Nr. 10207-00-LD-414 detail 2; Pavilion table; 1175mm diameter x 500mm high | 3 | Nr | AED | 6849
INF 2020-01 | 2 | 2.0815 |  | United Arab Emirates | Dubai | Hard & Soft Landscaping | DCH - Lagoons Development | Island District - Central Park | EMAAR | Gulf Landscape | Award | 2020 | Fixed Price Lump Sum | SPECIAL CONSTRUCTION | Installations | Pavilions; comprising weft rod weaved and fixed through steel warp composite PE fibre with wood fibre finish; including all required structure, finishes, framing, base, footing, provision for electrical related installations, ironmongery, all necessary fittings for complete installation and all ancillary works as necessary; as Drawing No. 10207-00-LD-404; Feature pavilion; 5000/ 6000mm diameter x 4450mm high | 3 | Nr | AED | 209709
INF 2020-01 | 2 | 2.0815 |  | United Arab Emirates | Dubai | Hard & Soft Landscaping | DCH - Lagoons Development | Island District - Central Park | EMAAR | Gulf Landscape | Award | 2020 | Fixed Price Lump Sum | SITE WORK | Landscaping | Design and Build Water Feature; including structure, finishes, MEP and all ancillary works as necessary; as Drawing Nos. 10207-00-LD-601 to 608; Compacted sub-base, 150mm thick | 464 | m² | AED | 20
INF 2020-01 | 2 | 2.0815 |  | United Arab Emirates | Dubai | Hard & Soft Landscaping | DCH - Lagoons Development | Island District - Central Park | EMAAR | Gulf Landscape | Award | 2020 | Fixed Price Lump Sum | CONCRETE WORK | Poured concrete | Design and Build Water Feature; including structure, finishes, MEP and all ancillary works as necessary; as Drawing Nos. 10207-00-LD-601 to 608; Reinforced concrete structure, 150mm thick | 71 | m³ | AED | 1228
INF 2020-01 | 2 | 2.0815 |  | United Arab Emirates | Dubai | Hard & Soft Landscaping | DCH - Lagoons Development | Island District - Central Park | EMAAR | Gulf Landscape | Award | 2020 | Fixed Price Lump Sum | CONCRETE WORK | Poured concrete | Design and Build Water Feature; including structure, finishes, MEP and all ancillary works as necessary; as Drawing Nos. 10207-00-LD-601 to 608; Reinforced concrete structure; to seat wall | 10 | m³ | AED | 1023
INF 2020-01 | 2 | 2.0815 |  | United Arab Emirates | Dubai | Hard & Soft Landscaping | DCH - Lagoons Development | Island District - Central Park | EMAAR | Gulf Landscape | Award | 2020 | Fixed Price Lump Sum | THERMAL AND MOISTURE PROTECTION | Coverings and linings | Design and Build Water Feature; including structure, finishes, MEP and all ancillary works as necessary; as Drawing Nos. 10207-00-LD-601 to 608; Waterproofing to water feature | 552 | m² | AED | 104
INF 2020-01 | 2 | 2.0815 |  | United Arab Emirates | Dubai | Hard & Soft Landscaping | DCH - Lagoons Development | Island District - Central Park | EMAAR | Gulf Landscape | Award | 2020 | Fixed Price Lump Sum | FINISHES | Finishings | Dry deck; Granite 50mm thick, in flamed finish, colour mesabi black; including epoxy resin grout joint | 120 | m² | AED | 592
INF 2020-01 | 2 | 2.0816 |  | United Arab Emirates | Dubai | Hard & Soft Landscaping | DCH - Lagoons Development | Island District - Central Park | EMAAR | Gulf Landscape | Award | 2020 | Fixed Price Lump Sum | FINISHES | Finishings | Basin pool; Granite 50mm thick, in flamed and ribbed finish, color mesabi black; including epoxy resin grout joint | 272 | m² | AED | 926
INF 2020-01 | 2 | 2.0816 |  | United Arab Emirates | Dubai | Hard & Soft Landscaping | DCH - Lagoons Development | Island District - Central Park | EMAAR | Gulf Landscape | Award | 2020 | Fixed Price Lump Sum | FINISHES | Finishings | Basin pool; Granite cladding 50mm thick, ribbed finish, color mesabi black | 29 | m² | AED | 713
INF 2020-01 | 2 | 2.0816 |  | United Arab Emirates | Dubai | Hard & Soft Landscaping | DCH - Lagoons Development | Island District - Central Park | EMAAR | Gulf Landscape | Award | 2020 | Fixed Price Lump Sum | FINISHES | Finishings | Basin pool; Granite 125mm thick, in steel brushed finish, color mesabi black; to wier edge | 17 | m² | AED | 1300
INF 2020-01 | 2 | 2.0816 |  | United Arab Emirates | Dubai | Hard & Soft Landscaping | DCH - Lagoons Development | Island District - Central Park | EMAAR | Gulf Landscape | Award | 2020 | Fixed Price Lump Sum | MECHANICAL ENGINEERING INSTALLATIONS | Pipework and gutterwork | Basin pool; Stainless steel overflow channel, 5mm thick | 76 | m | AED | 1017
INF 2020-01 | 2 | 2.0816 |  | United Arab Emirates | Dubai | Hard & Soft Landscaping | DCH - Lagoons Development | Island District - Central Park | EMAAR | Gulf Landscape | Award | 2020 | Fixed Price Lump Sum | ACCESSORIES | Generally | Seat wall; Granite coping 100mm thick, honed finish | 26 | m² | AED | 1247
INF 2020-01 | 2 | 2.0816 |  | United Arab Emirates | Dubai | Hard & Soft Landscaping | DCH - Lagoons Development | Island District - Central Park | EMAAR | Gulf Landscape | Award | 2020 | Fixed Price Lump Sum | ACCESSORIES | Generally | Seat wall; Granite cladding 30mm thick, honed finish | 28 | m² | AED | 526
INF 2020-01 | 2 | 2.0816 |  | United Arab Emirates | Dubai | Hard & Soft Landscaping | DCH - Lagoons Development | Island District - Central Park | EMAAR | Gulf Landscape | Award | 2020 | Fixed Price Lump Sum | ACCESSORIES | Generally | Seat wall; Blackened steel profile, 5mm thick 30mm wide | 13 | m | AED | 161
INF 2020-01 | 2 | 2.0816 |  | United Arab Emirates | Dubai | Hard & Soft Landscaping | DCH - Lagoons Development | Island District - Central Park | EMAAR | Gulf Landscape | Award | 2020 | Fixed Price Lump Sum | FINISHES | Finishings | Shallow channel; Granite carved profile stone channel, flamed finish; overall size 1350x250mm depth | 49 | m² | AED | 2948
INF 2020-01 | 2 | 2.0816 |  | United Arab Emirates | Dubai | Hard & Soft Landscaping | DCH - Lagoons Development | Island District - Central Park | EMAAR | Gulf Landscape | Award | 2020 | Fixed Price Lump Sum | FINISHES | Finishings | Shallow channel; Extra over for granite carved profile stone seating, overall size 450x400mm high, flamed finish | 51 | m | AED | 2329
INF 2020-01 | 2 | 2.0816 |  | United Arab Emirates | Dubai | Hard & Soft Landscaping | DCH - Lagoons Development | Island District - Central Park | EMAAR | Gulf Landscape | Award | 2020 | Fixed Price Lump Sum | MECHANICAL ENGINEERING INSTALLATIONS | Pipework and gutterwork | Shallow channel; Pump room | 1 | Item | AED | 175346
INF 2020-01 | 2 | 2.0817 |  | United Arab Emirates | Dubai | Hard & Soft Landscaping | DCH - Lagoons Development | Island District - Central Park | EMAAR | Gulf Landscape | Award | 2020 | Fixed Price Lump Sum | CONCRETE WORK | Poured concrete | Reinforced concrete structure, 150mm thick | 69 | m³ | AED | 1228
INF 2020-01 | 2 | 2.0817 |  | United Arab Emirates | Dubai | Hard & Soft Landscaping | DCH - Lagoons Development | Island District - Central Park | EMAAR | Gulf Landscape | Award | 2020 | Fixed Price Lump Sum | MECHANICAL ENGINEERING INSTALLATIONS | Pipework and gutterwork | Slot drain; including stainless steel slot drain edge, 200 x 600mm stainless steel inspection cover, concrete base, compacted sub base, accessories and all ancillary works as necessary; as Drawing No. 10207-00-LD-161 detail 2; Slot drain | 576 | m | AED | 1120
INF 2020-01 | 2 | 2.0817 |  | United Arab Emirates | Dubai | Hard & Soft Landscaping | DCH - Lagoons Development | Island District - Central Park | EMAAR | Gulf Landscape | Award | 2020 | Fixed Price Lump Sum | SITE WORK | Landscaping | Gravel trench; crushed gravel trench wrapped with geotextile, perforated drainage pipe; as Drawing No. 10207-00-LD-161 detail 3; Gravel trench; 200mm wide | 3140 | m | AED | 53
INF 2020-01 | 2 | 2.0817 |  | United Arab Emirates | Dubai | Hard & Soft Landscaping | DCH - Lagoons Development | Island District - Central Park | EMAAR | Gulf Landscape | Award | 2020 | Fixed Price Lump Sum | MECHANICAL ENGINEERING INSTALLATIONS | Equipment | Area drain; precast concrete paver, honed finish with 13mm diameter drilled holes, concrete base, compacted sub base, accessories and all ancillary works as necessary; as Drawing No. 10207-00-LD-161 detail 4; Area drain; 400 x 400 x 80mm thick | 69 | Nr | AED | 1359
INF 2020-01 | 2 | 2.0817 |  | United Arab Emirates | Dubai | Hard & Soft Landscaping | DCH - Lagoons Development | Island District - Central Park | EMAAR | Gulf Landscape | Award | 2020 | Fixed Price Lump Sum | MECHANICAL ENGINEERING INSTALLATIONS | Pipework and gutterwork | Planter drain to pots; as Drawing No. 10207-00-LD-805; Planter drain to pots | 60 | Nr | AED | 539
INF 2020-01 | 2 | 2.0817 |  | United Arab Emirates | Dubai | Hard & Soft Landscaping | DCH - Lagoons Development | Island District - Central Park | EMAAR | Gulf Landscape | Award | 2020 | Fixed Price Lump Sum | SITE WORK | Excavation | Trenches and pits for irrigation main line pipes; including all ancillary works as necessary; Forming of trenches; to 100mm diameter pipe; depth over 500mm but not exceeding 1000mm | 1399 | m | AED | 8.5
INF 2020-01 | 2 | 2.0817 |  | United Arab Emirates | Dubai | Hard & Soft Landscaping | DCH - Lagoons Development | Island District - Central Park | EMAAR | Gulf Landscape | Award | 2020 | Fixed Price Lump Sum | SITE WORK | Underground drainage | Trenches and pits for irrigation main line pipes; including all ancillary works as necessary; Forming of pits; to thrust block | 21 | Nr | AED | 5
INF 2020-01 | 2 | 2.0817 |  | United Arab Emirates | Dubai | Hard & Soft Landscaping | DCH - Lagoons Development | Island District - Central Park | EMAAR | Gulf Landscape | Award | 2020 | Fixed Price Lump Sum | SITE WORK | Filling | Backfill; including warning tape and all ancillary works as necessary; Approved backfill; to 100mm diameter pipe | 1399 | m | AED | 11
INF 2020-01 | 2 | 2.0817 |  | United Arab Emirates | Dubai | Hard & Soft Landscaping | DCH - Lagoons Development | Island District - Central Park | EMAAR | Gulf Landscape | Award | 2020 | Fixed Price Lump Sum | SITE WORK | Filling | Backfill; including warning tape and all ancillary works as necessary; Approved backfill; to thrust block | 21 | Nr | AED | 6
INF 2020-01 | 2 | 2.0817 |  | United Arab Emirates | Dubai | Hard & Soft Landscaping | DCH - Lagoons Development | Island District - Central Park | EMAAR | Gulf Landscape | Award | 2020 | Fixed Price Lump Sum | SITE WORK | Underground drainage | Beds and surrounds for irrigation main line pipes including all ancillary works as necessary; Granular beds and surrounds; to 100mm diameter pipe | 1399 | m | AED | 10
INF 2020-01 | 2 | 2.0818 |  | United Arab Emirates | Dubai | Hard & Soft Landscaping | DCH - Lagoons Development | Island District - Central Park | EMAAR | Gulf Landscape | Award | 2020 | Fixed Price Lump Sum | SITE WORK | Landscaping | Thrust block including heavy duty polythene sheet and all ancillary works as necessary; Pull box; various sizes | 21 | Nr | AED | 86
INF 2020-01 | 2 | 2.0818 |  | United Arab Emirates | Dubai | Hard & Soft Landscaping | DCH - Lagoons Development | Island District - Central Park | EMAAR | Gulf Landscape | Award | 2020 | Fixed Price Lump Sum | SITE WORK | Landscaping | Drip irrigation pipes and fittings; including supports, fixings,accessories and all ancillary works as necessary; as Drawing Nos. 10207-00-IR-201 to 215; 32mm diameter uPVC pipe; class D | 2326 | m | AED | 8
INF 2020-01 | 2 | 2.0818 |  | United Arab Emirates | Dubai | Hard & Soft Landscaping | DCH - Lagoons Development | Island District - Central Park | EMAAR | Gulf Landscape | Award | 2020 | Fixed Price Lump Sum | SITE WORK | Landscaping | Drip irrigation pipes and fittings; including supports, fixings,accessories and all ancillary works as necessary; as Drawing Nos. 10207-00-IR-201 to 215; 40mm diameter uPVC pipe; class D | 1144 | m | AED | 10
INF 2020-01 | 2 | 2.0818 |  | United Arab Emirates | Dubai | Hard & Soft Landscaping | DCH - Lagoons Development | Island District - Central Park | EMAAR | Gulf Landscape | Award | 2020 | Fixed Price Lump Sum | SITE WORK | Landscaping | Drip irrigation pipes and fittings; including supports, fixings,accessories and all ancillary works as necessary; as Drawing Nos. 10207-00-IR-201 to 215; 50mm diameter uPVC pipe; class D | 559 | m | AED | 15
INF 2020-01 | 2 | 2.0818 |  | United Arab Emirates | Dubai | Hard & Soft Landscaping | DCH - Lagoons Development | Island District - Central Park | EMAAR | Gulf Landscape | Award | 2020 | Fixed Price Lump Sum | SITE WORK | Landscaping | Drip irrigation pipes and fittings; including supports, fixings,accessories and all ancillary works as necessary; as Drawing Nos. 10207-00-IR-201 to 215; 75mm diameter uPVC pipe; class D | 642 | m | AED | 24
INF 2020-01 | 2 | 2.0818 |  | United Arab Emirates | Dubai | Hard & Soft Landscaping | DCH - Lagoons Development | Island District - Central Park | EMAAR | Gulf Landscape | Award | 2020 | Fixed Price Lump Sum | SITE WORK | Landscaping | Drip irrigation pipes and fittings; including supports, fixings,accessories and all ancillary works as necessary; as Drawing Nos. 10207-00-IR-201 to 215; 100mm diameter uPVC pipe; class D | 40 | m | AED | 49
INF 2020-01 | 2 | 2.0818 |  | United Arab Emirates | Dubai | Hard & Soft Landscaping | DCH - Lagoons Development | Island District - Central Park | EMAAR | Gulf Landscape | Award | 2020 | Fixed Price Lump Sum | SITE WORK | Landscaping | Sprinkler irrigation pipes and fittings; including supports, fixings,accessories and all ancillary works as necessary; as Drawing Nos. 10207-00-IR-104 - 113; 25mm diameter uPVC pipe; class D | 1987 | m | AED | 8
INF 2020-01 | 2 | 2.0818 |  | United Arab Emirates | Dubai | Hard & Soft Landscaping | DCH - Lagoons Development | Island District - Central Park | EMAAR | Gulf Landscape | Award | 2020 | Fixed Price Lump Sum | SITE WORK | Landscaping | Sprinkler irrigation pipes and fittings; including supports, fixings,accessories and all ancillary works as necessary; as Drawing Nos. 10207-00-IR-104 - 113; 40mm diameter uPVC pipe; class D | 752 | m | AED | 10
INF 2020-01 | 2 | 2.0818 |  | United Arab Emirates | Dubai | Hard & Soft Landscaping | DCH - Lagoons Development | Island District - Central Park | EMAAR | Gulf Landscape | Award | 2020 | Fixed Price Lump Sum | SITE WORK | Landscaping | Sprinkler irrigation pipes and fittings; including supports, fixings,accessories and all ancillary works as necessary; as Drawing Nos. 10207-00-IR-104 - 113; 50mm diameter uPVC pipe; class D | 259 | m | AED | 15
INF 2020-01 | 2 | 2.0818 |  | United Arab Emirates | Dubai | Hard & Soft Landscaping | DCH - Lagoons Development | Island District - Central Park | EMAAR | Gulf Landscape | Award | 2020 | Fixed Price Lump Sum | SITE WORK | Landscaping | Sprinkler irrigation pipes and fittings; including supports, fixings,accessories and all ancillary works as necessary; as Drawing Nos. 10207-00-IR-104 - 113; 75mm diameter uPVC pipe; class D | 95 | m | AED | 24
INF 2020-01 | 2 | 2.0819 |  | United Arab Emirates | Dubai | Hard & Soft Landscaping | DCH - Lagoons Development | Island District - Central Park | EMAAR | Gulf Landscape | Award | 2020 | Fixed Price Lump Sum | SITE WORK | Landscaping | Sprinkler irrigation pipes and fittings; including supports, fixings,accessories and all ancillary works as necessary; as Drawing Nos. 10207-00-IR-104 - 113; 100mm diameter uPVC pipe; class D | 91 | m | AED | 49
INF 2020-01 | 2 | 2.0819 |  | United Arab Emirates | Dubai | Hard & Soft Landscaping | DCH - Lagoons Development | Island District - Central Park | EMAAR | Gulf Landscape | Award | 2020 | Fixed Price Lump Sum | SITE WORK | Landscaping | Irrigation main line pipes and fittings; including supports, fixings,accessories and all ancillary works as necessary; as Drawing No. 10207-00-IR-001; 100mm diameter uPVC pipe; class D | 1399 | m | AED | 49
INF 2020-01 | 2 | 2.0819 |  | United Arab Emirates | Dubai | Hard & Soft Landscaping | DCH - Lagoons Development | Island District - Central Park | EMAAR | Gulf Landscape | Award | 2020 | Fixed Price Lump Sum | SITE WORK | Landscaping | Irrigation ducts; including all ancillary works as necessary; as Drawing No. 10207-00-LD-1101; Irrigation duct; 32mm diameter | 671 | m | AED | 24
INF 2020-01 | 2 | 2.0819 |  | United Arab Emirates | Dubai | Hard & Soft Landscaping | DCH - Lagoons Development | Island District - Central Park | EMAAR | Gulf Landscape | Award | 2020 | Fixed Price Lump Sum | SITE WORK | Landscaping | Irrigation ducts; including all ancillary works as necessary; as Drawing No. 10207-00-LD-1101; Irrigation duct; 40mm diameter | 211 | m | AED | 31
INF 2020-01 | 2 | 2.0819 |  | United Arab Emirates | Dubai | Hard & Soft Landscaping | DCH - Lagoons Development | Island District - Central Park | EMAAR | Gulf Landscape | Award | 2020 | Fixed Price Lump Sum | SITE WORK | Landscaping | Irrigation ducts; including all ancillary works as necessary; as Drawing No. 10207-00-LD-1101; Irrigation duct; 50mm diameter | 138 | m | AED | 31
INF 2020-01 | 2 | 2.0819 |  | United Arab Emirates | Dubai | Hard & Soft Landscaping | DCH - Lagoons Development | Island District - Central Park | EMAAR | Gulf Landscape | Award | 2020 | Fixed Price Lump Sum | SITE WORK | Landscaping | Irrigation ducts; including all ancillary works as necessary; as Drawing No. 10207-00-LD-1101; Irrigation duct; 75mm diameter | 113 | m | AED | 56
INF 2020-01 | 2 | 2.0819 |  | United Arab Emirates | Dubai | Hard & Soft Landscaping | DCH - Lagoons Development | Island District - Central Park | EMAAR | Gulf Landscape | Award | 2020 | Fixed Price Lump Sum | SITE WORK | Landscaping | Irrigation ducts; including all ancillary works as necessary; as Drawing No. 10207-00-LD-1101; Irrigation duct; 100mm diameter | 55 | m | AED | 96
INF 2020-01 | 2 | 2.0819 |  | United Arab Emirates | Dubai | Hard & Soft Landscaping | DCH - Lagoons Development | Island District - Central Park | EMAAR | Gulf Landscape | Award | 2020 | Fixed Price Lump Sum | SITE WORK | Landscaping | Accessories; Solenoid valve - drip | 7 | Nr | AED | 3609
INF 2020-01 | 2 | 2.0819 |  | United Arab Emirates | Dubai | Hard & Soft Landscaping | DCH - Lagoons Development | Island District - Central Park | EMAAR | Gulf Landscape | Award | 2020 | Fixed Price Lump Sum | SITE WORK | Landscaping | Accessories; Drip riser | 920 | Nr | AED | 153
INF 2020-01 | 2 | 2.0819 |  | United Arab Emirates | Dubai | Hard & Soft Landscaping | DCH - Lagoons Development | Island District - Central Park | EMAAR | Gulf Landscape | Award | 2020 | Fixed Price Lump Sum | SITE WORK | Landscaping | Accessories; Solenoid valve - spray | 10 | Nr | AED | 2956
INF 2020-01 | 2 | 2.082 |  | United Arab Emirates | Dubai | Hard & Soft Landscaping | DCH - Lagoons Development | Island District - Central Park | EMAAR | Gulf Landscape | Award | 2020 | Fixed Price Lump Sum | SITE WORK | Landscaping | Accessories; Solenoid valve - rotor | 3 | Nr | AED | 3609
INF 2020-01 | 2 | 2.082 |  | United Arab Emirates | Dubai | Hard & Soft Landscaping | DCH - Lagoons Development | Island District - Central Park | EMAAR | Gulf Landscape | Award | 2020 | Fixed Price Lump Sum | SITE WORK | Landscaping | Accessories; Gear driven sprinkler; 10 - 12m radius | 93 | Nr | AED | 74
INF 2020-01 | 2 | 2.082 |  | United Arab Emirates | Dubai | Hard & Soft Landscaping | DCH - Lagoons Development | Island District - Central Park | EMAAR | Gulf Landscape | Award | 2020 | Fixed Price Lump Sum | SITE WORK | Landscaping | Accessories; Pop-up spray; 3.0 - 4.0m radius | 514 | Nr | AED | 47
INF 2020-01 | 2 | 2.082 |  | United Arab Emirates | Dubai | Hard & Soft Landscaping | DCH - Lagoons Development | Island District - Central Park | EMAAR | Gulf Landscape | Award | 2020 | Fixed Price Lump Sum | SITE WORK | Landscaping | Accessories; Pop-up spray; 2.0 - 2.5m radius | 302 | Nr | AED | 47
INF 2020-01 | 2 | 2.082 |  | United Arab Emirates | Dubai | Hard & Soft Landscaping | DCH - Lagoons Development | Island District - Central Park | EMAAR | Gulf Landscape | Award | 2020 | Fixed Price Lump Sum | SITE WORK | Landscaping | Accessories; Pull box | 21 | Nr | AED | 274
INF 2020-01 | 2 | 2.082 |  | United Arab Emirates | Dubai | Hard & Soft Landscaping | DCH - Lagoons Development | Island District - Central Park | EMAAR | Gulf Landscape | Award | 2020 | Fixed Price Lump Sum | SITE WORK | Landscaping | Accessories; Irrigation controller | 1 | Nr | AED | 23324
INF 2020-01 | 2 | 2.082 |  | United Arab Emirates | Dubai | Hard & Soft Landscaping | DCH - Lagoons Development | Island District - Central Park | EMAAR | Gulf Landscape | Award | 2020 | Fixed Price Lump Sum | SITE WORK | Landscaping | Accessories; Isolation valve | 1 | Nr | AED | 12678
INF 2020-01 | 2 | 2.082 |  | United Arab Emirates | Dubai | Hard & Soft Landscaping | DCH - Lagoons Development | Island District - Central Park | EMAAR | Gulf Landscape | Award | 2020 | Fixed Price Lump Sum | SITE WORK | Landscaping | Control cable; pair of 14AWG decoder valve cables; laid in trenches including conduit, cabling, pulling, termination all ancillary works as necessary; Decoder control cable; 40mm diameter | 1399 | m | AED | 21
INF 2020-01 | 2 | 2.082 |  | United Arab Emirates | Dubai | Hard & Soft Landscaping | DCH - Lagoons Development | Island District - Central Park | EMAAR | Gulf Landscape | Award | 2020 | Fixed Price Lump Sum | SITE WORK | Landscaping | Irrigation main line pipes and fittings; including supports, fixings,accessories and all ancillary works as necessary; as Drawing No. 10207-00-IR-001; 75mm diameter uPVC pipe; class D | 80 | m | AED | 31
INF 2020-01 | 2 | 2.082 |  | United Arab Emirates | Dubai | Hard & Soft Landscaping | DCH - Lagoons Development | Island District - Central Park | EMAAR | Gulf Landscape | Award | 2020 | Fixed Price Lump Sum | SITE WORK | Landscaping | Drip irrigation pipes and fittings; including supports, fixings,accessories and all ancillary works as necessary; as Drawing Nos. 10207-00-IR-201 to 215; 40mm diameter uPVC pipe; class D | 390 | m | AED | 10
INF 2020-01 | 2 | 2.0821 |  | United Arab Emirates | Dubai | Hard & Soft Landscaping | DCH - Lagoons Development | Island District - Central Park | EMAAR | Gulf Landscape | Award | 2020 | Fixed Price Lump Sum | SITE WORK | Landscaping | Sprinkler irrigation pipes and fittings; including supports, fixings,accessories and all ancillary works as necessary; as Drawing Nos. 10207-00-IR-104 - 113; 40mm diameter uPVC pipe; class D | 452 | m | AED | 10
INF 2020-01 | 2 | 2.0821 |  | United Arab Emirates | Dubai | Hard & Soft Landscaping | DCH - Lagoons Development | Island District - Central Park | EMAAR | Gulf Landscape | Award | 2020 | Fixed Price Lump Sum | SITE WORK | Landscaping | Sprinkler irrigation pipes and fittings; including supports, fixings,accessories and all ancillary works as necessary; as Drawing Nos. 10207-00-IR-104 - 113; 75mm diameter uPVC pipe; class D | 90 | m | AED | 24
INF 2020-01 | 2 | 2.0821 |  | United Arab Emirates | Dubai | Hard & Soft Landscaping | DCH - Lagoons Development | Island District - Central Park | EMAAR | Gulf Landscape | Award | 2020 | Fixed Price Lump Sum | SITE WORK | Landscaping | Sprinkler irrigation pipes and fittings; including supports, fixings,accessories and all ancillary works as necessary; as Drawing Nos. 10207-00-IR-104 - 113; Irrigation duct; 100mm diameter | 300 | m | AED | 96
INF 2020-01 | 2 | 2.0821 |  | United Arab Emirates | Dubai | Hard & Soft Landscaping | DCH - Lagoons Development | Island District - Central Park | EMAAR | Gulf Landscape | Award | 2020 | Fixed Price Lump Sum | SITE WORK | Landscaping | Sprinkler irrigation pipes and fittings; including supports, fixings,accessories and all ancillary works as necessary; as Drawing Nos. 10207-00-IR-104 - 113; Irrigation duct; 32mm diameter | 300 | m | AED | 24
INF 2020-01 | 2 | 2.0821 |  | United Arab Emirates | Dubai | Hard & Soft Landscaping | DCH - Lagoons Development | Island District - Central Park | EMAAR | Gulf Landscape | Award | 2020 | Fixed Price Lump Sum | SITE WORK | Landscaping | Sprinkler irrigation pipes and fittings; including supports, fixings,accessories and all ancillary works as necessary; as Drawing Nos. 10207-00-IR-104 - 113; Irrigation duct; 40mm diameter m 100 | 100 | m | AED | 31
INF 2020-01 | 2 | 2.0821 |  | United Arab Emirates | Dubai | Hard & Soft Landscaping | DCH - Lagoons Development | Island District - Central Park | EMAAR | Gulf Landscape | Award | 2020 | Fixed Price Lump Sum | SITE WORK | Landscaping | Sprinkler irrigation pipes and fittings; including supports, fixings,accessories and all ancillary works as necessary; as Drawing Nos. 10207-00-IR-104 - 113; Flow Meter on 100mm uPVC Main | 1 | Nr | AED | 24004
INF 2020-01 | 2 | 2.0821 |  | United Arab Emirates | Dubai | Hard & Soft Landscaping | DCH - Lagoons Development | Island District - Central Park | EMAAR | Gulf Landscape | Award | 2020 | Fixed Price Lump Sum | ELECTRICAL ENGINEERING INSTALLATIONS | Final sub-circuits and auxiliary installations | Power supply provision including connection to main supply, supports, fittings, accessories and all ancillary works as necessary; to the following; Water Features 1, 2 & 3 pump room | 1 | Item | AED | 16778
INF 2020-01 | 2 | 2.0821 |  | United Arab Emirates | Dubai | Hard & Soft Landscaping | DCH - Lagoons Development | Island District - Central Park | EMAAR | Gulf Landscape | Award | 2020 | Fixed Price Lump Sum | ELECTRICAL ENGINEERING INSTALLATIONS | Final sub-circuits and auxiliary installations | LV network installation including all ancillary works as necessary (PROVISIONAL); Supply and install the following power supply cabling in trenches, including beds and surrounds with warning tapes, all civil works, excavation, backfilling and reinstatement complete; as Drawing nos.CI_EN_605_06_03_101 Rev T0 & CI_EL_606_06_03_001 Rev C2 ; 4cx240 mm² Cu/XLPE/SWA/PVC | 7 | m | AED | 426
INF 2020-01 | 2 | 2.0821 |  | United Arab Emirates | Dubai | Hard & Soft Landscaping | DCH - Lagoons Development | Island District - Central Park | EMAAR | Gulf Landscape | Award | 2020 | Fixed Price Lump Sum | ELECTRICAL ENGINEERING INSTALLATIONS | Final sub-circuits and auxiliary installations | LV network installation including all ancillary works as necessary (PROVISIONAL); Supply and install the following power supply cabling in trenches, including beds and surrounds with warning tapes, all civil works, excavation, backfilling and reinstatement complete; as Drawing nos.CI_EN_605_06_03_101 Rev T0 & CI_EL_606_06_03_001 Rev C2 ; 4cx240 mm² Cu/XLPE/SWA/PVC | 18 | m | AED | 426
INF 2020-01 | 2 | 2.0821 |  | United Arab Emirates | Dubai | Hard & Soft Landscaping | DCH - Lagoons Development | Island District - Central Park | EMAAR | Gulf Landscape | Award | 2020 | Fixed Price Lump Sum | ELECTRICAL ENGINEERING INSTALLATIONS | Final sub-circuits and auxiliary installations | LV network installation including all ancillary works as necessary (PROVISIONAL); Supply and install the following power supply cabling in trenches, including beds and surrounds with warning tapes, all civil works, excavation, backfilling and reinstatement complete; as Drawing nos.CI_EN_605_06_03_101 Rev T0 & CI_EL_606_06_03_001 Rev C2 ; 4cx150 mm² Cu/XLPE/SWA/PVC | 7 | m | AED | 262
INF 2020-01 | 2 | 2.0822 |  | United Arab Emirates | Dubai | Hard & Soft Landscaping | DCH - Lagoons Development | Island District - Central Park | EMAAR | Gulf Landscape | Award | 2020 | Fixed Price Lump Sum | ELECTRICAL ENGINEERING INSTALLATIONS | Final sub-circuits and auxiliary installations | LV network installation including all ancillary works as necessary (PROVISIONAL); Supply and install the following power supply cabling in trenches, including beds and surrounds with warning tapes, all civil works, excavation, backfilling and reinstatement complete; as Drawing nos.CI_EN_605_06_03_101 Rev T0 & CI_EL_606_06_03_001 Rev C2 ; 4cx120 mm² Cu/XLPE/SWA/PVC | 112 | m | AED | 234
INF 2020-01 | 2 | 2.0822 |  | United Arab Emirates | Dubai | Hard & Soft Landscaping | DCH - Lagoons Development | Island District - Central Park | EMAAR | Gulf Landscape | Award | 2020 | Fixed Price Lump Sum | ELECTRICAL ENGINEERING INSTALLATIONS | Final sub-circuits and auxiliary installations | LV network installation including all ancillary works as necessary (PROVISIONAL); Supply and install the following power supply cabling in trenches, including beds and surrounds with warning tapes, all civil works, excavation, backfilling and reinstatement complete; as Drawing nos.CI_EN_605_06_03_101 Rev T0 & CI_EL_606_06_03_001 Rev C2 ; 4cx95 mm² Cu/XLPE/SWA/PVC | 98 | m | AED | 198
INF 2020-01 | 2 | 2.0822 |  | United Arab Emirates | Dubai | Hard & Soft Landscaping | DCH - Lagoons Development | Island District - Central Park | EMAAR | Gulf Landscape | Award | 2020 | Fixed Price Lump Sum | ELECTRICAL ENGINEERING INSTALLATIONS | Final sub-circuits and auxiliary installations | LV network installation including all ancillary works as necessary (PROVISIONAL); Supply and install the following power supply cabling in trenches, including beds and surrounds with warning tapes, all civil works, excavation, backfilling and reinstatement complete; as Drawing nos.CI_EN_605_06_03_101 Rev T0 & CI_EL_606_06_03_001 Rev C2 ; 4cx70 mm² Cu/XLPE/SWA/PVC | 462 | m | AED | 150
INF 2020-01 | 2 | 2.0822 |  | United Arab Emirates | Dubai | Hard & Soft Landscaping | DCH - Lagoons Development | Island District - Central Park | EMAAR | Gulf Landscape | Award | 2020 | Fixed Price Lump Sum | ELECTRICAL ENGINEERING INSTALLATIONS | Final sub-circuits and auxiliary installations | LV network installation including all ancillary works as necessary (PROVISIONAL); Supply and install the following power supply cabling in trenches, including beds and surrounds with warning tapes, all civil works, excavation, backfilling and reinstatement complete; as Drawing nos.CI_EN_605_06_03_101 Rev T0 & CI_EL_606_06_03_001 Rev C2 ; 4cx50 mm² Cu/XLPE/SWA/PVC | 152 | m | AED | 136
INF 2020-01 | 2 | 2.0822 |  | United Arab Emirates | Dubai | Hard & Soft Landscaping | DCH - Lagoons Development | Island District - Central Park | EMAAR | Gulf Landscape | Award | 2020 | Fixed Price Lump Sum | ELECTRICAL ENGINEERING INSTALLATIONS | Final sub-circuits and auxiliary installations | LV network installation including all ancillary works as necessary (PROVISIONAL); Supply and install the following power supply cabling in trenches, including beds and surrounds with warning tapes, all civil works, excavation, backfilling and reinstatement complete; as Drawing nos.CI_EN_605_06_03_101 Rev T0 & CI_EL_606_06_03_001 Rev C2 ; 4cx35 mm² Cu/XLPE/SWA/PVC | 24 | m | AED | 95
INF 2020-01 | 2 | 2.0822 |  | United Arab Emirates | Dubai | Hard & Soft Landscaping | DCH - Lagoons Development | Island District - Central Park | EMAAR | Gulf Landscape | Award | 2020 | Fixed Price Lump Sum | ELECTRICAL ENGINEERING INSTALLATIONS | Final sub-circuits and auxiliary installations | LV network installation including all ancillary works as necessary (PROVISIONAL); Supply and install the following power supply cabling in trenches, including beds and surrounds with warning tapes, all civil works, excavation, backfilling and reinstatement complete; as Drawing nos.CI_EN_605_06_03_101 Rev T0 & CI_EL_606_06_03_001 Rev C2 ; 4cx25 mm² Cu/XLPE/SWA/PVC | 1242 | m | AED | 80
INF 2020-01 | 2 | 2.0822 |  | United Arab Emirates | Dubai | Hard & Soft Landscaping | DCH - Lagoons Development | Island District - Central Park | EMAAR | Gulf Landscape | Award | 2020 | Fixed Price Lump Sum | ELECTRICAL ENGINEERING INSTALLATIONS | Final sub-circuits and auxiliary installations | LV network installation including all ancillary works as necessary (PROVISIONAL); Supply and install the following power supply cabling in trenches, including beds and surrounds with warning tapes, all civil works, excavation, backfilling and reinstatement complete; as Drawing nos.CI_EN_605_06_03_101 Rev T0 & CI_EL_606_06_03_001 Rev C2 ; 4cx16 mm² Cu/XLPE/SWA/PVC | 3879 | m | AED | 59
INF 2020-01 | 2 | 2.0822 |  | United Arab Emirates | Dubai | Hard & Soft Landscaping | DCH - Lagoons Development | Island District - Central Park | EMAAR | Gulf Landscape | Award | 2020 | Fixed Price Lump Sum | ELECTRICAL ENGINEERING INSTALLATIONS | Final sub-circuits and auxiliary installations | ECC Cable; 1c x 120 mm² Cu/PVC | 24 | m | AED | 42
INF 2020-01 | 2 | 2.0822 |  | United Arab Emirates | Dubai | Hard & Soft Landscaping | DCH - Lagoons Development | Island District - Central Park | EMAAR | Gulf Landscape | Award | 2020 | Fixed Price Lump Sum | ELECTRICAL ENGINEERING INSTALLATIONS | Final sub-circuits and auxiliary installations | ECC Cable; 1c x 95 mm² Cu/PVC | 7 | m | AED | 33
INF 2020-01 | 2 | 2.0822 |  | United Arab Emirates | Dubai | Hard & Soft Landscaping | DCH - Lagoons Development | Island District - Central Park | EMAAR | Gulf Landscape | Award | 2020 | Fixed Price Lump Sum | ELECTRICAL ENGINEERING INSTALLATIONS | Final sub-circuits and auxiliary installations | ECC Cable; 1c x 50 mm² Cu/PVC | 210 | m | AED | 17.5
INF 2020-01 | 2 | 2.0823 |  | United Arab Emirates | Dubai | Hard & Soft Landscaping | DCH - Lagoons Development | Island District - Central Park | EMAAR | Gulf Landscape | Award | 2020 | Fixed Price Lump Sum | ELECTRICAL ENGINEERING INSTALLATIONS | Final sub-circuits and auxiliary installations | ECC Cable; 1c x 35 mm² Cu/PVC | 462 | m | AED | 15.5
INF 2020-01 | 2 | 2.0823 |  | United Arab Emirates | Dubai | Hard & Soft Landscaping | DCH - Lagoons Development | Island District - Central Park | EMAAR | Gulf Landscape | Award | 2020 | Fixed Price Lump Sum | ELECTRICAL ENGINEERING INSTALLATIONS | Final sub-circuits and auxiliary installations | ECC Cable; 1c x 25 mm² Cu/PVC | 176 | m | AED | 12.5
INF 2020-01 | 2 | 2.0823 |  | United Arab Emirates | Dubai | Hard & Soft Landscaping | DCH - Lagoons Development | Island District - Central Park | EMAAR | Gulf Landscape | Award | 2020 | Fixed Price Lump Sum | ELECTRICAL ENGINEERING INSTALLATIONS | Final sub-circuits and auxiliary installations | ECC Cable; 1c x 16 mm² Cu/PVC | 5110 | m | AED | 7
INF 2020-01 | 2 | 2.0823 |  | United Arab Emirates | Dubai | Hard & Soft Landscaping | DCH - Lagoons Development | Island District - Central Park | EMAAR | Gulf Landscape | Award | 2020 | Fixed Price Lump Sum | ELECTRICAL ENGINEERING INSTALLATIONS | Final sub-circuits and auxiliary installations | LS Distribution Box; LSDB | 11 | Nr | AED | 13606
INF 2020-01 | 2 | 2.0823 |  | United Arab Emirates | Dubai | Hard & Soft Landscaping | DCH - Lagoons Development | Island District - Central Park | EMAAR | Gulf Landscape | Award | 2020 | Fixed Price Lump Sum | ELECTRICAL ENGINEERING INSTALLATIONS | Equipment | Feeder Pillar; Mini Feeder Pillar | 3 | Nr | AED | 15746
INF 2020-01 | 2 | 2.0823 |  | United Arab Emirates | Dubai | Hard & Soft Landscaping | DCH - Lagoons Development | Island District - Central Park | EMAAR | Gulf Landscape | Award | 2020 | Fixed Price Lump Sum | ELECTRICAL ENGINEERING INSTALLATIONS | Final sub-circuits and auxiliary installations | Earthing; supply and install earthing system including rod and other accessories as per standard; Earthing | 14 | Nr | AED | 3864
INF 2020-01 | 2 | 2.0823 |  | United Arab Emirates | Dubai | Hard & Soft Landscaping | DCH - Lagoons Development | Island District - Central Park | EMAAR | Gulf Landscape | Award | 2020 | Fixed Price Lump Sum | ELECTRICAL ENGINEERING INSTALLATIONS | Accessories | Floor box; as Drawing No. CI_EN_605_06_02_103 Rev T0; Floor Box (1 Socket) | 25 | Nr | AED | 13377
INF 2020-01 | 2 | 2.0823 |  | United Arab Emirates | Dubai | Hard & Soft Landscaping | DCH - Lagoons Development | Island District - Central Park | EMAAR | Gulf Landscape | Award | 2020 | Fixed Price Lump Sum | ELECTRICAL ENGINEERING INSTALLATIONS | Accessories | Floor box; as Drawing No. CI_EN_605_06_02_103 Rev T0; Floor Box (4 Socket) | 1 | Nr | AED | 27503
INF 2020-01 | 2 | 2.0823 |  | United Arab Emirates | Dubai | Hard & Soft Landscaping | DCH - Lagoons Development | Island District - Central Park | EMAAR | Gulf Landscape | Award | 2020 | Fixed Price Lump Sum | ELECTRICAL ENGINEERING INSTALLATIONS | Accessories | Floor box; as Drawing No. CI_EN_605_06_02_103 Rev T0; Floor Box (6 Socket) | 13 | Nr | AED | 30970
INF 2020-01 | 2 | 2.0823 |  | United Arab Emirates | Dubai | Hard & Soft Landscaping | DCH - Lagoons Development | Island District - Central Park | EMAAR | Gulf Landscape | Award | 2020 | Fixed Price Lump Sum | ELECTRICAL ENGINEERING INSTALLATIONS | Final sub-circuits and auxiliary installations | Light fixtures including necessary control gear, fittings and fixing accessories; on concrete foundation, complete; as Drawing 10207-00-LL-000; LB1 - Light Bollards, One-sided LED bollard with 180° light output, IP65, 24.5W, Dia 170mm Height 250mm; (PC Supply Rate 1,000 AED/Nr.) | 111 | Nr | AED | 1282
INF 2020-01 | 2 | 2.0824 |  | United Arab Emirates | Dubai | Hard & Soft Landscaping | DCH - Lagoons Development | Island District - Central Park | EMAAR | Gulf Landscape | Award | 2020 | Fixed Price Lump Sum | ELECTRICAL ENGINEERING INSTALLATIONS | Final sub-circuits and auxiliary installations | Light fixtures including necessary control gear, fittings and fixing accessories; on concrete foundation, complete; as Drawing 10207-00-LL-000; LS1 - Spike mounted LED spotlights with wide beam optic to trees.To be supplied with spike, glare guard and hex cell louvre to minimise glare, IP66, 6W, Length 74mm, Width 62.5mm; (PC Supply Rate 350 AED/Nr.) | 391 | Nr | AED | 465
INF 2020-01 | 2 | 2.0824 |  | United Arab Emirates | Dubai | Hard & Soft Landscaping | DCH - Lagoons Development | Island District - Central Park | EMAAR | Gulf Landscape | Award | 2020 | Fixed Price Lump Sum | ELECTRICAL ENGINEERING INSTALLATIONS | Final sub-circuits and auxiliary installations | Light fixtures including necessary control gear, fittings and fixing accessories; on concrete foundation, complete; as Drawing 10207-00-LL-000; LS2 - Spike mounted LED spotlights with wide beam optic to trees in pots To be supplied with spike, glare guard and hex cell louvre to minimise glare, IP 66, 4W, Length 74mm, Width 62.5mm; (PC Supply Rate 350 AED/Nr.) | 46 | Nr | AED | 465
INF 2020-01 | 2 | 2.0824 |  | United Arab Emirates | Dubai | Hard & Soft Landscaping | DCH - Lagoons Development | Island District - Central Park | EMAAR | Gulf Landscape | Award | 2020 | Fixed Price Lump Sum | ELECTRICAL ENGINEERING INSTALLATIONS | Final sub-circuits and auxiliary installations | Light fixtures including necessary control gear, fittings and fixing accessories; on concrete foundation, complete; as Drawing 10207-00-LL-000; LS3 - Surface mounted LED spotlights on palm tree ring. 2nos. of spotlights to uplight palm tree crown and 2nos to downlight pathway. To be supplied with honeycomb louvre and mounting accessories, IP66, 4 x 7W 2 x 10W; (PC Supply Rate 1,500 AED/Nr.) | 138 | Nr | AED | 1953
INF 2020-01 | 2 | 2.0824 |  | United Arab Emirates | Dubai | Hard & Soft Landscaping | DCH - Lagoons Development | Island District - Central Park | EMAAR | Gulf Landscape | Award | 2020 | Fixed Price Lump Sum | ELECTRICAL ENGINEERING INSTALLATIONS | Final sub-circuits and auxiliary installations | Light fixtures including necessary control gear, fittings and fixing accessories; on concrete foundation, complete; as Drawing 10207-00-LL-000; LS4 - Surface mounted LED spotlights on palm tree ring. 2nos. of spotlights to uplight palm tree crown. To be supplied with honeycomb louvre and mounting accessories. IP66, 4 x 7W, 4 x 500lm; (PC Supply Rate 1,000 AED/Nr.) | 8 | Nr | AED | 1401
INF 2020-01 | 2 | 2.0824 |  | United Arab Emirates | Dubai | Hard & Soft Landscaping | DCH - Lagoons Development | Island District - Central Park | EMAAR | Gulf Landscape | Award | 2020 | Fixed Price Lump Sum | ELECTRICAL ENGINEERING INSTALLATIONS | Final sub-circuits and auxiliary installations | Light fixtures including necessary control gear, fittings and fixing accessories; on concrete foundation, complete; as Drawing 10207-00-LL-000; LS5 - Surface mounted LED spotlights with wide beam optic to Fitness Area. To be supplied with honeycomb louvre to minimise glare. IP67, 15W, Width 133mm, Height 185mm, Dia 99mm; (PC Supply Rate 500 AED/Nr.) | 16 | Nr | AED | 928
INF 2020-01 | 2 | 2.0824 |  | United Arab Emirates | Dubai | Hard & Soft Landscaping | DCH - Lagoons Development | Island District - Central Park | EMAAR | Gulf Landscape | Award | 2020 | Fixed Price Lump Sum | ELECTRICAL ENGINEERING INSTALLATIONS | Final sub-circuits and auxiliary installations | Light fixtures including necessary control gear, fittings and fixing accessories; on concrete foundation, complete; as Drawing 10207-00-LL-000; LS6 - Surface mounted LED spotlights with medium beam optic to Thematic Play and Splash Pad. To be supplied with honeycomb louvre to minimise glare. IP 67, 15W, Width 133mm, Height 185mm, Dia 99m; (PC Supply Rate 500 AED/Nr.) | 54 | Nr | AED | 928
INF 2020-01 | 2 | 2.0824 |  | United Arab Emirates | Dubai | Hard & Soft Landscaping | DCH - Lagoons Development | Island District - Central Park | EMAAR | Gulf Landscape | Award | 2020 | Fixed Price Lump Sum | ELECTRICAL ENGINEERING INSTALLATIONS | Final sub-circuits and auxiliary installations | Light fixtures including necessary control gear, fittings and fixing accessories; on concrete foundation, complete; as Drawing 10207-00-LL-000; LS7A - Surface mounted LED spotlights with narrow beam optic to pavilion To be supplied with asymmetrical snoot and honeycomb louvre to minimise glare,IP67, 3.5W, Width 40mm, Height 75mm, Dia 40mm; (PC Supply Rate 350 AED/Nr.) | 63 | Nr | AED | 702
INF 2020-01 | 2 | 2.0824 |  | United Arab Emirates | Dubai | Hard & Soft Landscaping | DCH - Lagoons Development | Island District - Central Park | EMAAR | Gulf Landscape | Award | 2020 | Fixed Price Lump Sum | ELECTRICAL ENGINEERING INSTALLATIONS | Final sub-circuits and auxiliary installations | Light fixtures including necessary control gear, fittings and fixing accessories; on concrete foundation, complete; as Drawing 10207-00-LL-000; LS8 - Spike mounted LED spotlights with narrow beam optic to palm trees. To be supplied with spike, glare guard and hex cell louvre to minimise glare. IP66, 6W, Length 74mm, Width 62.5mm; (PC Supply Rate 400 AED/Nr.) | 188 | Nr | AED | 520
INF 2020-01 | 2 | 2.0824 |  | United Arab Emirates | Dubai | Hard & Soft Landscaping | DCH - Lagoons Development | Island District - Central Park | EMAAR | Gulf Landscape | Award | 2020 | Fixed Price Lump Sum | ELECTRICAL ENGINEERING INSTALLATIONS | Final sub-circuits and auxiliary installations | Light fixtures including necessary control gear, fittings and fixing accessories; on concrete foundation, complete; as Drawing 10207-00-LL-000; LU1 - Inground recessed trimless uplight to seating edge. To be supplied with housing and flush sandblasted glass for trimless integration. Low glare LED source. IP67, 3W, Cup out 39mm, Recess Depth 78mm; (PC Supply Rate 200 AED/Nr.) | 220 | Nr | AED | 354
INF 2020-01 | 2 | 2.0824 |  | United Arab Emirates | Dubai | Hard & Soft Landscaping | DCH - Lagoons Development | Island District - Central Park | EMAAR | Gulf Landscape | Award | 2020 | Fixed Price Lump Sum | ELECTRICAL ENGINEERING INSTALLATIONS | Final sub-circuits and auxiliary installations | Light fixtures including necessary control gear, fittings and fixing accessories; on concrete foundation, complete; as Drawing 10207-00-LL-000; LW1 - Wall recessed LED luminaire to steps. Body has a machined half moon in front of the lens to reduce glare. Recessed installation within first fix sleeve. IP68, 1.7W, Cut out 32mm, Recess depth 35mm, Bezel 36mm; (PC Supply Rate 250 AED/Nr.) | 86 | Nr | AED | 410
INF 2020-01 | 2 | 2.0825 |  | United Arab Emirates | Dubai | Hard & Soft Landscaping | DCH - Lagoons Development | Island District - Central Park | EMAAR | Gulf Landscape | Award | 2020 | Fixed Price Lump Sum | ELECTRICAL ENGINEERING INSTALLATIONS | Final sub-circuits and auxiliary installations | Light fixtures including necessary control gear, fittings and fixing accessories; on concrete foundation, complete; as Drawing 10207-00-LL-000; LW2 - Wall recessed LED luminaire with diffused lens to seating area. Recessed installation within first fix sleeve. IP68, 1.7W, Cut out 32mm, recess depth 35mm, bezel 36mm; (PC Supply Rate 250 AED/Nr.) | 166 | Nr | AED | 463
INF 2020-01 | 2 | 2.0825 |  | United Arab Emirates | Dubai | Hard & Soft Landscaping | DCH - Lagoons Development | Island District - Central Park | EMAAR | Gulf Landscape | Award | 2020 | Fixed Price Lump Sum | ELECTRICAL ENGINEERING INSTALLATIONS | Final sub-circuits and auxiliary installations | Light fixtures including necessary control gear, fittings and fixing accessories; on concrete foundation, complete; as Drawing 10207-00-LL-000; LF1 - Festoon lighting mounted on approximately 7000mm high column. Final location and length are subject to looping of festoons and mock-up test. IP68, 1.8W, Bezel 80mm; (PC Supply Rate 500 AED/m) | 43 | m | AED | 780
INF 2020-01 | 2 | 2.0825 |  | United Arab Emirates | Dubai | Hard & Soft Landscaping | DCH - Lagoons Development | Island District - Central Park | EMAAR | Gulf Landscape | Award | 2020 | Fixed Price Lump Sum | ELECTRICAL ENGINEERING INSTALLATIONS | Final sub-circuits and auxiliary installations | Light fixtures including necessary control gear, fittings and fixing accessories; on concrete foundation, complete; as Drawing 10207-00-LL-000; LP1 - Light column to illuminate central lawn. 8nos of LED spotlights mounted on custom 11000mm high tapered column. Mock-up is required before final approval. IP67, 8 x 70W, Width 307mm, Height 240mm, Dia 170mm; (PC Supply Rate 25,000 AED/Nr.) | 11 | Nr | AED | 30941
INF 2020-01 | 2 | 2.0825 |  | United Arab Emirates | Dubai | Hard & Soft Landscaping | DCH - Lagoons Development | Island District - Central Park | EMAAR | Gulf Landscape | Award | 2020 | Fixed Price Lump Sum | ELECTRICAL ENGINEERING INSTALLATIONS | Final sub-circuits and auxiliary installations | Light fixtures including necessary control gear, fittings and fixing accessories; on concrete foundation, complete; as Drawing 10207-00-LL-000; LP3 - Light column at Entrances, Skate Park and Children's Park. 3nos of LED spotlights +1no of gobo projector mounted on custom 7000mm high tapered column. Mock-up is required before final approval. IP67, 3 x 36W, 1 x 47W, Width 254mm, Height 200mm Dia 130mm; (PC Supply Rate 12,500 AED/Nr.) | 12 | Nr | AED | 15980
INF 2020-01 | 2 | 2.0825 |  | United Arab Emirates | Dubai | Hard & Soft Landscaping | DCH - Lagoons Development | Island District - Central Park | EMAAR | Gulf Landscape | Award | 2020 | Fixed Price Lump Sum | ELECTRICAL ENGINEERING INSTALLATIONS | Final sub-circuits and auxiliary installations | Light fixtures including necessary control gear, fittings and fixing accessories; on concrete foundation, complete; as Drawing 10207-00-LL-000; LP4 - Light column at Fitness Area and Dog Park 3nos of LED spotlights mounted on custom 7000mm high tapered column. Mock-up is required before final approval. IP67, 3 x 36W, Width 254mm, Height 200mm, Dia 130mm; (PC Supply Rate 10,000 AED/Nr.) | 7 | Nr | AED | 13219
INF 2020-01 | 2 | 2.0825 |  | United Arab Emirates | Dubai | Hard & Soft Landscaping | DCH - Lagoons Development | Island District - Central Park | EMAAR | Gulf Landscape | Award | 2020 | Fixed Price Lump Sum | ELECTRICAL ENGINEERING INSTALLATIONS | Final sub-circuits and auxiliary installations | Light fixtures including necessary control gear, fittings and fixing accessories; on concrete foundation, complete; as Drawing 10207-00-LL-000; LP5 - Light column at F10:30 axis 2nos of LED spotlights mounted on custom 7000mm high tapered column. Mock-up is required before final approval. IP67, 2 x 36W,Width 211mm, Height 153mm, Dia 99mm; (PC Supply Rate 8,800 AED/Nr.) | 5 | Nr | AED | 11862
INF 2020-01 | 2 | 2.0825 |  | United Arab Emirates | Dubai | Hard & Soft Landscaping | DCH - Lagoons Development | Island District - Central Park | EMAAR | Gulf Landscape | Award | 2020 | Fixed Price Lump Sum | ELECTRICAL ENGINEERING INSTALLATIONS | Final sub-circuits and auxiliary installations | Light fixtures including necessary control gear, fittings and fixing accessories; on concrete foundation, complete; as Drawing 10207-00-LL-000; LL1 - Linear flexible diffused LED luminaire integrated within steps and seats. Opal encapsulation with vertical bending only. IP67, 6W, Profile width 15mm, Profile Height 15mm; (PC Supply Rate 400 AED/m) | 80 | m | AED | 480
INF 2020-01 | 2 | 2.0825 |  | United Arab Emirates | Dubai | Hard & Soft Landscaping | DCH - Lagoons Development | Island District - Central Park | EMAAR | Gulf Landscape | Award | 2020 | Fixed Price Lump Sum | ELECTRICAL ENGINEERING INSTALLATIONS | Final sub-circuits and auxiliary installations | Light fixtures including necessary control gear, fittings and fixing accessories; on concrete foundation, complete; as Drawing 10207-00-LL-000; LL3 - Linear flexible diffused LED luminaire integrated within feature ceiling at Pavilion and Changing Room. Opal encapsulation with horizontal bending only. IP67, 6W, Profile width 12mm, Profile Height 20.5mm; (PC Supply Rate 400 AED/m) | 30 | m | AED | 516
INF 2020-01 | 2 | 2.0825 |  | United Arab Emirates | Dubai | Hard & Soft Landscaping | DCH - Lagoons Development | Island District - Central Park | EMAAR | Gulf Landscape | Award | 2020 | Fixed Price Lump Sum | ELECTRICAL ENGINEERING INSTALLATIONS | Final sub-circuits and auxiliary installations | Light fixtures including necessary control gear, fittings and fixing accessories; on concrete foundation, complete; as Drawing 10207-00-LL-000; lu2-Inground recesssed LED wallwash to amphitheater steps. Recessed installation within first fix sleeve. LED source. IP67,1.7W (PC Supply rate 250 AED/Nr) | 30 | Nr | AED | 463
INF 2020-01 | 2 | 2.0825 |  | United Arab Emirates | Dubai | Hard & Soft Landscaping | DCH - Lagoons Development | Island District - Central Park | EMAAR | Gulf Landscape | Award | 2020 | Fixed Price Lump Sum | ELECTRICAL ENGINEERING INSTALLATIONS | Final sub-circuits and auxiliary installations | Landscape lighting including all ancillary works as necessary (PROVISIONAL); Supply and install the following lighting power supply cabling in trenches, including beds and surrounds with warning tapes, all civil works, excavation, backfilling and reinstatement complete; as Drawing No. CI_EL_606_06_03_001 Rev C2; 4cx6 mm² Cu/XLPE/SWA/PVC | 3042 | m | AED | 21
INF 2020-01 | 2 | 2.0826 |  | United Arab Emirates | Dubai | Hard & Soft Landscaping | DCH - Lagoons Development | Island District - Central Park | EMAAR | Gulf Landscape | Award | 2020 | Fixed Price Lump Sum | ELECTRICAL ENGINEERING INSTALLATIONS | Final sub-circuits and auxiliary installations | Landscape lighting including all ancillary works as necessary (PROVISIONAL); Supply and install the following lighting power supply cabling in trenches, including beds and surrounds with warning tapes, all civil works, excavation, backfilling and reinstatement complete; as Drawing No. CI_EL_606_06_03_001 Rev C2; 4cx10 mm² Cu/XLPE/SWA/PVC | 3003 | m | AED | 28
INF 2020-01 | 2 | 2.0826 |  | United Arab Emirates | Dubai | Hard & Soft Landscaping | DCH - Lagoons Development | Island District - Central Park | EMAAR | Gulf Landscape | Award | 2020 | Fixed Price Lump Sum | ELECTRICAL ENGINEERING INSTALLATIONS | Final sub-circuits and auxiliary installations | Landscape lighting including all ancillary works as necessary (PROVISIONAL); Supply and install the following lighting power supply cabling in trenches, including beds and surrounds with warning tapes, all civil works, excavation, backfilling and reinstatement complete; as Drawing No. CI_EL_606_06_03_001 Rev C2; 4cx16 mm² Cu/XLPE/SWA/PVC | 5040 | m | AED | 35
INF 2020-01 | 2 | 2.0826 |  | United Arab Emirates | Dubai | Hard & Soft Landscaping | DCH - Lagoons Development | Island District - Central Park | EMAAR | Gulf Landscape | Award | 2020 | Fixed Price Lump Sum | ELECTRICAL ENGINEERING INSTALLATIONS | Final sub-circuits and auxiliary installations | ECC Cable; 3c x 2.5 mm² S Flexible cable inside 32mm conduit | 16800 | m | AED | 11
INF 2020-01 | 2 | 2.0826 |  | United Arab Emirates | Dubai | Hard & Soft Landscaping | DCH - Lagoons Development | Island District - Central Park | EMAAR | Gulf Landscape | Award | 2020 | Fixed Price Lump Sum | ELECTRICAL ENGINEERING INSTALLATIONS | Final sub-circuits and auxiliary installations | ECC Cable; DALI Control Cables | 11084 | m | AED | 11
INF 2020-01 | 2 | 2.0826 |  | United Arab Emirates | Dubai | Hard & Soft Landscaping | DCH - Lagoons Development | Island District - Central Park | EMAAR | Gulf Landscape | Award | 2020 | Fixed Price Lump Sum | ELECTRICAL ENGINEERING INSTALLATIONS | Final sub-circuits and auxiliary installations | Lighting Control System; supply and installation of DALI Lighting Control System for 10 Zones; with and including Headend Control Station; as Drawing No. CI_EL_606_06_03_001 Rev C2; Lighting Control System | 1 | Item | AED | 304950
INF 2020-01 | 2 | 2.0826 |  | United Arab Emirates | Dubai | Hard & Soft Landscaping | DCH - Lagoons Development | Island District - Central Park | EMAAR | Gulf Landscape | Award | 2020 | Fixed Price Lump Sum | ELECTRICAL ENGINEERING INSTALLATIONS | Final sub-circuits and auxiliary installations | Junction Box; as Drawing No. CI_EL_606_06_03_001 Rev C2; Junction Box; size 355x255x122mm | 534 | Nr | AED | 295
INF 2020-01 | 2 | 2.0826 |  | United Arab Emirates | Dubai | Hard & Soft Landscaping | DCH - Lagoons Development | Island District - Central Park | EMAAR | Gulf Landscape | Award | 2020 | Fixed Price Lump Sum | ELECTRICAL ENGINEERING INSTALLATIONS | Final sub-circuits and auxiliary installations | Manhole /Pull Pit; reinforced concrete chamber; including ductile iron manhole cover, excavation, disposal, backfilling & waterproofing; as Drawing No. CI_EL_606_06_03_001 Rev C2; Pull Pit; size 900X900mm | 534 | Nr | AED | 1314
INF 2020-01 | 2 | 2.0826 |  | United Arab Emirates | Dubai | Hard & Soft Landscaping | DCH - Lagoons Development | Island District - Central Park | EMAAR | Gulf Landscape | Award | 2020 | Fixed Price Lump Sum | MECHANICAL ENGINEERING INSTALLATIONS | Ductwork | Duct; as Drawing No. CI_EL_606_06_03_001 Rev C2; UPVC Duct; 1 x 100mm diameter | 10749 | m | AED | 39
INF 2020-01 | 2 | 2.0826 |  | United Arab Emirates | Dubai | Hard & Soft Landscaping | DCH - Lagoons Development | Island District - Central Park | EMAAR | Gulf Landscape | Award | 2020 | Fixed Price Lump Sum | ELECTRICAL ENGINEERING INSTALLATIONS | Final sub-circuits and auxiliary installations | Earthing; supply and install earthing system; including rod and other accessories; as per standard and Drawing No. CI_EL_606_06_03_001 Rev C2; Earthing | 76 | Nr | AED | 1042
INF 2020-01 | 2 | 2.0826 |  | United Arab Emirates | Dubai | Hard & Soft Landscaping | DCH - Lagoons Development | Island District - Central Park | EMAAR | Gulf Landscape | Award | 2020 | Fixed Price Lump Sum | ELECTRICAL ENGINEERING INSTALLATIONS | Final sub-circuits and auxiliary installations | 32mm uPVC Duct for DALI Cable as per Addendum 11, RTQ 11.7 | 1 | m | AED | 11.25
INF 2020-01 | 2 | 2.0827 |  | United Arab Emirates | Dubai | Hard & Soft Landscaping | DCH - Lagoons Development | Island District - Central Park | EMAAR | Gulf Landscape | Award | 2020 | Fixed Price Lump Sum | ELECTRICAL ENGINEERING INSTALLATIONS | Final sub-circuits and auxiliary installations | LS2 - Spike mounted LED spotlights with wide beam optic to trees in pots To be supplied with spike, glare guard and hex cell louvre to minimise glare, IP 66, 4W, Length 74mm, Width 62.5mm; (PC Supply Rate 350 AED/Nr.) | 2 | Nr | AED | 465
INF 2020-01 | 2 | 2.0827 |  | United Arab Emirates | Dubai | Hard & Soft Landscaping | DCH - Lagoons Development | Island District - Central Park | EMAAR | Gulf Landscape | Award | 2020 | Fixed Price Lump Sum | ELECTRICAL ENGINEERING INSTALLATIONS | Final sub-circuits and auxiliary installations | LU1 - Inground recessed trimless uplight to seating edge. To be supplied with housing and flush sandblasted glass for trimless integration. Low glare LED source. IP67, 3W, Cup out 39mm, Recess Depth 78mm; (PC Supply Rate 200 AED/Nr.) | 10 | Nr | AED | 354
INF 2020-01 | 2 | 2.0827 |  | United Arab Emirates | Dubai | Hard & Soft Landscaping | DCH - Lagoons Development | Island District - Central Park | EMAAR | Gulf Landscape | Award | 2020 | Fixed Price Lump Sum | ELECTRICAL ENGINEERING INSTALLATIONS | Final sub-circuits and auxiliary installations | LL1 - Linear flexible diffused LED luminaire integrated within steps and seats. Opal encapsulation with vertical bending only. IP67, 6W, Profile width 15mm, Profile Height 15mm; (PC Supply Rate 400 AED/m) | 80 | m | AED | 480
INF 2022-02 | 2 | 2.0827 |  | United Arab Emirates | Dubai | Hard & Soft Landscaping | DCH - Lagoons Development | Splash Pad & Toilet Block | EMAAR | Green Dunes | Award | 2022 | Fixed Price Lump Sum | SITE WORK | Landscaping | Design and Build Splash Pad; mangrove theme; including structure, finishes, MEP and all ancillary works as necessary; as Drawing Nos. 10207-00-LD-621 to 624 ; Porous polyollefin pebble softball surface; 8-10mm safety surface, cured and glued to shot blasted concrete (measured separately); as Drawing No. LD-152 detail 4 | 515 | m² | AED | 994
INF 2022-02 | 2 | 2.0827 |  | United Arab Emirates | Dubai | Hard & Soft Landscaping | DCH - Lagoons Development | Splash Pad & Toilet Block | EMAAR | Green Dunes | Award | 2022 | Fixed Price Lump Sum | CONCRETE WORK | Poured concrete | Design and Build Splash Pad; mangrove theme; including structure, finishes, MEP and all ancillary works as necessary; as Drawing Nos. 10207-00-LD-621 to 624 ; Shot blasted reinforced concrete base; 150mm thick | 515 | m² | AED | 90
INF 2022-02 | 2 | 2.0827 |  | United Arab Emirates | Dubai | Hard & Soft Landscaping | DCH - Lagoons Development | Splash Pad & Toilet Block | EMAAR | Green Dunes | Award | 2022 | Fixed Price Lump Sum | SITE WORK | Filling | Design and Build Splash Pad; mangrove theme; including structure, finishes, MEP and all ancillary works as necessary; as Drawing Nos. 10207-00-LD-621 to 624 ; Compacted sub base; 150mm thick | 515 | m² | AED | 24
INF 2022-02 | 2 | 2.0827 |  | United Arab Emirates | Dubai | Hard & Soft Landscaping | DCH - Lagoons Development | Splash Pad & Toilet Block | EMAAR | Green Dunes | Award | 2022 | Fixed Price Lump Sum | THERMAL AND MOISTURE PROTECTION | Coverings and linings | Design and Build Splash Pad; mangrove theme; including structure, finishes, MEP and all ancillary works as necessary; as Drawing Nos. 10207-00-LD-621 to 624 ; Waterproofing to Splash Pad | 515 | m² | AED | 72
INF 2022-02 | 2 | 2.0827 |  | United Arab Emirates | Dubai | Hard & Soft Landscaping | DCH - Lagoons Development | Splash Pad & Toilet Block | EMAAR | Green Dunes | Award | 2022 | Fixed Price Lump Sum | SITE WORK | Landscaping | Design and Build Splash Pad; mangrove theme; including structure, finishes, MEP and all ancillary works as necessary; as Drawing Nos. 10207-00-LD-621 to 624 ; Play mound in varying height | 43 | m² | AED | 350
INF 2022-02 | 2 | 2.0827 |  | United Arab Emirates | Dubai | Hard & Soft Landscaping | DCH - Lagoons Development | Splash Pad & Toilet Block | EMAAR | Green Dunes | Award | 2022 | Fixed Price Lump Sum | SITE WORK | Landscaping | Design and Build Splash Pad; mangrove theme; including structure, finishes, MEP and all ancillary works as necessary; as Drawing Nos. 10207-00-LD-621 to 624 ; Shade; mild steel in powder coated finish to angled and inclined post, brackets, stainless steel rope cable & fixings, UPVC shade fabric; including, structural foundation, accessories and all ancillary works; as Drawing No. 10207-00-LD-416 with free issue light fittings type LS6 | 350 | m² | AED | 477
INF 2022-02 | 2 | 2.0827 |  | United Arab Emirates | Dubai | Hard & Soft Landscaping | DCH - Lagoons Development | Splash Pad & Toilet Block | EMAAR | Green Dunes | Award | 2022 | Fixed Price Lump Sum | MECHANICAL ENGINEERING INSTALLATIONS | Equipment | Design and Build Splash Pad; mangrove theme; including structure, finishes, MEP and all ancillary works as necessary; as Drawing Nos. 10207-00-LD-621 to 624 ; Tunnel arch jets | 41 | m | AED | 1589
INF 2022-02 | 2 | 2.0828 |  | United Arab Emirates | Dubai | Hard & Soft Landscaping | DCH - Lagoons Development | Splash Pad & Toilet Block | EMAAR | Green Dunes | Award | 2022 | Fixed Price Lump Sum | SPECIAL CONSTRUCTION | Enclosures | Design and Build Splash Pad; mangrove theme; including structure, finishes, MEP and all ancillary works as necessary; as Drawing Nos. 10207-00-LD-621 to 624 ; Water tower structure; 4500-5500mm varying height, stainless steel, electroplated smooth finish | 3 | Nr | AED | 93976
INF 2022-02 | 2 | 2.0828 |  | United Arab Emirates | Dubai | Hard & Soft Landscaping | DCH - Lagoons Development | Splash Pad & Toilet Block | EMAAR | Green Dunes | Award | 2022 | Fixed Price Lump Sum | SPECIAL CONSTRUCTION | Enclosures | Design and Build Splash Pad; mangrove theme; including structure, finishes, MEP and all ancillary works as necessary; as Drawing Nos. 10207-00-LD-621 to 624 ; Feature stand of Flamingo; stainless steel, electroplated smooth finish | 4 | Nr | AED | 56627
INF 2022-02 | 2 | 2.0828 |  | United Arab Emirates | Dubai | Hard & Soft Landscaping | DCH - Lagoons Development | Splash Pad & Toilet Block | EMAAR | Green Dunes | Award | 2022 | Fixed Price Lump Sum | MECHANICAL ENGINEERING INSTALLATIONS | Equipment | Design and Build Splash Pad; mangrove theme; including structure, finishes, MEP and all ancillary works as necessary; as Drawing Nos. 10207-00-LD-621 to 624 ; Slalom sticks; multi height, stainless steel, electroplated smooth finish | 1 | Item | AED | 303855
INF 2022-02 | 2 | 2.0828 |  | United Arab Emirates | Dubai | Hard & Soft Landscaping | DCH - Lagoons Development | Splash Pad & Toilet Block | EMAAR | Green Dunes | Award | 2022 | Fixed Price Lump Sum | MECHANICAL ENGINEERING INSTALLATIONS | Equipment | Design and Build Splash Pad; mangrove theme; including structure, finishes, MEP and all ancillary works as necessary; as Drawing Nos. 10207-00-LD-621 to 624 ; Water jets; including tall bubbler jet, short bubbler jet, chasing floor jet, elevated nozzles water flower | 1 | Item | AED | 836506
INF 2022-02 | 2 | 2.0828 |  | United Arab Emirates | Dubai | Hard & Soft Landscaping | DCH - Lagoons Development | Splash Pad & Toilet Block | EMAAR | Green Dunes | Award | 2022 | Fixed Price Lump Sum | SPECIAL CONSTRUCTION | Enclosures | Underground pump rooms; size 4000 x 4000 x 2500mm | 1 | Nr | AED | 53976
INF 2022-02 | 2 | 2.0828 |  | United Arab Emirates | Dubai | Hard & Soft Landscaping | DCH - Lagoons Development | Splash Pad & Toilet Block | EMAAR | Green Dunes | Award | 2022 | Fixed Price Lump Sum | MECHANICAL ENGINEERING INSTALLATIONS | Equipment | Balancing tank; size 3000 x 2000 x 2500mm | 1 | Nr | AED | 25301
INF 2022-02 | 2 | 2.0828 |  | United Arab Emirates | Dubai | Hard & Soft Landscaping | DCH - Lagoons Development | Splash Pad & Toilet Block | EMAAR | Green Dunes | Award | 2022 | Fixed Price Lump Sum | MECHANICAL ENGINEERING INSTALLATIONS | Equipment | Aluminum safety fence around splash pad area with 2 gates as per drawing ref. 7623-00/LD-304 | 1 | Item | AED | 138259
INF 2022-02 | 2 | 2.0828 |  | United Arab Emirates | Dubai | Hard & Soft Landscaping | DCH - Lagoons Development | Splash Pad & Toilet Block | EMAAR | Green Dunes | Award | 2022 | Fixed Price Lump Sum | MECHANICAL ENGINEERING INSTALLATIONS | Pipework and gutterwork | Slot drain; including stainless steel slot drain edge, 200 x 600mm stainless steel inspection cover, concrete base, compacted sub base, accessories and all ancillary works as necessary; as Drawing No. 10207-00-LD-161 detail 2 | 1 | Item | AED | 75856
INF 2022-02 | 2 | 2.0828 |  | United Arab Emirates | Dubai | Hard & Soft Landscaping | DCH - Lagoons Development | Splash Pad & Toilet Block | EMAAR | Green Dunes | Award | 2022 | Fixed Price Lump Sum | SPECIAL CONSTRUCTION | Installations | Pre-fabricated cabin Toilet Block; size 9.7m x 6.8m, as per below details; ; Consisting of: (i) Male Toilet with 3 No. European Water Closets, 4 No. Wash Basins & 4 No. urinals; (ii) Female Toilet with 4 No. European Water Closets & 4 No. Wash Basins; (iii) Handicap Toilet with 1 No. Water Closet & Wash Basin; (iv) Janitor Room with 1 No. Wash Basin; Ticket office; with changing lobbies, aluminum pergold and including connection to existing utilities. (RAK Ceramics floor & wall tiling to wet areas, milano sanitary wares, HPL toilet partition & doors) | 1 | Nr | AED | 332390
INF 2022-02 | 2 | 2.0828 |  | United Arab Emirates | Dubai | Hard & Soft Landscaping | DCH - Lagoons Development | Splash Pad & Toilet Block | EMAAR | Green Dunes | Award | 2022 | Fixed Price Lump Sum | SITE WORK | Paving and surfacing | Concrete paving; including bedding, build-up, fixing, joints and all ancillary works as necessary ; PCP-HO-427: Precast concrete paver, 80mm thick, honed finish; to secondary path; as Drawing No. 10207-00-LD-105 | 30 | m² | AED | 156
INF 2022-02 | 2 | 2.0829 |  | United Arab Emirates | Dubai | Hard & Soft Landscaping | DCH - Lagoons Development | Splash Pad & Toilet Block | EMAAR | Green Dunes | Award | 2022 | Fixed Price Lump Sum | SITE WORK | Paving and surfacing | Concrete paving; including bedding, build-up, fixing, joints and all ancillary works as necessary ; PCP-HO-427: Precast concrete paver band 200mm wide, 80mm thick, honed finish | 19 | m | AED | 58
INF 2022-02 | 2 | 2.0829 |  | United Arab Emirates | Dubai | Hard & Soft Landscaping | DCH - Lagoons Development | Splash Pad & Toilet Block | EMAAR | Green Dunes | Award | 2022 | Fixed Price Lump Sum | CONCRETE WORK | Precast concrete | Seat wall Type 3; precast concrete, profiled, diamond cut, light beige colour, 450mm high including concrete base, sub-base, lighting provision, accessories and all ancillary works as necessary; as Drawing Nos. 307/ 308 ; Type S3; 600mm wide, overall length 10.34m (approximate) to Splash Pad area | 1 | Nr | AED | 15872
INF 2022-02 | 2 | 2.0829 |  | United Arab Emirates | Dubai | Hard & Soft Landscaping | DCH - Lagoons Development | Splash Pad & Toilet Block | EMAAR | Green Dunes | Award | 2022 | Fixed Price Lump Sum | CONCRETE WORK | Precast concrete | Seat wall Type 3; precast concrete, profiled, diamond cut, light beige colour, 450mm high including concrete base, sub-base, lighting provision, accessories and all ancillary works as necessary; as Drawing Nos. 307/ 308 ; Type S3; 600mm wide, overall length 20.70m (approximate) to Splash Pad area | 1 | Nr | AED | 31894
INF 2022-02 | 2 | 2.0829 |  | United Arab Emirates | Dubai | Hard & Soft Landscaping | DCH - Lagoons Development | Splash Pad & Toilet Block | EMAAR | Green Dunes | Award | 2022 | Fixed Price Lump Sum | CONCRETE WORK | Precast concrete | Seat wall Type 3; precast concrete, profiled, diamond cut, light beige colour, 450mm high including concrete base, sub-base, lighting provision, accessories and all ancillary works as necessary; as Drawing Nos. 307/ 308 ; Type S3; 600mm wide, overall length 9.10m (approximate) to Toilet Block area | 1 | Nr | AED | 14115
INF 2022-02 | 2 | 2.0829 |  | United Arab Emirates | Dubai | Hard & Soft Landscaping | DCH - Lagoons Development | Splash Pad & Toilet Block | EMAAR | Green Dunes | Award | 2022 | Fixed Price Lump Sum | CONCRETE WORK | Precast concrete | Seat wall Type 3; precast concrete, profiled, diamond cut, light beige colour, 450mm high including concrete base, sub-base, lighting provision, accessories and all ancillary works as necessary; as Drawing Nos. 307/ 308 ; Type S3; 600mm wide, overall length 2.71m (approximate) to Toilet Block area | 1 | Nr | AED | 4267
INF 2022-02 | 2 | 2.0829 |  | United Arab Emirates | Dubai | Hard & Soft Landscaping | DCH - Lagoons Development | Splash Pad & Toilet Block | EMAAR | Green Dunes | Award | 2022 | Fixed Price Lump Sum | SITE WORK | Landscaping | Trees ; Plumeria Obtusa - PLUM.O1 - 2.0m overall height, multi-branched, min. 4-5 branches, 40-50mm caliper | 3 | Nr | AED | 1292
INF 2022-02 | 2 | 2.0829 |  | United Arab Emirates | Dubai | Hard & Soft Landscaping | DCH - Lagoons Development | Splash Pad & Toilet Block | EMAAR | Green Dunes | Award | 2022 | Fixed Price Lump Sum | SITE WORK | Landscaping | Trees ; Plumeria Obsusa Specimen - PLUM.OS - 2.5m overall height, multi-branched, min. 3-4 branches, 60-70mm caliper | 4 | Nr | AED | 1762
INF 2022-02 | 2 | 2.0829 |  | United Arab Emirates | Dubai | Hard & Soft Landscaping | DCH - Lagoons Development | Splash Pad & Toilet Block | EMAAR | Green Dunes | Award | 2022 | Fixed Price Lump Sum | SITE WORK | Landscaping | Trees ; Pongamia Glabra - PONG.G - 1.8m clear stem height, 70-80mm caliper | 13 | Nr | AED | 1695
INF 2022-02 | 2 | 2.0829 |  | United Arab Emirates | Dubai | Hard & Soft Landscaping | DCH - Lagoons Development | Splash Pad & Toilet Block | EMAAR | Green Dunes | Award | 2022 | Fixed Price Lump Sum | SITE WORK | Landscaping | Shrubs ; Clerodendrum Inerme - CLER.I - 6/m2 spacing, 0.40-0.60m height | 782 | Nr | AED | 21
INF 2022-02 | 2 | 2.0829 |  | United Arab Emirates | Dubai | Hard & Soft Landscaping | DCH - Lagoons Development | Splash Pad & Toilet Block | EMAAR | Green Dunes | Award | 2022 | Fixed Price Lump Sum | SITE WORK | Landscaping | Ground Covers ; Asystasia Gangetica - ASYS.G - 0.30 - 0.40 height | 204 | Nr | AED | 11
INF 2022-02 | 2 | 2.083 |  | United Arab Emirates | Dubai | Hard & Soft Landscaping | DCH - Lagoons Development | Splash Pad & Toilet Block | EMAAR | Green Dunes | Award | 2022 | Fixed Price Lump Sum | SITE WORK | Landscaping | Ground Covers ; Portulacaria Afra - PORT.A - 9 m² spacing, 0.15m spread | 288 | Nr | AED | 11
INF 2022-02 | 2 | 2.083 |  | United Arab Emirates | Dubai | Hard & Soft Landscaping | DCH - Lagoons Development | Splash Pad & Toilet Block | EMAAR | Green Dunes | Award | 2022 | Fixed Price Lump Sum | SITE WORK | Landscaping | Ground Covers ; Ruellia Ciliosa - RUEL.C - 0.30-0.50m height | 842 | Nr | AED | 11
INF 2022-02 | 2 | 2.083 |  | United Arab Emirates | Dubai | Hard & Soft Landscaping | DCH - Lagoons Development | Splash Pad & Toilet Block | EMAAR | Green Dunes | Award | 2022 | Fixed Price Lump Sum | SITE WORK | Landscaping | Grass ; Pennisetum Setaceum - PENN.S - 3 m² spacing, 0.40-0.60m height | 123 | Nr | AED | 31
INF 2022-02 | 2 | 2.083 |  | United Arab Emirates | Dubai | Hard & Soft Landscaping | DCH - Lagoons Development | Splash Pad & Toilet Block | EMAAR | Green Dunes | Award | 2022 | Fixed Price Lump Sum | SITE WORK | Landscaping | Grass ; Lawn - All Lawn to be Paspalum vaginatum - Stolons | 260 | m² | AED | 65
2023-01 | 3 | 3 |  | United Arab Emirates | Dubai | Hard & Soft Landscaping | Al Furjan | Package 8&9 | NAKHEEL | Green & More | Award | 2023 | Fixed Price Lump Sum | SITE WORK | Site preparation | Site Clearance; to approved area; Removal of debris, rubbish, vegetation, any existing foundation and services and the like prior to the commencement of excavation works; including disposal to approved location | 6459 | m² | AED | 1.3
2023-01 | 3 | 3 |  | United Arab Emirates | Dubai | Hard & Soft Landscaping | Al Furjan | Package 8&9 | NAKHEEL | Green & More | Award | 2023 | Fixed Price Lump Sum | SITE WORK | Excavation | Excavation works; including all ancillary works as necessary; from site existing levels up to the proposed grading levels; Excavation from existing grade levels up to proposed levels | 1 | Item | AED | 37932.1
2023-01 | 3 | 3 |  | United Arab Emirates | Dubai | Hard & Soft Landscaping | Al Furjan | Package 8&9 | NAKHEEL | Green & More | Award | 2023 | Fixed Price Lump Sum | SITE WORK | Excavation | Excavation works; including all ancillary works as necessary; from site existing levels up to the proposed grading levels; Excavation from existing grade levels up to proposed level (RATE ONLY) | 1 | m³ | AED | 29.68
2023-01 | 3 | 3 |  | United Arab Emirates | Dubai | Hard & Soft Landscaping | Al Furjan | Package 8&9 | NAKHEEL | Green & More | Award | 2023 | Fixed Price Lump Sum | SITE WORK | Excavation | Excavation works; including all ancillary works as necessary; from site Level +0.00 up to the required levels; Excavation to reduce levels; not exceeding 250mm depth; to paving and surface finish area | 57 | m³ | AED | 9.7
2023-01 | 3 | 3 |  | United Arab Emirates | Dubai | Hard & Soft Landscaping | Al Furjan | Package 8&9 | NAKHEEL | Green & More | Award | 2023 | Fixed Price Lump Sum | SITE WORK | Excavation | Excavation works; including all ancillary works as necessary; from site Level +0.00 up to the required levels; Excavation to reduce levels; over 250mm but not exceeding 500mm depth; to paving and surface finish area | 1291 | m³ | AED | 9.7
2023-01 | 3 | 3.0001 |  | United Arab Emirates | Dubai | Hard & Soft Landscaping | Al Furjan | Package 8&9 | NAKHEEL | Green & More | Award | 2023 | Fixed Price Lump Sum | SITE WORK | Excavation | Excavation works; including all ancillary works as necessary; from site Level +0.00 up to the required levels; Excavation to reduce level; over 250mm but not exceeding 500mm; to planting area | 35 | m³ | AED | 9.7
2023-01 | 3 | 3.0001 |  | United Arab Emirates | Dubai | Hard & Soft Landscaping | Al Furjan | Package 8&9 | NAKHEEL | Green & More | Award | 2023 | Fixed Price Lump Sum | SITE WORK | Excavation | Excavation works; including all ancillary works as necessary; from site Level +0.00 up to the required levels; Excavation to reduce level; over 500mm but not exceeding 750mm; to planting area | 708 | m³ | AED | 9.7
2023-01 | 3 | 3.0001 |  | United Arab Emirates | Dubai | Hard & Soft Landscaping | Al Furjan | Package 8&9 | NAKHEEL | Green & More | Award | 2023 | Fixed Price Lump Sum | SITE WORK | Excavation | Excavation works; including all ancillary works as necessary; from site Level +0.00 up to the required levels; Pit excavation; over 1000mm but not exceeding 1500mm depth; to receive tree pits | 228 | m³ | AED | 9.7
2023-01 | 3 | 3.0001 |  | United Arab Emirates | Dubai | Hard & Soft Landscaping | Al Furjan | Package 8&9 | NAKHEEL | Green & More | Award | 2023 | Fixed Price Lump Sum | SITE WORK | Disposal | Disposal of unsuitable and surplus materials arising from excavation; Removed on site including a suitable tip (RATE ONLY) | 1 | m³ | AED | 16.9
2023-01 | 3 | 3.0001 |  | United Arab Emirates | Dubai | Hard & Soft Landscaping | Al Furjan | Package 8&9 | NAKHEEL | Green & More | Award | 2023 | Fixed Price Lump Sum | SITE WORK | Disposal | Disposal of unsuitable and surplus materials arising from excavation; Removed off-site material | 2319 | m³ | AED | 25.5
2023-01 | 3 | 3.0001 |  | United Arab Emirates | Dubai | Hard & Soft Landscaping | Al Furjan | Package 8&9 | NAKHEEL | Green & More | Award | 2023 | Fixed Price Lump Sum | SITE WORK | Filling | Filling to make up levels; including compaction and all ancillary works as necessary; 150mm thick aggregate sub-base course compacted to 95% MDD; to type PV01, PV02, PP01, PP03, PP05, AS01 and EP01 | 567 | m³ | AED | 119
2023-01 | 3 | 3.0001 |  | United Arab Emirates | Dubai | Hard & Soft Landscaping | Al Furjan | Package 8&9 | NAKHEEL | Green & More | Award | 2023 | Fixed Price Lump Sum | SITE WORK | Filling | Filling to make up levels; including compaction and all ancillary works as necessary; 150mm thick compacted sub-base; to type PB01 and PB04 | 85 | m³ | AED | 119
2023-01 | 3 | 3.0001 |  | United Arab Emirates | Dubai | Hard & Soft Landscaping | Al Furjan | Package 8&9 | NAKHEEL | Green & More | Award | 2023 | Fixed Price Lump Sum | SITE WORK | Paving and surfacing | Precast concrete paving; in shotblast finish; laid on 50mm thick sharp sand bed with 2/3mm joint filled with sand, 150mm thick aggregate sub-base (measured separately) and compacted existing sub-grade; including grout mortar, joint and edge treatment and including all ancillary works as necessary; Type PV01; PCC Paver 'Tegula'; varying size; A -(15%) 160 x 160 x 80mm - light grey, B -(5%) 120 x 160 x 80mm - medium grey, E - (80%) 160 x 160 x 80mm - dark grey | 1195 | m² | AED | 80.5
2023-01 | 3 | 3.0001 |  | United Arab Emirates | Dubai | Hard & Soft Landscaping | Al Furjan | Package 8&9 | NAKHEEL | Green & More | Award | 2023 | Fixed Price Lump Sum | SITE WORK | Paving and surfacing | Precast concrete paving; in shotblast finish; laid on 50mm thick sharp sand bed with 2/3mm joint filled with sand, 150mm thick aggregate sub-base (measured separately) and compacted existing sub-grade; including grout mortar, joint and edge treatment and including all ancillary works as necessary; Type PV02; PCC Paver 'Tegula'; varying size; A -(15%) 120 x 160 x 60mm - light grey, B -(5%) 120 x 160 x 60mm - medium grey, C -(25%) 160 x 160 x 60mm - light grey, D -(20%) 160 x 160 x 60mm - medium grey, E -(10%) 160 x 160 x 60mm - dark grey, F -(25%) 160 x 240 x 60mm - light grey | 2576 | m² | AED | 78.4
2023-01 | 3 | 3.0002 |  | United Arab Emirates | Dubai | Hard & Soft Landscaping | Al Furjan | Package 8&9 | NAKHEEL | Green & More | Award | 2023 | Fixed Price Lump Sum | SITE WORK | Paving and surfacing | Type PP03; PCC Paver 'Sienna'; varying size in running bond pattern; 80% light grey & 20% medium grey color in different sizes; A - 240 x 200 x 60mm; B - 160x200x60mm; C - 120x200x60mm; D - 150x120x60mm; E - 120x120x60mm thick | 6 | m² | AED | 85.1
2023-01 | 3 | 3.0002 |  | United Arab Emirates | Dubai | Hard & Soft Landscaping | Al Furjan | Package 8&9 | NAKHEEL | Green & More | Award | 2023 | Fixed Price Lump Sum | SITE WORK | Paving and surfacing | Precast concrete paving band; in shotblast finish; laid on 30mm thick mortar bed with 3-5mm colour matched grout, 150mm thick concrete base and 150mm thick compacted sub-base (measured separately); including grout mortar, joint and edge treatment and including all ancillary works as necessary; Type PB01; size 200 x 300 x 80mm thick; in dark grey color | 2845 | m | AED | 53.3
2023-01 | 3 | 3.0002 |  | United Arab Emirates | Dubai | Hard & Soft Landscaping | Al Furjan | Package 8&9 | NAKHEEL | Green & More | Award | 2023 | Fixed Price Lump Sum | SITE WORK | Paving and surfacing | Precast concrete paving band; in shotblast finish; laid on 30mm thick mortar bed with 3-5mm colour matched grout, 150mm thick concrete base and 150mm thick compacted sub-base (measured separately); including grout mortar, joint and edge treatment and including all ancillary works as necessary; Type PB04; size 200 x 200 x 80mm thick; in medium grey color | 1 | m | AED | 53.3
2023-01 | 3 | 3.0002 |  | United Arab Emirates | Dubai | Hard & Soft Landscaping | Al Furjan | Package 8&9 | NAKHEEL | Green & More | Award | 2023 | Fixed Price Lump Sum | SITE WORK | Landscaping | Gravel; non self binding-loose laid; natural river rounded from wadi source; laid on compacted existing grade layer; including accessories and all ancillary works as necessary; Type AG01; 75-300mm diameter rounded decorative gravel bed; 100mm depth | 572 | m² | AED | 28.7
2023-01 | 3 | 3.0002 |  | United Arab Emirates | Dubai | Hard & Soft Landscaping | Al Furjan | Package 8&9 | NAKHEEL | Green & More | Award | 2023 | Fixed Price Lump Sum | SITE WORK | Landscaping | Gravel; non self binding-loose laid; natural river rounded from wadi source; laid on compacted existing grade layer; including accessories and all ancillary works as necessary; Type AG02; 14mm sieve size; 100mm depth | 1 | m² | AED | 27.7
2023-01 | 3 | 3.0002 |  | United Arab Emirates | Dubai | Hard & Soft Landscaping | Al Furjan | Package 8&9 | NAKHEEL | Green & More | Award | 2023 | Fixed Price Lump Sum | SITE WORK | Paving and surfacing | EPDM surface; 16mm thick top coat; over 60-150mm thick black base rubber; laid on 150mm thick aggregate sub-base (measured separately) and compacted existing grade; including accessories and all ancillary works as necessary; Type EP01; 166mm thick overall | 1 | m² | AED | 530.7
2023-01 | 3 | 3.0002 |  | United Arab Emirates | Dubai | Hard & Soft Landscaping | Al Furjan | Package 8&9 | NAKHEEL | Green & More | Award | 2023 | Fixed Price Lump Sum | SITE WORK | Paving and surfacing | Flush kerb; including concrete base, sub-grade, mortar, foundation, formwork, earthworks, backfilling, disposal, of surplus excavated material to complete (measured on plan); Type K01; curved | 33 | m | AED | 120.3
2023-01 | 3 | 3.0002 |  | United Arab Emirates | Dubai | Hard & Soft Landscaping | Al Furjan | Package 8&9 | NAKHEEL | Green & More | Award | 2023 | Fixed Price Lump Sum | SITE WORK | Paving and surfacing | Tactile paving (warning); including accessories and all ancillary works as necessary; 100mm thick; to pedestrian ramp | 2 | m² | AED | 245.2
2023-01 | 3 | 3.0002 |  | United Arab Emirates | Dubai | Hard & Soft Landscaping | Al Furjan | Package 8&9 | NAKHEEL | Green & More | Award | 2023 | Fixed Price Lump Sum | SITE WORK | Landscaping | Making good; to achieve the approve lay-out levels; including surface preparation, accessories and all ancillary works as necessary; Existing sand | 1 | m² | AED | 5.3
2023-01 | 3 | 3.0002 |  | United Arab Emirates | Dubai | Hard & Soft Landscaping | Al Furjan | Package 8&9 | NAKHEEL | Green & More | Award | 2023 | Fixed Price Lump Sum | SITE WORK | Landscaping | Sundries; Geotextile membrane; non-woven; to AG01, AG02, B01 and PP05 | 572 | m² | AED | 2.9
2023-01 | 3 | 3.0003 |  | United Arab Emirates | Dubai | Hard & Soft Landscaping | Al Furjan | Package 8&9 | NAKHEEL | Green & More | Award | 2023 | Fixed Price Lump Sum | SITE WORK | Landscaping | Planting medium soil; laid on compacted sub-grade; including all ancillary works as necessary; 300mm depth; to lawn and grass | 35 | m³ | AED | 42.4
2023-01 | 3 | 3.0003 |  | United Arab Emirates | Dubai | Hard & Soft Landscaping | Al Furjan | Package 8&9 | NAKHEEL | Green & More | Award | 2023 | Fixed Price Lump Sum | SITE WORK | Landscaping | Planting medium soil; laid on compacted sub-grade; including all ancillary works as necessary; 500mm depth; to shrubs and ground cover | 708 | m³ | AED | 42.4
2023-01 | 3 | 3.0003 |  | United Arab Emirates | Dubai | Hard & Soft Landscaping | Al Furjan | Package 8&9 | NAKHEEL | Green & More | Award | 2023 | Fixed Price Lump Sum | SITE WORK | Landscaping | Planting medium soil; laid on compacted sub-grade; including all ancillary works as necessary; 1200mm depth (minimum); to tree pits | 228 | m³ | AED | 42.4
2023-01 | 3 | 3.0003 |  | United Arab Emirates | Dubai | Hard & Soft Landscaping | Al Furjan | Package 8&9 | NAKHEEL | Green & More | Award | 2023 | Fixed Price Lump Sum | SITE WORK | Landscaping | Organic bark mulch; including all ancillary works as necessary; Mulching; 75mm thick; to shrub and ground cover | 1 | m² | AED | 37.4
2023-01 | 3 | 3.0003 |  | United Arab Emirates | Dubai | Hard & Soft Landscaping | Al Furjan | Package 8&9 | NAKHEEL | Green & More | Award | 2023 | Fixed Price Lump Sum | SITE WORK | Landscaping | Organic bark mulch; including all ancillary works as necessary; Mulching; 75mm thick; to trees and palm trees | 1 | m² | AED | 37.4
2023-01 | 3 | 3.0003 |  | United Arab Emirates | Dubai | Hard & Soft Landscaping | Al Furjan | Package 8&9 | NAKHEEL | Green & More | Award | 2023 | Fixed Price Lump Sum | SITE WORK | Landscaping | Drainage aggregate layer coarse 10-15mm dia.; including all ancillary works as necessary; Drainage layer; 300mm thick; to trees and palm trees | 190 | m² | AED | 35.4
2023-01 | 3 | 3.0003 |  | United Arab Emirates | Dubai | Hard & Soft Landscaping | Al Furjan | Package 8&9 | NAKHEEL | Green & More | Award | 2023 | Fixed Price Lump Sum | SITE WORK | Landscaping | Trees; including support system, groundkeeper and all ancillary works as necessary; ACA ARA; gum arabic tree (acacia arabica); overall height 4.0-4.5m; clear trunk 1.8m; min. caliper 80-100mm; local | 1 | Nr | AED | 1933.7
2023-01 | 3 | 3.0003 |  | United Arab Emirates | Dubai | Hard & Soft Landscaping | Al Furjan | Package 8&9 | NAKHEEL | Green & More | Award | 2023 | Fixed Price Lump Sum | SITE WORK | Landscaping | Trees; including support system, groundkeeper and all ancillary works as necessary; AZA IND; neem tree (azadirachta indica); overall height 4.0-4.5m; clear trunk 1.8m; min. caliper 80-100mm; adaptive | 36 | Nr | AED | 1471.5
2023-01 | 3 | 3.0003 |  | United Arab Emirates | Dubai | Hard & Soft Landscaping | Al Furjan | Package 8&9 | NAKHEEL | Green & More | Award | 2023 | Fixed Price Lump Sum | SITE WORK | Landscaping | Trees; including support system, groundkeeper and all ancillary works as necessary; DEL REG; royal poinciana (delonix regia); overall height 4.0-4.5m; clear trunk 1.8m; min. caliper 80-100mm; adaptive | 32 | Nr | AED | 1473.6
2023-01 | 3 | 3.0004 |  | United Arab Emirates | Dubai | Hard & Soft Landscaping | Al Furjan | Package 8&9 | NAKHEEL | Green & More | Award | 2023 | Fixed Price Lump Sum | SITE WORK | Landscaping | Trees; including support system, groundkeeper and all ancillary works as necessary; MIL HOR; jasmin tree (millingtonia hortensis); overall height 4.0-4.5m; clear trunk 1.8m; min. caliper 80-100mm; adaptive | 61 | Nr | AED | 1705
2023-01 | 3 | 3.0004 |  | United Arab Emirates | Dubai | Hard & Soft Landscaping | Al Furjan | Package 8&9 | NAKHEEL | Green & More | Award | 2023 | Fixed Price Lump Sum | SITE WORK | Landscaping | Trees; including support system, groundkeeper and all ancillary works as necessary; PAR ACU; mexican palo verde (parkinsonia aculeata); overall height 3.5-4.0m; clear trunk 1.5m; min. caliper 60-80mm; adaptive | 1 | Nr | AED | 1242.1
2023-01 | 3 | 3.0004 |  | United Arab Emirates | Dubai | Hard & Soft Landscaping | Al Furjan | Package 8&9 | NAKHEEL | Green & More | Award | 2023 | Fixed Price Lump Sum | SITE WORK | Landscaping | Fruit trees; including support system, groundkeeper and all ancillary works as necessary; ZIZ SPI; sidr (ziziphus spina-christi); overall height 4.0-4.5m; clear trunk 1.8m; min. caliper 80-100mm; local | 1 | Nr | AED | 1820.7
2023-01 | 3 | 3.0004 |  | United Arab Emirates | Dubai | Hard & Soft Landscaping | Al Furjan | Package 8&9 | NAKHEEL | Green & More | Award | 2023 | Fixed Price Lump Sum | SITE WORK | Landscaping | PRO JUL; mesquite, safsaf (prospolis juliflora); overall height 4.0-4.5m; clear trunk 1.8m; min. caliper 80-100mm; local | 2 | Nr | AED | 1473.6
2023-01 | 3 | 3.0004 |  | United Arab Emirates | Dubai | Hard & Soft Landscaping | Al Furjan | Package 8&9 | NAKHEEL | Green & More | Award | 2023 | Fixed Price Lump Sum | SITE WORK | Landscaping | Shrubs; including additional earthworks, fertilizer and all ancillary works as necessary; ATR SEM; salt bush (atriplex semibaccata); size 300-500mm; min. spread 300-400mm; local | 1 | m² | AED | 21.9
2023-01 | 3 | 3.0004 |  | United Arab Emirates | Dubai | Hard & Soft Landscaping | Al Furjan | Package 8&9 | NAKHEEL | Green & More | Award | 2023 | Fixed Price Lump Sum | SITE WORK | Landscaping | Shrubs; including additional earthworks, fertilizer and all ancillary works as necessary; JUN RIG; rush (juncus rigidus); size 400-600mm; min. spread 400-500mm; adaptive | 1 | m² | AED | 36.5
2023-01 | 3 | 3.0004 |  | United Arab Emirates | Dubai | Hard & Soft Landscaping | Al Furjan | Package 8&9 | NAKHEEL | Green & More | Award | 2023 | Fixed Price Lump Sum | SITE WORK | Landscaping | Shrubs; including additional earthworks, fertilizer and all ancillary works as necessary; LEU FRU; texas sage (leucophyllum frutescens); size 400-600mm; min. spread 400-600mm; adaptive | 5 | m² | AED | 31.9
2023-01 | 3 | 3.0004 |  | United Arab Emirates | Dubai | Hard & Soft Landscaping | Al Furjan | Package 8&9 | NAKHEEL | Green & More | Award | 2023 | Fixed Price Lump Sum | SITE WORK | Landscaping | Shrubs; including additional earthworks, fertilizer and all ancillary works as necessary; PUL CRI; (pulicaria crispa); size 400-600mm; min. spread 400-600mm; adaptive | 1 | m² | AED | 106.5
2023-01 | 3 | 3.0004 |  | United Arab Emirates | Dubai | Hard & Soft Landscaping | Al Furjan | Package 8&9 | NAKHEEL | Green & More | Award | 2023 | Fixed Price Lump Sum | SITE WORK | Landscaping | Shrubs; including additional earthworks, fertilizer and all ancillary works as necessary; TEC STA; yellow bells (tecoma stans); size 400-600mm; min. spread 400-600mm; adaptive | 1 | m² | AED | 25.2
2023-01 | 3 | 3.0004 |  | United Arab Emirates | Dubai | Hard & Soft Landscaping | Al Furjan | Package 8&9 | NAKHEEL | Green & More | Award | 2023 | Fixed Price Lump Sum | SITE WORK | Landscaping | Shrubs; including additional earthworks, fertilizer and all ancillary works as necessary; THE PER; yellow oleander (thevetia peruviana); size 400-600mm; min. spread 400-600mm; adaptive | 1 | m² | AED | 29.6
2023-01 | 3 | 3.0004 |  | United Arab Emirates | Dubai | Hard & Soft Landscaping | Al Furjan | Package 8&9 | NAKHEEL | Green & More | Award | 2023 | Fixed Price Lump Sum | SITE WORK | Landscaping | Grasses; including additional earthworks, fertilizer and all ancillary works as necessary; CEN CIL; dhaman grass (cenchrus ciliaris); size 300-500mm; min. spread 300-400mm; adaptive | 1 | m² | AED | 35.8
2023-01 | 3 | 3.0005 |  | United Arab Emirates | Dubai | Hard & Soft Landscaping | Al Furjan | Package 8&9 | NAKHEEL | Green & More | Award | 2023 | Fixed Price Lump Sum | SITE WORK | Landscaping | Grasses; including additional earthworks, fertilizer and all ancillary works as necessary; PEN RUB; purple fountain grass (pennisetum rubrum); size 300-500mm; min. spread 300-500mm; adaptive | 1 | m² | AED | 24.2
2023-01 | 3 | 3.0005 |  | United Arab Emirates | Dubai | Hard & Soft Landscaping | Al Furjan | Package 8&9 | NAKHEEL | Green & More | Award | 2023 | Fixed Price Lump Sum | SITE WORK | Landscaping | Grasses; including additional earthworks, fertilizer and all ancillary works as necessary; PEN SET; fountain grass (pennisetum setaceum); size 300-500mm; min. spread 300-500mm; local | 116 | m² | AED | 21.2
2023-01 | 3 | 3.0005 |  | United Arab Emirates | Dubai | Hard & Soft Landscaping | Al Furjan | Package 8&9 | NAKHEEL | Green & More | Award | 2023 | Fixed Price Lump Sum | SITE WORK | Landscaping | Groundcovers; including additional earthworks, fertilizer and all ancillary works as necessary; AER JAV; kapok bush (aerva javanica); size 300-500mm; min. spread 300mm; adaptive | 1 | m² | AED | 88.8
2023-01 | 3 | 3.0005 |  | United Arab Emirates | Dubai | Hard & Soft Landscaping | Al Furjan | Package 8&9 | NAKHEEL | Green & More | Award | 2023 | Fixed Price Lump Sum | SITE WORK | Landscaping | Groundcovers; including additional earthworks, fertilizer and all ancillary works as necessary; RUE CIL; wild petunia (ruellia ciliosa); size 300-500mm; min. spread 300mm; adaptive | 984 | m² | AED | 18.3
2023-01 | 3 | 3.0005 |  | United Arab Emirates | Dubai | Hard & Soft Landscaping | Al Furjan | Package 8&9 | NAKHEEL | Green & More | Award | 2023 | Fixed Price Lump Sum | SITE WORK | Landscaping | Groundcovers; including additional earthworks, fertilizer and all ancillary works as necessary; SES POR; shoreline seapurslane (sesuvium portulacastrum); size 100-150mm; min. spread 150mm; local | 427 | m² | AED | 12.4
2023-01 | 3 | 3.0005 |  | United Arab Emirates | Dubai | Hard & Soft Landscaping | Al Furjan | Package 8&9 | NAKHEEL | Green & More | Award | 2023 | Fixed Price Lump Sum | SITE WORK | Landscaping | Lawn; including additional earthworks, fertilizer and all ancillary works as necessary; PAS VAG; seashore paspalum (paspalum vaginatum); flat; adaptive | 1 | m² | AED | 22
2023-01 | 3 | 3.0005 |  | United Arab Emirates | Dubai | Hard & Soft Landscaping | Al Furjan | Package 8&9 | NAKHEEL | Green & More | Award | 2023 | Fixed Price Lump Sum | SITE WORK | Landscaping | Planting Management; including protection, consumables, accessories and all ancillary works as necessary; Maintenance and management during contract period and up to date of Taking Over | 1 | Item | AED | 14352
2023-01 | 3 | 3.0005 |  | United Arab Emirates | Dubai | Hard & Soft Landscaping | Al Furjan | Package 8&9 | NAKHEEL | Green & More | Award | 2023 | Fixed Price Lump Sum | SITE WORK | Landscaping | Planting Management; including protection, consumables, accessories and all ancillary works as necessary; Maintenance and management during Defects Liabilities Period | 1 | Item | AED | 21528
2023-01 | 3 | 3.0005 |  | United Arab Emirates | Dubai | Hard & Soft Landscaping | Al Furjan | Package 8&9 | NAKHEEL | Green & More | Award | 2023 | Fixed Price Lump Sum | SITE WORK | Landscaping | Sundries; Root barrier membrane; 600mm depth | 190 | m² | AED | 34
2023-01 | 3 | 3.0006 |  | United Arab Emirates | Dubai | Hard & Soft Landscaping | Al Furjan | Package 8&9 | NAKHEEL | Green & More | Award | 2023 | Fixed Price Lump Sum | SITE WORK | Landscaping | Sundries; Tree stake; painted forest green colour, 50mm dia x 2500mm long, (3Nr) | 132 | Nr | AED | 60
2023-01 | 3 | 3.0006 |  | United Arab Emirates | Dubai | Hard & Soft Landscaping | Al Furjan | Package 8&9 | NAKHEEL | Green & More | Award | 2023 | Fixed Price Lump Sum | SITE WORK | Landscaping | Sundries; Rubber cinch tree ties (3Nr.) | 132 | Nr | AED | 18.6
2023-01 | 3 | 3.0006 |  | United Arab Emirates | Dubai | Hard & Soft Landscaping | Al Furjan | Package 8&9 | NAKHEEL | Green & More | Award | 2023 | Fixed Price Lump Sum | SITE WORK | Landscaping | Sundries; 100mm high basin berming | 634 | m | AED | 0.9
2023-01 | 3 | 3.0006 |  | United Arab Emirates | Dubai | Hard & Soft Landscaping | Al Furjan | Package 8&9 | NAKHEEL | Green & More | Award | 2023 | Fixed Price Lump Sum | SITE WORK | Landscaping | Sundries; Geotextile membrane; non-woven; to tree pits; including all ancillary works as necessary | 1204 | m² | AED | 2.9
2023-01 | 3 | 3.0006 |  | United Arab Emirates | Dubai | Hard & Soft Landscaping | Al Furjan | Package 8&9 | NAKHEEL | Green & More | Award | 2023 | Fixed Price Lump Sum | SITE WORK | Landscaping | Irrigation; Watering for the plants during construction period and up to the date of Taking Over | 1 | Item | AED | 14883.3
2023-01 | 3 | 3.0006 |  | United Arab Emirates | Dubai | Hard & Soft Landscaping | Al Furjan | Package 8&9 | NAKHEEL | Green & More | Award | 2023 | Fixed Price Lump Sum | SITE WORK | Landscaping | Softlandscape; Zander Mycorrhiza for all plants as per specification | 1 | Item | AED | 27403.5
2023-01 | 3 | 3.0006 |  | United Arab Emirates | Dubai | Hard & Soft Landscaping | Al Furjan | Package 8&9 | NAKHEEL | Green & More | Award | 2023 | Fixed Price Lump Sum | SITE WORK | Generally | Hardscape; Plastic edger between gravel & plantation works | 892 | m | AED | 10.4
2023-01 | 3 | 3.0006 |  | United Arab Emirates | Dubai | Hard & Soft Landscaping | Al Furjan | Package 8&9 | NAKHEEL | Green & More | Award | 2023 | Fixed Price Lump Sum | CONCRETE WORK | Poured concrete | Ramp and steps including blinding, concrete, reinforcement, shuttering and waterproofing; Steps near neighbourhood park-14 | 1 | Item | AED | 8614.4
2023-01 | 3 | 3.0006 |  | United Arab Emirates | Dubai | Hard & Soft Landscaping | Al Furjan | Package 8&9 | NAKHEEL | Green & More | Award | 2023 | Fixed Price Lump Sum | METALWORK | Non structural metalwork | Shade structure; comprising of 1.6mm thick UV stabilized HDPE shade cloth, 250 x 250mm MS Sch. 40 columns in epoxy paint system RAL 9007; including 14mm SS316 shackle, GI cable, RC foundation, earthworks, waterproofing, metal supports, fixings, accessories and all ancillary works as necessary (measured on plan); Type FU06-SS14 (1 Nr.) | 1 | m² | AED | 462.3
2023-01 | 3 | 3.0007 |  | United Arab Emirates | Dubai | Hard & Soft Landscaping | Al Furjan | Package 8&9 | NAKHEEL | Green & More | Award | 2023 | Fixed Price Lump Sum | METALWORK | Non structural metalwork | Handrails and balustrades; floor mounted; comprising of aluminum polyester powder coated finish; in grey color; including finishes; grout, metal supports, fixings, accessories and all ancillary works as necessary (measured on plan); Type R02; 750mm high; sloping; to steps | 1 | m | AED | 524.3
2023-01 | 3 | 3.0007 |  | United Arab Emirates | Dubai | Hard & Soft Landscaping | Al Furjan | Package 8&9 | NAKHEEL | Green & More | Award | 2023 | Fixed Price Lump Sum | FINISHES | Backgrounds | External Backgrounds; Cement and sand plaster render; including all ancillary works as necessary; to receive paint | 4 | m² | AED | 72.8
2023-01 | 3 | 3.0007 |  | United Arab Emirates | Dubai | Hard & Soft Landscaping | Al Furjan | Package 8&9 | NAKHEEL | Green & More | Award | 2023 | Fixed Price Lump Sum | FINISHES | Finishings | External Finishings; Pre-cast concrete tread coping chamfered; in shotblast finish laid on smooth concrete; including grouting, joints, mortar, accessories and all ancillary works as necessary; Type ST02; in medium grey colour; to walkway steps; size 600 x 300 x 50mm thick | 1 | m² | AED | 234.3
2023-01 | 3 | 3.0007 |  | United Arab Emirates | Dubai | Hard & Soft Landscaping | Al Furjan | Package 8&9 | NAKHEEL | Green & More | Award | 2023 | Fixed Price Lump Sum | FINISHES | Finishings | External Finishings; Pre-cast concrete tread coping chamfered; in shotblast finish laid on smooth concrete; including grouting, joints, mortar, accessories and all ancillary works as necessary; Type ST02; in medium grey colour; to walkway steps; size 200 x 300 x 50mm thick | 1 | m² | AED | 270.7
2023-01 | 3 | 3.0007 |  | United Arab Emirates | Dubai | Hard & Soft Landscaping | Al Furjan | Package 8&9 | NAKHEEL | Green & More | Award | 2023 | Fixed Price Lump Sum | FINISHES | Finishings | External Finishings; Pre-cast concrete tread coping chamfered; in shotblast finish laid on smooth concrete; including grouting, joints, mortar, accessories and all ancillary works as necessary; Type ST02; in medium grey colour; to walkway steps; riser; size 150 x 300 x 50mm thick | 1 | m | AED | 54.8
2023-01 | 3 | 3.0007 |  | United Arab Emirates | Dubai | Hard & Soft Landscaping | Al Furjan | Package 8&9 | NAKHEEL | Green & More | Award | 2023 | Fixed Price Lump Sum | FURNISHINGS | Generally | Site furniture; including finishes, foundations, earthworks, waterproofing, frames, fixings, fittings, accessories and all ancillary works as necessary; Type FU02; Park bench; galvanized steel structure; robinia wood with protective layer of zinc and powder coating; in grey RAL 7024 color; size 2000 x 420 x 445mm high | 1 | Nr | AED | 2570.8
2023-01 | 3 | 3.0007 |  | United Arab Emirates | Dubai | Hard & Soft Landscaping | Al Furjan | Package 8&9 | NAKHEEL | Green & More | Award | 2023 | Fixed Price Lump Sum | FURNISHINGS | Generally | Site furniture; including finishes, foundations, earthworks, waterproofing, frames, fixings, fittings, accessories and all ancillary works as necessary; Type FU03; Bench with back rest; steel structure; tropical hardwood board with protective layer of zinc and powder coating; in grey RAL 7024 color; size 2000 x 600 x 785mm high | 1 | Nr | AED | 4083
2023-01 | 3 | 3.0008 |  | United Arab Emirates | Dubai | Hard & Soft Landscaping | Al Furjan | Package 8&9 | NAKHEEL | Green & More | Award | 2023 | Fixed Price Lump Sum | FURNISHINGS | Generally | Site furniture; including finishes, foundations, earthworks, waterproofing, frames, fixings, fittings, accessories and all ancillary works as necessary; Type FU04; Prax litter bin comprising galvanized steel frame and stainless steel doors; in grey RAL 9007 color; powder coated finish; size 580 x 370 x 1055mm high | 1 | Nr | AED | 2546.3
2023-01 | 3 | 3.0008 |  | United Arab Emirates | Dubai | Hard & Soft Landscaping | Al Furjan | Package 8&9 | NAKHEEL | Green & More | Award | 2023 | Fixed Price Lump Sum | FURNISHINGS | Generally | Site furniture; including finishes, foundations, earthworks, waterproofing, frames, fixings, fittings, accessories and all ancillary works as necessary; Type FU05; Bay city bike rack; solid cast aluminum; corrosion resistant with powder coat finish; in grey RAL 7024 color; size 673 x 123 x 622mm | 1 | Nr | AED | 1549.1
2023-01 | 3 | 3.0008 |  | United Arab Emirates | Dubai | Hard & Soft Landscaping | Al Furjan | Package 8&9 | NAKHEEL | Green & More | Award | 2023 | Fixed Price Lump Sum | CONCRETE WORK | Precast concrete | Precast concrete seat; fixed to concrete base (measured elsewhere); including expansion sealant, accessories and all ancillary works as necessary; as Drawing Nr. 21-6007-ALF-P1-INS-DWG-TD-70303 Detail 03; Type FU10; 600mm wide x 450mm high; curved | 1 | m | AED | 1398.9
2023-01 | 3 | 3.0008 |  | United Arab Emirates | Dubai | Hard & Soft Landscaping | Al Furjan | Package 8&9 | NAKHEEL | Green & More | Award | 2023 | Fixed Price Lump Sum | FURNISHINGS | Generally | Play equipment; including finishes, foundations, earthworks, waterproofing, frames, fixings, fittings, accessories and all ancillary works as necessary; Type PE12; roundabout; rotating equipment j2406 | 1 | Nr | AED | 7645.58
2023-01 | 3 | 3.0008 |  | United Arab Emirates | Dubai | Hard & Soft Landscaping | Al Furjan | Package 8&9 | NAKHEEL | Green & More | Award | 2023 | Fixed Price Lump Sum | FURNISHINGS | Generally | Play equipment; including finishes, foundations, earthworks, waterproofing, frames, fixings, fittings, accessories and all ancillary works as necessary; Type PE54; multi-play; little mermaid & tinderbox with castle | 1 | Nr | AED | 245565
2023-01 | 3 | 3.0008 |  | United Arab Emirates | Dubai | Hard & Soft Landscaping | Al Furjan | Package 8&9 | NAKHEEL | Green & More | Award | 2023 | Fixed Price Lump Sum | FURNISHINGS | Generally | Play equipment; including finishes, foundations, earthworks, waterproofing, frames, fixings, fittings, accessories and all ancillary works as necessary; Type PE55; swing; toddler castle | 1 | Nr | AED | 46384.5
2023-01 | 3 | 3.0008 |  | United Arab Emirates | Dubai | Hard & Soft Landscaping | Al Furjan | Package 8&9 | NAKHEEL | Green & More | Award | 2023 | Fixed Price Lump Sum | FURNISHINGS | Generally | Play equipment; including finishes, foundations, earthworks, waterproofing, frames, fixings, fittings, accessories and all ancillary works as necessary; Type PE58; multi-play; cloud climber | 1 | Nr | AED | 9822.6
2023-01 | 3 | 3.0008 |  | United Arab Emirates | Dubai | Hard & Soft Landscaping | Al Furjan | Package 8&9 | NAKHEEL | Green & More | Award | 2023 | Fixed Price Lump Sum | FURNISHINGS | Generally | Play equipment; including finishes, foundations, earthworks, waterproofing, frames, fixings, fittings, accessories and all ancillary works as necessary; Type PE59; springer; flower springer ssb150 | 1 | Nr | AED | 11064.23
2023-01 | 3 | 3.0008 |  | United Arab Emirates | Dubai | Hard & Soft Landscaping | Al Furjan | Package 8&9 | NAKHEEL | Green & More | Award | 2023 | Fixed Price Lump Sum | FURNISHINGS | Generally | Insect hotel | 5 | Nr | AED | 2971.7
2023-01 | 3 | 3.0009 |  | United Arab Emirates | Dubai | Hard & Soft Landscaping | Al Furjan | Package 8&9 | NAKHEEL | Green & More | Award | 2023 | Fixed Price Lump Sum | FURNISHINGS | Generally | Treated natural log stepping pad | 105 | Nr | AED | 800.8
2023-01 | 3 | 3.0009 |  | United Arab Emirates | Dubai | Hard & Soft Landscaping | Al Furjan | Package 8&9 | NAKHEEL | Green & More | Award | 2023 | Fixed Price Lump Sum | SITE WORK | Excavation | Excavation of trenches for irrigation pipe line runs below ground complete including earthwork, backfilling with selected material, compaction, warning tape, disposal of surplus material and all ancillary works as necessary; Average depth of trench not less than 500mm but not exceeding 1000mm | 2277 | m | AED | 13.4
2023-01 | 3 | 3.0009 |  | United Arab Emirates | Dubai | Hard & Soft Landscaping | Al Furjan | Package 8&9 | NAKHEEL | Green & More | Award | 2023 | Fixed Price Lump Sum | SITE WORK | Underground drainage | Beds and surrounds with compacted sand and selected backfill materials including warning tape to following uPVC underground irrigation and sub-main line water pipes and fittings; Size 1" diameter pipes | 1779 | m | AED | 5
2023-01 | 3 | 3.0009 |  | United Arab Emirates | Dubai | Hard & Soft Landscaping | Al Furjan | Package 8&9 | NAKHEEL | Green & More | Award | 2023 | Fixed Price Lump Sum | SITE WORK | Underground drainage | Beds and surrounds with compacted sand and selected backfill materials including warning tape to following uPVC underground irrigation and sub-main line water pipes and fittings; Size 1 1/2" diameter pipes | 280 | m | AED | 4.9
2023-01 | 3 | 3.0009 |  | United Arab Emirates | Dubai | Hard & Soft Landscaping | Al Furjan | Package 8&9 | NAKHEEL | Green & More | Award | 2023 | Fixed Price Lump Sum | SITE WORK | Underground drainage | Beds and surrounds with compacted sand and selected backfill materials including warning tape to following uPVC underground irrigation and sub-main line water pipes and fittings; Size 2" diameter pipes | 183 | m | AED | 4.8
2023-01 | 3 | 3.0009 |  | United Arab Emirates | Dubai | Hard & Soft Landscaping | Al Furjan | Package 8&9 | NAKHEEL | Green & More | Award | 2023 | Fixed Price Lump Sum | SITE WORK | Underground drainage | Beds and surrounds with compacted sand and selected backfill materials including warning tape to following uPVC underground irrigation and sub-main line water pipes and fittings; Size 3" diameter pipes | 36 | m | AED | 4.7
2023-01 | 3 | 3.0009 |  | United Arab Emirates | Dubai | Hard & Soft Landscaping | Al Furjan | Package 8&9 | NAKHEEL | Green & More | Award | 2023 | Fixed Price Lump Sum | SITE WORK | Landscaping | Irrigation drip and sprinkler line PVC-U class E PN 15 pipes and fittings; including all ancillary works as necessary; laid in trenches (measured elsewhere); Size 1" diameter pipes | 1670 | m | AED | 6.7
2023-01 | 3 | 3.0009 |  | United Arab Emirates | Dubai | Hard & Soft Landscaping | Al Furjan | Package 8&9 | NAKHEEL | Green & More | Award | 2023 | Fixed Price Lump Sum | SITE WORK | Landscaping | Irrigation drip line and sprinkler line PVC-U class D PN12 pipes and fittings; including thrust block and all ancillary works as necessary; laid in trenches (measured elsewhere); Size 1 1/2" diameter pipes | 280 | m | AED | 9.1
2023-01 | 3 | 3.0009 |  | United Arab Emirates | Dubai | Hard & Soft Landscaping | Al Furjan | Package 8&9 | NAKHEEL | Green & More | Award | 2023 | Fixed Price Lump Sum | SITE WORK | Landscaping | Irrigation drip line and sprinkler line PVC-U class D PN12 pipes and fittings; including thrust block and all ancillary works as necessary; laid in trenches (measured elsewhere); Size 2" diameter pipes | 183 | m | AED | 12.4
2023-01 | 3 | 3.001 |  | United Arab Emirates | Dubai | Hard & Soft Landscaping | Al Furjan | Package 8&9 | NAKHEEL | Green & More | Award | 2023 | Fixed Price Lump Sum | SITE WORK | Landscaping | Irrigation drip line and sprinkler line PVC-U class D PN12 pipes and fittings; including thrust block and all ancillary works as necessary; laid in trenches (measured elsewhere); Size 3" diameter pipes | 36 | m | AED | 22.4
2023-01 | 3 | 3.001 |  | United Arab Emirates | Dubai | Hard & Soft Landscaping | Al Furjan | Package 8&9 | NAKHEEL | Green & More | Award | 2023 | Fixed Price Lump Sum | SITE WORK | Landscaping | Irrigation drip system; including LDPE inline pressure compensating emitter tubing, drip lines, drip risers connections, supports, fittings, accessories and all ancillary works as necessary; To trees; as detail 01 | 132 | Nr | AED | 32.2
2023-01 | 3 | 3.001 |  | United Arab Emirates | Dubai | Hard & Soft Landscaping | Al Furjan | Package 8&9 | NAKHEEL | Green & More | Award | 2023 | Fixed Price Lump Sum | SITE WORK | Landscaping | Irrigation drip system; including LDPE inline pressure compensating emitter tubing, drip lines, drip risers connections, supports, fittings, accessories and all ancillary works as necessary; To shrubs, ground cover, herbs and grass (approx. area = 43298m²); as detail 03 | 69 | Nr | AED | 4.8
2023-01 | 3 | 3.001 |  | United Arab Emirates | Dubai | Hard & Soft Landscaping | Al Furjan | Package 8&9 | NAKHEEL | Green & More | Award | 2023 | Fixed Price Lump Sum | SITE WORK | Landscaping | Sprinkler; including fittings, accessories and all ancillary works as necessary; R-VAN 14; 2500mm to 4500mm | 1 | Nr | AED | 38.3
2023-01 | 3 | 3.001 |  | United Arab Emirates | Dubai | Hard & Soft Landscaping | Al Furjan | Package 8&9 | NAKHEEL | Green & More | Award | 2023 | Fixed Price Lump Sum | SITE WORK | Landscaping | Sprinkler; including fittings, accessories and all ancillary works as necessary; R-VAN 18; 3300mm to 5500mm | 1 | Nr | AED | 38.3
2023-01 | 3 | 3.001 |  | United Arab Emirates | Dubai | Hard & Soft Landscaping | Al Furjan | Package 8&9 | NAKHEEL | Green & More | Award | 2023 | Fixed Price Lump Sum | SITE WORK | Landscaping | Sprinkler; including fittings, accessories and all ancillary works as necessary; R-VAN 18-360; 3300mm to 5500mm | 1 | Nr | AED | 38.3
2023-01 | 3 | 3.001 |  | United Arab Emirates | Dubai | Hard & Soft Landscaping | Al Furjan | Package 8&9 | NAKHEEL | Green & More | Award | 2023 | Fixed Price Lump Sum | SITE WORK | Landscaping | Sprinkler; including fittings, accessories and all ancillary works as necessary; R-VAN 24; 5200mm to 7300mm | 1 | Nr | AED | 38.3
2023-01 | 3 | 3.001 |  | United Arab Emirates | Dubai | Hard & Soft Landscaping | Al Furjan | Package 8&9 | NAKHEEL | Green & More | Award | 2023 | Fixed Price Lump Sum | SITE WORK | Landscaping | Sprinkler; including fittings, accessories and all ancillary works as necessary; R-VAN 24-360; 5200mm to 7300mm | 1 | Nr | AED | 38.3
2023-01 | 3 | 3.001 |  | United Arab Emirates | Dubai | Hard & Soft Landscaping | Al Furjan | Package 8&9 | NAKHEEL | Green & More | Award | 2023 | Fixed Price Lump Sum | MECHANICAL ENGINEERING INSTALLATIONS | Pipework and gutterwork | Pull box; including excavation, backfilling, fittings, accessories and all ancillary works as necessary; Fixed to irrigation conduit | 3 | Nr | AED | 467.2
2023-01 | 3 | 3.001 |  | United Arab Emirates | Dubai | Hard & Soft Landscaping | Al Furjan | Package 8&9 | NAKHEEL | Green & More | Award | 2023 | Fixed Price Lump Sum | MECHANICAL ENGINEERING INSTALLATIONS | Pipework and gutterwork | Control cables conduit pipes including termination, fixings, supports and all ancillary works as necessary; uPVC Class D | 110 | m | AED | 15.1
2023-01 | 3 | 3.0011 |  | United Arab Emirates | Dubai | Hard & Soft Landscaping | Al Furjan | Package 8&9 | NAKHEEL | Green & More | Award | 2023 | Fixed Price Lump Sum | SITE WORK | Landscaping | Control point; complete with junction box, master valve, flow sensor, power supply cable, connections, conduits, termination, grounding, accessories and all ancillary works as necessary; Control point; CP | 1 | Nr | AED | 24088.5
2023-01 | 3 | 3.0011 |  | United Arab Emirates | Dubai | Hard & Soft Landscaping | Al Furjan | Package 8&9 | NAKHEEL | Green & More | Award | 2023 | Fixed Price Lump Sum | MECHANICAL ENGINEERING INSTALLATIONS | Pipework and gutterwork | Solar powered irrigation controller; complete with junction box, power supply cable, connections, conduits, termination, grounding, accessories and all ancillary works as necessary; Solar powered irrigation controller; ref. SP | 1 | Nr | AED | 13149.8
2023-01 | 3 | 3.0011 |  | United Arab Emirates | Dubai | Hard & Soft Landscaping | Al Furjan | Package 8&9 | NAKHEEL | Green & More | Award | 2023 | Fixed Price Lump Sum | MECHANICAL ENGINEERING INSTALLATIONS | Automatic controls | Power supply cable to irrigation controller including accessories and all ancillary works as necessary; Power supply to irrigation controller from the existing electric panel including cables and termination | 1 | Item | AED | 9432.5
2023-01 | 3 | 3.0011 |  | United Arab Emirates | Dubai | Hard & Soft Landscaping | Al Furjan | Package 8&9 | NAKHEEL | Green & More | Award | 2023 | Fixed Price Lump Sum | SITE WORK | Landscaping | Point of connection to infra irrigation water source; including connections, accessories and all ancillary works as necessary; Size 2" diameter pipe | 1 | Nr | AED | 2875.5
2023-01 | 3 | 3.0011 |  | United Arab Emirates | Dubai | Hard & Soft Landscaping | Al Furjan | Package 8&9 | NAKHEEL | Green & More | Award | 2023 | Fixed Price Lump Sum | SITE WORK | Landscaping | Point of connection to infra irrigation water source; including connections, accessories and all ancillary works as necessary; Size 3" diameter pipe | 3 | Nr | AED | 4270.7
2023-01 | 3 | 3.0011 |  | United Arab Emirates | Dubai | Hard & Soft Landscaping | Al Furjan | Package 8&9 | NAKHEEL | Green & More | Award | 2023 | Fixed Price Lump Sum | SITE WORK | Landscaping | Point of connection to infra irrigation water source; including connections, accessories and all ancillary works as necessary; Size 4" diameter pipe | 3 | Nr | AED | 7534.2
2023-01 | 3 | 3.0011 |  | United Arab Emirates | Dubai | Hard & Soft Landscaping | Al Furjan | Package 8&9 | NAKHEEL | Green & More | Award | 2023 | Fixed Price Lump Sum | SITE WORK | Landscaping | Point of connection to infra irrigation water source; including connections, accessories and all ancillary works as necessary; Size 6" diameter pipe | 1 | Nr | AED | 9444.2
2023-01 | 3 | 3.0011 |  | United Arab Emirates | Dubai | Hard & Soft Landscaping | Al Furjan | Package 8&9 | NAKHEEL | Green & More | Award | 2023 | Fixed Price Lump Sum | MECHANICAL ENGINEERING INSTALLATIONS | Sundries | Allow for all connections to existing services mains | 1 | Item | AED | 428
2023-01 | 3 | 3.0011 |  | United Arab Emirates | Dubai | Hard & Soft Landscaping | Al Furjan | Package 8&9 | NAKHEEL | Green & More | Award | 2023 | Fixed Price Lump Sum | MECHANICAL ENGINEERING INSTALLATIONS | Sundries | Allow for all identification including painting, marking and labeling, including labeling all valves | 1 | Item | AED | 428
2023-01 | 3 | 3.0012 |  | United Arab Emirates | Dubai | Hard & Soft Landscaping | Al Furjan | Package 8&9 | NAKHEEL | Green & More | Award | 2023 | Fixed Price Lump Sum | MECHANICAL ENGINEERING INSTALLATIONS | Work incidental to mechanical engineering installations | Work Incidental to Mechanical Engineering Installations; Allow for planning and coordinating with relevant statutory authorities and with all other trades | 1 | Item | AED | 1070
2023-01 | 3 | 3.0012 |  | United Arab Emirates | Dubai | Hard & Soft Landscaping | Al Furjan | Package 8&9 | NAKHEEL | Green & More | Award | 2023 | Fixed Price Lump Sum | MECHANICAL ENGINEERING INSTALLATIONS | Work incidental to mechanical engineering installations | Work Incidental to Mechanical Engineering Installations; Allow for liaison with obtaining approvals and attendance on DEWA, other statutory bodies and service providers as required | 1 | Item | AED | 1926
2023-01 | 3 | 3.0012 |  | United Arab Emirates | Dubai | Hard & Soft Landscaping | Al Furjan | Package 8&9 | NAKHEEL | Green & More | Award | 2023 | Fixed Price Lump Sum | MECHANICAL ENGINEERING INSTALLATIONS | Work incidental to mechanical engineering installations | Work Incidental to Mechanical Engineering Installations; Allow for marking the positions of and cutting or forming holes, mortices, chases or the like and all making good | 1 | Item | AED | 535
2023-01 | 3 | 3.0012 |  | United Arab Emirates | Dubai | Hard & Soft Landscaping | Al Furjan | Package 8&9 | NAKHEEL | Green & More | Award | 2023 | Fixed Price Lump Sum | MECHANICAL ENGINEERING INSTALLATIONS | Work incidental to mechanical engineering installations | Work Incidental to Mechanical Engineering Installations; Allow for all incidental work to the Mechanical Engineering Installations where not included above or elsewhere | 1 | Item | AED | 535
2023-01 | 3 | 3.0012 |  | United Arab Emirates | Dubai | Hard & Soft Landscaping | Al Furjan | Package 8&9 | NAKHEEL | Green & More | Award | 2023 | Fixed Price Lump Sum | MECHANICAL ENGINEERING INSTALLATIONS | Equipment | Electrical; Power bollard | 2 | Nr | AED | 9362.5
2023-01 | 3 | 3.0012 |  | United Arab Emirates | Dubai | Hard & Soft Landscaping | Al Furjan | Package 8&9 | NAKHEEL | Green & More | Award | 2023 | Fixed Price Lump Sum | ELECTRICAL ENGINEERING INSTALLATIONS | Equipment | Equipment; including fixings, supports, accessories and all ancillary works as necessary; Distribution boards; | 1 | Nr | AED | 8076.4
2023-01 | 3 | 3.0013 |  | United Arab Emirates | Dubai | Hard & Soft Landscaping | Al Furjan | Package 8&9 | NAKHEEL | Green & More | Award | 2023 | Fixed Price Lump Sum | ELECTRICAL ENGINEERING INSTALLATIONS | Final sub-circuits and auxiliary installations | Containment; including fixings, supports, accessories and all ancillary works as necessary; 2 way 4" Ø duct for landscape lighting LV cables encased in concrete | 209 | m | AED | 562.6
2023-01 | 3 | 3.0013 |  | United Arab Emirates | Dubai | Hard & Soft Landscaping | Al Furjan | Package 8&9 | NAKHEEL | Green & More | Award | 2023 | Fixed Price Lump Sum | ELECTRICAL ENGINEERING INSTALLATIONS | Final sub-circuits and auxiliary installations | Earthing System Installation; Earthing system; including earthworks, fixings, cables, bondings, earth pits, accessories and all ancillary works as necessary; Earth system; to landscape lighting; complete | 1 | Item | AED | 2318.7
2023-01 | 3 | 3.0013 |  | United Arab Emirates | Dubai | Hard & Soft Landscaping | Al Furjan | Package 8&9 | NAKHEEL | Green & More | Award | 2023 | Fixed Price Lump Sum | ELECTRICAL ENGINEERING INSTALLATIONS | Final sub-circuits and auxiliary installations | Cables and conduits to termination points; including terminations, fixings, supports, hangers, accessories and all ancillary works as necessary; From DB to type LA(1) | 1 | Nr | AED | 1023.1
2023-01 | 3 | 3.0013 |  | United Arab Emirates | Dubai | Hard & Soft Landscaping | Al Furjan | Package 8&9 | NAKHEEL | Green & More | Award | 2023 | Fixed Price Lump Sum | ELECTRICAL ENGINEERING INSTALLATIONS | Final sub-circuits and auxiliary installations | Cables and conduits to termination points; including terminations, fixings, supports, hangers, accessories and all ancillary works as necessary; From DB to type LA(2) | 1 | Nr | AED | 1023.1
2023-01 | 3 | 3.0013 |  | United Arab Emirates | Dubai | Hard & Soft Landscaping | Al Furjan | Package 8&9 | NAKHEEL | Green & More | Award | 2023 | Fixed Price Lump Sum | ELECTRICAL ENGINEERING INSTALLATIONS | Final sub-circuits and auxiliary installations | Cables and conduits to termination points; including terminations, fixings, supports, hangers, accessories and all ancillary works as necessary; From DB to type LB(1) | 1 | Nr | AED | 1023.1
2023-01 | 3 | 3.0013 |  | United Arab Emirates | Dubai | Hard & Soft Landscaping | Al Furjan | Package 8&9 | NAKHEEL | Green & More | Award | 2023 | Fixed Price Lump Sum | ELECTRICAL ENGINEERING INSTALLATIONS | Final sub-circuits and auxiliary installations | Cables and conduits to termination points; including terminations, fixings, supports, hangers, accessories and all ancillary works as necessary; From DB to type LC(1) | 1 | Nr | AED | 1023.1
2023-01 | 3 | 3.0013 |  | United Arab Emirates | Dubai | Hard & Soft Landscaping | Al Furjan | Package 8&9 | NAKHEEL | Green & More | Award | 2023 | Fixed Price Lump Sum | ELECTRICAL ENGINEERING INSTALLATIONS | Final sub-circuits and auxiliary installations | Cables and conduits to termination points; including terminations, fixings, supports, hangers, accessories and all ancillary works as necessary; From DB to type LG(1) (power bollard provision) | 2 | Nr | AED | 1023.1
2023-01 | 3 | 3.0013 |  | United Arab Emirates | Dubai | Hard & Soft Landscaping | Al Furjan | Package 8&9 | NAKHEEL | Green & More | Award | 2023 | Fixed Price Lump Sum | ELECTRICAL ENGINEERING INSTALLATIONS | Final sub-circuits and auxiliary installations | Landscape lighting; including fixings, supports, hangers, accessories and all ancillary works as necessary; Type LB(1); 13W LED uplight, wide beam, 3000K, IP67, IK07 | 1 | Nr | AED | 2294.4
2023-01 | 3 | 3.0013 |  | United Arab Emirates | Dubai | Hard & Soft Landscaping | Al Furjan | Package 8&9 | NAKHEEL | Green & More | Award | 2023 | Fixed Price Lump Sum | ELECTRICAL ENGINEERING INSTALLATIONS | Final sub-circuits and auxiliary installations | Landscape lighting; including fixings, supports, hangers, accessories and all ancillary works as necessary; Type LC(1); 6.7W LED periskop, 3000K, IP66, IK09 | 1 | Nr | AED | 926.9
2023-01 | 3 | 3.0013 |  | United Arab Emirates | Dubai | Hard & Soft Landscaping | Al Furjan | Package 8&9 | NAKHEEL | Green & More | Award | 2023 | Fixed Price Lump Sum | ELECTRICAL ENGINEERING INSTALLATIONS | Accessories | Bollard lighting; including fixings, fittings, supports, bases, accessories and all ancillary works as necessary; Type LA(1); 9.5W LED bollard, 3000K, IP66, IK07 | 1 | Nr | AED | 1854.9
2023-01 | 3 | 3.0014 |  | United Arab Emirates | Dubai | Hard & Soft Landscaping | Al Furjan | Package 8&9 | NAKHEEL | Green & More | Award | 2023 | Fixed Price Lump Sum | ELECTRICAL ENGINEERING INSTALLATIONS | Accessories | Bollard lighting; including fixings, fittings, supports, bases, accessories and all ancillary works as necessary; Type LA(2); 4 meter high post top light | 1 | Nr | AED | 14371.1
2023-01 | 3 | 3.0014 |  | United Arab Emirates | Dubai | Hard & Soft Landscaping | Al Furjan | Package 8&9 | NAKHEEL | Green & More | Award | 2023 | Fixed Price Lump Sum | ELECTRICAL ENGINEERING INSTALLATIONS | Final sub-circuits and auxiliary installations | Connection to supply mains including cables, containments, fixings, supports, accessories and all ancillary works as necessary; From lighting distribution board to existing power supply | 1 | Item | AED | 14111.7
2023-01 | 3 | 3.0014 |  | United Arab Emirates | Dubai | Hard & Soft Landscaping | Al Furjan | Package 8&9 | NAKHEEL | Green & More | Award | 2023 | Fixed Price Lump Sum | ELECTRICAL ENGINEERING INSTALLATIONS | Sundries | Allow for all supports, fixings, anchors and insulating blocks where not included above or elsewhere | 1 | Item | AED | 535
2023-01 | 3 | 3.0014 |  | United Arab Emirates | Dubai | Hard & Soft Landscaping | Al Furjan | Package 8&9 | NAKHEEL | Green & More | Award | 2023 | Fixed Price Lump Sum | ELECTRICAL ENGINEERING INSTALLATIONS | Sundries | Allow for all identification including painting, marking and labeling | 1 | Item | AED | 535
2023-01 | 3 | 3.0014 |  | United Arab Emirates | Dubai | Hard & Soft Landscaping | Al Furjan | Package 8&9 | NAKHEEL | Green & More | Award | 2023 | Fixed Price Lump Sum | ELECTRICAL ENGINEERING INSTALLATIONS | Work incidental to electrical engineering installations | Work Incidental to Electrical Engineering Installations; Allow for planning and coordinating with relevant statutory authorities and with all other trades | 1 | Item | AED | 535
2023-01 | 3 | 3.0014 |  | United Arab Emirates | Dubai | Hard & Soft Landscaping | Al Furjan | Package 8&9 | NAKHEEL | Green & More | Award | 2023 | Fixed Price Lump Sum | ELECTRICAL ENGINEERING INSTALLATIONS | Work incidental to electrical engineering installations | Work Incidental to Electrical Engineering Installations; Allow for liaison with obtaining approvals and attendance on DEWA, other statutory bodies and service providers as required | 1 | Item | AED | 1070
2023-01 | 3 | 3.0014 |  | United Arab Emirates | Dubai | Hard & Soft Landscaping | Al Furjan | Package 8&9 | NAKHEEL | Green & More | Award | 2023 | Fixed Price Lump Sum | ELECTRICAL ENGINEERING INSTALLATIONS | Work incidental to electrical engineering installations | Work Incidental to Electrical Engineering Installations; Allow for marking the positions of and cutting or forming holes, mortices, chases or the like and all making good | 1 | Item | AED | 535
2023-01 | 3 | 3.0015 |  | United Arab Emirates | Dubai | Hard & Soft Landscaping | Al Furjan | Package 8&9 | NAKHEEL | Green & More | Award | 2023 | Fixed Price Lump Sum | ELECTRICAL ENGINEERING INSTALLATIONS | Work incidental to electrical engineering installations | Work Incidental to Electrical Engineering Installations; Allow for supplying and fixing all brackets, clamps and other fixing devices including building in or cutting and pinning and all making good | 1 | Item | AED | 535
2023-01 | 3 | 3.0015 |  | United Arab Emirates | Dubai | Hard & Soft Landscaping | Al Furjan | Package 8&9 | NAKHEEL | Green & More | Award | 2023 | Fixed Price Lump Sum | ELECTRICAL ENGINEERING INSTALLATIONS | Work incidental to electrical engineering installations | Work Incidental to Electrical Engineering Installations; Allow for fire stopping all cables, conduit, trucking, cable tray and the like at penetrations through fire walls and other structures and making good | 1 | Item | AED | 749
2023-01 | 3 | 3.0015 |  | United Arab Emirates | Dubai | Hard & Soft Landscaping | Al Furjan | Package 8&9 | NAKHEEL | Green & More | Award | 2023 | Fixed Price Lump Sum | ELECTRICAL ENGINEERING INSTALLATIONS | Work incidental to electrical engineering installations | Work Incidental to Electrical Engineering Installations; Allow for all incidental work including factory finishing, fixing to all backgrounds by appropriate means and all making good | 1 | Item | AED | 535
2023-01 | 3 | 3.0015 |  | United Arab Emirates | Dubai | Hard & Soft Landscaping | Al Furjan | Package 8&9 | NAKHEEL | Green & More | Award | 2023 | Fixed Price Lump Sum | ELECTRICAL ENGINEERING INSTALLATIONS | Work incidental to electrical engineering installations | Work Incidental to Electrical Engineering Installations; Allow for training the Employer's Staff to operate and maintain the Electrical Engineering Installations | 1 | Item | AED | 535
2023-01 | 3 | 3.0015 |  | United Arab Emirates | Dubai | Hard & Soft Landscaping | Al Furjan | Package 8&9 | NAKHEEL | Green & More | Award | 2023 | Fixed Price Lump Sum | ELECTRICAL ENGINEERING INSTALLATIONS | Work incidental to electrical engineering installations | Work Incidental to Electrical Engineering Installations; Allow for all incidental work to the Electrical Engineering Installations where not included above or elsewhere | 1 | Item | AED | 6474.5
2023-02 | 3 | 3.0015 |  | United Arab Emirates | Dubai | Hard & Soft Landscaping | Al Furjan | Package 11 & 12 | NAKHEEL | Green & More | Award | 2023 | Fixed Price Lump Sum | SITE WORK | Site preparation | Site Clearance; to approved area; Removal of debris, rubbish, vegetation, any existing foundation and services and the like prior to the commencement of excavation works; including disposal to approved location | 56491 | m² | AED | 1.3
2023-02 | 3 | 3.0015 |  | United Arab Emirates | Dubai | Hard & Soft Landscaping | Al Furjan | Package 11 & 12 | NAKHEEL | Green & More | Award | 2023 | Fixed Price Lump Sum | SITE WORK | Excavation | Excavation works; including all ancillary works as necessary; from site existing levels up to the proposed grading levels; Excavation from existing grade levels up to proposed levels | 1 | Item | AED | 1038320.6
2023-02 | 3 | 3.0015 |  | United Arab Emirates | Dubai | Hard & Soft Landscaping | Al Furjan | Package 11 & 12 | NAKHEEL | Green & More | Award | 2023 | Fixed Price Lump Sum | SITE WORK | Excavation | Excavation works; including all ancillary works as necessary; from site existing levels up to the proposed grading levels; Excavation from existing grade levels up to proposed level (RATE ONLY) | 1 | m³ | AED | 29.68
2023-02 | 3 | 3.0016 |  | United Arab Emirates | Dubai | Hard & Soft Landscaping | Al Furjan | Package 11 & 12 | NAKHEEL | Green & More | Award | 2023 | Fixed Price Lump Sum | SITE WORK | Excavation | Excavation works; including all ancillary works as necessary; from site Level +0.00 up to the required levels; Excavation to reduce levels; not exceeding 250mm depth; to paving and surface finish area | 621 | m³ | AED | 9.7
2023-02 | 3 | 3.0016 |  | United Arab Emirates | Dubai | Hard & Soft Landscaping | Al Furjan | Package 11 & 12 | NAKHEEL | Green & More | Award | 2023 | Fixed Price Lump Sum | SITE WORK | Excavation | Excavation works; including all ancillary works as necessary; from site Level +0.00 up to the required levels; Excavation to reduce levels; over 250mm but not exceeding 500mm depth; to paving and surface finish area | 4339 | m³ | AED | 9.7
2023-02 | 3 | 3.0016 |  | United Arab Emirates | Dubai | Hard & Soft Landscaping | Al Furjan | Package 11 & 12 | NAKHEEL | Green & More | Award | 2023 | Fixed Price Lump Sum | SITE WORK | Excavation | Excavation works; including all ancillary works as necessary; from site Level +0.00 up to the required levels; Excavation to reduce levels; over 750mm but not exceeding 1000mm depth; to paving and surface finish area | 419 | m³ | AED | 9.7
2023-02 | 3 | 3.0016 |  | United Arab Emirates | Dubai | Hard & Soft Landscaping | Al Furjan | Package 11 & 12 | NAKHEEL | Green & More | Award | 2023 | Fixed Price Lump Sum | SITE WORK | Excavation | Excavation works; including all ancillary works as necessary; from site Level +0.00 up to the required levels; Excavation to reduce level; over 250mm but not exceeding 500mm; to planting area | 5609 | m³ | AED | 9.7
2023-02 | 3 | 3.0016 |  | United Arab Emirates | Dubai | Hard & Soft Landscaping | Al Furjan | Package 11 & 12 | NAKHEEL | Green & More | Award | 2023 | Fixed Price Lump Sum | SITE WORK | Excavation | Excavation works; including all ancillary works as necessary; from site Level +0.00 up to the required levels; Excavation to reduce level; over 500mm but not exceeding 750mm; to planting area | 6303 | m³ | AED | 9.7
2023-02 | 3 | 3.0016 |  | United Arab Emirates | Dubai | Hard & Soft Landscaping | Al Furjan | Package 11 & 12 | NAKHEEL | Green & More | Award | 2023 | Fixed Price Lump Sum | SITE WORK | Excavation | Excavation works; including all ancillary works as necessary; from site Level +0.00 up to the required levels; Excavation to reduce level; over 250mm but not exceeding 500mm; to steps | 5 | m³ | AED | 9.7
2023-02 | 3 | 3.0016 |  | United Arab Emirates | Dubai | Hard & Soft Landscaping | Al Furjan | Package 11 & 12 | NAKHEEL | Green & More | Award | 2023 | Fixed Price Lump Sum | SITE WORK | Excavation | Excavation works; including all ancillary works as necessary; from site Level +0.00 up to the required levels; Trench excavation; to receive foundations | 72 | m³ | AED | 9.7
2023-02 | 3 | 3.0016 |  | United Arab Emirates | Dubai | Hard & Soft Landscaping | Al Furjan | Package 11 & 12 | NAKHEEL | Green & More | Award | 2023 | Fixed Price Lump Sum | SITE WORK | Excavation | Excavation works; including all ancillary works as necessary; from site Level +0.00 up to the required levels; Pit excavation; over 1000mm but not exceeding 1500mm depth; to receive tree pits | 1081 | m³ | AED | 9.7
2023-02 | 3 | 3.0016 |  | United Arab Emirates | Dubai | Hard & Soft Landscaping | Al Furjan | Package 11 & 12 | NAKHEEL | Green & More | Award | 2023 | Fixed Price Lump Sum | SITE WORK | Excavation | Pit excavation; over 1500mm but not exceeding 2000mm depth; to receive palm tree pits | 576 | m³ | AED | 9.7
2023-02 | 3 | 3.0016 |  | United Arab Emirates | Dubai | Hard & Soft Landscaping | Al Furjan | Package 11 & 12 | NAKHEEL | Green & More | Award | 2023 | Fixed Price Lump Sum | SITE WORK | Disposal | Disposal of unsuitable and surplus materials arising from excavation; Removed on site including a suitable tip (RATE ONLY) | 1 | m³ | AED | 16.9
2023-02 | 3 | 3.0017 |  | United Arab Emirates | Dubai | Hard & Soft Landscaping | Al Furjan | Package 11 & 12 | NAKHEEL | Green & More | Award | 2023 | Fixed Price Lump Sum | SITE WORK | Disposal | Disposal of unsuitable and surplus materials arising from excavation; Removed off-site material | 19026 | m³ | AED | 25.5
2023-02 | 3 | 3.0017 |  | United Arab Emirates | Dubai | Hard & Soft Landscaping | Al Furjan | Package 11 & 12 | NAKHEEL | Green & More | Award | 2023 | Fixed Price Lump Sum | SITE WORK | Filling | Filling to make up levels; including compaction and all ancillary works as necessary; 100mm thick aggregate sub-base course compacted to 95% MDD; to type H01 | 24 | m³ | AED | 119
2023-02 | 3 | 3.0017 |  | United Arab Emirates | Dubai | Hard & Soft Landscaping | Al Furjan | Package 11 & 12 | NAKHEEL | Green & More | Award | 2023 | Fixed Price Lump Sum | SITE WORK | Filling | Filling to make up levels; including compaction and all ancillary works as necessary; 150mm thick aggregate sub-base course compacted to 95% MDD; to type PV01, PV02, PP01, PP03, PP05, AS01 and EP01 | 1820 | m³ | AED | 119
2023-02 | 3 | 3.0017 |  | United Arab Emirates | Dubai | Hard & Soft Landscaping | Al Furjan | Package 11 & 12 | NAKHEEL | Green & More | Award | 2023 | Fixed Price Lump Sum | SITE WORK | Filling | Filling to make up levels; including compaction and all ancillary works as necessary; 150mm thick compacted sub-base; to type PB01, PB02, PB04, S01, PP04 and B01 | 520 | m³ | AED | 119
2023-02 | 3 | 3.0017 |  | United Arab Emirates | Dubai | Hard & Soft Landscaping | Al Furjan | Package 11 & 12 | NAKHEEL | Green & More | Award | 2023 | Fixed Price Lump Sum | SITE WORK | Filling | Filling to make up levels; including compaction and all ancillary works as necessary; 150mm thick compacted sub-grade; to type S01 | 70 | m³ | AED | 119
2023-02 | 3 | 3.0017 |  | United Arab Emirates | Dubai | Hard & Soft Landscaping | Al Furjan | Package 11 & 12 | NAKHEEL | Green & More | Award | 2023 | Fixed Price Lump Sum | SITE WORK | Paving and surfacing | Precast concrete paving; in shotblast finish; laid on 50mm thick sharp sand bed with 2/3mm joint filled with sand, 150mm thick aggregate sub-base (measured separately) and compacted existing sub-grade; including grout mortar, joint and edge treatment and including all ancillary works as necessary; Type PV01; PCC Paver 'Tegula'; varying size; A - (15%) 160 x 160 x 80mm - light grey, B - (5%) 120 x 160 x 80mm - medium grey, E - (80%) 160 x 160 x 80mm - dark grey | 39 | m² | AED | 80.5
2023-02 | 3 | 3.0017 |  | United Arab Emirates | Dubai | Hard & Soft Landscaping | Al Furjan | Package 11 & 12 | NAKHEEL | Green & More | Award | 2023 | Fixed Price Lump Sum | SITE WORK | Paving and surfacing | Precast concrete paving; in shotblast finish; laid on 50mm thick sharp sand bed with 2/3mm joint filled with sand, 150mm thick aggregate sub-base (measured separately) and compacted existing sub-grade; including grout mortar, joint and edge treatment and including all ancillary works as necessary; Type PV02; PCC Paver 'Tegula'; varying size; A - (15%) 120 x 160 x 60mm - light grey, B - (5%) 120 x 160 x 60mm - medium grey, C - (25%) 160 x 160 x 60mm - light grey, D - (20%) 160 x 160 x 60mm - medium grey, E - (10%) 160 x 160 x 60mm - dark grey, F - (25%) 160 x 240 x 60mm - light grey | 64 | m² | AED | 78.4
2023-02 | 3 | 3.0017 |  | United Arab Emirates | Dubai | Hard & Soft Landscaping | Al Furjan | Package 11 & 12 | NAKHEEL | Green & More | Award | 2023 | Fixed Price Lump Sum | SITE WORK | Paving and surfacing | Precast concrete paving; in shotblast finish; laid on 50mm thick sharp sand bed with 2/3mm joint filled with sand, 150mm thick aggregate sub-base (measured separately) and compacted existing sub-grade; including grout mortar, joint and edge treatment and including all ancillary works as necessary; Type PP01; PCC Paver 'Flora'; in running bond pattern; size 300 x 600 x 60mm thick; (70%) light grey & (30%) medium grey color | 295 | m² | AED | 93.9
2023-02 | 3 | 3.0017 |  | United Arab Emirates | Dubai | Hard & Soft Landscaping | Al Furjan | Package 11 & 12 | NAKHEEL | Green & More | Award | 2023 | Fixed Price Lump Sum | SITE WORK | Paving and surfacing | Type PP03; PCC Paver 'Sienna'; varying size in running bond pattern; (80%) light grey & (20%) medium grey color in different sizes; A - 240 x 200 x 60mm; B - 160 x 200 x 60mm; C - 120 x 200 x 60mm; D - 150 x 120 x 60mm; E - 120 x 120 x 60mm thick | 9498 | m² | AED | 85.1
2023-02 | 3 | 3.0017 |  | United Arab Emirates | Dubai | Hard & Soft Landscaping | Al Furjan | Package 11 & 12 | NAKHEEL | Green & More | Award | 2023 | Fixed Price Lump Sum | SITE WORK | Paving and surfacing | In-situ concrete paving; in exposed aggregate finish; laid on compacted aggregate sub-base (measured separately) and compacted existing sub-grade; including saw joint, reinforcements, grout mortar, joint and edge treatment and including all ancillary works as necessary; Type PP04; 150mm thick; in light grey colour | 583 | m² | AED | 396
2023-02 | 3 | 3.0018 |  | United Arab Emirates | Dubai | Hard & Soft Landscaping | Al Furjan | Package 11 & 12 | NAKHEEL | Green & More | Award | 2023 | Fixed Price Lump Sum | SITE WORK | Paving and surfacing | Precast circular concrete paving with 200mm thick gravel type AG02 (measured separately); in shotblast finish; laid on 50mm thick bed, 150mm thick aggregate sub-base (measured separately) and compacted existing sub-grade; including grout mortar, joint and edge treatment and including all ancillary works as necessary; Type PP05; A - 600mm dia., B - 400mm dia., C - 300mm dia; 60mm thick; in light grey colour | 457 | m² | AED | 383.2
2023-02 | 3 | 3.0018 |  | United Arab Emirates | Dubai | Hard & Soft Landscaping | Al Furjan | Package 11 & 12 | NAKHEEL | Green & More | Award | 2023 | Fixed Price Lump Sum | SITE WORK | Paving and surfacing | Precast concrete paving band; in shotblast finish; laid on 30mm thick mortar bed with 3-5mm colour matched grout, 150mm thick concrete base and 150mm thick compacted sub-base (measured separately); including grout mortar, joint and edge treatment and including all ancillary works as necessary; Type PB01; size 200 x 300 x 80mm thick; in dark grey color | 10820 | m | AED | 53.3
2023-02 | 3 | 3.0018 |  | United Arab Emirates | Dubai | Hard & Soft Landscaping | Al Furjan | Package 11 & 12 | NAKHEEL | Green & More | Award | 2023 | Fixed Price Lump Sum | SITE WORK | Paving and surfacing | Precast concrete paving band; in shotblast finish; laid on 30mm thick mortar bed with 3-5mm colour matched grout, 150mm thick concrete base and 150mm thick compacted sub-base (measured separately); including grout mortar, joint and edge treatment and including all ancillary works as necessary; Type PB02; size 300 x 300 x 80mm thick; in medium grey colour | 239 | m | AED | 62.6
2023-02 | 3 | 3.0018 |  | United Arab Emirates | Dubai | Hard & Soft Landscaping | Al Furjan | Package 11 & 12 | NAKHEEL | Green & More | Award | 2023 | Fixed Price Lump Sum | SITE WORK | Paving and surfacing | Precast concrete paving band; in shotblast finish; laid on 30mm thick mortar bed with 3-5mm colour matched grout, 150mm thick concrete base and 150mm thick compacted sub-base (measured separately); including grout mortar, joint and edge treatment and including all ancillary works as necessary; Type PB04; size 200 x 200 x 80mm thick; in medium grey color | 578 | m | AED | 53.3
2023-02 | 3 | 3.0018 |  | United Arab Emirates | Dubai | Hard & Soft Landscaping | Al Furjan | Package 11 & 12 | NAKHEEL | Green & More | Award | 2023 | Fixed Price Lump Sum | SITE WORK | Landscaping | Gravel; non self binding-loose laid; natural river rounded from wadi source; laid on compacted existing grade layer; including accessories and all ancillary works as necessary; Type AG01; 75-300mm diameter rounded decorative gravel bed; 100mm depth | 2174 | m² | AED | 28.7
2023-02 | 3 | 3.0018 |  | United Arab Emirates | Dubai | Hard & Soft Landscaping | Al Furjan | Package 11 & 12 | NAKHEEL | Green & More | Award | 2023 | Fixed Price Lump Sum | SITE WORK | Landscaping | Gravel; non self binding-loose laid; natural river rounded from wadi source; laid on compacted existing grade layer; including accessories and all ancillary works as necessary; Type AG02; 14mm sieve size; 100mm depth | 1614 | m² | AED | 27.7
2023-02 | 3 | 3.0018 |  | United Arab Emirates | Dubai | Hard & Soft Landscaping | Al Furjan | Package 11 & 12 | NAKHEEL | Green & More | Award | 2023 | Fixed Price Lump Sum | SITE WORK | Landscaping | Gravel; non self binding-loose laid; natural river rounded from wadi source; laid on compacted existing grade layer; including accessories and all ancillary works as necessary; Type AG02; 14mm sieve size; 200mm depth; to PP05 | 457 | m² | AED | 39.2
2023-02 | 3 | 3.0018 |  | United Arab Emirates | Dubai | Hard & Soft Landscaping | Al Furjan | Package 11 & 12 | NAKHEEL | Green & More | Award | 2023 | Fixed Price Lump Sum | SITE WORK | Paving and surfacing | Asphalt paving; 40mm thick asphalt wearing course with epoxy acrylic coating; laid on 40mm thick asphalt base course, acrylic paint guide line, 150mm thick aggregate sub-base(measured separately) and compacted existing grade; including surface preparation, accessories and all ancillary works as necessary; Type AS01; 80mm thick | 807 | m² | AED | 166.8
2023-02 | 3 | 3.0018 |  | United Arab Emirates | Dubai | Hard & Soft Landscaping | Al Furjan | Package 11 & 12 | NAKHEEL | Green & More | Award | 2023 | Fixed Price Lump Sum | SITE WORK | Paving and surfacing | Extra over for acrylic paint sports court line markings | 172 | m | AED | 30.5
2023-02 | 3 | 3.0018 |  | United Arab Emirates | Dubai | Hard & Soft Landscaping | Al Furjan | Package 11 & 12 | NAKHEEL | Green & More | Award | 2023 | Fixed Price Lump Sum | SITE WORK | Paving and surfacing | EPDM surface; 16mm thick top coat; over 60-150mm thick black base rubber; laid on 150mm thick aggregate sub-base (measured separately) and compacted existing grade; including accessories and all ancillary works as necessary; Type EP01; 166mm thick overall | 971 | m² | AED | 530.7
2023-02 | 3 | 3.0019 |  | United Arab Emirates | Dubai | Hard & Soft Landscaping | Al Furjan | Package 11 & 12 | NAKHEEL | Green & More | Award | 2023 | Fixed Price Lump Sum | SITE WORK | Landscaping | Hogging stone; non self binding stone in rolled finish; 5-25mm diameter; laid on 100mm thick aggregate sub-base (measured separately); including grout mortar, joint and edge treatment and including all ancillary works as; Type H01; 80-100mm thick; natural desert tan color | 235 | m² | AED | 50.6
2023-02 | 3 | 3.0019 |  | United Arab Emirates | Dubai | Hard & Soft Landscaping | Al Furjan | Package 11 & 12 | NAKHEEL | Green & More | Award | 2023 | Fixed Price Lump Sum | SITE WORK | Paving and surfacing | Silica sand; in natural finish; laid on150mm thick compacted sub-base (measured separately) and compacted existing grade; including surface preparation, accessories and all ancillary works as necessary; Type S01; size 1-3mm sieve; 600mm thick; light grey colour | 466 | m² | AED | 93.4
2023-02 | 3 | 3.0019 |  | United Arab Emirates | Dubai | Hard & Soft Landscaping | Al Furjan | Package 11 & 12 | NAKHEEL | Green & More | Award | 2023 | Fixed Price Lump Sum | SITE WORK | Landscaping | Natural boulders; local quarry rock; in natural finish; laid on compacted sub-base (measured separately); including accessories and all ancillary works as necessary; Type B01; varying size;, A - 400-600mm dia, B - 600-800mm dia, C - 800-1000mm dia, D - 1200-1600mm dia.; in grey colour | 64 | m² | AED | 831.7
2023-02 | 3 | 3.0019 |  | United Arab Emirates | Dubai | Hard & Soft Landscaping | Al Furjan | Package 11 & 12 | NAKHEEL | Green & More | Award | 2023 | Fixed Price Lump Sum | SITE WORK | Landscaping | Making good; to achieve the approve lay-out levels; including surface preparation, accessories and all ancillary works as necessary; Existing sand | 5620 | m² | AED | 5.3
2023-02 | 3 | 3.0019 |  | United Arab Emirates | Dubai | Hard & Soft Landscaping | Al Furjan | Package 11 & 12 | NAKHEEL | Green & More | Award | 2023 | Fixed Price Lump Sum | SITE WORK | Landscaping | Sundries; Geotextile membrane; non-woven; to AG01, AG02, B01 and PP05 | 4309 | m² | AED | 2.9
2023-02 | 3 | 3.0019 |  | United Arab Emirates | Dubai | Hard & Soft Landscaping | Al Furjan | Package 11 & 12 | NAKHEEL | Green & More | Award | 2023 | Fixed Price Lump Sum | SITE WORK | Landscaping | Sundries; Polythene sheet; to PP04 | 583 | m² | AED | 2.9
2023-02 | 3 | 3.0019 |  | United Arab Emirates | Dubai | Hard & Soft Landscaping | Al Furjan | Package 11 & 12 | NAKHEEL | Green & More | Award | 2023 | Fixed Price Lump Sum | SITE WORK | Landscaping | Planting medium soil; laid on compacted sub-grade; including all ancillary works as necessary; 300mm depth; to lawn and grass | 5609 | m³ | AED | 42.4
2023-02 | 3 | 3.0019 |  | United Arab Emirates | Dubai | Hard & Soft Landscaping | Al Furjan | Package 11 & 12 | NAKHEEL | Green & More | Award | 2023 | Fixed Price Lump Sum | SITE WORK | Landscaping | Planting medium soil; laid on compacted sub-grade; including all ancillary works as necessary; 500mm depth; to shrubs and ground cover | 6303 | m³ | AED | 42.4
2023-02 | 3 | 3.0019 |  | United Arab Emirates | Dubai | Hard & Soft Landscaping | Al Furjan | Package 11 & 12 | NAKHEEL | Green & More | Award | 2023 | Fixed Price Lump Sum | SITE WORK | Landscaping | Planting medium soil; laid on compacted sub-grade; including all ancillary works as necessary; 1200mm depth (minimum); to tree pits | 1082 | m³ | AED | 42.4
2023-02 | 3 | 3.002 |  | United Arab Emirates | Dubai | Hard & Soft Landscaping | Al Furjan | Package 11 & 12 | NAKHEEL | Green & More | Award | 2023 | Fixed Price Lump Sum | SITE WORK | Landscaping | Planting medium soil; with zander mychorriza organic; laid on compacted sub-grade; including all ancillary works as necessary; 1800-2000mm depth; to palm tree pits | 576 | m³ | AED | 43.6
2023-02 | 3 | 3.002 |  | United Arab Emirates | Dubai | Hard & Soft Landscaping | Al Furjan | Package 11 & 12 | NAKHEEL | Green & More | Award | 2023 | Fixed Price Lump Sum | SITE WORK | Landscaping | Organic bark mulch; including all ancillary works as necessary; Mulching; 75mm thick; to shrub and ground cover | 1 | m² | AED | 37.4
2023-02 | 3 | 3.002 |  | United Arab Emirates | Dubai | Hard & Soft Landscaping | Al Furjan | Package 11 & 12 | NAKHEEL | Green & More | Award | 2023 | Fixed Price Lump Sum | SITE WORK | Landscaping | Organic bark mulch; including all ancillary works as necessary; Mulching; 75mm thick; to trees and palm trees | 1 | m² | AED | 37.4
2023-02 | 3 | 3.002 |  | United Arab Emirates | Dubai | Hard & Soft Landscaping | Al Furjan | Package 11 & 12 | NAKHEEL | Green & More | Award | 2023 | Fixed Price Lump Sum | SITE WORK | Landscaping | Drainage aggregate layer coarse 10-15mm dia.; including all ancillary works as necessary; Drainage layer; 300mm thick; to trees and palm trees | 1189 | m² | AED | 35.4
2023-02 | 3 | 3.002 |  | United Arab Emirates | Dubai | Hard & Soft Landscaping | Al Furjan | Package 11 & 12 | NAKHEEL | Green & More | Award | 2023 | Fixed Price Lump Sum | SITE WORK | Landscaping | Trees; including support system, groundkeeper and all ancillary works as necessary; ACA ARA; gum arabic tree (acacia arabica); overall height 4.0-4.5m; clear trunk 1.8m; min. caliper 80-100mm; local | 17 | Nr | AED | 1933.7
2023-02 | 3 | 3.002 |  | United Arab Emirates | Dubai | Hard & Soft Landscaping | Al Furjan | Package 11 & 12 | NAKHEEL | Green & More | Award | 2023 | Fixed Price Lump Sum | SITE WORK | Landscaping | Trees; including support system, groundkeeper and all ancillary works as necessary; ACA FAR; sweet acacia (acacia farnesiana); overall height 1.5-2.0m; clear trunk 1.5m; min. caliper 120-140mm; local | 25 | Nr | AED | 2973.8
2023-02 | 3 | 3.002 |  | United Arab Emirates | Dubai | Hard & Soft Landscaping | Al Furjan | Package 11 & 12 | NAKHEEL | Green & More | Award | 2023 | Fixed Price Lump Sum | SITE WORK | Landscaping | Trees; including support system, groundkeeper and all ancillary works as necessary; AZA IND; neem tree (azadirachta indica); overall height 4.0-4.5m; clear trunk 1.8m; min. caliper; 80-100mm; adaptive | 99 | Nr | AED | 1471.5
2023-02 | 3 | 3.002 |  | United Arab Emirates | Dubai | Hard & Soft Landscaping | Al Furjan | Package 11 & 12 | NAKHEEL | Green & More | Award | 2023 | Fixed Price Lump Sum | SITE WORK | Landscaping | Trees; including support system, groundkeeper and all ancillary works as necessary; DEL REG; royal poinciana (delonix regia); overall height 4.0-4.5m; clear trunk 1.8m; min. caliper 80-100mm; adaptive | 65 | Nr | AED | 1473.6
2023-02 | 3 | 3.002 |  | United Arab Emirates | Dubai | Hard & Soft Landscaping | Al Furjan | Package 11 & 12 | NAKHEEL | Green & More | Award | 2023 | Fixed Price Lump Sum | SITE WORK | Landscaping | Trees; including support system, groundkeeper and all ancillary works as necessary; MIL HOR; jasmin tree (millingtonia hortensis); overall height 4.0-4.5m; clear trunk 1.8m; min. caliper 80-100mm; adaptive | 9 | Nr | AED | 1760.4
2023-02 | 3 | 3.002 |  | United Arab Emirates | Dubai | Hard & Soft Landscaping | Al Furjan | Package 11 & 12 | NAKHEEL | Green & More | Award | 2023 | Fixed Price Lump Sum | SITE WORK | Landscaping | Trees; including support system, groundkeeper and all ancillary works as necessary; PAR ACU; mexican palo verde (parkinsonia aculeata); overall height 3.5-4.0m; clear trunk 1.5m; min. caliper 60-80mm; adaptive | 68 | Nr | AED | 1242.1
2023-02 | 3 | 3.0021 |  | United Arab Emirates | Dubai | Hard & Soft Landscaping | Al Furjan | Package 11 & 12 | NAKHEEL | Green & More | Award | 2023 | Fixed Price Lump Sum | SITE WORK | Landscaping | PLU OBT; singapore white plumeria (plumeria obtusa); overall height 2.0-2.5m; clear trunk 1.8m; min. caliper 80-100mm; adaptive | 31 | Nr | AED | 2222.6
2023-02 | 3 | 3.0021 |  | United Arab Emirates | Dubai | Hard & Soft Landscaping | Al Furjan | Package 11 & 12 | NAKHEEL | Green & More | Award | 2023 | Fixed Price Lump Sum | SITE WORK | Landscaping | TEC UND; honey tree (tecomella undulata); overall height 3.5-4.0m; clear trunk 1.5-2.0m; min. caliper 60-80mm; adaptive | 137 | Nr | AED | 1067
2023-02 | 3 | 3.0021 |  | United Arab Emirates | Dubai | Hard & Soft Landscaping | Al Furjan | Package 11 & 12 | NAKHEEL | Green & More | Award | 2023 | Fixed Price Lump Sum | SITE WORK | Landscaping | Fruit trees; including support system, groundkeeper and all ancillary works as necessary; TAM IND; tamarind, tamir hindi (tamarindus indica); overall height 4.0-4.5m; clear trunk 1.5m; min. caliper 80-100mm; adaptive | 43 | Nr | AED | 1644.8
2023-02 | 3 | 3.0021 |  | United Arab Emirates | Dubai | Hard & Soft Landscaping | Al Furjan | Package 11 & 12 | NAKHEEL | Green & More | Award | 2023 | Fixed Price Lump Sum | SITE WORK | Landscaping | Fruit trees; including support system, groundkeeper and all ancillary works as necessary; ZIZ SPI; sidr (ziziphus spina-christi); overall height 4.0-4.5m; clear trunk 1.8m; min. caliper 80-100mm; local | 17 | Nr | AED | 1820.7
2023-02 | 3 | 3.0021 |  | United Arab Emirates | Dubai | Hard & Soft Landscaping | Al Furjan | Package 11 & 12 | NAKHEEL | Green & More | Award | 2023 | Fixed Price Lump Sum | SITE WORK | Landscaping | Park trees; including support system, groundkeeper and all ancillary works as necessary; PRO JUL; mequite, safsaf (prosopis juliflora); overall height 4.0-4.5m; clear trunk 1.8m; min. caliper 80-100mm; local | 115 | Nr | AED | 1473.6
2023-02 | 3 | 3.0021 |  | United Arab Emirates | Dubai | Hard & Soft Landscaping | Al Furjan | Package 11 & 12 | NAKHEEL | Green & More | Award | 2023 | Fixed Price Lump Sum | SITE WORK | Landscaping | Palm trees; including support system, groundkeeper and all ancillary works as necessary; BIS NOB; bismarck palm (bismarckia nobilis); overall height 3.0-3.5m; clear trunk 1.0-1.5m; min. caliper 400-500mm; adaptive | 3 | Nr | AED | 7703.6
2023-02 | 3 | 3.0021 |  | United Arab Emirates | Dubai | Hard & Soft Landscaping | Al Furjan | Package 11 & 12 | NAKHEEL | Green & More | Award | 2023 | Fixed Price Lump Sum | SITE WORK | Landscaping | Palm trees; including support system, groundkeeper and all ancillary works as necessary; LIV CHI; chinese fan palm (livistona chinesis); overall height 2.0-2.5m | 1 | Nr | AED | 3081.2
2023-02 | 3 | 3.0021 |  | United Arab Emirates | Dubai | Hard & Soft Landscaping | Al Furjan | Package 11 & 12 | NAKHEEL | Green & More | Award | 2023 | Fixed Price Lump Sum | SITE WORK | Landscaping | Palm trees; including support system, groundkeeper and all ancillary works as necessary; PHO DAC; date palm (phoenix dactylifera); overall height 6.0m; clear trunk 2.5-5-0m; min. caliper 400-500mm; local | 35 | Nr | AED | 1581
2023-02 | 3 | 3.0021 |  | United Arab Emirates | Dubai | Hard & Soft Landscaping | Al Furjan | Package 11 & 12 | NAKHEEL | Green & More | Award | 2023 | Fixed Price Lump Sum | SITE WORK | Underground drainage | ROY REG; royal palm (roystonea regia); overall height 2.0-2.5m | 9 | Nr | AED | 2546.2
2023-02 | 3 | 3.0021 |  | United Arab Emirates | Dubai | Hard & Soft Landscaping | Al Furjan | Package 11 & 12 | NAKHEEL | Green & More | Award | 2023 | Fixed Price Lump Sum | SITE WORK | Landscaping | WAS ROB; mexican fan palm (washingtonia robusta); overall height 4.5-5.0m; clear trunk 2.5-5.0m; min. caliper 300-400mm; adaptive | 25 | Nr | AED | 1476.2
2023-02 | 3 | 3.0022 |  | United Arab Emirates | Dubai | Hard & Soft Landscaping | Al Furjan | Package 11 & 12 | NAKHEEL | Green & More | Award | 2023 | Fixed Price Lump Sum | SITE WORK | Landscaping | Shrubs; including additional earthworks, fertilizer and all ancillary works as necessary; ADE OBE; desert rose (adenium obesium); height 400-600mm; min. spread 400-500mm; adaptive | 396 | m² | AED | 104.3
2023-02 | 3 | 3.0022 |  | United Arab Emirates | Dubai | Hard & Soft Landscaping | Al Furjan | Package 11 & 12 | NAKHEEL | Green & More | Award | 2023 | Fixed Price Lump Sum | SITE WORK | Landscaping | Shrubs; including additional earthworks, fertilizer and all ancillary works as necessary; ATR SEM; salt bush (atriplex semibaccata); height 300-500mm; min. spread 300-400mm; local | 984 | m² | AED | 21.9
2023-02 | 3 | 3.0022 |  | United Arab Emirates | Dubai | Hard & Soft Landscaping | Al Furjan | Package 11 & 12 | NAKHEEL | Green & More | Award | 2023 | Fixed Price Lump Sum | SITE WORK | Landscaping | Shrubs; including additional earthworks, fertilizer and all ancillary works as necessary; BOU ALB; white bougainvillea (boungainvillea alba); height 400-600mm; min. spread 400-600mm; adaptive | 19 | m² | AED | 37.4
2023-02 | 3 | 3.0022 |  | United Arab Emirates | Dubai | Hard & Soft Landscaping | Al Furjan | Package 11 & 12 | NAKHEEL | Green & More | Award | 2023 | Fixed Price Lump Sum | SITE WORK | Landscaping | Shrubs; including additional earthworks, fertilizer and all ancillary works as necessary; BOU GLA; paper flower (boungainvillea glabra-orange); height 400-600mm; min. spread 400-600mm; adaptive | 540 | m² | AED | 37.4
2023-02 | 3 | 3.0022 |  | United Arab Emirates | Dubai | Hard & Soft Landscaping | Al Furjan | Package 11 & 12 | NAKHEEL | Green & More | Award | 2023 | Fixed Price Lump Sum | SITE WORK | Landscaping | Shrubs; including additional earthworks, fertilizer and all ancillary works as necessary; CAE PUL; red bird of paradise (caesalpinia pulcherrima); height 400-600mm; min. spread 400-600mm; adaptive | 210 | m² | AED | 25.2
2023-02 | 3 | 3.0022 |  | United Arab Emirates | Dubai | Hard & Soft Landscaping | Al Furjan | Package 11 & 12 | NAKHEEL | Green & More | Award | 2023 | Fixed Price Lump Sum | SITE WORK | Landscaping | Shrubs; including additional earthworks, fertilizer and all ancillary works as necessary; CLE INE; wild jasmine (clerodendrum inerme); height 300-500mm; min. spread 300-500mm; adaptive | 84 | m² | AED | 38.4
2023-02 | 3 | 3.0022 |  | United Arab Emirates | Dubai | Hard & Soft Landscaping | Al Furjan | Package 11 & 12 | NAKHEEL | Green & More | Award | 2023 | Fixed Price Lump Sum | SITE WORK | Landscaping | Shrubs; including additional earthworks, fertilizer and all ancillary works as necessary; JUN RIG; rush (juncus rigidus); height 400-600mm; min. spread 400-500mm; adaptive | 3099 | m² | AED | 36.5
2023-02 | 3 | 3.0022 |  | United Arab Emirates | Dubai | Hard & Soft Landscaping | Al Furjan | Package 11 & 12 | NAKHEEL | Green & More | Award | 2023 | Fixed Price Lump Sum | SITE WORK | Landscaping | Shrubs; including additional earthworks, fertilizer and all ancillary works as necessary; LAW INE; henna (lawsonia inermis); height 400-600mm; min. spread 400-600mm; adaptive | 28 | m² | AED | 25.6
2023-02 | 3 | 3.0022 |  | United Arab Emirates | Dubai | Hard & Soft Landscaping | Al Furjan | Package 11 & 12 | NAKHEEL | Green & More | Award | 2023 | Fixed Price Lump Sum | SITE WORK | Landscaping | Shrubs; including additional earthworks, fertilizer and all ancillary works as necessary; LEU FRU; texas sage (leucophyllum frutescens); height 400-600mm; min. spread 400-600mm; adaptive | 1989 | m² | AED | 31.9
2023-02 | 3 | 3.0022 |  | United Arab Emirates | Dubai | Hard & Soft Landscaping | Al Furjan | Package 11 & 12 | NAKHEEL | Green & More | Award | 2023 | Fixed Price Lump Sum | SITE WORK | Landscaping | PAN ANT; blue panicum (panicum antidotale); height 400-600mm; min. spread 400-500mm; adaptive | 470 | m² | AED | 31.6
2023-02 | 3 | 3.0023 |  | United Arab Emirates | Dubai | Hard & Soft Landscaping | Al Furjan | Package 11 & 12 | NAKHEEL | Green & More | Award | 2023 | Fixed Price Lump Sum | SITE WORK | Landscaping | PUL CRI; (pulicaria crispa); height 400-600mm; min. spread 400-600mm; adaptive | 1639 | m² | AED | 106.5
2023-02 | 3 | 3.0023 |  | United Arab Emirates | Dubai | Hard & Soft Landscaping | Al Furjan | Package 11 & 12 | NAKHEEL | Green & More | Award | 2023 | Fixed Price Lump Sum | SITE WORK | Landscaping | SAL PE2; miswak, arak, toothbrush tree (salvadora persica); height 400-600mm; min. spread 400-600mm; local | 25 | m² | AED | 25.6
2023-02 | 3 | 3.0023 |  | United Arab Emirates | Dubai | Hard & Soft Landscaping | Al Furjan | Package 11 & 12 | NAKHEEL | Green & More | Award | 2023 | Fixed Price Lump Sum | SITE WORK | Landscaping | TEC STA; yellow bells (tecoma stans); height 400-600mm; min. spread 400-600mm; adaptive | 1170 | m² | AED | 25.2
2023-02 | 3 | 3.0023 |  | United Arab Emirates | Dubai | Hard & Soft Landscaping | Al Furjan | Package 11 & 12 | NAKHEEL | Green & More | Award | 2023 | Fixed Price Lump Sum | SITE WORK | Landscaping | Grasses; including additional earthworks, fertilizer and all ancillary works as necessary; CEN CIL; dhaman grass (cenchrus ciliaris); height 300-500mm; min. spread 300-400mm; adaptive | 2895 | m² | AED | 25.2
2023-02 | 3 | 3.0023 |  | United Arab Emirates | Dubai | Hard & Soft Landscaping | Al Furjan | Package 11 & 12 | NAKHEEL | Green & More | Award | 2023 | Fixed Price Lump Sum | SITE WORK | Landscaping | Grasses; including additional earthworks, fertilizer and all ancillary works as necessary; LOM LON; mat rush (lomandra longifolia); height 400-600mm; min. spread 400-500mm; adaptive | 356 | m² | AED | 67.3
2023-02 | 3 | 3.0023 |  | United Arab Emirates | Dubai | Hard & Soft Landscaping | Al Furjan | Package 11 & 12 | NAKHEEL | Green & More | Award | 2023 | Fixed Price Lump Sum | SITE WORK | Landscaping | Grasses; including additional earthworks, fertilizer and all ancillary works as necessary; PEN RUB; purple fountain grass (pennisetum rubrum); height 300-500; min. spread 300-500mm; adaptive | 1313 | m² | AED | 24.2
2023-02 | 3 | 3.0023 |  | United Arab Emirates | Dubai | Hard & Soft Landscaping | Al Furjan | Package 11 & 12 | NAKHEEL | Green & More | Award | 2023 | Fixed Price Lump Sum | SITE WORK | Landscaping | Grasses; including additional earthworks, fertilizer and all ancillary works as necessary; PEN SET; fountain grass (pennisetum setaceum); height 300-500mm; min. spread 300-500mm; local | 4384 | m² | AED | 21.2
2023-02 | 3 | 3.0023 |  | United Arab Emirates | Dubai | Hard & Soft Landscaping | Al Furjan | Package 11 & 12 | NAKHEEL | Green & More | Award | 2023 | Fixed Price Lump Sum | SITE WORK | Landscaping | Groundcovers; including additional earthworks, fertilizer and all ancillary works as necessary; AER JAV; kapok bush (aerva javanica); height 300-500mm; spread 300mm; adaptive | 1309 | m² | AED | 88.8
2023-02 | 3 | 3.0023 |  | United Arab Emirates | Dubai | Hard & Soft Landscaping | Al Furjan | Package 11 & 12 | NAKHEEL | Green & More | Award | 2023 | Fixed Price Lump Sum | SITE WORK | Landscaping | Groundcovers; including additional earthworks, fertilizer and all ancillary works as necessary; PET THC; double cascade pink double petunia (petunix x hybrida 'double cascade pink'); height 300-500mm; spread 400mm; adaptive | 1 | m² | AED | 30
2023-02 | 3 | 3.0023 |  | United Arab Emirates | Dubai | Hard & Soft Landscaping | Al Furjan | Package 11 & 12 | NAKHEEL | Green & More | Award | 2023 | Fixed Price Lump Sum | SITE WORK | Landscaping | RUE CIL; wild petunia (ruellia ciliosa); height 300-500mm; spread 300mm; adaptive | 644 | m² | AED | 18.3
2023-02 | 3 | 3.0024 |  | United Arab Emirates | Dubai | Hard & Soft Landscaping | Al Furjan | Package 11 & 12 | NAKHEEL | Green & More | Award | 2023 | Fixed Price Lump Sum | SITE WORK | Landscaping | Lawn; including additional earthworks, fertilizer and all ancillary works as necessary; PAS VAG; seashore paspalum (paspalum vaginatum); flat; adaptive | 9750 | m² | AED | 22
2023-02 | 3 | 3.0024 |  | United Arab Emirates | Dubai | Hard & Soft Landscaping | Al Furjan | Package 11 & 12 | NAKHEEL | Green & More | Award | 2023 | Fixed Price Lump Sum | SITE WORK | Landscaping | Planting Management; including protection, consumables, accessories and all ancillary works as necessary; Maintenance and management during contract period and up to date of Taking Over | 1 | Item | AED | 70622.2
2023-02 | 3 | 3.0024 |  | United Arab Emirates | Dubai | Hard & Soft Landscaping | Al Furjan | Package 11 & 12 | NAKHEEL | Green & More | Award | 2023 | Fixed Price Lump Sum | SITE WORK | Landscaping | Planting Management; including protection, consumables, accessories and all ancillary works as necessary; Maintenance and management during Defects Liabilities Period | 1 | Item | AED | 353110.7
2023-02 | 3 | 3.0024 |  | United Arab Emirates | Dubai | Hard & Soft Landscaping | Al Furjan | Package 11 & 12 | NAKHEEL | Green & More | Award | 2023 | Fixed Price Lump Sum | SITE WORK | Landscaping | Sundries; Root barrier membrane; 600mm depth | 901 | m² | AED | 34
2023-02 | 3 | 3.0024 |  | United Arab Emirates | Dubai | Hard & Soft Landscaping | Al Furjan | Package 11 & 12 | NAKHEEL | Green & More | Award | 2023 | Fixed Price Lump Sum | SITE WORK | Landscaping | Sundries; Tree stake; painted forest green colour, 50mm dia x 2500mm long, (3Nr) | 626 | Nr | AED | 60
2023-02 | 3 | 3.0024 |  | United Arab Emirates | Dubai | Hard & Soft Landscaping | Al Furjan | Package 11 & 12 | NAKHEEL | Green & More | Award | 2023 | Fixed Price Lump Sum | SITE WORK | Landscaping | Sundries; Rubber cinch tree ties (3Nr.) | 626 | Nr | AED | 18.6
2023-02 | 3 | 3.0024 |  | United Arab Emirates | Dubai | Hard & Soft Landscaping | Al Furjan | Package 11 & 12 | NAKHEEL | Green & More | Award | 2023 | Fixed Price Lump Sum | SITE WORK | Landscaping | Sundries; 100mm high basin berming | 3581 | m | AED | 0.9
2023-02 | 3 | 3.0024 |  | United Arab Emirates | Dubai | Hard & Soft Landscaping | Al Furjan | Package 11 & 12 | NAKHEEL | Green & More | Award | 2023 | Fixed Price Lump Sum | SITE WORK | Landscaping | Sundries; Geotextile membrane; non-woven; to tree pits; including all ancillary works as necessary | 7495 | m² | AED | 2.9
2023-02 | 3 | 3.0024 |  | United Arab Emirates | Dubai | Hard & Soft Landscaping | Al Furjan | Package 11 & 12 | NAKHEEL | Green & More | Award | 2023 | Fixed Price Lump Sum | SITE WORK | Landscaping | Irrigation; Watering for the plants during construction period and up to the date of Taking Over | 1 | Item | AED | 76858.1
2023-02 | 3 | 3.0025 |  | United Arab Emirates | Dubai | Hard & Soft Landscaping | Al Furjan | Package 11 & 12 | NAKHEEL | Green & More | Award | 2023 | Fixed Price Lump Sum | SITE WORK | Generally | Hardlandscaping; Retaining wall type W04, 500mm wide, 2.4m high | 1 | Item | AED | 204925.2
2023-02 | 3 | 3.0025 |  | United Arab Emirates | Dubai | Hard & Soft Landscaping | Al Furjan | Package 11 & 12 | NAKHEEL | Green & More | Award | 2023 | Fixed Price Lump Sum | SITE WORK | Generally | Hardlandscaping; Plastic edger between gravel & plantation works | 6380.72 | m | AED | 10.4
2023-02 | 3 | 3.0025 |  | United Arab Emirates | Dubai | Hard & Soft Landscaping | Al Furjan | Package 11 & 12 | NAKHEEL | Green & More | Award | 2023 | Fixed Price Lump Sum | SITE WORK | Generally | Hardlandscaping; "Type PP03; PCC Paver 'Sienna'; varying size in running bond pattern; (80%) light grey & (20%) medium grey color in different sizes; A - 240 x 200 x 60mm; B - 160 x 200 x 60mm; C - 120 x 200 x 60mm; D - 150 x 120 x 60mm; E - 120 x 120 x 60mm thick" | 327.31 | m² | AED | 85.1
2023-02 | 3 | 3.0025 |  | United Arab Emirates | Dubai | Hard & Soft Landscaping | Al Furjan | Package 11 & 12 | NAKHEEL | Green & More | Award | 2023 | Fixed Price Lump Sum | SITE WORK | Landscaping | Softlandscaping; Zander Mycorrhiza for all plants as per specification | 1 | Item | AED | 270735
2023-02 | 3 | 3.0025 |  | United Arab Emirates | Dubai | Hard & Soft Landscaping | Al Furjan | Package 11 & 12 | NAKHEEL | Green & More | Award | 2023 | Fixed Price Lump Sum | SITE WORK | Landscaping | Softlandscaping; Tree stake; painted forest green colour, 50mm dia x 2500mm long, (3Nr) | 10 | Nr | AED | 60
2023-02 | 3 | 3.0025 |  | United Arab Emirates | Dubai | Hard & Soft Landscaping | Al Furjan | Package 11 & 12 | NAKHEEL | Green & More | Award | 2023 | Fixed Price Lump Sum | SITE WORK | Landscaping | Softlandscaping; Rubber cinch tree ties (3Nr.) | 10 | Nr | AED | 18.6
2023-02 | 3 | 3.0025 |  | United Arab Emirates | Dubai | Hard & Soft Landscaping | Al Furjan | Package 11 & 12 | NAKHEEL | Green & More | Award | 2023 | Fixed Price Lump Sum | SITE WORK | Landscaping | Softlandscaping; Geotextile membrane; non-woven; to tree pits; including all ancillary works as necessary | 1091 | m² | AED | 2.9
2023-02 | 3 | 3.0025 |  | United Arab Emirates | Dubai | Hard & Soft Landscaping | Al Furjan | Package 11 & 12 | NAKHEEL | Green & More | Award | 2023 | Fixed Price Lump Sum | CONCRETE WORK | Poured concrete | Ramp and steps including blinding, concrete, reinforcement, shuttering and waterproofing; Ramp and steps | 1 | Item | AED | 141437.4
2023-02 | 3 | 3.0025 |  | United Arab Emirates | Dubai | Hard & Soft Landscaping | Al Furjan | Package 11 & 12 | NAKHEEL | Green & More | Award | 2023 | Fixed Price Lump Sum | CONCRETE WORK | Poured concrete | Climbing wall including blinding, concrete, reinforcement, shuttering and waterproofing; Climbing wall | 1 | Item | AED | 91155.8
2023-02 | 3 | 3.0025 |  | United Arab Emirates | Dubai | Hard & Soft Landscaping | Al Furjan | Package 11 & 12 | NAKHEEL | Green & More | Award | 2023 | Fixed Price Lump Sum | CONCRETE WORK | Poured concrete | Interactive Learning Feature Wall including blinding, concrete, reinforcement, shuttering and waterproofing; Interactive learning feature wall | 1 | Item | AED | 49290.87
2023-02 | 3 | 3.0026 |  | United Arab Emirates | Dubai | Hard & Soft Landscaping | Al Furjan | Package 11 & 12 | NAKHEEL | Green & More | Award | 2023 | Fixed Price Lump Sum | METALWORK | Non structural metalwork | Shade structure; comprising of 1.6mm thick UV stabilized HDPE shade cloth, 250 x 250mm MS Sch. 40 columns in epoxy paint system RAL 9007; including 14mm SS316 shackle, GI cable, RC foundation, earthworks, waterproofing, metal supports, fixings, accessories and all ancillary works as necessary (measured on plan); Type FU06-SS17 (1 Nr.) | 967 | m² | AED | 370.8
2023-02 | 3 | 3.0026 |  | United Arab Emirates | Dubai | Hard & Soft Landscaping | Al Furjan | Package 11 & 12 | NAKHEEL | Green & More | Award | 2023 | Fixed Price Lump Sum | METALWORK | Non structural metalwork | Shade structure; comprising of 1.6mm thick UV stabilized HDPE shade cloth, 250 x 250mm MS Sch. 40 columns in epoxy paint system RAL 9007; including 14mm SS316 shackle, GI cable, RC foundation, earthworks, waterproofing, metal supports, fixings, accessories and all ancillary works as necessary (measured on plan); Type FU06-SS18 (1 Nr.) | 169 | m² | AED | 385.2
2023-02 | 3 | 3.0026 |  | United Arab Emirates | Dubai | Hard & Soft Landscaping | Al Furjan | Package 11 & 12 | NAKHEEL | Green & More | Award | 2023 | Fixed Price Lump Sum | METALWORK | Non structural metalwork | Shade structure; comprising of 1.6mm thick UV stabilized HDPE shade cloth, 250 x 250mm MS Sch. 40 columns in epoxy paint system RAL 9007; including 14mm SS316 shackle, GI cable, RC foundation, earthworks, waterproofing, metal supports, fixings, accessories and all ancillary works as necessary (measured on plan); Type FU06-SS20 (1 Nr.) | 33 | m² | AED | 770.4
2023-02 | 3 | 3.0026 |  | United Arab Emirates | Dubai | Hard & Soft Landscaping | Al Furjan | Package 11 & 12 | NAKHEEL | Green & More | Award | 2023 | Fixed Price Lump Sum | METALWORK | Non structural metalwork | Shade structure; comprising of 1.6mm thick UV stabilized HDPE shade cloth, 250 x 250mm MS Sch. 40 columns in epoxy paint system RAL 9007; including 14mm SS316 shackle, GI cable, RC foundation, earthworks, waterproofing, metal supports, fixings, accessories and all ancillary works as necessary (measured on plan); Type FU06-SS21 (1 Nr.) | 1 | m² | AED | 370.8
2023-02 | 3 | 3.0026 |  | United Arab Emirates | Dubai | Hard & Soft Landscaping | Al Furjan | Package 11 & 12 | NAKHEEL | Green & More | Award | 2023 | Fixed Price Lump Sum | METALWORK | Non structural metalwork | Shade structure; comprising of 1.6mm thick UV stabilized HDPE shade cloth, 250 x 250mm MS Sch. 40 columns in epoxy paint system RAL 9007; including 14mm SS316 shackle, GI cable, RC foundation, earthworks, waterproofing, metal supports, fixings, accessories and all ancillary works as necessary (measured on plan); Type FU06-SS22 (1 Nr.) | 109 | m² | AED | 385.2
2023-02 | 3 | 3.0026 |  | United Arab Emirates | Dubai | Hard & Soft Landscaping | Al Furjan | Package 11 & 12 | NAKHEEL | Green & More | Award | 2023 | Fixed Price Lump Sum | METALWORK | Non structural metalwork | Shade structure; comprising of 1.6mm thick UV stabilized HDPE shade cloth, 250 x 250mm MS Sch. 40 columns in epoxy paint system RAL 9007; including 14mm SS316 shackle, GI cable, RC foundation, earthworks, waterproofing, metal supports, fixings, accessories and all ancillary works as necessary (measured on plan); Type FU06-SS23 (1 Nr.) | 159 | m² | AED | 385.2
2023-02 | 3 | 3.0026 |  | United Arab Emirates | Dubai | Hard & Soft Landscaping | Al Furjan | Package 11 & 12 | NAKHEEL | Green & More | Award | 2023 | Fixed Price Lump Sum | METALWORK | Non structural metalwork | Basketball court back fence; comprising weld mesh fence, mid rail, fence post and post foundation; including bases, reinforcement, excavation, disposal, backfilling, waterproofing, metal supports, fixings, accessories and all ancillary works as necessary; Metal fence; 4000mm high | 17 | m | AED | 577.8
2023-02 | 3 | 3.0026 |  | United Arab Emirates | Dubai | Hard & Soft Landscaping | Al Furjan | Package 11 & 12 | NAKHEEL | Green & More | Award | 2023 | Fixed Price Lump Sum | METALWORK | Non structural metalwork | Football court fence; comprising 2 basketball hoop, weld mesh fence, mid rail, fence post and post foundation; including bases, reinforcement, excavation, disposal, backfilling, waterproofing, metal supports, fixings, accessories and all ancillary works as necessary; Metal fence; 4000mm high | 1 | m | AED | 577.8
2023-02 | 3 | 3.0027 |  | United Arab Emirates | Dubai | Hard & Soft Landscaping | Al Furjan | Package 11 & 12 | NAKHEEL | Green & More | Award | 2023 | Fixed Price Lump Sum | METALWORK | Non structural metalwork | Tennis court fence and gate; comprising 50x50mm chain link and 3.0/4.0mm dia. line (tension) wire mesh in PVC coated green color, 76mm dia. GI class B corner straining post, 60mm dia. bracing, 42mm dia. top rail and 60mm dia. intermediate post; including gate, finishes, earthworks, waterproofing, metal supports, fixings, accessories and all ancillary works as necessary; Metal fence; 4000mm high | 1 | m | AED | 513.6
2023-02 | 3 | 3.0027 |  | United Arab Emirates | Dubai | Hard & Soft Landscaping | Al Furjan | Package 11 & 12 | NAKHEEL | Green & More | Award | 2023 | Fixed Price Lump Sum | METALWORK | Non structural metalwork | Tennis court fence and gate; comprising 50x50mm chain link and 3.0/4.0mm dia. line (tension) wire mesh in PVC coated green color, 76mm dia. GI class B corner straining post, 60mm dia. bracing, 42mm dia. top rail and 60mm dia. intermediate post; including gate, finishes, earthworks, waterproofing, metal supports, fixings, accessories and all ancillary works as necessary; Extra over for single leaf gate; size 1000 x 2000mm high | 1 | Nr | AED | 3852
2023-02 | 3 | 3.0027 |  | United Arab Emirates | Dubai | Hard & Soft Landscaping | Al Furjan | Package 11 & 12 | NAKHEEL | Green & More | Award | 2023 | Fixed Price Lump Sum | METALWORK | Non structural metalwork | Tennis court net post; including RC foundation, formworks, reinforcement, excavation, disposal, backfilling, waterproofing, metal supports, fixings, accessories and all ancillary works as necessary; 1067mm high; to tennis court | 1 | Nr | AED | 4815
2023-02 | 3 | 3.0027 |  | United Arab Emirates | Dubai | Hard & Soft Landscaping | Al Furjan | Package 11 & 12 | NAKHEEL | Green & More | Award | 2023 | Fixed Price Lump Sum | METALWORK | Non structural metalwork | Tennis court net post; including RC foundation, formworks, reinforcement, excavation, disposal, backfilling, waterproofing, metal supports, fixings, accessories and all ancillary works as necessary; 1067mm high; to padel tennis court | 5 | Nr | AED | 4815
2023-02 | 3 | 3.0027 |  | United Arab Emirates | Dubai | Hard & Soft Landscaping | Al Furjan | Package 11 & 12 | NAKHEEL | Green & More | Award | 2023 | Fixed Price Lump Sum | METALWORK | Non structural metalwork | Volleyball court net post; including RC foundation, formworks, reinforcement, excavation, disposal, backfilling, waterproofing, metal supports, fixings, accessories and all ancillary works as necessary; To volleyball court | 1 | Nr | AED | 4815
2023-02 | 3 | 3.0027 |  | United Arab Emirates | Dubai | Hard & Soft Landscaping | Al Furjan | Package 11 & 12 | NAKHEEL | Green & More | Award | 2023 | Fixed Price Lump Sum | METALWORK | Non structural metalwork | Handrails and balustrades; floor mounted; comprising of aluminum polyester powder coated finish; in grey color; including finishes; grout, metal supports, fixings, accessories and all ancillary works as necessary; Type R02; 750mm high; sloping; to steps | 29 | m | AED | 524.3
2023-02 | 3 | 3.0027 |  | United Arab Emirates | Dubai | Hard & Soft Landscaping | Al Furjan | Package 11 & 12 | NAKHEEL | Green & More | Award | 2023 | Fixed Price Lump Sum | METALWORK | Non structural metalwork | Handrails and balustrades; floor mounted; comprising of aluminum polyester powder coated finish; in grey color; including finishes; grout, metal supports, fixings, accessories and all ancillary works as necessary; Type R02; 750mm high; sloping; to ramps | 288 | m | AED | 524.3
2023-02 | 3 | 3.0028 |  | United Arab Emirates | Dubai | Hard & Soft Landscaping | Al Furjan | Package 11 & 12 | NAKHEEL | Green & More | Award | 2023 | Fixed Price Lump Sum | METALWORK | Generally | APadel tennis court | 1 | Item | AED | 179760
2023-02 | 3 | 3.0028 |  | United Arab Emirates | Dubai | Hard & Soft Landscaping | Al Furjan | Package 11 & 12 | NAKHEEL | Green & More | Award | 2023 | Fixed Price Lump Sum | FINISHES | Backgrounds | External Backgrounds; Cement and sand mortar render; including all ancillary works as necessary; to receive paint | 220 | m² | AED | 72.8
2023-02 | 3 | 3.0028 |  | United Arab Emirates | Dubai | Hard & Soft Landscaping | Al Furjan | Package 11 & 12 | NAKHEEL | Green & More | Award | 2023 | Fixed Price Lump Sum | FINISHES | Finishings | External Finishings; Precast concrete coping; half-full nosed; in shotblast finish; laid on rendered concrete; including grouting, joints, mortar, accessories and all ancillary works as necessary; Size 400 x 500 x 60mm thick | 133 | m | AED | 87.9
2023-02 | 3 | 3.0028 |  | United Arab Emirates | Dubai | Hard & Soft Landscaping | Al Furjan | Package 11 & 12 | NAKHEEL | Green & More | Award | 2023 | Fixed Price Lump Sum | CONCRETE WORK | Precast concrete | Pre-cast concrete tread coping chamfered; in shotblast finish laid on smooth concrete; including grouting, joints, mortar, accessories and all ancillary works as necessary; Type ST02; size 200 x 300 x 50mm thick; in medium grey colour; to walkway steps | 13 | m² | AED | 270.7
2023-02 | 3 | 3.0028 |  | United Arab Emirates | Dubai | Hard & Soft Landscaping | Al Furjan | Package 11 & 12 | NAKHEEL | Green & More | Award | 2023 | Fixed Price Lump Sum | CONCRETE WORK | Precast concrete | Pre-cast concrete tread coping chamfered; in shotblast finish laid on smooth concrete; including grouting, joints, mortar, accessories and all ancillary works as necessary; Type ST02; size 150 x 300 x 50mm thick; in medium grey colour; to walkway steps; riser | 43 | m | AED | 54.8
2023-02 | 3 | 3.0028 |  | United Arab Emirates | Dubai | Hard & Soft Landscaping | Al Furjan | Package 11 & 12 | NAKHEEL | Green & More | Award | 2023 | Fixed Price Lump Sum | FINISHES | Finishings | Plaster finish; color light grey; including surface preparation, prime, finish coat and all ancillary works as necessary; To walkway upstands | 439 | m² | AED | 64.2
2023-02 | 3 | 3.0028 |  | United Arab Emirates | Dubai | Hard & Soft Landscaping | Al Furjan | Package 11 & 12 | NAKHEEL | Green & More | Award | 2023 | Fixed Price Lump Sum | FINISHES | Decorations | Paint; including surface preparation, base and final coat and all ancillary works as necessary; To interactive learning feature wall; in light and medium blue colour | 47 | m² | AED | 85.6
2023-02 | 3 | 3.0029 |  | United Arab Emirates | Dubai | Hard & Soft Landscaping | Al Furjan | Package 11 & 12 | NAKHEEL | Green & More | Award | 2023 | Fixed Price Lump Sum | FINISHES | Decorations | Paint; including surface preparation, base and final coat and all ancillary works as necessary; To climbing wall; in cream RAL9001, oyster white RAL1013 and pebble grey RAL7032 colour | 173 | m² | AED | 85.6
2023-02 | 3 | 3.0029 |  | United Arab Emirates | Dubai | Hard & Soft Landscaping | Al Furjan | Package 11 & 12 | NAKHEEL | Green & More | Award | 2023 | Fixed Price Lump Sum | FURNISHINGS | Generally | Site furniture; including finishes, foundations, earthworks, waterproofing, frames, fixings, fittings, accessories and all ancillary works as necessary; Type FU01; Picnic table; galvanized steel structure; tropical hardwood board with protective layer of zinc and powder coating; in grey RAL 7024 color; size 1800 x 795 x 725mm high | 5 | Nr | AED | 9033.5
2023-02 | 3 | 3.0029 |  | United Arab Emirates | Dubai | Hard & Soft Landscaping | Al Furjan | Package 11 & 12 | NAKHEEL | Green & More | Award | 2023 | Fixed Price Lump Sum | FURNISHINGS | Generally | Site furniture; including finishes, foundations, earthworks, waterproofing, frames, fixings, fittings, accessories and all ancillary works as necessary; Type FU02; Park bench; galvanized steel structure; robinia wood with protective layer of zinc and powder coating; in grey RAL 7024 color; size 2000 x 420 x 445mm high | 3 | Nr | AED | 2570.8
2023-02 | 3 | 3.0029 |  | United Arab Emirates | Dubai | Hard & Soft Landscaping | Al Furjan | Package 11 & 12 | NAKHEEL | Green & More | Award | 2023 | Fixed Price Lump Sum | FURNISHINGS | Generally | Site furniture; including finishes, foundations, earthworks, waterproofing, frames, fixings, fittings, accessories and all ancillary works as necessary; Type FU03; Bench with arm rest; steel structure; tropical wood board with protective layer of zinc and powder coating; in grey RAL 7024 color; size 2000 x 600 x 785mm high | 36 | Nr | AED | 4083
2023-02 | 3 | 3.0029 |  | United Arab Emirates | Dubai | Hard & Soft Landscaping | Al Furjan | Package 11 & 12 | NAKHEEL | Green & More | Award | 2023 | Fixed Price Lump Sum | FURNISHINGS | Generally | Site furniture; including finishes, foundations, earthworks, waterproofing, frames, fixings, fittings, accessories and all ancillary works as necessary; Type FU04; Prax litter bin comprising galvanized steel frame and stainless steel doors; in grey RAL 7024 color; powder coated finish; size 580 x 370 x 1055mm high | 25 | Nr | AED | 2546.3
2023-02 | 3 | 3.0029 |  | United Arab Emirates | Dubai | Hard & Soft Landscaping | Al Furjan | Package 11 & 12 | NAKHEEL | Green & More | Award | 2023 | Fixed Price Lump Sum | FURNISHINGS | Generally | Type FU05; Bay city bike rack; solid cast aluminum; corrosion resistant with powder coat finish; in grey RAL 7024 color; size 673 x 123 x 622mm | 8 | Nr | AED | 1549.1
2023-02 | 3 | 3.0029 |  | United Arab Emirates | Dubai | Hard & Soft Landscaping | Al Furjan | Package 11 & 12 | NAKHEEL | Green & More | Award | 2023 | Fixed Price Lump Sum | FURNISHINGS | Generally | Type FU-07; Pest waste bin; cast aluminum; fixed to 50mm diameter powder coated steel pole; in gray RAL3007 color; size 310 x 310 x 580mm high | 6 | Nr | AED | 1648.6
2023-02 | 3 | 3.003 |  | United Arab Emirates | Dubai | Hard & Soft Landscaping | Al Furjan | Package 11 & 12 | NAKHEEL | Green & More | Award | 2023 | Fixed Price Lump Sum | FURNISHINGS | Generally | Type FU08; Bollard; forged aluminum; in gray RAL 9007 color; size 236mm diameter x 1016mm high | 2 | Nr | AED | 1500.5
2023-02 | 3 | 3.003 |  | United Arab Emirates | Dubai | Hard & Soft Landscaping | Al Furjan | Package 11 & 12 | NAKHEEL | Green & More | Award | 2023 | Fixed Price Lump Sum | FURNISHINGS | Generally | Type FU09; Bespoke seat; concrete in smooth-exposed aggregate finish; in off-white color; size 3930mm overall diameter x 955mm high | 7 | Nr | AED | 21323.4
2023-02 | 3 | 3.003 |  | United Arab Emirates | Dubai | Hard & Soft Landscaping | Al Furjan | Package 11 & 12 | NAKHEEL | Green & More | Award | 2023 | Fixed Price Lump Sum | FURNISHINGS | Generally | Type FU12; Hammock with posts; hard rope; fixed to 160mm diameter x 1200mm high hot dip galvanized steel in powder coated finish | 4 | Nr | AED | 8560
2023-02 | 3 | 3.003 |  | United Arab Emirates | Dubai | Hard & Soft Landscaping | Al Furjan | Package 11 & 12 | NAKHEEL | Green & More | Award | 2023 | Fixed Price Lump Sum | CONCRETE WORK | Precast concrete | Precast concrete seat; fixed to concrete base (measured elsewhere); including expansion sealant, accessories and all ancillary works as necessary; as Drawing Nr. 21-6007-ALF-P1-INS-DWG-TD-70303 Detail 03; Type FU10; 600mm wide x 450mm high; curved | 6 | m | AED | 1398.9
2023-02 | 3 | 3.003 |  | United Arab Emirates | Dubai | Hard & Soft Landscaping | Al Furjan | Package 11 & 12 | NAKHEEL | Green & More | Award | 2023 | Fixed Price Lump Sum | CONCRETE WORK | Precast concrete | Precast concrete seatwall module; fixed to concrete base; including compacted gravel base course, expansion sealant, accessories and all ancillary works as necessary; size 300 x 600 x 450mm; to amphitheater | 224 | m | AED | 1388.8
2023-02 | 3 | 3.003 |  | United Arab Emirates | Dubai | Hard & Soft Landscaping | Al Furjan | Package 11 & 12 | NAKHEEL | Green & More | Award | 2023 | Fixed Price Lump Sum | CONCRETE WORK | Precast concrete | Precast concrete seatwall module; fixed to concrete base; including compacted gravel base course, expansion sealant, accessories and all ancillary works as necessary; size 300 x 600 x 450mm; to concrete seatwall | 8 | m | AED | 1388.8
2023-02 | 3 | 3.003 |  | United Arab Emirates | Dubai | Hard & Soft Landscaping | Al Furjan | Package 11 & 12 | NAKHEEL | Green & More | Award | 2023 | Fixed Price Lump Sum | FURNISHINGS | Generally | Play equipment; including finishes, foundations, earthworks, waterproofing, frames, fixings, fittings, accessories and all ancillary works as necessary; Type PE09; swing; 2.4m 2 seat swing SWB082Z | 1 | Nr | AED | 15863.7
2023-02 | 3 | 3.003 |  | United Arab Emirates | Dubai | Hard & Soft Landscaping | Al Furjan | Package 11 & 12 | NAKHEEL | Green & More | Award | 2023 | Fixed Price Lump Sum | FURNISHINGS | Generally | Play equipment; including finishes, foundations, earthworks, waterproofing, frames, fixings, fittings, accessories and all ancillary works as necessary; Type PE12; roundabout; rotating equipment J2406 | 1 | Nr | AED | 7645.6
2023-02 | 3 | 3.003 |  | United Arab Emirates | Dubai | Hard & Soft Landscaping | Al Furjan | Package 11 & 12 | NAKHEEL | Green & More | Award | 2023 | Fixed Price Lump Sum | FURNISHINGS | Generally | Play equipment; including finishes, foundations, earthworks, waterproofing, frames, fixings, fittings, accessories and all ancillary works as necessary; Type PE19; roundabout; inclusive wheelchair roundabout SIR000 | 1 | Nr | AED | 71069.4
2023-02 | 3 | 3.003 |  | United Arab Emirates | Dubai | Hard & Soft Landscaping | Al Furjan | Package 11 & 12 | NAKHEEL | Green & More | Award | 2023 | Fixed Price Lump Sum | FURNISHINGS | Generally | Play equipment; including finishes, foundations, earthworks, waterproofing, frames, fixings, fittings, accessories and all ancillary works as necessary; Type PE33; slide; mangrove TTU001 | 1 | Nr | AED | 346680
2023-02 | 3 | 3.0031 |  | United Arab Emirates | Dubai | Hard & Soft Landscaping | Al Furjan | Package 11 & 12 | NAKHEEL | Green & More | Award | 2023 | Fixed Price Lump Sum | FURNISHINGS | Generally | Play equipment; including finishes, foundations, earthworks, waterproofing, frames, fixings, fittings, accessories and all ancillary works as necessary; Type PE39; wall; climbing wall PZU788 | 1 | Nr | AED | 28800.8
2023-02 | 3 | 3.0031 |  | United Arab Emirates | Dubai | Hard & Soft Landscaping | Al Furjan | Package 11 & 12 | NAKHEEL | Green & More | Award | 2023 | Fixed Price Lump Sum | FURNISHINGS | Generally | Play equipment; including finishes, foundations, earthworks, waterproofing, frames, fixings, fittings, accessories and all ancillary works as necessary; Type PE40; climber wall; A frame | 1 | Nr | AED | 15552.5
2023-02 | 3 | 3.0031 |  | United Arab Emirates | Dubai | Hard & Soft Landscaping | Al Furjan | Package 11 & 12 | NAKHEEL | Green & More | Award | 2023 | Fixed Price Lump Sum | FURNISHINGS | Generally | Play equipment; including finishes, foundations, earthworks, waterproofing, frames, fixings, fittings, accessories and all ancillary works as necessary; Type PE43; rotary; carousel with bars | 1 | Nr | AED | 21828
2023-02 | 3 | 3.0031 |  | United Arab Emirates | Dubai | Hard & Soft Landscaping | Al Furjan | Package 11 & 12 | NAKHEEL | Green & More | Award | 2023 | Fixed Price Lump Sum | FURNISHINGS | Generally | Play equipment; including finishes, foundations, earthworks, waterproofing, frames, fixings, fittings, accessories and all ancillary works as necessary; Type PE49; springer; buggie springie SSB250 | 1 | Nr | AED | 9186.4
2023-02 | 3 | 3.0031 |  | United Arab Emirates | Dubai | Hard & Soft Landscaping | Al Furjan | Package 11 & 12 | NAKHEEL | Green & More | Award | 2023 | Fixed Price Lump Sum | FURNISHINGS | Generally | Play equipment; including finishes, foundations, earthworks, waterproofing, frames, fixings, fittings, accessories and all ancillary works as necessary; Type PE50; springer; springie nest rocker SSD020 | 1 | Nr | AED | 15205.2
2023-02 | 3 | 3.0031 |  | United Arab Emirates | Dubai | Hard & Soft Landscaping | Al Furjan | Package 11 & 12 | NAKHEEL | Green & More | Award | 2023 | Fixed Price Lump Sum | FURNISHINGS | Generally | Play equipment; including finishes, foundations, earthworks, waterproofing, frames, fixings, fittings, accessories and all ancillary works as necessary; Type PE51; multi-play; biibox J45007 | 1 | Nr | AED | 58757.2
2023-02 | 3 | 3.0031 |  | United Arab Emirates | Dubai | Hard & Soft Landscaping | Al Furjan | Package 11 & 12 | NAKHEEL | Green & More | Award | 2023 | Fixed Price Lump Sum | FURNISHINGS | Generally | Type PE52; multi-play; playhouses J224 | 1 | Nr | AED | 38802.5
2023-02 | 3 | 3.0031 |  | United Arab Emirates | Dubai | Hard & Soft Landscaping | Al Furjan | Package 11 & 12 | NAKHEEL | Green & More | Award | 2023 | Fixed Price Lump Sum | FURNISHINGS | Generally | Type PE57; multi-play; home, garden and auto | 1 | Nr | AED | 65484
2023-02 | 3 | 3.0031 |  | United Arab Emirates | Dubai | Hard & Soft Landscaping | Al Furjan | Package 11 & 12 | NAKHEEL | Green & More | Award | 2023 | Fixed Price Lump Sum | FURNISHINGS | Generally | Type PE58; multi-play; cloud climber | 1 | Nr | AED | 9822.6
2023-02 | 3 | 3.0031 |  | United Arab Emirates | Dubai | Hard & Soft Landscaping | Al Furjan | Package 11 & 12 | NAKHEEL | Green & More | Award | 2023 | Fixed Price Lump Sum | FURNISHINGS | Generally | Type PE59; springer; flower springer SSB150 | 1 | Nr | AED | 11064.3
2023-02 | 3 | 3.0032 |  | United Arab Emirates | Dubai | Hard & Soft Landscaping | Al Furjan | Package 11 & 12 | NAKHEEL | Green & More | Award | 2023 | Fixed Price Lump Sum | FURNISHINGS | Generally | Type PE62; climbing net | 1 | Nr | AED | 19099.5
2023-02 | 3 | 3.0032 |  | United Arab Emirates | Dubai | Hard & Soft Landscaping | Al Furjan | Package 11 & 12 | NAKHEEL | Green & More | Award | 2023 | Fixed Price Lump Sum | FURNISHINGS | Generally | Type PE63; slides; J1101 | 1 | Nr | AED | 28890
2023-02 | 3 | 3.0032 |  | United Arab Emirates | Dubai | Hard & Soft Landscaping | Al Furjan | Package 11 & 12 | NAKHEEL | Green & More | Award | 2023 | Fixed Price Lump Sum | FURNISHINGS | Generally | Type PE64; climb rope; Q12227 | 2 | Nr | AED | 16371
2023-02 | 3 | 3.0032 |  | United Arab Emirates | Dubai | Hard & Soft Landscaping | Al Furjan | Package 11 & 12 | NAKHEEL | Green & More | Award | 2023 | Fixed Price Lump Sum | FURNISHINGS | Generally | Type PE65; ixo; J2575 | 1 | Nr | AED | 63156.2
2023-02 | 3 | 3.0032 |  | United Arab Emirates | Dubai | Hard & Soft Landscaping | Al Furjan | Package 11 & 12 | NAKHEEL | Green & More | Award | 2023 | Fixed Price Lump Sum | FURNISHINGS | Generally | Type PE66; balance climbing series; CA 1800 | 1 | Nr | AED | 46224
2023-02 | 3 | 3.0032 |  | United Arab Emirates | Dubai | Hard & Soft Landscaping | Al Furjan | Package 11 & 12 | NAKHEEL | Green & More | Award | 2023 | Fixed Price Lump Sum | FURNISHINGS | Generally | Type PE67; slides | 1 | Nr | AED | 26001
2023-02 | 3 | 3.0032 |  | United Arab Emirates | Dubai | Hard & Soft Landscaping | Al Furjan | Package 11 & 12 | NAKHEEL | Green & More | Award | 2023 | Fixed Price Lump Sum | FURNISHINGS | Generally | Type PE69; springers; J987 | 1 | Nr | AED | 68356.4
2023-02 | 3 | 3.0032 |  | United Arab Emirates | Dubai | Hard & Soft Landscaping | Al Furjan | Package 11 & 12 | NAKHEEL | Green & More | Award | 2023 | Fixed Price Lump Sum | FURNISHINGS | Generally | Type PE70; springers; J950 | 1 | Nr | AED | 48422.3
2023-02 | 3 | 3.0032 |  | United Arab Emirates | Dubai | Hard & Soft Landscaping | Al Furjan | Package 11 & 12 | NAKHEEL | Green & More | Award | 2023 | Fixed Price Lump Sum | FURNISHINGS | Generally | Type PE71; metropolis; J4062 | 1 | Nr | AED | 112303.8
2023-02 | 3 | 3.0032 |  | United Arab Emirates | Dubai | Hard & Soft Landscaping | Al Furjan | Package 11 & 12 | NAKHEEL | Green & More | Award | 2023 | Fixed Price Lump Sum | FURNISHINGS | Generally | Type PE72; springers; J985 | 1 | Nr | AED | 10775.4
2023-02 | 3 | 3.0033 |  | United Arab Emirates | Dubai | Hard & Soft Landscaping | Al Furjan | Package 11 & 12 | NAKHEEL | Green & More | Award | 2023 | Fixed Price Lump Sum | FURNISHINGS | Generally | Type PE73; metropolis; J4062 | 1 | Nr | AED | 58716.1
2023-02 | 3 | 3.0033 |  | United Arab Emirates | Dubai | Hard & Soft Landscaping | Al Furjan | Package 11 & 12 | NAKHEEL | Green & More | Award | 2023 | Fixed Price Lump Sum | FURNISHINGS | Generally | Type PE74; springers; J3961 | 1 | Nr | AED | 7597.5
2023-02 | 3 | 3.0033 |  | United Arab Emirates | Dubai | Hard & Soft Landscaping | Al Furjan | Package 11 & 12 | NAKHEEL | Green & More | Award | 2023 | Fixed Price Lump Sum | FURNISHINGS | Generally | Type PE75; springers; J836 | 1 | Nr | AED | 7886.4
2023-02 | 3 | 3.0033 |  | United Arab Emirates | Dubai | Hard & Soft Landscaping | Al Furjan | Package 11 & 12 | NAKHEEL | Green & More | Award | 2023 | Fixed Price Lump Sum | FURNISHINGS | Generally | Type PE76; springers; J835 | 1 | Nr | AED | 6538.2
2023-02 | 3 | 3.0033 |  | United Arab Emirates | Dubai | Hard & Soft Landscaping | Al Furjan | Package 11 & 12 | NAKHEEL | Green & More | Award | 2023 | Fixed Price Lump Sum | FURNISHINGS | Generally | Type PE77; springers; J846 | 1 | Nr | AED | 5190
2023-02 | 3 | 3.0033 |  | United Arab Emirates | Dubai | Hard & Soft Landscaping | Al Furjan | Package 11 & 12 | NAKHEEL | Green & More | Award | 2023 | Fixed Price Lump Sum | FURNISHINGS | Generally | Type PE78; EPDM bumps | 4 | Nr | AED | 4901.1
2023-02 | 3 | 3.0033 |  | United Arab Emirates | Dubai | Hard & Soft Landscaping | Al Furjan | Package 11 & 12 | NAKHEEL | Green & More | Award | 2023 | Fixed Price Lump Sum | FURNISHINGS | Generally | Type PE79; trampoline; inground | 3 | Nr | AED | 22954.1
2023-02 | 3 | 3.0033 |  | United Arab Emirates | Dubai | Hard & Soft Landscaping | Al Furjan | Package 11 & 12 | NAKHEEL | Green & More | Award | 2023 | Fixed Price Lump Sum | FURNISHINGS | Generally | Type PE80; rotating equipment; J2409 | 1 | Nr | AED | 50439.8
2023-02 | 3 | 3.0033 |  | United Arab Emirates | Dubai | Hard & Soft Landscaping | Al Furjan | Package 11 & 12 | NAKHEEL | Green & More | Award | 2023 | Fixed Price Lump Sum | FURNISHINGS | Generally | Type PE81; EPDM paint | 1 | Nr | AED | 5457
2023-02 | 3 | 3.0033 |  | United Arab Emirates | Dubai | Hard & Soft Landscaping | Al Furjan | Package 11 & 12 | NAKHEEL | Green & More | Award | 2023 | Fixed Price Lump Sum | FURNISHINGS | Generally | Play equipment; to interactive learning feature wall; including finishes, waterproofing, frames, fixings, fittings, accessories and all ancillary works as necessary; Play, panels, audio and music play | 4 | Nr | AED | 18826.7
2023-02 | 3 | 3.0034 |  | United Arab Emirates | Dubai | Hard & Soft Landscaping | Al Furjan | Package 11 & 12 | NAKHEEL | Green & More | Award | 2023 | Fixed Price Lump Sum | FURNISHINGS | Generally | Climbing grips with hex-hold bolts; including fixings, accessories and all ancillary works as necessary; To climbing wall; size 19700mm x 4000mm high | 1 | Item | AED | 40927.5
2023-02 | 3 | 3.0034 |  | United Arab Emirates | Dubai | Hard & Soft Landscaping | Al Furjan | Package 11 & 12 | NAKHEEL | Green & More | Award | 2023 | Fixed Price Lump Sum | FURNISHINGS | Generally | Climbing ropes; including all ancillary works as necessary; To climbing wall | 1 | Nr | AED | 16371
2023-02 | 3 | 3.0034 |  | United Arab Emirates | Dubai | Hard & Soft Landscaping | Al Furjan | Package 11 & 12 | NAKHEEL | Green & More | Award | 2023 | Fixed Price Lump Sum | FURNISHINGS | Generally | Sports equipment; including finishes, foundations, earthworks, waterproofing, frames, fixings, fittings, accessories and all ancillary works as necessary; Type SP01; football goal | 1 | Nr | AED | 4092.8
2023-02 | 3 | 3.0034 |  | United Arab Emirates | Dubai | Hard & Soft Landscaping | Al Furjan | Package 11 & 12 | NAKHEEL | Green & More | Award | 2023 | Fixed Price Lump Sum | FURNISHINGS | Generally | Sports equipment; including finishes, foundations, earthworks, waterproofing, frames, fixings, fittings, accessories and all ancillary works as necessary; Type SP02; basket ball stand 1-080921M | 1 | Nr | AED | 11556
2023-02 | 3 | 3.0034 |  | United Arab Emirates | Dubai | Hard & Soft Landscaping | Al Furjan | Package 11 & 12 | NAKHEEL | Green & More | Award | 2023 | Fixed Price Lump Sum | FURNISHINGS | Generally | Sports equipment; including finishes, foundations, earthworks, waterproofing, frames, fixings, fittings, accessories and all ancillary works as necessary; Type SP03; outdoor tennis table - PingOut table - PingMal | 1 | Nr | AED | 23112
2023-02 | 3 | 3.0034 |  | United Arab Emirates | Dubai | Hard & Soft Landscaping | Al Furjan | Package 11 & 12 | NAKHEEL | Green & More | Award | 2023 | Fixed Price Lump Sum | FURNISHINGS | Generally | Sports equipment; including finishes, foundations, earthworks, waterproofing, frames, fixings, fittings, accessories and all ancillary works as necessary; Tennis and padel tennis court net | 5 | Nr | AED | 8185.5
2023-02 | 3 | 3.0034 |  | United Arab Emirates | Dubai | Hard & Soft Landscaping | Al Furjan | Package 11 & 12 | NAKHEEL | Green & More | Award | 2023 | Fixed Price Lump Sum | FURNISHINGS | Generally | Sports equipment; including finishes, foundations, earthworks, waterproofing, frames, fixings, fittings, accessories and all ancillary works as necessary; Volleyball court net | 1 | Nr | AED | 8185.5
2023-02 | 3 | 3.0034 |  | United Arab Emirates | Dubai | Hard & Soft Landscaping | Al Furjan | Package 11 & 12 | NAKHEEL | Green & More | Award | 2023 | Fixed Price Lump Sum | FURNISHINGS | Generally | Fitness equipment; including finishes, foundations, earthworks, waterproofing, frames, fixings, fittings, accessories and all ancillary works as necessary; Type FE01; street workout M - 081655M | 1 | Nr | AED | 20223
2023-02 | 3 | 3.0034 |  | United Arab Emirates | Dubai | Hard & Soft Landscaping | Al Furjan | Package 11 & 12 | NAKHEEL | Green & More | Award | 2023 | Fixed Price Lump Sum | FURNISHINGS | Generally | Fitness equipment; including finishes, foundations, earthworks, waterproofing, frames, fixings, fittings, accessories and all ancillary works as necessary; Type FE02; monkey bars - 081230M | 1 | Nr | AED | 6933.6
2023-02 | 3 | 3.0034 |  | United Arab Emirates | Dubai | Hard & Soft Landscaping | Al Furjan | Package 11 & 12 | NAKHEEL | Green & More | Award | 2023 | Fixed Price Lump Sum | FURNISHINGS | Generally | Fitness equipment; including finishes, foundations, earthworks, waterproofing, frames, fixings, fittings, accessories and all ancillary works as necessary; Type FE03; push up - Inclusive - 081225M | 1 | Nr | AED | 7222.5
2023-02 | 3 | 3.0035 |  | United Arab Emirates | Dubai | Hard & Soft Landscaping | Al Furjan | Package 11 & 12 | NAKHEEL | Green & More | Award | 2023 | Fixed Price Lump Sum | FURNISHINGS | Generally | Fitness equipment; including finishes, foundations, earthworks, waterproofing, frames, fixings, fittings, accessories and all ancillary works as necessary; Type FE04; back n'ABS - 081210M | 1 | Nr | AED | 7222.5
2023-02 | 3 | 3.0035 |  | United Arab Emirates | Dubai | Hard & Soft Landscaping | Al Furjan | Package 11 & 12 | NAKHEEL | Green & More | Award | 2023 | Fixed Price Lump Sum | FURNISHINGS | Generally | Fitness equipment; including finishes, foundations, earthworks, waterproofing, frames, fixings, fittings, accessories and all ancillary works as necessary; Type FE05; box M - 081201M | 1 | Nr | AED | 7222.5
2023-02 | 3 | 3.0035 |  | United Arab Emirates | Dubai | Hard & Soft Landscaping | Al Furjan | Package 11 & 12 | NAKHEEL | Green & More | Award | 2023 | Fixed Price Lump Sum | FURNISHINGS | Generally | Bird house | 7 | Nr | AED | 4041.7
2023-02 | 3 | 3.0035 |  | United Arab Emirates | Dubai | Hard & Soft Landscaping | Al Furjan | Package 11 & 12 | NAKHEEL | Green & More | Award | 2023 | Fixed Price Lump Sum | SITE WORK | Excavation | Excavation of trenches for irrigation pipe line runs below ground complete including earthwork, backfilling with selected material, compaction, warning tape, disposal of surplus material and all ancillary works as necessary; Average depth of trench not less than 500mm but not exceeding 1000mm | 20850 | m | AED | 13.4
2023-02 | 3 | 3.0035 |  | United Arab Emirates | Dubai | Hard & Soft Landscaping | Al Furjan | Package 11 & 12 | NAKHEEL | Green & More | Award | 2023 | Fixed Price Lump Sum | SITE WORK | Excavation | Excavation of trenches for irrigation pipe line runs below ground complete including earthwork, backfilling with selected material, compaction, warning tape, disposal of surplus material and all ancillary works as necessary; Average depth of trench not less than 1000mm to irrigation main line | 880 | m | AED | 17.1
2023-02 | 3 | 3.0035 |  | United Arab Emirates | Dubai | Hard & Soft Landscaping | Al Furjan | Package 11 & 12 | NAKHEEL | Green & More | Award | 2023 | Fixed Price Lump Sum | SITE WORK | Underground drainage | Beds and surrounds with compacted sand and selected backfill materials including warning tape to following uPVC underground irrigation and sub main line water pipes and fittings; Size 1" diameter pipes | 13954 | m | AED | 5
2023-02 | 3 | 3.0035 |  | United Arab Emirates | Dubai | Hard & Soft Landscaping | Al Furjan | Package 11 & 12 | NAKHEEL | Green & More | Award | 2023 | Fixed Price Lump Sum | SITE WORK | Underground drainage | Beds and surrounds with compacted sand and selected backfill materials including warning tape to following uPVC underground irrigation and sub main line water pipes and fittings; Size 1 1/2" diameter pipes | 3182 | m | AED | 4.9
2023-02 | 3 | 3.0036 |  | United Arab Emirates | Dubai | Hard & Soft Landscaping | Al Furjan | Package 11 & 12 | NAKHEEL | Green & More | Award | 2023 | Fixed Price Lump Sum | SITE WORK | Underground drainage | Beds and surrounds with compacted sand and selected backfill materials including warning tape to following uPVC underground irrigation and sub main line water pipes and fittings; Size 2" diameter pipes | 1146 | m | AED | 4.8
2023-02 | 3 | 3.0036 |  | United Arab Emirates | Dubai | Hard & Soft Landscaping | Al Furjan | Package 11 & 12 | NAKHEEL | Green & More | Award | 2023 | Fixed Price Lump Sum | SITE WORK | Underground drainage | Beds and surrounds with compacted sand and selected backfill materials including warning tape to following uPVC underground irrigation and sub main line water pipes and fittings; Size 3" diameter pipes | 2388 | m | AED | 4.7
2023-02 | 3 | 3.0036 |  | United Arab Emirates | Dubai | Hard & Soft Landscaping | Al Furjan | Package 11 & 12 | NAKHEEL | Green & More | Award | 2023 | Fixed Price Lump Sum | SITE WORK | Underground drainage | Beds and surrounds with compacted sand and selected backfill materials including warning tape to following uPVC underground irrigation and sub main line water pipes and fittings; Size 4" diameter pipes | 181 | m | AED | 4.5
2023-02 | 3 | 3.0036 |  | United Arab Emirates | Dubai | Hard & Soft Landscaping | Al Furjan | Package 11 & 12 | NAKHEEL | Green & More | Award | 2023 | Fixed Price Lump Sum | SITE WORK | Underground drainage | Beds and surrounds with compacted sand and selected backfill materials free from lumps & stones minimum of 150mm, including selected sand bedding to following PVC-U underground irrigation and sub main line water pipes and fittings; Size 1" diameter pipes | 1 | m | AED | 5.9
2023-02 | 3 | 3.0036 |  | United Arab Emirates | Dubai | Hard & Soft Landscaping | Al Furjan | Package 11 & 12 | NAKHEEL | Green & More | Award | 2023 | Fixed Price Lump Sum | SITE WORK | Underground drainage | Beds and surrounds with compacted sand and selected backfill materials free from lumps & stones minimum of 150mm, including selected sand bedding to following PVC-U underground irrigation and sub main line water pipes and fittings; Size 3" diameter pipes | 104 | m | AED | 5.6
2023-02 | 3 | 3.0036 |  | United Arab Emirates | Dubai | Hard & Soft Landscaping | Al Furjan | Package 11 & 12 | NAKHEEL | Green & More | Award | 2023 | Fixed Price Lump Sum | SITE WORK | Underground drainage | Beds and surrounds with compacted sand and selected backfill materials free from lumps & stones minimum of 150mm, including selected sand bedding to following PVC-U underground irrigation and sub main line water pipes and fittings; Size 4" diameter pipes | 139 | m | AED | 5.4
2023-02 | 3 | 3.0036 |  | United Arab Emirates | Dubai | Hard & Soft Landscaping | Al Furjan | Package 11 & 12 | NAKHEEL | Green & More | Award | 2023 | Fixed Price Lump Sum | SITE WORK | Underground drainage | Beds and surrounds with compacted sand and selected backfill materials free from lumps & stones minimum of 150mm, including selected sand bedding to following PVC-U underground irrigation and sub main line water pipes and fittings; Size 6" diameter pipes | 636 | m | AED | 5.1
2023-02 | 3 | 3.0036 |  | United Arab Emirates | Dubai | Hard & Soft Landscaping | Al Furjan | Package 11 & 12 | NAKHEEL | Green & More | Award | 2023 | Fixed Price Lump Sum | SITE WORK | Landscaping | Main line PVC-U class E, PN15 pipes and fittings including all ancillary works as necessary; laid in trenches (measured elsewhere); Size 1" diameter pipes | 1 | m | AED | 6.7
2023-02 | 3 | 3.0036 |  | United Arab Emirates | Dubai | Hard & Soft Landscaping | Al Furjan | Package 11 & 12 | NAKHEEL | Green & More | Award | 2023 | Fixed Price Lump Sum | SITE WORK | Landscaping | Main line PVC-U class E, PN15 pipes and fittings including all ancillary works as necessary; laid in trenches (measured elsewhere); Size 3" diameter pipes | 104 | m | AED | 22.4
2023-02 | 3 | 3.0036 |  | United Arab Emirates | Dubai | Hard & Soft Landscaping | Al Furjan | Package 11 & 12 | NAKHEEL | Green & More | Award | 2023 | Fixed Price Lump Sum | SITE WORK | Landscaping | Main line PVC-U class E, PN15 pipes and fittings including all ancillary works as necessary; laid in trenches (measured elsewhere); Size 4" diameter pipes | 139 | m | AED | 38.5
2023-02 | 3 | 3.0037 |  | United Arab Emirates | Dubai | Hard & Soft Landscaping | Al Furjan | Package 11 & 12 | NAKHEEL | Green & More | Award | 2023 | Fixed Price Lump Sum | SITE WORK | Landscaping | Main line PVC-U class E, PN15 pipes and fittings including all ancillary works as necessary; laid in trenches (measured elsewhere); Size 6" diameter pipes | 636 | m | AED | 57.7
2023-02 | 3 | 3.0037 |  | United Arab Emirates | Dubai | Hard & Soft Landscaping | Al Furjan | Package 11 & 12 | NAKHEEL | Green & More | Award | 2023 | Fixed Price Lump Sum | SITE WORK | Landscaping | Irrigation drip and sprinkler line PVC-U class E PN 15 pipes and fittings; including all ancillary works as necessary; laid in trenches (measured elsewhere); Size 1" diameter pipes | 12942 | m | AED | 6.7
2023-02 | 3 | 3.0037 |  | United Arab Emirates | Dubai | Hard & Soft Landscaping | Al Furjan | Package 11 & 12 | NAKHEEL | Green & More | Award | 2023 | Fixed Price Lump Sum | SITE WORK | Landscaping | Irrigation drip line and sprinkler line PVC-U class D PN12 pipes and fittings; including thrust block and all ancillary works as necessary; laid in trenches (measured elsewhere); Size 1 1/2" diameter pipes | 3182 | m | AED | 9.1
2023-02 | 3 | 3.0037 |  | United Arab Emirates | Dubai | Hard & Soft Landscaping | Al Furjan | Package 11 & 12 | NAKHEEL | Green & More | Award | 2023 | Fixed Price Lump Sum | SITE WORK | Landscaping | Irrigation drip line and sprinkler line PVC-U class D PN12 pipes and fittings; including thrust block and all ancillary works as necessary; laid in trenches (measured elsewhere); Size 2" diameter pipes | 1146 | m | AED | 12.4
2023-02 | 3 | 3.0037 |  | United Arab Emirates | Dubai | Hard & Soft Landscaping | Al Furjan | Package 11 & 12 | NAKHEEL | Green & More | Award | 2023 | Fixed Price Lump Sum | SITE WORK | Landscaping | Irrigation drip line and sprinkler line PVC-U class D PN12 pipes and fittings; including thrust block and all ancillary works as necessary; laid in trenches (measured elsewhere); Size 3" diameter pipes | 2388 | m | AED | 22.4
2023-02 | 3 | 3.0037 |  | United Arab Emirates | Dubai | Hard & Soft Landscaping | Al Furjan | Package 11 & 12 | NAKHEEL | Green & More | Award | 2023 | Fixed Price Lump Sum | SITE WORK | Landscaping | Irrigation drip line and sprinkler line PVC-U class D PN12 pipes and fittings; including thrust block and all ancillary works as necessary; laid in trenches (measured elsewhere); Size 4" diameter pipes | 181 | m | AED | 38.5
2023-02 | 3 | 3.0037 |  | United Arab Emirates | Dubai | Hard & Soft Landscaping | Al Furjan | Package 11 & 12 | NAKHEEL | Green & More | Award | 2023 | Fixed Price Lump Sum | SITE WORK | Landscaping | Irrigation drip system; including LDPE inline pressure compensating emitter tubing, drip lines, drip risers connections, supports, fittings, accessories and all ancillary works as necessary; To trees; as detail 01 | 747 | Nr | AED | 35.5
2023-02 | 3 | 3.0037 |  | United Arab Emirates | Dubai | Hard & Soft Landscaping | Al Furjan | Package 11 & 12 | NAKHEEL | Green & More | Award | 2023 | Fixed Price Lump Sum | SITE WORK | Landscaping | Irrigation drip system; including LDPE inline pressure compensating emitter tubing, drip lines, drip risers connections, supports, fittings, accessories and all ancillary works as necessary; To palm trees; as detail 02 | 101 | Nr | AED | 32.2
2023-02 | 3 | 3.0037 |  | United Arab Emirates | Dubai | Hard & Soft Landscaping | Al Furjan | Package 11 & 12 | NAKHEEL | Green & More | Award | 2023 | Fixed Price Lump Sum | SITE WORK | Landscaping | Irrigation drip system; including LDPE inline pressure compensating emitter tubing, drip lines, drip risers connections, supports, fittings, accessories and all ancillary works as necessary; To shrubs, ground cover, herbs and grass (approx. area = 53931.6m²); as detail 03 | 451 | Nr | AED | 4.8
2023-02 | 3 | 3.0037 |  | United Arab Emirates | Dubai | Hard & Soft Landscaping | Al Furjan | Package 11 & 12 | NAKHEEL | Green & More | Award | 2023 | Fixed Price Lump Sum | SITE WORK | Landscaping | Drip valve; including valve box, excavation, backfilling, fittings, accessories and all ancillary works as necessary; Size 25mm diameter pipes for palms/trees; ref. DT | 5 | Nr | AED | 2096.9
2023-02 | 3 | 3.0038 |  | United Arab Emirates | Dubai | Hard & Soft Landscaping | Al Furjan | Package 11 & 12 | NAKHEEL | Green & More | Award | 2023 | Fixed Price Lump Sum | SITE WORK | Landscaping | Drip valve; including valve box, excavation, backfilling, fittings, accessories and all ancillary works as necessary; Size 40mm diameter pipes for palms/trees; ref. DT | 3 | Nr | AED | 2205
2023-02 | 3 | 3.0038 |  | United Arab Emirates | Dubai | Hard & Soft Landscaping | Al Furjan | Package 11 & 12 | NAKHEEL | Green & More | Award | 2023 | Fixed Price Lump Sum | SITE WORK | Landscaping | Drip valve; including valve box, excavation, backfilling, fittings, accessories and all ancillary works as necessary; Size 40mm diameter pipes for shrubs/ground cover; ref. DV | 1 | Nr | AED | 2205
2023-02 | 3 | 3.0038 |  | United Arab Emirates | Dubai | Hard & Soft Landscaping | Al Furjan | Package 11 & 12 | NAKHEEL | Green & More | Award | 2023 | Fixed Price Lump Sum | SITE WORK | Landscaping | Drip valve; including valve box, excavation, backfilling, fittings, accessories and all ancillary works as necessary; Size 50mm diameter pipes for shrubs/ground cover; ref. DV | 14 | Nr | AED | 2259.5
2023-02 | 3 | 3.0038 |  | United Arab Emirates | Dubai | Hard & Soft Landscaping | Al Furjan | Package 11 & 12 | NAKHEEL | Green & More | Award | 2023 | Fixed Price Lump Sum | SITE WORK | Landscaping | Drip valve; including valve box, excavation, backfilling, fittings, accessories and all ancillary works as necessary; Size 80mm diameter pipes for shrubs/ground cover; ref. DV | 1 | Nr | AED | 2959.8
2023-02 | 3 | 3.0038 |  | United Arab Emirates | Dubai | Hard & Soft Landscaping | Al Furjan | Package 11 & 12 | NAKHEEL | Green & More | Award | 2023 | Fixed Price Lump Sum | SITE WORK | Underground drainage | Rotary valve; including valve box, excavation, backfilling, fittings, accessories and all ancillary works as necessary; Size 25mm diameter pipes; ref. RT | 1 | Nr | AED | 2096.9
2023-02 | 3 | 3.0038 |  | United Arab Emirates | Dubai | Hard & Soft Landscaping | Al Furjan | Package 11 & 12 | NAKHEEL | Green & More | Award | 2023 | Fixed Price Lump Sum | SITE WORK | Underground drainage | Rotary valve; including valve box, excavation, backfilling, fittings, accessories and all ancillary works as necessary; Size 40mm diameter pipes; ref. RT | 3 | Nr | AED | 2205
2023-02 | 3 | 3.0038 |  | United Arab Emirates | Dubai | Hard & Soft Landscaping | Al Furjan | Package 11 & 12 | NAKHEEL | Green & More | Award | 2023 | Fixed Price Lump Sum | SITE WORK | Underground drainage | Rotor valve; including valve box, excavation, backfilling, fittings, accessories and all ancillary works as necessary; Size 50mm diameter pipes; ref. RO | 6 | Nr | AED | 2259.5
2023-02 | 3 | 3.0038 |  | United Arab Emirates | Dubai | Hard & Soft Landscaping | Al Furjan | Package 11 & 12 | NAKHEEL | Green & More | Award | 2023 | Fixed Price Lump Sum | SITE WORK | Underground drainage | Rotor valve; including valve box, excavation, backfilling, fittings, accessories and all ancillary works as necessary; Size 80mm diameter pipes; ref. RO | 1 | Nr | AED | 2959.8
2023-02 | 3 | 3.0038 |  | United Arab Emirates | Dubai | Hard & Soft Landscaping | Al Furjan | Package 11 & 12 | NAKHEEL | Green & More | Award | 2023 | Fixed Price Lump Sum | SITE WORK | Landscaping | Sprinkler; including fittings, accessories and all ancillary works as necessary; MPR turf rotor (25) | 81 | Nr | AED | 49.2
2023-02 | 3 | 3.0038 |  | United Arab Emirates | Dubai | Hard & Soft Landscaping | Al Furjan | Package 11 & 12 | NAKHEEL | Green & More | Award | 2023 | Fixed Price Lump Sum | SITE WORK | Landscaping | Sprinkler; including fittings, accessories and all ancillary works as necessary; MPR turf rotor (30) | 39 | Nr | AED | 49.2
2023-02 | 3 | 3.0039 |  | United Arab Emirates | Dubai | Hard & Soft Landscaping | Al Furjan | Package 11 & 12 | NAKHEEL | Green & More | Award | 2023 | Fixed Price Lump Sum | SITE WORK | Landscaping | Sprinkler; including fittings, accessories and all ancillary works as necessary; MPR turf rotor (35) | 64 | Nr | AED | 49.2
2023-02 | 3 | 3.0039 |  | United Arab Emirates | Dubai | Hard & Soft Landscaping | Al Furjan | Package 11 & 12 | NAKHEEL | Green & More | Award | 2023 | Fixed Price Lump Sum | SITE WORK | Landscaping | Sprinkler; including fittings, accessories and all ancillary works as necessary; R-VAN 14; 2500mm to 4500mm | 5 | Nr | AED | 38.3
2023-02 | 3 | 3.0039 |  | United Arab Emirates | Dubai | Hard & Soft Landscaping | Al Furjan | Package 11 & 12 | NAKHEEL | Green & More | Award | 2023 | Fixed Price Lump Sum | SITE WORK | Landscaping | Sprinkler; including fittings, accessories and all ancillary works as necessary; R-VAN 14-360; 2500mm to 4500mm | 10 | Nr | AED | 38.3
2023-02 | 3 | 3.0039 |  | United Arab Emirates | Dubai | Hard & Soft Landscaping | Al Furjan | Package 11 & 12 | NAKHEEL | Green & More | Award | 2023 | Fixed Price Lump Sum | SITE WORK | Landscaping | Sprinkler; including fittings, accessories and all ancillary works as necessary; R-VAN 18; 3300mm to 5500mm | 14 | Nr | AED | 38.3
2023-02 | 3 | 3.0039 |  | United Arab Emirates | Dubai | Hard & Soft Landscaping | Al Furjan | Package 11 & 12 | NAKHEEL | Green & More | Award | 2023 | Fixed Price Lump Sum | SITE WORK | Landscaping | Sprinkler; including fittings, accessories and all ancillary works as necessary; R-VAN 18-360; 3300mm to 5500mm | 13 | Nr | AED | 38.3
2023-02 | 3 | 3.0039 |  | United Arab Emirates | Dubai | Hard & Soft Landscaping | Al Furjan | Package 11 & 12 | NAKHEEL | Green & More | Award | 2023 | Fixed Price Lump Sum | SITE WORK | Landscaping | Sprinkler; including fittings, accessories and all ancillary works as necessary; R-VAN 24; 5200mm to 7300mm | 83 | Nr | AED | 38.3
2023-02 | 3 | 3.0039 |  | United Arab Emirates | Dubai | Hard & Soft Landscaping | Al Furjan | Package 11 & 12 | NAKHEEL | Green & More | Award | 2023 | Fixed Price Lump Sum | SITE WORK | Landscaping | Sprinkler; including fittings, accessories and all ancillary works as necessary; R-VAN 24-360; 5200mm to 7300mm | 18 | Nr | AED | 38.3
2023-02 | 3 | 3.0039 |  | United Arab Emirates | Dubai | Hard & Soft Landscaping | Al Furjan | Package 11 & 12 | NAKHEEL | Green & More | Award | 2023 | Fixed Price Lump Sum | MECHANICAL ENGINEERING INSTALLATIONS | Pipework and gutterwork | Pull box; including excavation, backfilling, fittings, accessories and all ancillary works as necessary; Fixed to irrigation conduit | 22 | Nr | AED | 467.2
2023-02 | 3 | 3.0039 |  | United Arab Emirates | Dubai | Hard & Soft Landscaping | Al Furjan | Package 11 & 12 | NAKHEEL | Green & More | Award | 2023 | Fixed Price Lump Sum | MECHANICAL ENGINEERING INSTALLATIONS | Pipework and gutterwork | Control cables conduit pipes including termination, fixings, supports and all ancillary works as necessary; uPVC Class D | 1012 | m | AED | 15.1
2023-02 | 3 | 3.0039 |  | United Arab Emirates | Dubai | Hard & Soft Landscaping | Al Furjan | Package 11 & 12 | NAKHEEL | Green & More | Award | 2023 | Fixed Price Lump Sum | SITE WORK | Landscaping | Flow sensing decoder controller; complete with junction box, GPRS, power supply cable, connections, conduits, termination, grounding, accessories and all ancillary works as necessary; Flow sensing decoder; C | 1 | Nr | AED | 17017.2
2023-02 | 3 | 3.004 |  | United Arab Emirates | Dubai | Hard & Soft Landscaping | Al Furjan | Package 11 & 12 | NAKHEEL | Green & More | Award | 2023 | Fixed Price Lump Sum | SITE WORK | Landscaping | Control point; complete with junction box, master valve, flow sensor, power supply cable, connections, conduits, termination, grounding, accessories and all ancillary works as necessary; Control point; CP | 2 | Nr | AED | 7073.3
2023-02 | 3 | 3.004 |  | United Arab Emirates | Dubai | Hard & Soft Landscaping | Al Furjan | Package 11 & 12 | NAKHEEL | Green & More | Award | 2023 | Fixed Price Lump Sum | MECHANICAL ENGINEERING INSTALLATIONS | Equipment | Cell modem - sim card integrated; complete with junction box, power supply cable, connections, conduits, termination, grounding, accessories and all ancillary works as necessary; Cell modem; ref. CM | 1 | Nr | AED | 5296.5
2023-02 | 3 | 3.004 |  | United Arab Emirates | Dubai | Hard & Soft Landscaping | Al Furjan | Package 11 & 12 | NAKHEEL | Green & More | Award | 2023 | Fixed Price Lump Sum | SITE WORK | Landscaping | Cloud central control system; complete with junction box, power supply cable, connections, conduits, termination, grounding, accessories and all ancillary works as necessary; Cloud central control system; ref. CC | 1 | Nr | AED | 10807
2023-02 | 3 | 3.004 |  | United Arab Emirates | Dubai | Hard & Soft Landscaping | Al Furjan | Package 11 & 12 | NAKHEEL | Green & More | Award | 2023 | Fixed Price Lump Sum | MECHANICAL ENGINEERING INSTALLATIONS | Pipework and gutterwork | Solar powered irrigation controller; complete with junction box, power supply cable, connections, conduits, termination, grounding, accessories and all ancillary works as necessary; Solar powered irrigation controller; ref. SP | 1 | Nr | AED | 13149.8
2023-02 | 3 | 3.004 |  | United Arab Emirates | Dubai | Hard & Soft Landscaping | Al Furjan | Package 11 & 12 | NAKHEEL | Green & More | Award | 2023 | Fixed Price Lump Sum | MECHANICAL ENGINEERING INSTALLATIONS | Automatic controls | Power supply cable to irrigation controller including accessories and all ancillary works as necessary; Power supply to irrigation controller from the existing electric panel including cables and termination | 1 | Item | AED | 9432.5
2023-02 | 3 | 3.004 |  | United Arab Emirates | Dubai | Hard & Soft Landscaping | Al Furjan | Package 11 & 12 | NAKHEEL | Green & More | Award | 2023 | Fixed Price Lump Sum | SITE WORK | Landscaping | Point of connection to infra irrigation water source; including connections, accessories and all ancillary works as necessary; Size 3" diameter pipe | 1 | Nr | AED | 4270.7
2023-02 | 3 | 3.004 |  | United Arab Emirates | Dubai | Hard & Soft Landscaping | Al Furjan | Package 11 & 12 | NAKHEEL | Green & More | Award | 2023 | Fixed Price Lump Sum | SITE WORK | Landscaping | Point of connection to infra irrigation water source; including connections, accessories and all ancillary works as necessary; Size 4" diameter pipe | 1 | Nr | AED | 7534.2
2023-02 | 3 | 3.004 |  | United Arab Emirates | Dubai | Hard & Soft Landscaping | Al Furjan | Package 11 & 12 | NAKHEEL | Green & More | Award | 2023 | Fixed Price Lump Sum | SITE WORK | Landscaping | Point of connection to infra irrigation water source; including connections, accessories and all ancillary works as necessary; Size 6" diameter pipe | 4 | Nr | AED | 9444.2
2023-02 | 3 | 3.004 |  | United Arab Emirates | Dubai | Hard & Soft Landscaping | Al Furjan | Package 11 & 12 | NAKHEEL | Green & More | Award | 2023 | Fixed Price Lump Sum | MECHANICAL ENGINEERING INSTALLATIONS | Sundries | Allow for all connections to existing services mains | 1 | Item | AED | 428
2023-02 | 3 | 3.004 |  | United Arab Emirates | Dubai | Hard & Soft Landscaping | Al Furjan | Package 11 & 12 | NAKHEEL | Green & More | Award | 2023 | Fixed Price Lump Sum | MECHANICAL ENGINEERING INSTALLATIONS | Sundries | Allow for all identification including painting, marking and labeling, including labeling all valves | 1 | Item | AED | 428
2023-02 | 3 | 3.0041 |  | United Arab Emirates | Dubai | Hard & Soft Landscaping | Al Furjan | Package 11 & 12 | NAKHEEL | Green & More | Award | 2023 | Fixed Price Lump Sum | MECHANICAL ENGINEERING INSTALLATIONS | Work incidental to mechanical engineering installations | Work Incidental to Mechanical Engineering Installations; Allow for planning and coordinating with relevant statutory authorities and with all other trades | 1 | Item | AED | 1070
2023-02 | 3 | 3.0041 |  | United Arab Emirates | Dubai | Hard & Soft Landscaping | Al Furjan | Package 11 & 12 | NAKHEEL | Green & More | Award | 2023 | Fixed Price Lump Sum | MECHANICAL ENGINEERING INSTALLATIONS | Work incidental to mechanical engineering installations | Work Incidental to Mechanical Engineering Installations; Allow for liaison with obtaining approvals and attendance on DEWA, other statutory bodies and service providers as required | 1 | Item | AED | 1926
2023-02 | 3 | 3.0041 |  | United Arab Emirates | Dubai | Hard & Soft Landscaping | Al Furjan | Package 11 & 12 | NAKHEEL | Green & More | Award | 2023 | Fixed Price Lump Sum | MECHANICAL ENGINEERING INSTALLATIONS | Work incidental to mechanical engineering installations | Work Incidental to Mechanical Engineering Installations; Allow for marking the positions of and cutting or forming holes, mortices, chases or the like and all making good | 1 | Item | AED | 535
2023-02 | 3 | 3.0041 |  | United Arab Emirates | Dubai | Hard & Soft Landscaping | Al Furjan | Package 11 & 12 | NAKHEEL | Green & More | Award | 2023 | Fixed Price Lump Sum | MECHANICAL ENGINEERING INSTALLATIONS | Work incidental to mechanical engineering installations | Work Incidental to Mechanical Engineering Installations; Allow for all incidental work to the Mechanical Engineering Installations where not included above or elsewhere | 1 | Item | AED | 535
2023-02 | 3 | 3.0041 |  | United Arab Emirates | Dubai | Hard & Soft Landscaping | Al Furjan | Package 11 & 12 | NAKHEEL | Green & More | Award | 2023 | Fixed Price Lump Sum | ELECTRICAL ENGINEERING INSTALLATIONS | Equipment | Equipment; including fixings, supports, accessories and all ancillary works as necessary; Distribution boards; LS-DB-01 (P11) | 1 | Nr | AED | 8076.4
2023-02 | 3 | 3.0042 |  | United Arab Emirates | Dubai | Hard & Soft Landscaping | Al Furjan | Package 11 & 12 | NAKHEEL | Green & More | Award | 2023 | Fixed Price Lump Sum | ELECTRICAL ENGINEERING INSTALLATIONS | Equipment | Equipment; including fixings, supports, accessories and all ancillary works as necessary; Distribution boards; LS-DB-02 (P11) | 1 | Nr | AED | 8076.4
2023-02 | 3 | 3.0042 |  | United Arab Emirates | Dubai | Hard & Soft Landscaping | Al Furjan | Package 11 & 12 | NAKHEEL | Green & More | Award | 2023 | Fixed Price Lump Sum | ELECTRICAL ENGINEERING INSTALLATIONS | Equipment | Equipment; including fixings, supports, accessories and all ancillary works as necessary; Distribution boards; LS-DB-05 (P11) | 1 | Nr | AED | 8076.4
2023-02 | 3 | 3.0042 |  | United Arab Emirates | Dubai | Hard & Soft Landscaping | Al Furjan | Package 11 & 12 | NAKHEEL | Green & More | Award | 2023 | Fixed Price Lump Sum | ELECTRICAL ENGINEERING INSTALLATIONS | Equipment | Equipment; including fixings, supports, accessories and all ancillary works as necessary; Distribution boards; LS-DB-06 (P11) | 1 | Nr | AED | 8076.4
2023-02 | 3 | 3.0042 |  | United Arab Emirates | Dubai | Hard & Soft Landscaping | Al Furjan | Package 11 & 12 | NAKHEEL | Green & More | Award | 2023 | Fixed Price Lump Sum | ELECTRICAL ENGINEERING INSTALLATIONS | Equipment | Equipment; including fixings, supports, accessories and all ancillary works as necessary; Distribution boards; LS-DB-07 (P11) | 1 | Nr | AED | 8076.4
2023-02 | 3 | 3.0042 |  | United Arab Emirates | Dubai | Hard & Soft Landscaping | Al Furjan | Package 11 & 12 | NAKHEEL | Green & More | Award | 2023 | Fixed Price Lump Sum | ELECTRICAL ENGINEERING INSTALLATIONS | Equipment | Equipment; including fixings, supports, accessories and all ancillary works as necessary; Distribution boards; LS-DB-01 (P12) | 1 | Nr | AED | 8076.4
2023-02 | 3 | 3.0042 |  | United Arab Emirates | Dubai | Hard & Soft Landscaping | Al Furjan | Package 11 & 12 | NAKHEEL | Green & More | Award | 2023 | Fixed Price Lump Sum | ELECTRICAL ENGINEERING INSTALLATIONS | Final sub-circuits and auxiliary installations | Containment; including fixings, supports, accessories and all ancillary works as necessary; 2 way 4" Ø duct for landscape lighting LV cables encased in concrete | 138 | m | AED | 562.6
2023-02 | 3 | 3.0042 |  | United Arab Emirates | Dubai | Hard & Soft Landscaping | Al Furjan | Package 11 & 12 | NAKHEEL | Green & More | Award | 2023 | Fixed Price Lump Sum | ELECTRICAL ENGINEERING INSTALLATIONS | Final sub-circuits and auxiliary installations | Containment; including fixings, supports, accessories and all ancillary works as necessary; 3 way 4" Ø duct for landscape lighting LV cables encased in concrete | 19 | m | AED | 662.5
2023-02 | 3 | 3.0042 |  | United Arab Emirates | Dubai | Hard & Soft Landscaping | Al Furjan | Package 11 & 12 | NAKHEEL | Green & More | Award | 2023 | Fixed Price Lump Sum | ELECTRICAL ENGINEERING INSTALLATIONS | Final sub-circuits and auxiliary installations | Earthing system; including earthworks, fixings, cables, bondings, earth pits, accessories and all ancillary works as necessary; Earth system; to landscape lighting; complete | 1 | Item | AED | 11593.4
2023-02 | 3 | 3.0042 |  | United Arab Emirates | Dubai | Hard & Soft Landscaping | Al Furjan | Package 11 & 12 | NAKHEEL | Green & More | Award | 2023 | Fixed Price Lump Sum | ELECTRICAL ENGINEERING INSTALLATIONS | Final sub-circuits and auxiliary installations | Cables and conduits to termination points; including terminations, fixings, supports, hangers, accessories and all ancillary works as necessary; From DB to type LA(1) | 169 | Nr | AED | 1023.1
2023-02 | 3 | 3.0042 |  | United Arab Emirates | Dubai | Hard & Soft Landscaping | Al Furjan | Package 11 & 12 | NAKHEEL | Green & More | Award | 2023 | Fixed Price Lump Sum | ELECTRICAL ENGINEERING INSTALLATIONS | Final sub-circuits and auxiliary installations | Cables and conduits to termination points; including terminations, fixings, supports, hangers, accessories and all ancillary works as necessary; From DB to type LA(2) | 147 | Nr | AED | 1023.1
2023-02 | 3 | 3.0043 |  | United Arab Emirates | Dubai | Hard & Soft Landscaping | Al Furjan | Package 11 & 12 | NAKHEEL | Green & More | Award | 2023 | Fixed Price Lump Sum | ELECTRICAL ENGINEERING INSTALLATIONS | Final sub-circuits and auxiliary installations | Cables and conduits to termination points; including terminations, fixings, supports, hangers, accessories and all ancillary works as necessary; From DB to type LB(1) | 62 | Nr | AED | 1023.1
2023-02 | 3 | 3.0043 |  | United Arab Emirates | Dubai | Hard & Soft Landscaping | Al Furjan | Package 11 & 12 | NAKHEEL | Green & More | Award | 2023 | Fixed Price Lump Sum | ELECTRICAL ENGINEERING INSTALLATIONS | Final sub-circuits and auxiliary installations | Cables and conduits to termination points; including terminations, fixings, supports, hangers, accessories and all ancillary works as necessary; From DB to type LB(2) | 15 | Nr | AED | 1023.1
2023-02 | 3 | 3.0043 |  | United Arab Emirates | Dubai | Hard & Soft Landscaping | Al Furjan | Package 11 & 12 | NAKHEEL | Green & More | Award | 2023 | Fixed Price Lump Sum | ELECTRICAL ENGINEERING INSTALLATIONS | Final sub-circuits and auxiliary installations | Cables and conduits to termination points; including terminations, fixings, supports, hangers, accessories and all ancillary works as necessary; From DB to type LC(1) | 64 | Nr | AED | 1023.1
2023-02 | 3 | 3.0043 |  | United Arab Emirates | Dubai | Hard & Soft Landscaping | Al Furjan | Package 11 & 12 | NAKHEEL | Green & More | Award | 2023 | Fixed Price Lump Sum | ELECTRICAL ENGINEERING INSTALLATIONS | Final sub-circuits and auxiliary installations | Cables and conduits to termination points; including terminations, fixings, supports, hangers, accessories and all ancillary works as necessary; From DB to type LD(1) | 10 | Nr | AED | 1023.1
2023-02 | 3 | 3.0043 |  | United Arab Emirates | Dubai | Hard & Soft Landscaping | Al Furjan | Package 11 & 12 | NAKHEEL | Green & More | Award | 2023 | Fixed Price Lump Sum | ELECTRICAL ENGINEERING INSTALLATIONS | Final sub-circuits and auxiliary installations | Landscape lighting; including fixings, supports, hangers, accessories and all ancillary works as necessary; Type LB(1); 13W LED uplight, wide beam, 3000K, IP67, IK07 | 62 | Nr | AED | 2294.4
2023-02 | 3 | 3.0043 |  | United Arab Emirates | Dubai | Hard & Soft Landscaping | Al Furjan | Package 11 & 12 | NAKHEEL | Green & More | Award | 2023 | Fixed Price Lump Sum | ELECTRICAL ENGINEERING INSTALLATIONS | Final sub-circuits and auxiliary installations | Landscape lighting; including fixings, supports, hangers, accessories and all ancillary works as necessary; Type LB(2); 12W LED uplight, narrow beam, 3000K, IP67, IK07 | 15 | Nr | AED | 2294.4
2023-02 | 3 | 3.0043 |  | United Arab Emirates | Dubai | Hard & Soft Landscaping | Al Furjan | Package 11 & 12 | NAKHEEL | Green & More | Award | 2023 | Fixed Price Lump Sum | ELECTRICAL ENGINEERING INSTALLATIONS | Final sub-circuits and auxiliary installations | Landscape lighting; including fixings, supports, hangers, accessories and all ancillary works as necessary; Type LC(1); 6.7W LED periskop, 3000K, IP66, IK09 | 64 | Nr | AED | 926.9
2023-02 | 3 | 3.0043 |  | United Arab Emirates | Dubai | Hard & Soft Landscaping | Al Furjan | Package 11 & 12 | NAKHEEL | Green & More | Award | 2023 | Fixed Price Lump Sum | ELECTRICAL ENGINEERING INSTALLATIONS | Accessories | Bollard lighting; including fixings, fittings, supports, bases, accessories and all ancillary works as necessary; Type LA(1); 9.5W LED bollard, 3000K, IP66, IK07 | 169 | Nr | AED | 1854.9
2023-02 | 3 | 3.0043 |  | United Arab Emirates | Dubai | Hard & Soft Landscaping | Al Furjan | Package 11 & 12 | NAKHEEL | Green & More | Award | 2023 | Fixed Price Lump Sum | ELECTRICAL ENGINEERING INSTALLATIONS | Final sub-circuits and auxiliary installations | Type LA(2); 4 meter high post top light | 147 | Nr | AED | 14371.1
2023-02 | 3 | 3.0043 |  | United Arab Emirates | Dubai | Hard & Soft Landscaping | Al Furjan | Package 11 & 12 | NAKHEEL | Green & More | Award | 2023 | Fixed Price Lump Sum | ELECTRICAL ENGINEERING INSTALLATIONS | Accessories | Amenities lighting; including fixings, fittings, supports, hangers, poles, accessories and all ancillary works as necessary; Type LD(1); 280W LED, flood light, frontal, 3000K, IP66, IK08 | 10 | Nr | AED | 7255.3
2023-02 | 3 | 3.0044 |  | United Arab Emirates | Dubai | Hard & Soft Landscaping | Al Furjan | Package 11 & 12 | NAKHEEL | Green & More | Award | 2023 | Fixed Price Lump Sum | ELECTRICAL ENGINEERING INSTALLATIONS | Final sub-circuits and auxiliary installations | Connection to supply mains including cables, containments, fixings, supports, accessories and all ancillary works as necessary; "From lighting distribution board to existing power supply" | 1 | Item | AED | 228670.16
2023-02 | 3 | 3.0044 |  | United Arab Emirates | Dubai | Hard & Soft Landscaping | Al Furjan | Package 11 & 12 | NAKHEEL | Green & More | Award | 2023 | Fixed Price Lump Sum | ELECTRICAL ENGINEERING INSTALLATIONS | Sundries | Allow for all supports, fixings, anchors and insulating blocks where not included above or elsewhere | 1 | Item | AED | 535
2023-02 | 3 | 3.0044 |  | United Arab Emirates | Dubai | Hard & Soft Landscaping | Al Furjan | Package 11 & 12 | NAKHEEL | Green & More | Award | 2023 | Fixed Price Lump Sum | ELECTRICAL ENGINEERING INSTALLATIONS | Sundries | Allow for all identification including painting, marking and labeling | 1 | Item | AED | 535
2023-02 | 3 | 3.0044 |  | United Arab Emirates | Dubai | Hard & Soft Landscaping | Al Furjan | Package 11 & 12 | NAKHEEL | Green & More | Award | 2023 | Fixed Price Lump Sum | ELECTRICAL ENGINEERING INSTALLATIONS | Work incidental to electrical engineering installations | Work Incidental to Electrical Engineering Installations; Allow for planning and coordinating with relevant statutory authorities and with all other trades | 1 | Item | AED | 535
2023-02 | 3 | 3.0044 |  | United Arab Emirates | Dubai | Hard & Soft Landscaping | Al Furjan | Package 11 & 12 | NAKHEEL | Green & More | Award | 2023 | Fixed Price Lump Sum | ELECTRICAL ENGINEERING INSTALLATIONS | Work incidental to electrical engineering installations | Work Incidental to Electrical Engineering Installations; Allow for liaison with obtaining approvals and attendance on DEWA, other statutory bodies and service providers as required | 1 | Item | AED | 1070
2023-02 | 3 | 3.0044 |  | United Arab Emirates | Dubai | Hard & Soft Landscaping | Al Furjan | Package 11 & 12 | NAKHEEL | Green & More | Award | 2023 | Fixed Price Lump Sum | ELECTRICAL ENGINEERING INSTALLATIONS | Work incidental to electrical engineering installations | Work Incidental to Electrical Engineering Installations; Allow for marking the positions of and cutting or forming holes, mortices, chases or the like and all making good | 1 | Item | AED | 535
2023-02 | 3 | 3.0044 |  | United Arab Emirates | Dubai | Hard & Soft Landscaping | Al Furjan | Package 11 & 12 | NAKHEEL | Green & More | Award | 2023 | Fixed Price Lump Sum | ELECTRICAL ENGINEERING INSTALLATIONS | Work incidental to electrical engineering installations | Work Incidental to Electrical Engineering Installations; Allow for supplying and fixing all brackets, clamps and other fixing devices including building in or cutting and pinning and all making good | 1 | Item | AED | 535
2023-02 | 3 | 3.0045 |  | United Arab Emirates | Dubai | Hard & Soft Landscaping | Al Furjan | Package 11 & 12 | NAKHEEL | Green & More | Award | 2023 | Fixed Price Lump Sum | ELECTRICAL ENGINEERING INSTALLATIONS | Work incidental to electrical engineering installations | Work Incidental to Electrical Engineering Installations; Allow for fire stopping all cables, conduit, trucking, cable tray and the like at penetrations through fire walls and other structures and making good | 1 | Item | AED | 749
2023-02 | 3 | 3.0045 |  | United Arab Emirates | Dubai | Hard & Soft Landscaping | Al Furjan | Package 11 & 12 | NAKHEEL | Green & More | Award | 2023 | Fixed Price Lump Sum | ELECTRICAL ENGINEERING INSTALLATIONS | Work incidental to electrical engineering installations | Work Incidental to Electrical Engineering Installations; Allow for all incidental work including factory finishing, fixing to all backgrounds by appropriate means and all making good | 1 | Item | AED | 535
2023-02 | 3 | 3.0045 |  | United Arab Emirates | Dubai | Hard & Soft Landscaping | Al Furjan | Package 11 & 12 | NAKHEEL | Green & More | Award | 2023 | Fixed Price Lump Sum | ELECTRICAL ENGINEERING INSTALLATIONS | Work incidental to electrical engineering installations | Work Incidental to Electrical Engineering Installations; Allow for training the Employer's Staff to operate and maintain the Electrical Engineering Installations | 1 | Item | AED | 535
2023-02 | 3 | 3.0045 |  | United Arab Emirates | Dubai | Hard & Soft Landscaping | Al Furjan | Package 11 & 12 | NAKHEEL | Green & More | Award | 2023 | Fixed Price Lump Sum | ELECTRICAL ENGINEERING INSTALLATIONS | Work incidental to electrical engineering installations | Work Incidental to Electrical Engineering Installations; Allow for all incidental work to the Electrical Engineering Installations where not included above or elsewhere | 1 | Item | AED | 535
2023-03 | 3 | 3.0045 |  | United Arab Emirates | Dubai | Hard & Soft Landscaping | Al Furjan | Package 13 | NAKHEEL | Green & More | Award | 2023 | Fixed Price Lump Sum | SITE WORK | Site preparation | Site Clearance; to approved area; Removal of debris, rubbish, vegetation, any existing foundation and services and the like prior to the commencement of excavation works; including disposal to approved location | 14923 | m² | AED | 1.3
2023-03 | 3 | 3.0045 |  | United Arab Emirates | Dubai | Hard & Soft Landscaping | Al Furjan | Package 13 | NAKHEEL | Green & More | Award | 2023 | Fixed Price Lump Sum | SITE WORK | Excavation | Excavation works; including all ancillary works as necessary; from site existing levels up to the proposed grading levels; Excavation from existing grade levels up to proposed levels | 1 | Item | AED | 59244.2
2023-03 | 3 | 3.0045 |  | United Arab Emirates | Dubai | Hard & Soft Landscaping | Al Furjan | Package 13 | NAKHEEL | Green & More | Award | 2023 | Fixed Price Lump Sum | SITE WORK | Excavation | Excavation works; including all ancillary works as necessary; from site existing levels up to the proposed grading levels; Excavation from existing grade levels up to proposed level (RATE ONLY) | 1 | m³ | AED | 29.68
2023-03 | 3 | 3.0045 |  | United Arab Emirates | Dubai | Hard & Soft Landscaping | Al Furjan | Package 13 | NAKHEEL | Green & More | Award | 2023 | Fixed Price Lump Sum | SITE WORK | Excavation | Excavation works; including all ancillary works as necessary; from site Level +0.00 up to the required levels; Excavation to reduce levels; not exceeding 250mm depth; to paving and surface finish area | 23 | m³ | AED | 9.7
2023-03 | 3 | 3.0046 |  | United Arab Emirates | Dubai | Hard & Soft Landscaping | Al Furjan | Package 13 | NAKHEEL | Green & More | Award | 2023 | Fixed Price Lump Sum | SITE WORK | Excavation | Excavation works; including all ancillary works as necessary; from site Level +0.00 up to the required levels; Excavation to reduce levels; over 250mm but not exceeding 500mm depth; to paving and surface finish area | 1849 | m³ | AED | 9.7
2023-03 | 3 | 3.0046 |  | United Arab Emirates | Dubai | Hard & Soft Landscaping | Al Furjan | Package 13 | NAKHEEL | Green & More | Award | 2023 | Fixed Price Lump Sum | SITE WORK | Excavation | Excavation works; including all ancillary works as necessary; from site Level +0.00 up to the required levels; Excavation to reduce level; over 250mm but not exceeding 500mm; to planting area | 940 | m³ | AED | 9.7
2023-03 | 3 | 3.0046 |  | United Arab Emirates | Dubai | Hard & Soft Landscaping | Al Furjan | Package 13 | NAKHEEL | Green & More | Award | 2023 | Fixed Price Lump Sum | SITE WORK | Excavation | Excavation works; including all ancillary works as necessary; from site Level +0.00 up to the required levels; Excavation to reduce level; over 500mm but not exceeding 750mm; to planting area | 1508 | m³ | AED | 9.7
2023-03 | 3 | 3.0046 |  | United Arab Emirates | Dubai | Hard & Soft Landscaping | Al Furjan | Package 13 | NAKHEEL | Green & More | Award | 2023 | Fixed Price Lump Sum | SITE WORK | Excavation | Excavation works; including all ancillary works as necessary; from site Level +0.00 up to the required levels; Pit excavation; over 1000mm but not exceeding 1500mm depth; to receive tree pits | 318 | m³ | AED | 9.7
2023-03 | 3 | 3.0046 |  | United Arab Emirates | Dubai | Hard & Soft Landscaping | Al Furjan | Package 13 | NAKHEEL | Green & More | Award | 2023 | Fixed Price Lump Sum | SITE WORK | Disposal | Disposal of unsuitable and surplus materials arising from excavation; Removed on site including a suitable tip (RATE ONLY) | 1 | m³ | AED | 16.9
2023-03 | 3 | 3.0046 |  | United Arab Emirates | Dubai | Hard & Soft Landscaping | Al Furjan | Package 13 | NAKHEEL | Green & More | Award | 2023 | Fixed Price Lump Sum | SITE WORK | Disposal | Disposal of unsuitable and surplus materials arising from excavation; Removed off-site material | 4637 | m³ | AED | 25.5
2023-03 | 3 | 3.0046 |  | United Arab Emirates | Dubai | Hard & Soft Landscaping | Al Furjan | Package 13 | NAKHEEL | Green & More | Award | 2023 | Fixed Price Lump Sum | SITE WORK | Filling | Filling to make up levels; including compaction and all ancillary works as necessary; 100mm thick aggregate sub-base course compacted to 95% MDD; to type H01 | 1 | m³ | AED | 119
2023-03 | 3 | 3.0046 |  | United Arab Emirates | Dubai | Hard & Soft Landscaping | Al Furjan | Package 13 | NAKHEEL | Green & More | Award | 2023 | Fixed Price Lump Sum | SITE WORK | Filling | Filling to make up levels; including compaction and all ancillary works as necessary; 150mm thick aggregate sub-base course compacted to 95% MDD; to type PV01, PV02, PP03, AS01 and EP01 | 750 | m³ | AED | 119
2023-03 | 3 | 3.0046 |  | United Arab Emirates | Dubai | Hard & Soft Landscaping | Al Furjan | Package 13 | NAKHEEL | Green & More | Award | 2023 | Fixed Price Lump Sum | SITE WORK | Filling | Filling to make up levels; including compaction and all ancillary works as necessary; 150mm thick compacted sub-base; to type PB01, PB04 and B01 | 166 | m³ | AED | 119
2023-03 | 3 | 3.0046 |  | United Arab Emirates | Dubai | Hard & Soft Landscaping | Al Furjan | Package 13 | NAKHEEL | Green & More | Award | 2023 | Fixed Price Lump Sum | SITE WORK | Paving and surfacing | Precast concrete paving; in shotblast finish; laid on 50mm thick sharp sand bed with 2/3mm joint filled with sand, 150mm thick aggregate sub-base (measured separately) and compacted existing subgrade; including grout mortar, joint and edge treatment and including all ancillary works as necessary; Type PV01; PCC Paver 'Tegula'; varying size and colors A - (15%) 160 x 160 x 80mm - light grey, B - (5%) 120 x 160 x 80mm - medium grey, E - (80%) 160 x 160 x 80mm - dark grey | 955 | m² | AED | 80.5
2023-03 | 3 | 3.0047 |  | United Arab Emirates | Dubai | Hard & Soft Landscaping | Al Furjan | Package 13 | NAKHEEL | Green & More | Award | 2023 | Fixed Price Lump Sum | SITE WORK | Paving and surfacing | Precast concrete paving; in shotblast finish; laid on 50mm thick sharp sand bed with 2/3mm joint filled with sand, 150mm thick aggregate sub-base (measured separately) and compacted existing subgrade; including grout mortar, joint and edge treatment and including all ancillary works as necessary; Type PV02; PCC Paver 'Tegula'; varying size and colors A - (15%) 120 x 160 x 60mm - light grey, B - (5%) 120 x 160 x 60mm - medium grey, C - (25%) 160 x 160 x 60mm - light grey, D - (20%) 160 x 160 x 60mm - medium grey, E - (10%) 160 x 160 x 60mm - dark grey, F - (25%) 160 x 240 x 60mm - light grey | 2402 | m² | AED | 78.4
2023-03 | 3 | 3.0047 |  | United Arab Emirates | Dubai | Hard & Soft Landscaping | Al Furjan | Package 13 | NAKHEEL | Green & More | Award | 2023 | Fixed Price Lump Sum | SITE WORK | Paving and surfacing | Type PP03; PCC Paver 'Sienna'; varying size in running bond pattern; 80% light grey & 20% medium grey color in different sizes; A - 240 x 600 x 60mm; B - 160x200x60mm; C - 120x200x60mm; D - 150x120x60mm; E - 120x120x60mm thick | 1634 | m² | AED | 85.1
2023-03 | 3 | 3.0047 |  | United Arab Emirates | Dubai | Hard & Soft Landscaping | Al Furjan | Package 13 | NAKHEEL | Green & More | Award | 2023 | Fixed Price Lump Sum | SITE WORK | Paving and surfacing | Precast concrete paving band; in shotblast finish; laid on 30mm thick mortar bed with 3-5mm colour matched grout, 150mm thick concrete base and 150mm thick compacted sub-base (measured separately); including grout mortar, joint and edge treatment and including all ancillary works as necessary; Type PB01; in dark grey color; size 200 x 300 x 80mm thick | 5443 | m | AED | 53.3
2023-03 | 3 | 3.0047 |  | United Arab Emirates | Dubai | Hard & Soft Landscaping | Al Furjan | Package 13 | NAKHEEL | Green & More | Award | 2023 | Fixed Price Lump Sum | SITE WORK | Paving and surfacing | Precast concrete paving band; in shotblast finish; laid on 30mm thick mortar bed with 3-5mm colour matched grout, 150mm thick concrete base and 150mm thick compacted sub-base (measured separately); including grout mortar, joint and edge treatment and including all ancillary works as necessary; Type PB04; in medium grey color; size 200 x 200 x 80mm thick | 64 | m | AED | 53.3
2023-03 | 3 | 3.0047 |  | United Arab Emirates | Dubai | Hard & Soft Landscaping | Al Furjan | Package 13 | NAKHEEL | Green & More | Award | 2023 | Fixed Price Lump Sum | SITE WORK | Landscaping | Gravel; non self binding-loose laid; natural river rounded from wadi source; laid on compacted existing grade layer; including accessories and all ancillary works as necessary; Type AG01; 75-300mm diameter rounded decorative gravel bed; 100mm depth | 1 | m² | AED | 27.7
2023-03 | 3 | 3.0047 |  | United Arab Emirates | Dubai | Hard & Soft Landscaping | Al Furjan | Package 13 | NAKHEEL | Green & More | Award | 2023 | Fixed Price Lump Sum | SITE WORK | Landscaping | Gravel; non self binding-loose laid; natural river rounded from wadi source; laid on compacted existing grade layer; including accessories and all ancillary works as necessary; Type AG02; 14mm sieve size; 100mm depth | 209 | m² | AED | 27.7
2023-03 | 3 | 3.0047 |  | United Arab Emirates | Dubai | Hard & Soft Landscaping | Al Furjan | Package 13 | NAKHEEL | Green & More | Award | 2023 | Fixed Price Lump Sum | SITE WORK | Paving and surfacing | Asphalt paving; 40mm thick asphalt wearing course with epoxy acrylic coating; laid on 40mm thick asphalt base course, acrylic paint guide line, 150mm thick aggregate sub-base(measured separately) and compacted existing grade; including surface preparation, accessories and all ancillary works as necessary; Type AS01; 80mm thick | 5 | m² | AED | 166.8
2023-03 | 3 | 3.0047 |  | United Arab Emirates | Dubai | Hard & Soft Landscaping | Al Furjan | Package 13 | NAKHEEL | Green & More | Award | 2023 | Fixed Price Lump Sum | SITE WORK | Paving and surfacing | Extra over for acrylic paint sports court line markings | 1 | m | AED | 30.5
2023-03 | 3 | 3.0047 |  | United Arab Emirates | Dubai | Hard & Soft Landscaping | Al Furjan | Package 13 | NAKHEEL | Green & More | Award | 2023 | Fixed Price Lump Sum | SITE WORK | Paving and surfacing | EPDM surface; 16mm thick top coat; over 60-150mm thick black base rubber; laid on 150mm thick aggregate sub-base (measured separately) and compacted existing grade; including accessories and all ancillary works as necessary; Type EP01; 166mm thick overall | 1 | m² | AED | 530.7
2023-03 | 3 | 3.0047 |  | United Arab Emirates | Dubai | Hard & Soft Landscaping | Al Furjan | Package 13 | NAKHEEL | Green & More | Award | 2023 | Fixed Price Lump Sum | SITE WORK | Landscaping | Hogging stone; non self binding stone in rolled finish; 5-25mm diameter; laid on 100mm thick aggregate sub-base (measured separately); including grout mortar, joint and edge treatment and including all ancillary works as; Type H01; natural desert tan color; 80-100mm thick | 1 | m² | AED | 50.6
2023-03 | 3 | 3.0048 |  | United Arab Emirates | Dubai | Hard & Soft Landscaping | Al Furjan | Package 13 | NAKHEEL | Green & More | Award | 2023 | Fixed Price Lump Sum | SITE WORK | Landscaping | Natural boulders; local quarry rock; in natural finish; laid on compacted sub-base (measured separately); including accessories and all ancillary works as necessary; Type B01; in grey colour; varying size ; A - 400-600mm dia, B - 600-800mm dia, C - 800-1000mm dia, D - 1200-1600mm dia | 6 | m² | AED | 831.7
2023-03 | 3 | 3.0048 |  | United Arab Emirates | Dubai | Hard & Soft Landscaping | Al Furjan | Package 13 | NAKHEEL | Green & More | Award | 2023 | Fixed Price Lump Sum | SITE WORK | Paving and surfacing | Flush kerb; including concrete base, sub-grade, mortar, foundation, formwork, earthworks, backfilling, disposal, of surplus excavated material to complete (measured on plan); Type K01; straight | 27 | m | AED | 122.5
2023-03 | 3 | 3.0048 |  | United Arab Emirates | Dubai | Hard & Soft Landscaping | Al Furjan | Package 13 | NAKHEEL | Green & More | Award | 2023 | Fixed Price Lump Sum | SITE WORK | Paving and surfacing | Flush kerb; including concrete base, sub-grade, mortar, foundation, formwork, earthworks, backfilling, disposal, of surplus excavated material to complete (measured on plan); Type K01; curved | 1 | m | AED | 120.3
2023-03 | 3 | 3.0048 |  | United Arab Emirates | Dubai | Hard & Soft Landscaping | Al Furjan | Package 13 | NAKHEEL | Green & More | Award | 2023 | Fixed Price Lump Sum | SITE WORK | Paving and surfacing | Tactile paving (warning); including accessories and all ancillary works as necessary; 100mm thick; to pedestrian ramp | 5 | m² | AED | 245.2
2023-03 | 3 | 3.0048 |  | United Arab Emirates | Dubai | Hard & Soft Landscaping | Al Furjan | Package 13 | NAKHEEL | Green & More | Award | 2023 | Fixed Price Lump Sum | SITE WORK | Landscaping | Making good; to achieve the approve lay-out levels; including surface preparation, accessories and all ancillary works as necessary; Existing sand | 2451 | m² | AED | 5.3
2023-03 | 3 | 3.0048 |  | United Arab Emirates | Dubai | Hard & Soft Landscaping | Al Furjan | Package 13 | NAKHEEL | Green & More | Award | 2023 | Fixed Price Lump Sum | SITE WORK | Landscaping | Sundries; Geotextile membrane; non-woven; to AG01, AG02 and B01 | 215 | m² | AED | 2.9
2023-03 | 3 | 3.0048 |  | United Arab Emirates | Dubai | Hard & Soft Landscaping | Al Furjan | Package 13 | NAKHEEL | Green & More | Award | 2023 | Fixed Price Lump Sum | SITE WORK | Landscaping | Planting medium soil; laid on compacted subgrade; including all ancillary works as necessary; 300mm depth; to lawn and grass | 940 | m³ | AED | 42.4
2023-03 | 3 | 3.0048 |  | United Arab Emirates | Dubai | Hard & Soft Landscaping | Al Furjan | Package 13 | NAKHEEL | Green & More | Award | 2023 | Fixed Price Lump Sum | SITE WORK | Landscaping | Planting medium soil; laid on compacted subgrade; including all ancillary works as necessary; 500mm depth; to shrubs and ground cover | 1508 | m³ | AED | 42.4
2023-03 | 3 | 3.0048 |  | United Arab Emirates | Dubai | Hard & Soft Landscaping | Al Furjan | Package 13 | NAKHEEL | Green & More | Award | 2023 | Fixed Price Lump Sum | SITE WORK | Landscaping | Planting medium soil; laid on compacted subgrade; including all ancillary works as necessary; 1200mm depth (minimum); to tree pits | 320 | m³ | AED | 42.4
2023-03 | 3 | 3.0049 |  | United Arab Emirates | Dubai | Hard & Soft Landscaping | Al Furjan | Package 13 | NAKHEEL | Green & More | Award | 2023 | Fixed Price Lump Sum | SITE WORK | Landscaping | Organic bark mulch; including all ancillary works as necessary; Mulching; 75mm thick; to shrub and ground cover | 1 | m² | AED | 37.4
2023-03 | 3 | 3.0049 |  | United Arab Emirates | Dubai | Hard & Soft Landscaping | Al Furjan | Package 13 | NAKHEEL | Green & More | Award | 2023 | Fixed Price Lump Sum | SITE WORK | Landscaping | Organic bark mulch; including all ancillary works as necessary; Mulching; 75mm thick; to trees and palm trees | 1 | m² | AED | 37.4
2023-03 | 3 | 3.0049 |  | United Arab Emirates | Dubai | Hard & Soft Landscaping | Al Furjan | Package 13 | NAKHEEL | Green & More | Award | 2023 | Fixed Price Lump Sum | SITE WORK | Landscaping | Drainage aggregate layer coarse 10-15mm dia.; including all ancillary works as necessary; Drainage layer; 300mm thick; to trees and palm trees | 266 | m² | AED | 35.4
2023-03 | 3 | 3.0049 |  | United Arab Emirates | Dubai | Hard & Soft Landscaping | Al Furjan | Package 13 | NAKHEEL | Green & More | Award | 2023 | Fixed Price Lump Sum | SITE WORK | Landscaping | Trees; including support system, groundkeeper and all ancillary works as necessary; ACA FAR; sweet acacia (acacia farnesiana); overall height 1.5-2.0m; clear trunk 1.5m; min. caliper 120-140mm; local | 3 | Nr | AED | 2973.8
2023-03 | 3 | 3.0049 |  | United Arab Emirates | Dubai | Hard & Soft Landscaping | Al Furjan | Package 13 | NAKHEEL | Green & More | Award | 2023 | Fixed Price Lump Sum | SITE WORK | Landscaping | Trees; including support system, groundkeeper and all ancillary works as necessary; AZA IND; neem tree (azadirachta indica); overall height 4.0-4.5m; clear trunk 1.8m; min. caliper; 80-100mm; adaptive | 26 | Nr | AED | 1471.5
2023-03 | 3 | 3.0049 |  | United Arab Emirates | Dubai | Hard & Soft Landscaping | Al Furjan | Package 13 | NAKHEEL | Green & More | Award | 2023 | Fixed Price Lump Sum | SITE WORK | Landscaping | Trees; including support system, groundkeeper and all ancillary works as necessary; DEL REG; royal poinciana (delonix regia); overall height 4.0-4.5m; clear trunk 1.8m; min. caliper 80-100mm; adaptive | 8 | Nr | AED | 1473.6
2023-03 | 3 | 3.0049 |  | United Arab Emirates | Dubai | Hard & Soft Landscaping | Al Furjan | Package 13 | NAKHEEL | Green & More | Award | 2023 | Fixed Price Lump Sum | SITE WORK | Landscaping | Trees; including support system, groundkeeper and all ancillary works as necessary; MIL HOR; jasmin tree (millingtonia hortensis); overall height 4.0-4.5m; clear trunk 1.8m; min. caliper 80-100mm; adaptive | 76 | Nr | AED | 1760.4
2023-03 | 3 | 3.0049 |  | United Arab Emirates | Dubai | Hard & Soft Landscaping | Al Furjan | Package 13 | NAKHEEL | Green & More | Award | 2023 | Fixed Price Lump Sum | SITE WORK | Landscaping | Trees; including support system, groundkeeper and all ancillary works as necessary; PAR ACU; mexican palo verde (parkinsonia aculeata); overall height 3.5-4.0m; clear trunk 1.5m; min. caliper 60-80mm; adaptive | 7 | Nr | AED | 1242.1
2023-03 | 3 | 3.0049 |  | United Arab Emirates | Dubai | Hard & Soft Landscaping | Al Furjan | Package 13 | NAKHEEL | Green & More | Award | 2023 | Fixed Price Lump Sum | SITE WORK | Landscaping | Trees; including support system, groundkeeper and all ancillary works as necessary; PLU OBT; singapore white plumeria (plumeria obtusa); overall height 2.0-2.5m; clear trunk 1.8m; min. caliper 80-100mm; adaptive | 1 | Nr | AED | 2222.6
2023-03 | 3 | 3.0049 |  | United Arab Emirates | Dubai | Hard & Soft Landscaping | Al Furjan | Package 13 | NAKHEEL | Green & More | Award | 2023 | Fixed Price Lump Sum | SITE WORK | Landscaping | Trees; including support system, groundkeeper and all ancillary works as necessary; TEC UND; honey tree (tecomella undulata); overall height 3.5-4.0m; clear trunk 1.5-2.0m; min. caliper 60-80mm; adaptive | 52 | Nr | AED | 1067
2023-03 | 3 | 3.005 |  | United Arab Emirates | Dubai | Hard & Soft Landscaping | Al Furjan | Package 13 | NAKHEEL | Green & More | Award | 2023 | Fixed Price Lump Sum | SITE WORK | Landscaping | Fruit trees; including support system, groundkeeper and all ancillary works as necessary; TAM IND; tamarind, tamir hindi (tamarindus indica); overall height 4.0-4.5m; clear trunk 1.5m; min. caliper 80-100mm; adaptive | 4 | Nr | AED | 1644.8
2023-03 | 3 | 3.005 |  | United Arab Emirates | Dubai | Hard & Soft Landscaping | Al Furjan | Package 13 | NAKHEEL | Green & More | Award | 2023 | Fixed Price Lump Sum | SITE WORK | Landscaping | Park trees; including support system, groundkeeper and all ancillary works as necessary; PRO JUL; mesquite, safsaf (prospolis juliflora); overall height 4.0-4.5m; clear trunk 1.8m; min. caliper 80-100mm; local | 8 | Nr | AED | 1473.6
2023-03 | 3 | 3.005 |  | United Arab Emirates | Dubai | Hard & Soft Landscaping | Al Furjan | Package 13 | NAKHEEL | Green & More | Award | 2023 | Fixed Price Lump Sum | SITE WORK | Landscaping | Shrubs; including additional earthworks, fertilizer and all ancillary works as necessary; ATR SEM; salt bush (atriplex semibaccata); height 300-500mm; min. spread 300-400mm; local | 50 | m² | AED | 21.9
2023-03 | 3 | 3.005 |  | United Arab Emirates | Dubai | Hard & Soft Landscaping | Al Furjan | Package 13 | NAKHEEL | Green & More | Award | 2023 | Fixed Price Lump Sum | SITE WORK | Landscaping | Shrubs; including additional earthworks, fertilizer and all ancillary works as necessary; BOU GLA; paper flower (boungainvillea glabra-orange); height 400-600mm; min. spread 400-600mm; adaptive | 51 | m² | AED | 37.4
2023-03 | 3 | 3.005 |  | United Arab Emirates | Dubai | Hard & Soft Landscaping | Al Furjan | Package 13 | NAKHEEL | Green & More | Award | 2023 | Fixed Price Lump Sum | SITE WORK | Landscaping | Shrubs; including additional earthworks, fertilizer and all ancillary works as necessary; CAE PUL; red bird of paradise (caesalpinia pulcherrima); height 400-600mm; min. spread 400-600mm; adaptive | 30 | m² | AED | 25.2
2023-03 | 3 | 3.005 |  | United Arab Emirates | Dubai | Hard & Soft Landscaping | Al Furjan | Package 13 | NAKHEEL | Green & More | Award | 2023 | Fixed Price Lump Sum | SITE WORK | Landscaping | Shrubs; including additional earthworks, fertilizer and all ancillary works as necessary; CLE INE; wild jasmine (clerodendrum inerme); height 300-500mm; min. spread 300-500mm; adaptive | 69 | m² | AED | 38.4
2023-03 | 3 | 3.005 |  | United Arab Emirates | Dubai | Hard & Soft Landscaping | Al Furjan | Package 13 | NAKHEEL | Green & More | Award | 2023 | Fixed Price Lump Sum | SITE WORK | Landscaping | Shrubs; including additional earthworks, fertilizer and all ancillary works as necessary; JUN RIG; rush (juncus rigidus); height 400-600mm; min. spread 400-500mm; adaptive | 746 | m² | AED | 36.5
2023-03 | 3 | 3.005 |  | United Arab Emirates | Dubai | Hard & Soft Landscaping | Al Furjan | Package 13 | NAKHEEL | Green & More | Award | 2023 | Fixed Price Lump Sum | SITE WORK | Landscaping | Shrubs; including additional earthworks, fertilizer and all ancillary works as necessary; LAW INE; henna (lawsonia inermis); height 400-600mm; min. spread 400-600mm; adaptive | 1 | m² | AED | 25.6
2023-03 | 3 | 3.005 |  | United Arab Emirates | Dubai | Hard & Soft Landscaping | Al Furjan | Package 13 | NAKHEEL | Green & More | Award | 2023 | Fixed Price Lump Sum | SITE WORK | Landscaping | LEU FRU; texas sage (leucophyllum frutescens); height 400-600mm; min. spread 400-600mm; adaptive | 877 | m² | AED | 31.9
2023-03 | 3 | 3.005 |  | United Arab Emirates | Dubai | Hard & Soft Landscaping | Al Furjan | Package 13 | NAKHEEL | Green & More | Award | 2023 | Fixed Price Lump Sum | SITE WORK | Landscaping | PUL CRI; (pulicaria crispa); height 400-600mm; min. spread 400-600mm; adaptive | 404 | m² | AED | 106.5
2023-03 | 3 | 3.0051 |  | United Arab Emirates | Dubai | Hard & Soft Landscaping | Al Furjan | Package 13 | NAKHEEL | Green & More | Award | 2023 | Fixed Price Lump Sum | SITE WORK | Landscaping | SAL PE2; miswak, arak, toothbrush tree (salvadora persica); height 400-600mm; min. spread 400-600mm; local | 1 | m² | AED | 25.6
2023-03 | 3 | 3.0051 |  | United Arab Emirates | Dubai | Hard & Soft Landscaping | Al Furjan | Package 13 | NAKHEEL | Green & More | Award | 2023 | Fixed Price Lump Sum | SITE WORK | Landscaping | TEC STA; yellow bells (tecoma stans); height 400-600mm; min. spread 400-600mm; adaptive | 171 | m² | AED | 25.2
2023-03 | 3 | 3.0051 |  | United Arab Emirates | Dubai | Hard & Soft Landscaping | Al Furjan | Package 13 | NAKHEEL | Green & More | Award | 2023 | Fixed Price Lump Sum | SITE WORK | Landscaping | Grasses; including additional earthworks, fertilizer and all ancillary works as necessary; CEN CIL; dhaman grass (cenchrus ciliaris); height 300-500mm; min. spread 300-400mm; adaptive | 407 | m² | AED | 25.2
2023-03 | 3 | 3.0051 |  | United Arab Emirates | Dubai | Hard & Soft Landscaping | Al Furjan | Package 13 | NAKHEEL | Green & More | Award | 2023 | Fixed Price Lump Sum | SITE WORK | Landscaping | Grasses; including additional earthworks, fertilizer and all ancillary works as necessary; PEN RUB; purple fountain grass (pennisetum rubrum); height 300-500; min. spread 300-500mm; adaptive | 765 | m² | AED | 24.2
2023-03 | 3 | 3.0051 |  | United Arab Emirates | Dubai | Hard & Soft Landscaping | Al Furjan | Package 13 | NAKHEEL | Green & More | Award | 2023 | Fixed Price Lump Sum | SITE WORK | Landscaping | Grasses; including additional earthworks, fertilizer and all ancillary works as necessary; PEN SET; fountain grass (pennisetum setaceum); height 300-500mm; min. spread 300-500mm; local | 1580 | m² | AED | 21.2
2023-03 | 3 | 3.0051 |  | United Arab Emirates | Dubai | Hard & Soft Landscaping | Al Furjan | Package 13 | NAKHEEL | Green & More | Award | 2023 | Fixed Price Lump Sum | SITE WORK | Landscaping | Groundcovers; including additional earthworks, fertilizer and all ancillary works as necessary; AER JAV; kapok bush (aerva javanica); height 300-500mm; min. spread 300mm; adaptive | 1 | m² | AED | 88.8
2023-03 | 3 | 3.0051 |  | United Arab Emirates | Dubai | Hard & Soft Landscaping | Al Furjan | Package 13 | NAKHEEL | Green & More | Award | 2023 | Fixed Price Lump Sum | SITE WORK | Landscaping | Groundcovers; including additional earthworks, fertilizer and all ancillary works as necessary; RUE CIL; wild petunia (ruellia ciliosa); height 300-500mm; min. spread 300mm; adaptive | 618 | m² | AED | 18.3
2023-03 | 3 | 3.0051 |  | United Arab Emirates | Dubai | Hard & Soft Landscaping | Al Furjan | Package 13 | NAKHEEL | Green & More | Award | 2023 | Fixed Price Lump Sum | SITE WORK | Landscaping | Lawn; including additional earthworks, fertilizer and all ancillary works as necessary; PAS VAG; seashore paspalum (paspalum vaginatum); flat; adaptive | 384 | m² | AED | 22
2023-03 | 3 | 3.0051 |  | United Arab Emirates | Dubai | Hard & Soft Landscaping | Al Furjan | Package 13 | NAKHEEL | Green & More | Award | 2023 | Fixed Price Lump Sum | SITE WORK | Landscaping | Planting Management; including protection, consumables, accessories and all ancillary works as necessary; Maintenance and management during contract period and up to date of Taking Over | 1 | Item | AED | 16861.5
2023-03 | 3 | 3.0051 |  | United Arab Emirates | Dubai | Hard & Soft Landscaping | Al Furjan | Package 13 | NAKHEEL | Green & More | Award | 2023 | Fixed Price Lump Sum | SITE WORK | Landscaping | Planting Management; including protection, consumables, accessories and all ancillary works as necessary; Maintenance and management during Defects Liabilities Period | 1 | Item | AED | 84307.5
2023-03 | 3 | 3.0052 |  | United Arab Emirates | Dubai | Hard & Soft Landscaping | Al Furjan | Package 13 | NAKHEEL | Green & More | Award | 2023 | Fixed Price Lump Sum | SITE WORK | Landscaping | Sundries; Root barrier membrane; 600mm depth | 266 | m² | AED | 34
2023-03 | 3 | 3.0052 |  | United Arab Emirates | Dubai | Hard & Soft Landscaping | Al Furjan | Package 13 | NAKHEEL | Green & More | Award | 2023 | Fixed Price Lump Sum | SITE WORK | Landscaping | Sundries; Tree stake; painted forest green colour, 50mm dia x 2500mm long, (3Nr) | 184 | Nr | AED | 60
2023-03 | 3 | 3.0052 |  | United Arab Emirates | Dubai | Hard & Soft Landscaping | Al Furjan | Package 13 | NAKHEEL | Green & More | Award | 2023 | Fixed Price Lump Sum | SITE WORK | Landscaping | Sundries; Rubber cinch tree ties (3Nr.) | 184 | Nr | AED | 18.6
2023-03 | 3 | 3.0052 |  | United Arab Emirates | Dubai | Hard & Soft Landscaping | Al Furjan | Package 13 | NAKHEEL | Green & More | Award | 2023 | Fixed Price Lump Sum | SITE WORK | Landscaping | Sundries; 100mm high basin berming | 883 | m | AED | 0.9
2023-03 | 3 | 3.0052 |  | United Arab Emirates | Dubai | Hard & Soft Landscaping | Al Furjan | Package 13 | NAKHEEL | Green & More | Award | 2023 | Fixed Price Lump Sum | SITE WORK | Landscaping | Sundries; Geotextile membrane; non-woven; to tree pits; including all ancillary works as necessary | 1674 | m² | AED | 2.9
2023-03 | 3 | 3.0052 |  | United Arab Emirates | Dubai | Hard & Soft Landscaping | Al Furjan | Package 13 | NAKHEEL | Green & More | Award | 2023 | Fixed Price Lump Sum | SITE WORK | Landscaping | Irrigation; Watering for the plants during construction period and up to the date of Taking Over | 1 | Item | AED | 24045.4
2023-03 | 3 | 3.0052 |  | United Arab Emirates | Dubai | Hard & Soft Landscaping | Al Furjan | Package 13 | NAKHEEL | Green & More | Award | 2023 | Fixed Price Lump Sum | SITE WORK | Landscaping | Softlandscaping; Zander Mycorrhiza for all plants as per specification | 1 | Item | AED | 53073.3
2023-03 | 3 | 3.0052 |  | United Arab Emirates | Dubai | Hard & Soft Landscaping | Al Furjan | Package 13 | NAKHEEL | Green & More | Award | 2023 | Fixed Price Lump Sum | SITE WORK | Generally | Hardlandscaping; Plastic edger between gravel & plantation works | 1744 | m | AED | 10.4
2023-03 | 3 | 3.0052 |  | United Arab Emirates | Dubai | Hard & Soft Landscaping | Al Furjan | Package 13 | NAKHEEL | Green & More | Award | 2023 | Fixed Price Lump Sum | METALWORK | Non structural metalwork | Shade structure; comprising of 1.6mm thick UV stabilized HDPE shade cloth, 250 x 250mm MS Sch. 40 column in epoxy paint system RAL 9007; including 14mm SS316 shackle, GI cable, RC foundation, earthworks, waterproofing, metal supports, fixings, accessories and all ancillary works as necessary (measured on plan); Type FU06-SS24 (1 Nr.) | 1 | m² | AED | 770.4
2023-03 | 3 | 3.0053 |  | United Arab Emirates | Dubai | Hard & Soft Landscaping | Al Furjan | Package 13 | NAKHEEL | Green & More | Award | 2023 | Fixed Price Lump Sum | METALWORK | Non structural metalwork | Shade structure; comprising of 1.6mm thick UV stabilized HDPE shade cloth, 250 x 250mm MS Sch. 40 column in epoxy paint system RAL 9007; including 14mm SS316 shackle, GI cable, RC foundation, earthworks, waterproofing, metal supports, fixings, accessories and all ancillary works as necessary (measured on plan); Type FU06-SS25 (1 Nr.) | 1 | m² | AED | 385.2
2023-03 | 3 | 3.0053 |  | United Arab Emirates | Dubai | Hard & Soft Landscaping | Al Furjan | Package 13 | NAKHEEL | Green & More | Award | 2023 | Fixed Price Lump Sum | METALWORK | Non structural metalwork | Shade structure; comprising of 1.6mm thick UV stabilized HDPE shade cloth, 250 x 250mm MS Sch. 40 column in epoxy paint system RAL 9007; including 14mm SS316 shackle, GI cable, RC foundation, earthworks, waterproofing, metal supports, fixings, accessories and all ancillary works as necessary (measured on plan); Type FU06-SS26 (1 Nr.) | 1 | m² | AED | 385.2
2023-03 | 3 | 3.0053 |  | United Arab Emirates | Dubai | Hard & Soft Landscaping | Al Furjan | Package 13 | NAKHEEL | Green & More | Award | 2023 | Fixed Price Lump Sum | METALWORK | Non structural metalwork | Shade structure; comprising of 1.6mm thick UV stabilized HDPE shade cloth, 250 x 250mm MS Sch. 40 column in epoxy paint system RAL 9007; including 14mm SS316 shackle, GI cable, RC foundation, earthworks, waterproofing, metal supports, fixings, accessories and all ancillary works as necessary (measured on plan); Type FU06-SS27 (1 Nr.) | 1 | m² | AED | 385.2
2023-03 | 3 | 3.0053 |  | United Arab Emirates | Dubai | Hard & Soft Landscaping | Al Furjan | Package 13 | NAKHEEL | Green & More | Award | 2023 | Fixed Price Lump Sum | METALWORK | Non structural metalwork | Shade structure; comprising of 1.6mm thick UV stabilized HDPE shade cloth, 250 x 250mm MS Sch. 40 column in epoxy paint system RAL 9007; including 14mm SS316 shackle, GI cable, RC foundation, earthworks, waterproofing, metal supports, fixings, accessories and all ancillary works as necessary (measured on plan); Type FU06-SS28 (1 Nr.) | 1 | m² | AED | 385.2
2023-03 | 3 | 3.0053 |  | United Arab Emirates | Dubai | Hard & Soft Landscaping | Al Furjan | Package 13 | NAKHEEL | Green & More | Award | 2023 | Fixed Price Lump Sum | METALWORK | Non structural metalwork | Basketball court back fence; comprising weld mesh fence, mid rail, fence post and post foundation; including bases, reinforcement, excavation, disposal, backfilling, waterproofing, metal supports, fixings, accessories and all ancillary works as necessary; Metal fence; 4000mm high | 1 | m | AED | 577.8
2023-03 | 3 | 3.0053 |  | United Arab Emirates | Dubai | Hard & Soft Landscaping | Al Furjan | Package 13 | NAKHEEL | Green & More | Award | 2023 | Fixed Price Lump Sum | METALWORK | Non structural metalwork | Dog park fence and gate; comprising of rectangular RHS post 40x80mm, weld mesh panel 200mm vertical x 50mm horizontal x 6mm vertical and twin 8mm horizontal wires; in galvanized and polyster powder coated finish; including RC concrete foundation, formworks, reinforcement, excavation, disposal, backfilling, waterproofing, metal supports, ironmongery, fixings, accessories and all ancillary works as necessary; Type F02; 1550mm high | 1 | m | AED | 321
2023-03 | 3 | 3.0053 |  | United Arab Emirates | Dubai | Hard & Soft Landscaping | Al Furjan | Package 13 | NAKHEEL | Green & More | Award | 2023 | Fixed Price Lump Sum | METALWORK | Non structural metalwork | Dog park fence and gate; comprising of rectangular RHS post 40x80mm, weld mesh panel 200mm vertical x 50mm horizontal x 6mm vertical and twin 8mm horizontal wires; in galvanized and polyster powder coated finish; including RC concrete foundation, formworks, reinforcement, excavation, disposal, backfilling, waterproofing, metal supports, ironmongery, fixings, accessories and all ancillary works as necessary; Extra over for type F12 single leaf gate; size 1050 x 1550mm | 1 | Nr | AED | 3852
2023-03 | 3 | 3.0054 |  | United Arab Emirates | Dubai | Hard & Soft Landscaping | Al Furjan | Package 13 | NAKHEEL | Green & More | Award | 2023 | Fixed Price Lump Sum | FURNISHINGS | Generally | Site furniture; including finishes, foundations, earthworks, waterproofing, frames, fixings, fittings, accessories and all ancillary works as necessary; Type FU01; Picnic table; galvanized steel structure; tropical hardwood board with protective layer of zinc and powder coating; in grey RAL 7024 color; size 1800 x 795 x 725mm high | 1 | Nr | AED | 9033.5
2023-03 | 3 | 3.0054 |  | United Arab Emirates | Dubai | Hard & Soft Landscaping | Al Furjan | Package 13 | NAKHEEL | Green & More | Award | 2023 | Fixed Price Lump Sum | FURNISHINGS | Generally | Site furniture; including finishes, foundations, earthworks, waterproofing, frames, fixings, fittings, accessories and all ancillary works as necessary; Type FU02; Park bench; galvanized steel structure; robinia wood with protective layer of zinc and powder coating; in grey RAL 7024 color; size 2000 x 420 x 445mm high | 1 | Nr | AED | 2570.8
2023-03 | 3 | 3.0054 |  | United Arab Emirates | Dubai | Hard & Soft Landscaping | Al Furjan | Package 13 | NAKHEEL | Green & More | Award | 2023 | Fixed Price Lump Sum | FURNISHINGS | Generally | Site furniture; including finishes, foundations, earthworks, waterproofing, frames, fixings, fittings, accessories and all ancillary works as necessary; Type FU03; Bench with back rest; steel structure; tropical hardwood board with protective layer of zinc and powder coating; in grey RAL 7024 color; size 2000 x 600 x 785mm high | 2 | Nr | AED | 4083
2023-03 | 3 | 3.0054 |  | United Arab Emirates | Dubai | Hard & Soft Landscaping | Al Furjan | Package 13 | NAKHEEL | Green & More | Award | 2023 | Fixed Price Lump Sum | FURNISHINGS | Generally | Site furniture; including finishes, foundations, earthworks, waterproofing, frames, fixings, fittings, accessories and all ancillary works as necessary; Type FU04; Litter bin; comprising galvanized steel frame and stainless steel doors; in grey RAL 9007 color; powder coated finish; size 580 x 370 x 1055mm high | 2 | Nr | AED | 2546.3
2023-03 | 3 | 3.0054 |  | United Arab Emirates | Dubai | Hard & Soft Landscaping | Al Furjan | Package 13 | NAKHEEL | Green & More | Award | 2023 | Fixed Price Lump Sum | FURNISHINGS | Generally | Type FU05; Bay city bike rack; solid cast aluminium; corrosion resistant with powder coat finish; in grey RAL 7024 color; size 673 x 123 x 622mm | 1 | Nr | AED | 1648.6
2023-03 | 3 | 3.0054 |  | United Arab Emirates | Dubai | Hard & Soft Landscaping | Al Furjan | Package 13 | NAKHEEL | Green & More | Award | 2023 | Fixed Price Lump Sum | FURNISHINGS | Generally | Type FU-07; Pet waste bin; cast aluminium; fixed to 50mm diameter powder coated steel pole; in gray RAL 9007 color; size 310 x 310 x 580mm high | 1 | Nr | AED | 1549.1
2023-03 | 3 | 3.0054 |  | United Arab Emirates | Dubai | Hard & Soft Landscaping | Al Furjan | Package 13 | NAKHEEL | Green & More | Award | 2023 | Fixed Price Lump Sum | FURNISHINGS | Generally | Type FU08; Bollard; forged aluminium; in gray RAL 9007 color; size 236mm diameter x 1016mm high | 4 | Nr | AED | 1500.5
2023-03 | 3 | 3.0054 |  | United Arab Emirates | Dubai | Hard & Soft Landscaping | Al Furjan | Package 13 | NAKHEEL | Green & More | Award | 2023 | Fixed Price Lump Sum | CONCRETE WORK | Precast concrete | Precast concrete seat; fixed to concrete base (measured elsewhere); including expansion sealant, accessories and all ancillary works as necessary; as Drawing Nr. 21-6007-ALF-P1-INS-DWG-TD-70303 Detail 03; Type FU10; 600mm wide x 450mm high; curved | 1 | m | AED | 1384.3
2023-03 | 3 | 3.0054 |  | United Arab Emirates | Dubai | Hard & Soft Landscaping | Al Furjan | Package 13 | NAKHEEL | Green & More | Award | 2023 | Fixed Price Lump Sum | FURNISHINGS | Generally | Play equipment; including finishes, foundations, earthworks, waterproofing, frames, fixings, fittings, accessories and all ancillary works as necessary; Type PE12; roundabout; rotating eqpt J2406 | 1 | Nr | AED | 5778
2023-03 | 3 | 3.0054 |  | United Arab Emirates | Dubai | Hard & Soft Landscaping | Al Furjan | Package 13 | NAKHEEL | Green & More | Award | 2023 | Fixed Price Lump Sum | FURNISHINGS | Generally | Play equipment; including finishes, foundations, earthworks, waterproofing, frames, fixings, fittings, accessories and all ancillary works as necessary; Type PE32; slide; triple cube | 1 | Nr | AED | 1773525
2023-03 | 3 | 3.0055 |  | United Arab Emirates | Dubai | Hard & Soft Landscaping | Al Furjan | Package 13 | NAKHEEL | Green & More | Award | 2023 | Fixed Price Lump Sum | FURNISHINGS | Generally | Play equipment; including finishes, foundations, earthworks, waterproofing, frames, fixings, fittings, accessories and all ancillary works as necessary; Type PE35; net climber; climbing equipment J48103 | 1 | Nr | AED | 101115
2023-03 | 3 | 3.0055 |  | United Arab Emirates | Dubai | Hard & Soft Landscaping | Al Furjan | Package 13 | NAKHEEL | Green & More | Award | 2023 | Fixed Price Lump Sum | FURNISHINGS | Generally | Play equipment; including finishes, foundations, earthworks, waterproofing, frames, fixings, fittings, accessories and all ancillary works as necessary; Type PE45; trim trail; hand over hand | 1 | Nr | AED | 14445
2023-03 | 3 | 3.0055 |  | United Arab Emirates | Dubai | Hard & Soft Landscaping | Al Furjan | Package 13 | NAKHEEL | Green & More | Award | 2023 | Fixed Price Lump Sum | FURNISHINGS | Generally | Play equipment; including finishes, foundations, earthworks, waterproofing, frames, fixings, fittings, accessories and all ancillary works as necessary; Type PE49; springer; buggie springie SSB250 | 1 | Nr | AED | 9186.4
2023-03 | 3 | 3.0055 |  | United Arab Emirates | Dubai | Hard & Soft Landscaping | Al Furjan | Package 13 | NAKHEEL | Green & More | Award | 2023 | Fixed Price Lump Sum | FURNISHINGS | Generally | Play equipment; including finishes, foundations, earthworks, waterproofing, frames, fixings, fittings, accessories and all ancillary works as necessary; Type PE50; springer; springie nest rocker SSD020 | 1 | Nr | AED | 15205.2
2023-03 | 3 | 3.0055 |  | United Arab Emirates | Dubai | Hard & Soft Landscaping | Al Furjan | Package 13 | NAKHEEL | Green & More | Award | 2023 | Fixed Price Lump Sum | FURNISHINGS | Generally | Play equipment; including finishes, foundations, earthworks, waterproofing, frames, fixings, fittings, accessories and all ancillary works as necessary; Type PE52; multi-play; playhouses J224 | 1 | Nr | AED | 38802.5
2023-03 | 3 | 3.0055 |  | United Arab Emirates | Dubai | Hard & Soft Landscaping | Al Furjan | Package 13 | NAKHEEL | Green & More | Award | 2023 | Fixed Price Lump Sum | FURNISHINGS | Generally | Play equipment; including finishes, foundations, earthworks, waterproofing, frames, fixings, fittings, accessories and all ancillary works as necessary; Type PE56; multi-play; double toddlers castle | 1 | Nr | AED | 77307.5
2023-03 | 3 | 3.0055 |  | United Arab Emirates | Dubai | Hard & Soft Landscaping | Al Furjan | Package 13 | NAKHEEL | Green & More | Award | 2023 | Fixed Price Lump Sum | FURNISHINGS | Generally | Play equipment; including finishes, foundations, earthworks, waterproofing, frames, fixings, fittings, accessories and all ancillary works as necessary; Type PE58; multi-play; cloud climber | 1 | Nr | AED | 9822.6
2023-03 | 3 | 3.0055 |  | United Arab Emirates | Dubai | Hard & Soft Landscaping | Al Furjan | Package 13 | NAKHEEL | Green & More | Award | 2023 | Fixed Price Lump Sum | FURNISHINGS | Generally | Play equipment; including finishes, foundations, earthworks, waterproofing, frames, fixings, fittings, accessories and all ancillary works as necessary; Type PE59; springer; flower springer SSB150 | 1 | Nr | AED | 11064.3
2023-03 | 3 | 3.0055 |  | United Arab Emirates | Dubai | Hard & Soft Landscaping | Al Furjan | Package 13 | NAKHEEL | Green & More | Award | 2023 | Fixed Price Lump Sum | FURNISHINGS | Generally | Sports equipment; including finishes, foundations, earthworks, waterproofing, frames, fixings, fittings, accessories and all ancillary works as necessary; Type SP02; Basket Ball Stand 1 - 080921M | 1 | Nr | AED | 11556
2023-03 | 3 | 3.0055 |  | United Arab Emirates | Dubai | Hard & Soft Landscaping | Al Furjan | Package 13 | NAKHEEL | Green & More | Award | 2023 | Fixed Price Lump Sum | FURNISHINGS | Generally | Sports equipment; including finishes, foundations, earthworks, waterproofing, frames, fixings, fittings, accessories and all ancillary works as necessary; Type SP03; Outdoor tennis table - PingOut table -PingMal | 1 | Nr | AED | 23112
2023-03 | 3 | 3.0056 |  | United Arab Emirates | Dubai | Hard & Soft Landscaping | Al Furjan | Package 13 | NAKHEEL | Green & More | Award | 2023 | Fixed Price Lump Sum | FURNISHINGS | Generally | Fitness equipment; including finishes, foundations, earthworks, waterproofing, frames, fixings, fittings, accessories and all ancillary works as necessary; Type FE01; Street workout M - 081655M | 1 | Nr | AED | 20223
2023-03 | 3 | 3.0056 |  | United Arab Emirates | Dubai | Hard & Soft Landscaping | Al Furjan | Package 13 | NAKHEEL | Green & More | Award | 2023 | Fixed Price Lump Sum | FURNISHINGS | Generally | Fitness equipment; including finishes, foundations, earthworks, waterproofing, frames, fixings, fittings, accessories and all ancillary works as necessary; Type FE02; Monkey bars - 081230M | 1 | Nr | AED | 6933.6
2023-03 | 3 | 3.0056 |  | United Arab Emirates | Dubai | Hard & Soft Landscaping | Al Furjan | Package 13 | NAKHEEL | Green & More | Award | 2023 | Fixed Price Lump Sum | FURNISHINGS | Generally | Fitness equipment; including finishes, foundations, earthworks, waterproofing, frames, fixings, fittings, accessories and all ancillary works as necessary; Type FE03; Push Up - Inclusive - 081225M | 1 | Nr | AED | 7222.5
2023-03 | 3 | 3.0056 |  | United Arab Emirates | Dubai | Hard & Soft Landscaping | Al Furjan | Package 13 | NAKHEEL | Green & More | Award | 2023 | Fixed Price Lump Sum | FURNISHINGS | Generally | Fitness equipment; including finishes, foundations, earthworks, waterproofing, frames, fixings, fittings, accessories and all ancillary works as necessary; Type FE04; Back n'ABS - 081210M | 1 | Nr | AED | 7222.5
2023-03 | 3 | 3.0056 |  | United Arab Emirates | Dubai | Hard & Soft Landscaping | Al Furjan | Package 13 | NAKHEEL | Green & More | Award | 2023 | Fixed Price Lump Sum | FURNISHINGS | Generally | Fitness equipment; including finishes, foundations, earthworks, waterproofing, frames, fixings, fittings, accessories and all ancillary works as necessary; Type FE05; Box M - 081471M | 1 | Nr | AED | 7222.5
2023-03 | 3 | 3.0056 |  | United Arab Emirates | Dubai | Hard & Soft Landscaping | Al Furjan | Package 13 | NAKHEEL | Green & More | Award | 2023 | Fixed Price Lump Sum | SITE WORK | Excavation | Excavation of trenches for irrigation pipe line runs below ground complete including earthwork, backfilling with selected material, compaction, warning tape, disposal of surplus material and all ancillary works as necessary; Average depth of trench not less than 500mm but not exceeding 1000mm | 5397 | m | AED | 13.4
2023-03 | 3 | 3.0056 |  | United Arab Emirates | Dubai | Hard & Soft Landscaping | Al Furjan | Package 13 | NAKHEEL | Green & More | Award | 2023 | Fixed Price Lump Sum | SITE WORK | Excavation | Excavation of trenches for irrigation pipe line runs below ground complete including earthwork, backfilling with selected material, compaction, warning tape, disposal of surplus material and all ancillary works as necessary; Average depth of trench not less than 1000mm to irrigation main line | 210 | m | AED | 17.1
2023-03 | 3 | 3.0056 |  | United Arab Emirates | Dubai | Hard & Soft Landscaping | Al Furjan | Package 13 | NAKHEEL | Green & More | Award | 2023 | Fixed Price Lump Sum | SITE WORK | Underground drainage | Beds and surrounds with compacted sand and selected backfill materials including warning tape to following uPVC underground irrigation and sub main line water pipes and fittings; Size 1" diameter pipes | 3958 | m | AED | 5
2023-03 | 3 | 3.0056 |  | United Arab Emirates | Dubai | Hard & Soft Landscaping | Al Furjan | Package 13 | NAKHEEL | Green & More | Award | 2023 | Fixed Price Lump Sum | SITE WORK | Underground drainage | Beds and surrounds with compacted sand and selected backfill materials including warning tape to following uPVC underground irrigation and sub main line water pipes and fittings; Size 1 1/2" diameter pipes | 685 | m | AED | 4.9
2023-03 | 3 | 3.0057 |  | United Arab Emirates | Dubai | Hard & Soft Landscaping | Al Furjan | Package 13 | NAKHEEL | Green & More | Award | 2023 | Fixed Price Lump Sum | SITE WORK | Underground drainage | Beds and surrounds with compacted sand and selected backfill materials including warning tape to following uPVC underground irrigation and sub main line water pipes and fittings; Size 2" diameter pipes | 422 | m | AED | 4.8
2023-03 | 3 | 3.0057 |  | United Arab Emirates | Dubai | Hard & Soft Landscaping | Al Furjan | Package 13 | NAKHEEL | Green & More | Award | 2023 | Fixed Price Lump Sum | SITE WORK | Underground drainage | Beds and surrounds with compacted sand and selected backfill materials including warning tape to following uPVC underground irrigation and sub main line water pipes and fittings; Size 3" diameter pipes | 331 | m | AED | 4.7
2023-03 | 3 | 3.0057 |  | United Arab Emirates | Dubai | Hard & Soft Landscaping | Al Furjan | Package 13 | NAKHEEL | Green & More | Award | 2023 | Fixed Price Lump Sum | SITE WORK | Underground drainage | Beds and surrounds with compacted sand and selected backfill materials free from lumps & stones minimum of 150mm, including selected sand bedding to following PVC-U underground irrigation and sub main line water pipes and fittings; Size 1" diameter pipes | 1 | m | AED | 5.9
2023-03 | 3 | 3.0057 |  | United Arab Emirates | Dubai | Hard & Soft Landscaping | Al Furjan | Package 13 | NAKHEEL | Green & More | Award | 2023 | Fixed Price Lump Sum | SITE WORK | Underground drainage | Beds and surrounds with compacted sand and selected backfill materials free from lumps & stones minimum of 150mm, including selected sand bedding to following PVC-U underground irrigation and sub main line water pipes and fittings; Size 2" diameter pipes | 2 | m | AED | 5.7
2023-03 | 3 | 3.0057 |  | United Arab Emirates | Dubai | Hard & Soft Landscaping | Al Furjan | Package 13 | NAKHEEL | Green & More | Award | 2023 | Fixed Price Lump Sum | SITE WORK | Underground drainage | Beds and surrounds with compacted sand and selected backfill materials free from lumps & stones minimum of 150mm, including selected sand bedding to following PVC-U underground irrigation and sub main line water pipes and fittings; Size 3" diameter pipes | 7 | m | AED | 5.6
2023-03 | 3 | 3.0057 |  | United Arab Emirates | Dubai | Hard & Soft Landscaping | Al Furjan | Package 13 | NAKHEEL | Green & More | Award | 2023 | Fixed Price Lump Sum | SITE WORK | Underground drainage | Beds and surrounds with compacted sand and selected backfill materials free from lumps & stones minimum of 150mm, including selected sand bedding to following PVC-U underground irrigation and sub main line water pipes and fittings; Size 4" diameter pipes | 155 | m | AED | 5.4
2023-03 | 3 | 3.0057 |  | United Arab Emirates | Dubai | Hard & Soft Landscaping | Al Furjan | Package 13 | NAKHEEL | Green & More | Award | 2023 | Fixed Price Lump Sum | SITE WORK | Underground drainage | Beds and surrounds with compacted sand and selected backfill materials free from lumps & stones minimum of 150mm, including selected sand bedding to following PVC-U underground irrigation and sub main line water pipes and fittings; Size 6" diameter pipes | 44 | m | AED | 5.1
2023-03 | 3 | 3.0057 |  | United Arab Emirates | Dubai | Hard & Soft Landscaping | Al Furjan | Package 13 | NAKHEEL | Green & More | Award | 2023 | Fixed Price Lump Sum | SITE WORK | Landscaping | Main line PVC-U class E, PN15 pipes and fittings including all ancillary works as necessary; laid in trenches (measured elsewhere); Size 1" diameter pipes | 1 | m | AED | 6.7
2023-03 | 3 | 3.0057 |  | United Arab Emirates | Dubai | Hard & Soft Landscaping | Al Furjan | Package 13 | NAKHEEL | Green & More | Award | 2023 | Fixed Price Lump Sum | SITE WORK | Landscaping | Main line PVC-U class E, PN15 pipes and fittings including all ancillary works as necessary; laid in trenches (measured elsewhere); Size 2" diameter pipes | 2 | m | AED | 12.4
2023-03 | 3 | 3.0057 |  | United Arab Emirates | Dubai | Hard & Soft Landscaping | Al Furjan | Package 13 | NAKHEEL | Green & More | Award | 2023 | Fixed Price Lump Sum | SITE WORK | Landscaping | Main line PVC-U class E, PN15 pipes and fittings including all ancillary works as necessary; laid in trenches (measured elsewhere); Size 3" diameter pipes | 7 | m | AED | 22.4
2023-03 | 3 | 3.0058 |  | United Arab Emirates | Dubai | Hard & Soft Landscaping | Al Furjan | Package 13 | NAKHEEL | Green & More | Award | 2023 | Fixed Price Lump Sum | SITE WORK | Landscaping | Main line PVC-U class E, PN15 pipes and fittings including all ancillary works as necessary; laid in trenches (measured elsewhere); Size 4" diameter pipes | 155 | m | AED | 38.5
2023-03 | 3 | 3.0058 |  | United Arab Emirates | Dubai | Hard & Soft Landscaping | Al Furjan | Package 13 | NAKHEEL | Green & More | Award | 2023 | Fixed Price Lump Sum | SITE WORK | Underground drainage | Size 6" diameter pipes | 44 | m | AED | 57.7
2023-03 | 3 | 3.0058 |  | United Arab Emirates | Dubai | Hard & Soft Landscaping | Al Furjan | Package 13 | NAKHEEL | Green & More | Award | 2023 | Fixed Price Lump Sum | SITE WORK | Landscaping | Irrigation drip and sprinkler line PVC-U class E PN 15 pipes and fittings; including all ancillary works as necessary; laid in trenches (measured elsewhere); Size 1" diameter pipes | 3741 | m | AED | 6.7
2023-03 | 3 | 3.0058 |  | United Arab Emirates | Dubai | Hard & Soft Landscaping | Al Furjan | Package 13 | NAKHEEL | Green & More | Award | 2023 | Fixed Price Lump Sum | SITE WORK | Landscaping | Irrigation drip line and sprinkler line PVC-U class D PN12 pipes and fittings; including thrust block and all ancillary works as necessary; laid in trenches (measured elsewhere); Size 1 1/2" diameter pipes | 685 | m | AED | 9.1
2023-03 | 3 | 3.0058 |  | United Arab Emirates | Dubai | Hard & Soft Landscaping | Al Furjan | Package 13 | NAKHEEL | Green & More | Award | 2023 | Fixed Price Lump Sum | SITE WORK | Landscaping | Irrigation drip line and sprinkler line PVC-U class D PN12 pipes and fittings; including thrust block and all ancillary works as necessary; laid in trenches (measured elsewhere); Size 2" diameter pipes | 422 | m | AED | 12.4
2023-03 | 3 | 3.0058 |  | United Arab Emirates | Dubai | Hard & Soft Landscaping | Al Furjan | Package 13 | NAKHEEL | Green & More | Award | 2023 | Fixed Price Lump Sum | SITE WORK | Landscaping | Irrigation drip line and sprinkler line PVC-U class D PN12 pipes and fittings; including thrust block and all ancillary works as necessary; laid in trenches (measured elsewhere); Size 3" diameter pipes | 331 | m | AED | 22.4
2023-03 | 3 | 3.0058 |  | United Arab Emirates | Dubai | Hard & Soft Landscaping | Al Furjan | Package 13 | NAKHEEL | Green & More | Award | 2023 | Fixed Price Lump Sum | SITE WORK | Landscaping | Irrigation drip system; including LDPE inline pressure compensating emitter tubing, drip lines, drip risers connections, supports, fittings, accessories and all ancillary works as necessary; To trees; as detail 01 | 184 | Nr | AED | 35.5
2023-03 | 3 | 3.0058 |  | United Arab Emirates | Dubai | Hard & Soft Landscaping | Al Furjan | Package 13 | NAKHEEL | Green & More | Award | 2023 | Fixed Price Lump Sum | SITE WORK | Landscaping | Irrigation drip system; including LDPE inline pressure compensating emitter tubing, drip lines, drip risers connections, supports, fittings, accessories and all ancillary works as necessary; To shrubs, ground cover, herbs and grass (approx. area = 24740.5m²); as detail 03 | 152 | Nr | AED | 4.8
2023-03 | 3 | 3.0058 |  | United Arab Emirates | Dubai | Hard & Soft Landscaping | Al Furjan | Package 13 | NAKHEEL | Green & More | Award | 2023 | Fixed Price Lump Sum | SITE WORK | Landscaping | Drip valve; including valve box, excavation, backfilling, fittings, accessories and all ancillary works as necessary; Size 25mm diameter pipes for palms/trees; ref. DT | 1 | Nr | AED | 2096.9
2023-03 | 3 | 3.0058 |  | United Arab Emirates | Dubai | Hard & Soft Landscaping | Al Furjan | Package 13 | NAKHEEL | Green & More | Award | 2023 | Fixed Price Lump Sum | SITE WORK | Landscaping | Drip valve; including valve box, excavation, backfilling, fittings, accessories and all ancillary works as necessary; Size 40mm diameter pipes for palms/trees; ref. DT | 1 | Nr | AED | 2205
2023-03 | 3 | 3.0059 |  | United Arab Emirates | Dubai | Hard & Soft Landscaping | Al Furjan | Package 13 | NAKHEEL | Green & More | Award | 2023 | Fixed Price Lump Sum | SITE WORK | Underground drainage | Size 40mm diameter pipes for shrubs/ground cover; ref. DV | 1 | Nr | AED | 2205
2023-03 | 3 | 3.0059 |  | United Arab Emirates | Dubai | Hard & Soft Landscaping | Al Furjan | Package 13 | NAKHEEL | Green & More | Award | 2023 | Fixed Price Lump Sum | SITE WORK | Underground drainage | Size 50mm diameter pipes for shrubs/ground cover; ref. DV | 4 | Nr | AED | 2259.5
2023-03 | 3 | 3.0059 |  | United Arab Emirates | Dubai | Hard & Soft Landscaping | Al Furjan | Package 13 | NAKHEEL | Green & More | Award | 2023 | Fixed Price Lump Sum | SITE WORK | Underground drainage | Rotary valve; including valve box, excavation, backfilling, fittings, accessories and all ancillary works as necessary; Size 40mm diameter pipes; ref. RT | 1 | Nr | AED | 2205
2023-03 | 3 | 3.0059 |  | United Arab Emirates | Dubai | Hard & Soft Landscaping | Al Furjan | Package 13 | NAKHEEL | Green & More | Award | 2023 | Fixed Price Lump Sum | SITE WORK | Underground drainage | Rotary valve; including valve box, excavation, backfilling, fittings, accessories and all ancillary works as necessary; Size 50mm diameter pipes; ref. RT | 1 | Nr | AED | 2259.5
2023-03 | 3 | 3.0059 |  | United Arab Emirates | Dubai | Hard & Soft Landscaping | Al Furjan | Package 13 | NAKHEEL | Green & More | Award | 2023 | Fixed Price Lump Sum | SITE WORK | Landscaping | Sprinkler; including fittings, accessories and all ancillary works as necessary; R-VAN 14; rotary 2500mm to 4500mm | 6 | Nr | AED | 38.3
2023-03 | 3 | 3.0059 |  | United Arab Emirates | Dubai | Hard & Soft Landscaping | Al Furjan | Package 13 | NAKHEEL | Green & More | Award | 2023 | Fixed Price Lump Sum | SITE WORK | Landscaping | Sprinkler; including fittings, accessories and all ancillary works as necessary; R-VAN 14-360; rotary 2500mm to 4500mm | 3 | Nr | AED | 38.3
2023-03 | 3 | 3.0059 |  | United Arab Emirates | Dubai | Hard & Soft Landscaping | Al Furjan | Package 13 | NAKHEEL | Green & More | Award | 2023 | Fixed Price Lump Sum | SITE WORK | Landscaping | Sprinkler; including fittings, accessories and all ancillary works as necessary; R-VAN 18; rotary 3300mm to 5500mm | 1 | Nr | AED | 38.3
2023-03 | 3 | 3.0059 |  | United Arab Emirates | Dubai | Hard & Soft Landscaping | Al Furjan | Package 13 | NAKHEEL | Green & More | Award | 2023 | Fixed Price Lump Sum | SITE WORK | Landscaping | Sprinkler; including fittings, accessories and all ancillary works as necessary; R-VAN 18-360; rotary 3300mm to 5500mm | 1 | Nr | AED | 38.3
2023-03 | 3 | 3.0059 |  | United Arab Emirates | Dubai | Hard & Soft Landscaping | Al Furjan | Package 13 | NAKHEEL | Green & More | Award | 2023 | Fixed Price Lump Sum | SITE WORK | Landscaping | Sprinkler; including fittings, accessories and all ancillary works as necessary; R-VAN 24; rotary 5200mm to 7300mm | 10 | Nr | AED | 38.3
2023-03 | 3 | 3.0059 |  | United Arab Emirates | Dubai | Hard & Soft Landscaping | Al Furjan | Package 13 | NAKHEEL | Green & More | Award | 2023 | Fixed Price Lump Sum | SITE WORK | Landscaping | Sprinkler; including fittings, accessories and all ancillary works as necessary; R-VAN 24-360; rotary 5200mm to 7300mm | 5 | Nr | AED | 38.3
2023-03 | 3 | 3.006 |  | United Arab Emirates | Dubai | Hard & Soft Landscaping | Al Furjan | Package 13 | NAKHEEL | Green & More | Award | 2023 | Fixed Price Lump Sum | MECHANICAL ENGINEERING INSTALLATIONS | Pipework and gutterwork | Pull box; including excavation, backfilling, fittings, accessories and all ancillary works as necessary; Fixed to irrigation conduit | 5 | Nr | AED | 467.2
2023-03 | 3 | 3.006 |  | United Arab Emirates | Dubai | Hard & Soft Landscaping | Al Furjan | Package 13 | NAKHEEL | Green & More | Award | 2023 | Fixed Price Lump Sum | MECHANICAL ENGINEERING INSTALLATIONS | Pipework and gutterwork | Control cables conduit pipes including termination, fixings, supports and all ancillary works as necessary; uPVC Class D PN9, 1" diameter | 217 | m | AED | 15.1
2023-03 | 3 | 3.006 |  | United Arab Emirates | Dubai | Hard & Soft Landscaping | Al Furjan | Package 13 | NAKHEEL | Green & More | Award | 2023 | Fixed Price Lump Sum | MECHANICAL ENGINEERING INSTALLATIONS | Automatic controls | Flow sensing decoder controller; complete with junction box, GPRS, power supply cable, connections, conduits, termination, grounding, accessories and all ancillary works as necessary; Flow sensing decoder; D | 1 | Nr | AED | 17017.2
2023-03 | 3 | 3.006 |  | United Arab Emirates | Dubai | Hard & Soft Landscaping | Al Furjan | Package 13 | NAKHEEL | Green & More | Award | 2023 | Fixed Price Lump Sum | SITE WORK | Landscaping | Control point; complete with junction box, master valve, flow sensor, power supply cable, connections, conduits, termination, grounding, accessories and all ancillary works as necessary; Control point; CP | 1 | Nr | AED | 7073.3
2023-03 | 3 | 3.006 |  | United Arab Emirates | Dubai | Hard & Soft Landscaping | Al Furjan | Package 13 | NAKHEEL | Green & More | Award | 2023 | Fixed Price Lump Sum | MECHANICAL ENGINEERING INSTALLATIONS | Equipment | Cell modem - sim card integrated; complete with junction box, power supply cable, connections, conduits, termination, grounding, accessories and all ancillary works as necessary; Cell modem; ref. CM | 1 | Nr | AED | 5296.5
2023-03 | 3 | 3.006 |  | United Arab Emirates | Dubai | Hard & Soft Landscaping | Al Furjan | Package 13 | NAKHEEL | Green & More | Award | 2023 | Fixed Price Lump Sum | SITE WORK | Landscaping | Cloud central control system; complete with junction box, power supply cable, connections, conduits, termination, grounding, accessories and all ancillary works as necessary; Cloud central control system; ref. CC | 1 | Nr | AED | 10807
2023-03 | 3 | 3.006 |  | United Arab Emirates | Dubai | Hard & Soft Landscaping | Al Furjan | Package 13 | NAKHEEL | Green & More | Award | 2023 | Fixed Price Lump Sum | MECHANICAL ENGINEERING INSTALLATIONS | Pipework and gutterwork | Solar powered irrigation controller; complete with junction box, power supply cable, connections, conduits, termination, grounding, accessories and all ancillary works as necessary; Solar powered irrigation controller; ref. SP | 1 | Nr | AED | 13149.8
2023-03 | 3 | 3.006 |  | United Arab Emirates | Dubai | Hard & Soft Landscaping | Al Furjan | Package 13 | NAKHEEL | Green & More | Award | 2023 | Fixed Price Lump Sum | MECHANICAL ENGINEERING INSTALLATIONS | Automatic controls | Power supply cable to irrigation controller including accessories and all ancillary works as necessary; | 1 | Item | AED | 9432.5
2023-03 | 3 | 3.006 |  | United Arab Emirates | Dubai | Hard & Soft Landscaping | Al Furjan | Package 13 | NAKHEEL | Green & More | Award | 2023 | Fixed Price Lump Sum | SITE WORK | Landscaping | Point of connection to infra irrigation water source; including connections, accessories and all ancillary works as necessary; Size 6" diameter pipe | 1 | Nr | AED | 9444.2
2023-03 | 3 | 3.006 |  | United Arab Emirates | Dubai | Hard & Soft Landscaping | Al Furjan | Package 13 | NAKHEEL | Green & More | Award | 2023 | Fixed Price Lump Sum | MECHANICAL ENGINEERING INSTALLATIONS | Sundries | Allow for all connections to existing services mains | 1 | Item | AED | 428
2023-03 | 3 | 3.0061 |  | United Arab Emirates | Dubai | Hard & Soft Landscaping | Al Furjan | Package 13 | NAKHEEL | Green & More | Award | 2023 | Fixed Price Lump Sum | MECHANICAL ENGINEERING INSTALLATIONS | Sundries | Allow for all identification including painting, marking and labeling, including labeling all valves | 1 | Item | AED | 428
2023-03 | 3 | 3.0061 |  | United Arab Emirates | Dubai | Hard & Soft Landscaping | Al Furjan | Package 13 | NAKHEEL | Green & More | Award | 2023 | Fixed Price Lump Sum | MECHANICAL ENGINEERING INSTALLATIONS | Work incidental to mechanical engineering installations | Work Incidental to Mechanical Engineering Installations; "Allow for planning and coordinating with relevant statutory authorities and with all other trades" | 1 | Item | AED | 1070
2023-03 | 3 | 3.0061 |  | United Arab Emirates | Dubai | Hard & Soft Landscaping | Al Furjan | Package 13 | NAKHEEL | Green & More | Award | 2023 | Fixed Price Lump Sum | MECHANICAL ENGINEERING INSTALLATIONS | Work incidental to mechanical engineering installations | Work Incidental to Mechanical Engineering Installations; Allow for liaison with obtaining approvals and attendance on DEWA, other statutory bodies and service providers as required | 1 | Item | AED | 1926
2023-03 | 3 | 3.0061 |  | United Arab Emirates | Dubai | Hard & Soft Landscaping | Al Furjan | Package 13 | NAKHEEL | Green & More | Award | 2023 | Fixed Price Lump Sum | MECHANICAL ENGINEERING INSTALLATIONS | Work incidental to mechanical engineering installations | Work Incidental to Mechanical Engineering Installations; Allow for marking the positions of and cutting or forming holes, mortices, chases or the like and all making good | 1 | Item | AED | 535
2023-03 | 3 | 3.0061 |  | United Arab Emirates | Dubai | Hard & Soft Landscaping | Al Furjan | Package 13 | NAKHEEL | Green & More | Award | 2023 | Fixed Price Lump Sum | MECHANICAL ENGINEERING INSTALLATIONS | Work incidental to mechanical engineering installations | Work Incidental to Mechanical Engineering Installations; Allow for all incidental work to the Mechanical Engineering Installations where not included above or elsewhere | 1 | Item | AED | 535
2023-03 | 3 | 3.0062 |  | United Arab Emirates | Dubai | Hard & Soft Landscaping | Al Furjan | Package 13 | NAKHEEL | Green & More | Award | 2023 | Fixed Price Lump Sum | ELECTRICAL ENGINEERING INSTALLATIONS | Equipment | Equipment; including fixings, supports, accessories and all ancillary works as necessary; Distribution boards; LS-DB-01 (P13) | 1 | Nr | AED | 8076.4
2023-03 | 3 | 3.0062 |  | United Arab Emirates | Dubai | Hard & Soft Landscaping | Al Furjan | Package 13 | NAKHEEL | Green & More | Award | 2023 | Fixed Price Lump Sum | ELECTRICAL ENGINEERING INSTALLATIONS | Equipment | Equipment; including fixings, supports, accessories and all ancillary works as necessary; Distribution boards; LS-DB-02 (P13) | 1 | Nr | AED | 8076.4
2023-03 | 3 | 3.0062 |  | United Arab Emirates | Dubai | Hard & Soft Landscaping | Al Furjan | Package 13 | NAKHEEL | Green & More | Award | 2023 | Fixed Price Lump Sum | ELECTRICAL ENGINEERING INSTALLATIONS | Equipment | Equipment; including fixings, supports, accessories and all ancillary works as necessary; Distribution boards; LS-DB-03 (P13) | 1 | Nr | AED | 8076.4
2023-03 | 3 | 3.0062 |  | United Arab Emirates | Dubai | Hard & Soft Landscaping | Al Furjan | Package 13 | NAKHEEL | Green & More | Award | 2023 | Fixed Price Lump Sum | ELECTRICAL ENGINEERING INSTALLATIONS | Equipment | Equipment; including fixings, supports, accessories and all ancillary works as necessary; Distribution boards; LS-DB-04 (P13) | 1 | Nr | AED | 8076.4
2023-03 | 3 | 3.0062 |  | United Arab Emirates | Dubai | Hard & Soft Landscaping | Al Furjan | Package 13 | NAKHEEL | Green & More | Award | 2023 | Fixed Price Lump Sum | ELECTRICAL ENGINEERING INSTALLATIONS | Final sub-circuits and auxiliary installations | Containment; including fixings, supports, accessories and all ancillary works as necessary; 2 way 4" Ø duct for landscape lighting LV cables encased in concrete | 68 | m | AED | 491.9
2023-03 | 3 | 3.0062 |  | United Arab Emirates | Dubai | Hard & Soft Landscaping | Al Furjan | Package 13 | NAKHEEL | Green & More | Award | 2023 | Fixed Price Lump Sum | ELECTRICAL ENGINEERING INSTALLATIONS | Final sub-circuits and auxiliary installations | Earthing System Installation; Earthing system; including earthworks, fixings, cables, bondings, earth pits, accessories and all ancillary works as necessary; Earth system; to landscape lighting; complete | 2 | Item | AED | 4637.4
2023-03 | 3 | 3.0062 |  | United Arab Emirates | Dubai | Hard & Soft Landscaping | Al Furjan | Package 13 | NAKHEEL | Green & More | Award | 2023 | Fixed Price Lump Sum | ELECTRICAL ENGINEERING INSTALLATIONS | Final sub-circuits and auxiliary installations | Cables and conduits to termination points; including terminations, fixings, supports, hangers, accessories and all ancillary works as necessary; From DB to type LA(1) | 79 | Nr | AED | 1023.1
2023-03 | 3 | 3.0062 |  | United Arab Emirates | Dubai | Hard & Soft Landscaping | Al Furjan | Package 13 | NAKHEEL | Green & More | Award | 2023 | Fixed Price Lump Sum | ELECTRICAL ENGINEERING INSTALLATIONS | Final sub-circuits and auxiliary installations | Cables and conduits to termination points; including terminations, fixings, supports, hangers, accessories and all ancillary works as necessary; From DB to type LA(2) | 1 | Nr | AED | 1023.1
2023-03 | 3 | 3.0062 |  | United Arab Emirates | Dubai | Hard & Soft Landscaping | Al Furjan | Package 13 | NAKHEEL | Green & More | Award | 2023 | Fixed Price Lump Sum | ELECTRICAL ENGINEERING INSTALLATIONS | Final sub-circuits and auxiliary installations | Cables and conduits to termination points; including terminations, fixings, supports, hangers, accessories and all ancillary works as necessary; From DB to type LB(1) | 31 | Nr | AED | 1023.1
2023-03 | 3 | 3.0062 |  | United Arab Emirates | Dubai | Hard & Soft Landscaping | Al Furjan | Package 13 | NAKHEEL | Green & More | Award | 2023 | Fixed Price Lump Sum | ELECTRICAL ENGINEERING INSTALLATIONS | Final sub-circuits and auxiliary installations | Cables and conduits to termination points; including terminations, fixings, supports, hangers, accessories and all ancillary works as necessary; From DB to type LC(1) | 1 | Nr | AED | 1023.1
2023-03 | 3 | 3.0063 |  | United Arab Emirates | Dubai | Hard & Soft Landscaping | Al Furjan | Package 13 | NAKHEEL | Green & More | Award | 2023 | Fixed Price Lump Sum | ELECTRICAL ENGINEERING INSTALLATIONS | Final sub-circuits and auxiliary installations | Cables and conduits to termination points; including terminations, fixings, supports, hangers, accessories and all ancillary works as necessary; From DB to type LD(1) | 1 | Nr | AED | 1023.1
2023-03 | 3 | 3.0063 |  | United Arab Emirates | Dubai | Hard & Soft Landscaping | Al Furjan | Package 13 | NAKHEEL | Green & More | Award | 2023 | Fixed Price Lump Sum | ELECTRICAL ENGINEERING INSTALLATIONS | Final sub-circuits and auxiliary installations | Landscape lighting; including fixings, supports, hangers, accessories and all ancillary works as necessary; Type LB(1); 13W LED uplight, wide beam, 3000K, IP67, IK07 | 31 | Nr | AED | 2294.4
2023-03 | 3 | 3.0063 |  | United Arab Emirates | Dubai | Hard & Soft Landscaping | Al Furjan | Package 13 | NAKHEEL | Green & More | Award | 2023 | Fixed Price Lump Sum | ELECTRICAL ENGINEERING INSTALLATIONS | Final sub-circuits and auxiliary installations | Landscape lighting; including fixings, supports, hangers, accessories and all ancillary works as necessary; Type LC(1); 6.7W LED periskop, 3000K, IP66, IK09 | 1 | Nr | AED | 926.9
2023-03 | 3 | 3.0063 |  | United Arab Emirates | Dubai | Hard & Soft Landscaping | Al Furjan | Package 13 | NAKHEEL | Green & More | Award | 2023 | Fixed Price Lump Sum | ELECTRICAL ENGINEERING INSTALLATIONS | Accessories | Bollard lighting; including fixings, fittings, supports, bases, accessories and all ancillary works as necessary; Type LA(1); 9.5W LED bollard, 3000K, IP66, IK07 | 79 | Nr | AED | 1854.9
2023-03 | 3 | 3.0063 |  | United Arab Emirates | Dubai | Hard & Soft Landscaping | Al Furjan | Package 13 | NAKHEEL | Green & More | Award | 2023 | Fixed Price Lump Sum | ELECTRICAL ENGINEERING INSTALLATIONS | Accessories | Bollard lighting; including fixings, fittings, supports, bases, accessories and all ancillary works as necessary; Type LA(2); 4 meter high post top light | 1 | Nr | AED | 14371.1
2023-03 | 3 | 3.0063 |  | United Arab Emirates | Dubai | Hard & Soft Landscaping | Al Furjan | Package 13 | NAKHEEL | Green & More | Award | 2023 | Fixed Price Lump Sum | ELECTRICAL ENGINEERING INSTALLATIONS | Accessories | Amenities lighting; including fixings, fittings, supports, hangers, poles, accessories and all ancillary works as necessary; Type LD(1); 280W LED, flood light, frontal, 3000K, IP66, IK08 | 1 | Nr | AED | 7255.3
2023-03 | 3 | 3.0063 |  | United Arab Emirates | Dubai | Hard & Soft Landscaping | Al Furjan | Package 13 | NAKHEEL | Green & More | Award | 2023 | Fixed Price Lump Sum | ELECTRICAL ENGINEERING INSTALLATIONS | Final sub-circuits and auxiliary installations | Connection to supply mains including cables, containments, fixings, supports, accessories and all ancillary works as necessary; "From lighting distribution board to existing power supply" | 1 | Item | AED | 69423
2023-03 | 3 | 3.0063 |  | United Arab Emirates | Dubai | Hard & Soft Landscaping | Al Furjan | Package 13 | NAKHEEL | Green & More | Award | 2023 | Fixed Price Lump Sum | ELECTRICAL ENGINEERING INSTALLATIONS | Sundries | Allow for all supports, fixings, anchors and insulating blocks where not included above or elsewhere | 1 | Item | AED | 535
2023-03 | 3 | 3.0063 |  | United Arab Emirates | Dubai | Hard & Soft Landscaping | Al Furjan | Package 13 | NAKHEEL | Green & More | Award | 2023 | Fixed Price Lump Sum | ELECTRICAL ENGINEERING INSTALLATIONS | Sundries | Allow for all identification including painting, marking and labeling | 1 | Item | AED | 535
2023-03 | 3 | 3.0064 |  | United Arab Emirates | Dubai | Hard & Soft Landscaping | Al Furjan | Package 13 | NAKHEEL | Green & More | Award | 2023 | Fixed Price Lump Sum | ELECTRICAL ENGINEERING INSTALLATIONS | Work incidental to electrical engineering installations | Work Incidental to Electrical Engineering Installations; "Allow for planning and coordinating with relevant statutory authorities and with all other trades" | 1 | Item | AED | 535
2023-03 | 3 | 3.0064 |  | United Arab Emirates | Dubai | Hard & Soft Landscaping | Al Furjan | Package 13 | NAKHEEL | Green & More | Award | 2023 | Fixed Price Lump Sum | ELECTRICAL ENGINEERING INSTALLATIONS | Work incidental to electrical engineering installations | Work Incidental to Electrical Engineering Installations; Allow for liaison with obtaining approvals and attendance on DEWA, other statutory bodies and service providers as required | 1 | Item | AED | 1070
2023-03 | 3 | 3.0064 |  | United Arab Emirates | Dubai | Hard & Soft Landscaping | Al Furjan | Package 13 | NAKHEEL | Green & More | Award | 2023 | Fixed Price Lump Sum | ELECTRICAL ENGINEERING INSTALLATIONS | Work incidental to electrical engineering installations | Work Incidental to Electrical Engineering Installations; Allow for marking the positions of and cutting or forming holes, mortices, chases or the like and all making good | 1 | Item | AED | 535
2023-03 | 3 | 3.0064 |  | United Arab Emirates | Dubai | Hard & Soft Landscaping | Al Furjan | Package 13 | NAKHEEL | Green & More | Award | 2023 | Fixed Price Lump Sum | ELECTRICAL ENGINEERING INSTALLATIONS | Work incidental to electrical engineering installations | Work Incidental to Electrical Engineering Installations; "Allow for supplying and fixing all brackets, clamps and other fixing devices including building in or cutting and pinning and all making good" | 1 | Item | AED | 535
2023-03 | 3 | 3.0064 |  | United Arab Emirates | Dubai | Hard & Soft Landscaping | Al Furjan | Package 13 | NAKHEEL | Green & More | Award | 2023 | Fixed Price Lump Sum | ELECTRICAL ENGINEERING INSTALLATIONS | Work incidental to electrical engineering installations | Work Incidental to Electrical Engineering Installations; Allow for fire stopping all cables, conduit, trucking, cable tray and the like at penetrations through fire walls and other structures and making good | 1 | Item | AED | 749
2023-03 | 3 | 3.0064 |  | United Arab Emirates | Dubai | Hard & Soft Landscaping | Al Furjan | Package 13 | NAKHEEL | Green & More | Award | 2023 | Fixed Price Lump Sum | ELECTRICAL ENGINEERING INSTALLATIONS | Work incidental to electrical engineering installations | Work Incidental to Electrical Engineering Installations; Allow for all incidental work including factory finishing, fixing to all backgrounds by appropriate means and all making good | 1 | Item | AED | 535
2023-03 | 3 | 3.0064 |  | United Arab Emirates | Dubai | Hard & Soft Landscaping | Al Furjan | Package 13 | NAKHEEL | Green & More | Award | 2023 | Fixed Price Lump Sum | ELECTRICAL ENGINEERING INSTALLATIONS | Work incidental to electrical engineering installations | Work Incidental to Electrical Engineering Installations; Allow for training the Employer's Staff to operate and maintain the Electrical Engineering Installations | 1 | Item | AED | 535
2023-03 | 3 | 3.0064 |  | United Arab Emirates | Dubai | Hard & Soft Landscaping | Al Furjan | Package 13 | NAKHEEL | Green & More | Award | 2023 | Fixed Price Lump Sum | ELECTRICAL ENGINEERING INSTALLATIONS | Work incidental to electrical engineering installations | Work Incidental to Electrical Engineering Installations; Allow for all incidental work to the Electrical Engineering Installations where not included above or elsewhere | 1 | Item | AED | 535
2023-04 | 3 | 3.0065 |  | United Arab Emirates | Dubai | Hard & Soft Landscaping | Al Furjan | Package 15A | NAKHEEL | Green & More | Award | 2023 | Fixed Price Lump Sum | SITE WORK | Site preparation | Site Clearance; to approved area; Removal of debris, rubbish, vegetation, any existing foundation and services and the like prior to the commencement of excavation works; including disposal to approved location | 26880 | m² | AED | 1.3
2023-04 | 3 | 3.0065 |  | United Arab Emirates | Dubai | Hard & Soft Landscaping | Al Furjan | Package 15A | NAKHEEL | Green & More | Award | 2023 | Fixed Price Lump Sum | SITE WORK | Excavation | Excavation works; including all ancillary works as necessary; from site existing levels up to the proposed grading levels; Excavation from existing grade levels up to proposed levels | 1 | Item | AED | 131404.5
2023-04 | 3 | 3.0065 |  | United Arab Emirates | Dubai | Hard & Soft Landscaping | Al Furjan | Package 15A | NAKHEEL | Green & More | Award | 2023 | Fixed Price Lump Sum | SITE WORK | Excavation | Excavation works; including all ancillary works as necessary; from site existing levels up to the proposed grading levels; Excavation from existing grade levels up to proposed level (RATE ONLY) | 1 | m³ | AED | 29.68
2023-04 | 3 | 3.0065 |  | United Arab Emirates | Dubai | Hard & Soft Landscaping | Al Furjan | Package 15A | NAKHEEL | Green & More | Award | 2023 | Fixed Price Lump Sum | SITE WORK | Excavation | Excavation works; including all ancillary works as necessary; from site Level +0.00 up to the required levels; Excavation to reduce levels; not exceeding 250mm depth; to paving and surface finish area | 191 | m³ | AED | 9.7
2023-04 | 3 | 3.0065 |  | United Arab Emirates | Dubai | Hard & Soft Landscaping | Al Furjan | Package 15A | NAKHEEL | Green & More | Award | 2023 | Fixed Price Lump Sum | SITE WORK | Excavation | Excavation works; including all ancillary works as necessary; from site Level +0.00 up to the required levels; Excavation to reduce levels; over 250mm but not exceeding 500mm depth; to paving and surface finish area | 4028 | m³ | AED | 9.7
2023-04 | 3 | 3.0065 |  | United Arab Emirates | Dubai | Hard & Soft Landscaping | Al Furjan | Package 15A | NAKHEEL | Green & More | Award | 2023 | Fixed Price Lump Sum | SITE WORK | Excavation | Excavation works; including all ancillary works as necessary; from site Level +0.00 up to the required levels; Excavation to reduce levels; over 750mm but not exceeding 1000mm depth; to paving and surface finish area | 917 | m³ | AED | 9.7
2023-04 | 3 | 3.0065 |  | United Arab Emirates | Dubai | Hard & Soft Landscaping | Al Furjan | Package 15A | NAKHEEL | Green & More | Award | 2023 | Fixed Price Lump Sum | SITE WORK | Excavation | Excavation works; including all ancillary works as necessary; from site Level +0.00 up to the required levels; Excavation to reduce level; over 250mm but not exceeding 500mm; to planting area | 1445 | m³ | AED | 9.7
2023-04 | 3 | 3.0065 |  | United Arab Emirates | Dubai | Hard & Soft Landscaping | Al Furjan | Package 15A | NAKHEEL | Green & More | Award | 2023 | Fixed Price Lump Sum | SITE WORK | Excavation | Excavation works; including all ancillary works as necessary; from site Level +0.00 up to the required levels; Excavation to reduce level; over 500mm but not exceeding 750mm; to planting area | 2613 | m³ | AED | 9.7
2023-04 | 3 | 3.0066 |  | United Arab Emirates | Dubai | Hard & Soft Landscaping | Al Furjan | Package 15A | NAKHEEL | Green & More | Award | 2023 | Fixed Price Lump Sum | SITE WORK | Excavation | Excavation works; including all ancillary works as necessary; from site Level +0.00 up to the required levels; Excavation to reduce level; over 250mm but not exceeding 500mm; to steps | 20 | m³ | AED | 9.7
2023-04 | 3 | 3.0066 |  | United Arab Emirates | Dubai | Hard & Soft Landscaping | Al Furjan | Package 15A | NAKHEEL | Green & More | Award | 2023 | Fixed Price Lump Sum | SITE WORK | Excavation | Excavation works; including all ancillary works as necessary; from site Level +0.00 up to the required levels; Trench excavation; to receive foundations | 381 | m³ | AED | 9.7
2023-04 | 3 | 3.0066 |  | United Arab Emirates | Dubai | Hard & Soft Landscaping | Al Furjan | Package 15A | NAKHEEL | Green & More | Award | 2023 | Fixed Price Lump Sum | SITE WORK | Excavation | Excavation works; including all ancillary works as necessary; from site Level +0.00 up to the required levels; Pit excavation; over 1000mm but not exceeding 1500mm depth; to receive tree pits | 722 | m³ | AED | 9.7
2023-04 | 3 | 3.0066 |  | United Arab Emirates | Dubai | Hard & Soft Landscaping | Al Furjan | Package 15A | NAKHEEL | Green & More | Award | 2023 | Fixed Price Lump Sum | SITE WORK | Disposal | Disposal of unsuitable and surplus materials arising from excavation; Removed on site including a suitable tip (RATE ONLY) | 10310 | m³ | AED | 16.9
2023-04 | 3 | 3.0066 |  | United Arab Emirates | Dubai | Hard & Soft Landscaping | Al Furjan | Package 15A | NAKHEEL | Green & More | Award | 2023 | Fixed Price Lump Sum | SITE WORK | Disposal | Disposal of unsuitable and surplus materials arising from excavation; Removed off-site material | 10310 | m³ | AED | 25.5
2023-04 | 3 | 3.0066 |  | United Arab Emirates | Dubai | Hard & Soft Landscaping | Al Furjan | Package 15A | NAKHEEL | Green & More | Award | 2023 | Fixed Price Lump Sum | SITE WORK | Filling | Filling to make up levels; including compaction and all ancillary works as necessary; 150mm thick aggregate sub-base course compacted to 95% MDD; to type PV01, PV02, PP03 and EP01 | 1575 | m³ | AED | 119
2023-04 | 3 | 3.0066 |  | United Arab Emirates | Dubai | Hard & Soft Landscaping | Al Furjan | Package 15A | NAKHEEL | Green & More | Award | 2023 | Fixed Price Lump Sum | SITE WORK | Filling | Filling to make up levels; including compaction and all ancillary works as necessary; Compacted sub-base; to type AT01 and B01 | 618 | m² | AED | 56
2023-04 | 3 | 3.0066 |  | United Arab Emirates | Dubai | Hard & Soft Landscaping | Al Furjan | Package 15A | NAKHEEL | Green & More | Award | 2023 | Fixed Price Lump Sum | SITE WORK | Filling | Filling to make up levels; including compaction and all ancillary works as necessary; 150mm thick compacted sub-base; to type PB01, PB02, PB04 and S01 | 463 | m³ | AED | 119
2023-04 | 3 | 3.0066 |  | United Arab Emirates | Dubai | Hard & Soft Landscaping | Al Furjan | Package 15A | NAKHEEL | Green & More | Award | 2023 | Fixed Price Lump Sum | SITE WORK | Filling | Filling to make up levels; including compaction and all ancillary works as necessary; 150mm thick compacted sub-grade; to type S01 | 153 | m³ | AED | 119
2023-04 | 3 | 3.0066 |  | United Arab Emirates | Dubai | Hard & Soft Landscaping | Al Furjan | Package 15A | NAKHEEL | Green & More | Award | 2023 | Fixed Price Lump Sum | SITE WORK | Paving and surfacing | Precast concrete paving; in shot blast finish; laid on 50mm thick sharp sand bed with 2/3mm joint filled with sand, 150mm thick aggregate sub-base (measured separately) and compacted existing sub grade; including grout mortar, joint and edge treatment and including all ancillary works as necessary; Type PV01; PCC Paver 'Tegula'; varying size and colors A - (15%) 160 x 160 x 80mm - light grey, B - (5%) 120 x 160 x 80mm - medium grey, E - (80%) 160 x 160 x 80mm - dark grey | 4438 | m² | AED | 80.5
2023-04 | 3 | 3.0067 |  | United Arab Emirates | Dubai | Hard & Soft Landscaping | Al Furjan | Package 15A | NAKHEEL | Green & More | Award | 2023 | Fixed Price Lump Sum | SITE WORK | Paving and surfacing | Precast concrete paving; in shot blast finish; laid on 50mm thick sharp sand bed with 2/3mm joint filled with sand, 150mm thick aggregate sub-base (measured separately) and compacted existing sub grade; including grout mortar, joint and edge treatment and including all ancillary works as necessary; Type PV02; PCC Paver 'Tegula'; varying size and colors A - (15%) 120 x 160 x 60mm - light grey, B - (5%) 120 x 160 x 60mm - medium grey, C - (25%) 160 x 160 x 60mm - light grey, D - (20%) 160 x 160 x 60mm - medium grey, E - (10%) 160 x 160 x 60mm - dark grey, F - (25%) 160 x 240 x 60mm - light grey | 2670 | m² | AED | 78.4
2023-04 | 3 | 3.0067 |  | United Arab Emirates | Dubai | Hard & Soft Landscaping | Al Furjan | Package 15A | NAKHEEL | Green & More | Award | 2023 | Fixed Price Lump Sum | SITE WORK | Paving and surfacing | Type PP03; PCC Paver 'Sienna'; varying size in running bond pattern; 80% light grey & 20% medium grey color in different sizes; A - 240 x 600 x 60mm; B - 160x200x60mm; C - 120x200x60mm; D - 150x120x60mm; E - 120x120x60mm thick | 2541 | m² | AED | 85.1
2023-04 | 3 | 3.0067 |  | United Arab Emirates | Dubai | Hard & Soft Landscaping | Al Furjan | Package 15A | NAKHEEL | Green & More | Award | 2023 | Fixed Price Lump Sum | SITE WORK | Paving and surfacing | Precast concrete paving band; in shot blast finish; laid on 30mm thick mortar bed with 3-5mm color matched grout, 150mm thick concrete base and 150mm thick compacted sub-base; including grout mortar, joint and edge treatment and including all ancillary works as necessary; Type PB01; in dark grey color; size 200 x 300 x 80mm thick | 10132 | m | AED | 53.3
2023-04 | 3 | 3.0067 |  | United Arab Emirates | Dubai | Hard & Soft Landscaping | Al Furjan | Package 15A | NAKHEEL | Green & More | Award | 2023 | Fixed Price Lump Sum | SITE WORK | Paving and surfacing | Precast concrete paving band; in shot blast finish; laid on 30mm thick mortar bed with 3-5mm color matched grout, 150mm thick concrete base and 150mm thick compacted sub-base; including grout mortar, joint and edge treatment and including all ancillary works as necessary; Type PB03; in medium Grey color; size 300 x 600 x 80mm thick | 75 | m | AED | 58
2023-04 | 3 | 3.0067 |  | United Arab Emirates | Dubai | Hard & Soft Landscaping | Al Furjan | Package 15A | NAKHEEL | Green & More | Award | 2023 | Fixed Price Lump Sum | SITE WORK | Paving and surfacing | Precast concrete paving band; in shot blast finish; laid on 30mm thick mortar bed with 3-5mm color matched grout, 150mm thick concrete base and 150mm thick compacted sub-base; including grout mortar, joint and edge treatment and including all ancillary works as necessary; Type PB04; in medium grey color; size 200 x 200 x 80mm thick | 79 | m | AED | 53.3
2023-04 | 3 | 3.0067 |  | United Arab Emirates | Dubai | Hard & Soft Landscaping | Al Furjan | Package 15A | NAKHEEL | Green & More | Award | 2023 | Fixed Price Lump Sum | SITE WORK | Landscaping | Gravel; non self binding-loose laid; natural river rounded from wadi source; laid on compacted existing grade layer; including accessories and all ancillary works as necessary; Type AG01; 75-300mm diameter rounded decorative gravel bed; 100mm depth | 287 | m² | AED | 28.7
2023-04 | 3 | 3.0067 |  | United Arab Emirates | Dubai | Hard & Soft Landscaping | Al Furjan | Package 15A | NAKHEEL | Green & More | Award | 2023 | Fixed Price Lump Sum | SITE WORK | Landscaping | Gravel; non self binding-loose laid; natural river rounded from wadi source; laid on compacted existing grade layer; including accessories and all ancillary works as necessary; Type AG02; 14mm sieve size; 100mm depth | 1592 | m² | AED | 27.7
2023-04 | 3 | 3.0067 |  | United Arab Emirates | Dubai | Hard & Soft Landscaping | Al Furjan | Package 15A | NAKHEEL | Green & More | Award | 2023 | Fixed Price Lump Sum | SITE WORK | Paving and surfacing | Artificial turf; comprising of 2m wide - 25m long club standard cricket mat; laid on 15mm rubber base, 150mm concrete base with mesh, compacted sub-base (measured separately); including surface preparation, accessories and all ancillary works as necessary; Type AT01; 12mm thick | 599 | m² | AED | 262.2
2023-04 | 3 | 3.0067 |  | United Arab Emirates | Dubai | Hard & Soft Landscaping | Al Furjan | Package 15A | NAKHEEL | Green & More | Award | 2023 | Fixed Price Lump Sum | SITE WORK | Paving and surfacing | EPDM surface; 16mm thick top coat; over 60-150mm thick black base rubber; laid on 150mm thick aggregate sub-base (measured separately) and compacted existing grade; including accessories and all ancillary works as necessary; Type EP01; 166mm thick overall | 852 | m² | AED | 530.7
2023-04 | 3 | 3.0067 |  | United Arab Emirates | Dubai | Hard & Soft Landscaping | Al Furjan | Package 15A | NAKHEEL | Green & More | Award | 2023 | Fixed Price Lump Sum | SITE WORK | Paving and surfacing | EPDM surface; 16mm thick top coat; over 60-150mm thick black base rubber; laid on 150mm thick aggregate sub-base (measured separately) and compacted existing grade; including accessories and all ancillary works as necessary; Extra over for sports court line markings | 113 | m | AED | 30.5
2023-04 | 3 | 3.0068 |  | United Arab Emirates | Dubai | Hard & Soft Landscaping | Al Furjan | Package 15A | NAKHEEL | Green & More | Award | 2023 | Fixed Price Lump Sum | SITE WORK | Paving and surfacing | Silica sand; in natural finish; laid on150mm thick compacted sub-base(measured separately) and compacted existing grade; including surface preparation, accessories and all ancillary works as necessary; Type S01; light Grey color; size 1-3mm sieve; 600mm thick | 1056 | m² | AED | 93.4
2023-04 | 3 | 3.0068 |  | United Arab Emirates | Dubai | Hard & Soft Landscaping | Al Furjan | Package 15A | NAKHEEL | Green & More | Award | 2023 | Fixed Price Lump Sum | SITE WORK | Paving and surfacing | Silica sand; in natural finish; laid on150mm thick compacted sub-base(measured separately) and compacted existing grade; including surface preparation, accessories and all ancillary works as necessary; Extra over for sports court line markings | 172 | m | AED | 30.5
2023-04 | 3 | 3.0068 |  | United Arab Emirates | Dubai | Hard & Soft Landscaping | Al Furjan | Package 15A | NAKHEEL | Green & More | Award | 2023 | Fixed Price Lump Sum | SITE WORK | Landscaping | Natural boulders; local quarry rock; in natural finish; laid on compacted sub-base (measured separately); including accessories and all ancillary works as necessary; Type B01; in grey colour; varying size ; A - 400-600mm dia, B - 600-800mm dia, C - 800-1000mm dia, D - 1200-1600mm dia | 19 | m² | AED | 831.7
2023-04 | 3 | 3.0068 |  | United Arab Emirates | Dubai | Hard & Soft Landscaping | Al Furjan | Package 15A | NAKHEEL | Green & More | Award | 2023 | Fixed Price Lump Sum | SITE WORK | Landscaping | Making good; to achieve the approve lay-out levels; including surface preparation, accessories and all ancillary works as necessary; Existing sand | 711 | m² | AED | 5.3
2023-04 | 3 | 3.0068 |  | United Arab Emirates | Dubai | Hard & Soft Landscaping | Al Furjan | Package 15A | NAKHEEL | Green & More | Award | 2023 | Fixed Price Lump Sum | SITE WORK | Landscaping | Sundries; Textile membrane; non-woven; to AG01, AG02 and B01 | 2955 | m² | AED | 2.9
2023-04 | 3 | 3.0068 |  | United Arab Emirates | Dubai | Hard & Soft Landscaping | Al Furjan | Package 15A | NAKHEEL | Green & More | Award | 2023 | Fixed Price Lump Sum | SITE WORK | Landscaping | Planting medium soil; laid on compacted sub grade; including all ancillary works as necessary; 300mm depth; to lawn and grass | 1445 | m³ | AED | 42.4
2023-04 | 3 | 3.0068 |  | United Arab Emirates | Dubai | Hard & Soft Landscaping | Al Furjan | Package 15A | NAKHEEL | Green & More | Award | 2023 | Fixed Price Lump Sum | SITE WORK | Landscaping | Planting medium soil; laid on compacted sub grade; including all ancillary works as necessary; 500mm depth; to shrubs and ground cover | 2606 | m³ | AED | 42.4
2023-04 | 3 | 3.0068 |  | United Arab Emirates | Dubai | Hard & Soft Landscaping | Al Furjan | Package 15A | NAKHEEL | Green & More | Award | 2023 | Fixed Price Lump Sum | SITE WORK | Landscaping | Planting medium soil; laid on compacted sub grade; including all ancillary works as necessary; 1200mm depth (minimum); to tree pits | 722 | m³ | AED | 42.4
2023-04 | 3 | 3.0068 |  | United Arab Emirates | Dubai | Hard & Soft Landscaping | Al Furjan | Package 15A | NAKHEEL | Green & More | Award | 2023 | Fixed Price Lump Sum | SITE WORK | Landscaping | Organic bark mulch; including all ancillary works as necessary; Mulching; 75mm thick; to shrub and ground cover | 1 | m² | AED | 37.4
2023-04 | 3 | 3.0069 |  | United Arab Emirates | Dubai | Hard & Soft Landscaping | Al Furjan | Package 15A | NAKHEEL | Green & More | Award | 2023 | Fixed Price Lump Sum | SITE WORK | Landscaping | Organic bark mulch; including all ancillary works as necessary; Mulching; 75mm thick; to trees and palm trees | 1 | m² | AED | 37.4
2023-04 | 3 | 3.0069 |  | United Arab Emirates | Dubai | Hard & Soft Landscaping | Al Furjan | Package 15A | NAKHEEL | Green & More | Award | 2023 | Fixed Price Lump Sum | SITE WORK | Landscaping | Drainage aggregate layer coarse 10-15mm aid.; including all ancillary works as necessary; Drainage layer; 300mm thick; to trees and palm trees | 602 | m² | AED | 35.4
2023-04 | 3 | 3.0069 |  | United Arab Emirates | Dubai | Hard & Soft Landscaping | Al Furjan | Package 15A | NAKHEEL | Green & More | Award | 2023 | Fixed Price Lump Sum | SITE WORK | Landscaping | Trees; including support system, groundkeeper and all ancillary works as necessary; ACA ARA; gum arabic tree (acacia arabica); overall height 4.0-4.5m; clear trunk 1.8m; min. caliper 80-100mm; local | 19 | Nr | AED | 1933.7
2023-04 | 3 | 3.0069 |  | United Arab Emirates | Dubai | Hard & Soft Landscaping | Al Furjan | Package 15A | NAKHEEL | Green & More | Award | 2023 | Fixed Price Lump Sum | SITE WORK | Landscaping | Trees; including support system, groundkeeper and all ancillary works as necessary; ACA FAR; sweet acacia (acacia farnesiana); overall height 1.5-2.0m; clear trunk 1.5m; min. caliper 120-140mm; local | 18 | Nr | AED | 2973.8
2023-04 | 3 | 3.0069 |  | United Arab Emirates | Dubai | Hard & Soft Landscaping | Al Furjan | Package 15A | NAKHEEL | Green & More | Award | 2023 | Fixed Price Lump Sum | SITE WORK | Landscaping | Trees; including support system, groundkeeper and all ancillary works as necessary; AZA IND; neem tree (azadirachta indica); overall height 4.0-4.5m; clear trunk 1.8m; min. caliper; 80-100mm; adaptive | 53 | Nr | AED | 1471.5
2023-04 | 3 | 3.0069 |  | United Arab Emirates | Dubai | Hard & Soft Landscaping | Al Furjan | Package 15A | NAKHEEL | Green & More | Award | 2023 | Fixed Price Lump Sum | SITE WORK | Landscaping | Trees; including support system, groundkeeper and all ancillary works as necessary; DEL REG; royal poinciana (delonix regia); overall height 4.0-4.5m; clear trunk 1.8m; min. caliper 80-100mm; adaptive | 52 | Nr | AED | 1473.6
2023-04 | 3 | 3.0069 |  | United Arab Emirates | Dubai | Hard & Soft Landscaping | Al Furjan | Package 15A | NAKHEEL | Green & More | Award | 2023 | Fixed Price Lump Sum | SITE WORK | Landscaping | Trees; including support system, groundkeeper and all ancillary works as necessary; MIL HOR; jasmin tree (millingtonia hortensis); overall height 4.0-4.5m; clear trunk 1.8m; min. caliper 80-100mm; adaptive | 84 | Nr | AED | 1760.4
2023-04 | 3 | 3.0069 |  | United Arab Emirates | Dubai | Hard & Soft Landscaping | Al Furjan | Package 15A | NAKHEEL | Green & More | Award | 2023 | Fixed Price Lump Sum | SITE WORK | Landscaping | Trees; including support system, groundkeeper and all ancillary works as necessary; PAR ACU; mexican palo verde (parkinsonia aculeata); overall height 3.5-4.0m; clear trunk 1.5m; min. caliper 60-80mm; adaptive | 70 | Nr | AED | 1242.1
2023-04 | 3 | 3.0069 |  | United Arab Emirates | Dubai | Hard & Soft Landscaping | Al Furjan | Package 15A | NAKHEEL | Green & More | Award | 2023 | Fixed Price Lump Sum | SITE WORK | Landscaping | Trees; including support system, groundkeeper and all ancillary works as necessary; TEC UND; honey tree (tecomella undulata); overall height 3.5-4.0m; clear trunk 1.5-2.0m; min. caliper 60-80mm; adaptive | 65 | Nr | AED | 1067
2023-04 | 3 | 3.0069 |  | United Arab Emirates | Dubai | Hard & Soft Landscaping | Al Furjan | Package 15A | NAKHEEL | Green & More | Award | 2023 | Fixed Price Lump Sum | SITE WORK | Landscaping | Fruit trees; including support system, groundkeeper and all ancillary works as necessary; TAM IND; tamarind, tamir hindi (tamarindus indica); overall height 4.0-4.5m; clear trunk 1.5m; min. caliper 80-100mm; adaptive | 28 | Nr | AED | 1644.8
2023-04 | 3 | 3.007 |  | United Arab Emirates | Dubai | Hard & Soft Landscaping | Al Furjan | Package 15A | NAKHEEL | Green & More | Award | 2023 | Fixed Price Lump Sum | SITE WORK | Landscaping | Park trees; including support system, groundkeeper and all ancillary works as necessary; PRO JUL; mesquite, safsaf (prospolis juliflora); overall height 4.0-4.5m; clear trunk 1.8m; min. caliper 80-100mm; local | 29 | Nr | AED | 1473.6
2023-04 | 3 | 3.007 |  | United Arab Emirates | Dubai | Hard & Soft Landscaping | Al Furjan | Package 15A | NAKHEEL | Green & More | Award | 2023 | Fixed Price Lump Sum | SITE WORK | Landscaping | Succulents; including additional earthworks, fertilizer and all ancillary works as necessary; AGA AME; century plant (agave americana); overall height 300-400mm; min spread 300-400mm; adaptive | 6 | Nr | AED | 14.2
2023-04 | 3 | 3.007 |  | United Arab Emirates | Dubai | Hard & Soft Landscaping | Al Furjan | Package 15A | NAKHEEL | Green & More | Award | 2023 | Fixed Price Lump Sum | SITE WORK | Landscaping | Succulents; including additional earthworks, fertilizer and all ancillary works as necessary; AGA ATT; foxtail agave (agave attenuata); overall height 300-400mm; min. spread 300-400mm; adaptive | 2 | Nr | AED | 16.5
2023-04 | 3 | 3.007 |  | United Arab Emirates | Dubai | Hard & Soft Landscaping | Al Furjan | Package 15A | NAKHEEL | Green & More | Award | 2023 | Fixed Price Lump Sum | SITE WORK | Landscaping | Succulents; including additional earthworks, fertilizer and all ancillary works as necessary; YUC FIL; yucca (yucca filifera); overall height 300-400mm; min. spread 300-400mm; adaptive | 11 | Nr | AED | 31.6
2023-04 | 3 | 3.007 |  | United Arab Emirates | Dubai | Hard & Soft Landscaping | Al Furjan | Package 15A | NAKHEEL | Green & More | Award | 2023 | Fixed Price Lump Sum | SITE WORK | Landscaping | Shrubs; including additional earthworks, fertilizer and all ancillary works as necessary; ADE OBE; desert rose (adenium obesum); overall height 400-600mm; min. spread 400-500mm; adaptive | 209 | m² | AED | 104.3
2023-04 | 3 | 3.007 |  | United Arab Emirates | Dubai | Hard & Soft Landscaping | Al Furjan | Package 15A | NAKHEEL | Green & More | Award | 2023 | Fixed Price Lump Sum | SITE WORK | Landscaping | Shrubs; including additional earthworks, fertilizer and all ancillary works as necessary; ATR SEM; salt bush (atriplex semibaccata); overall height 300-500mm; min. spread 300-400mm; local | 516 | m² | AED | 21.9
2023-04 | 3 | 3.007 |  | United Arab Emirates | Dubai | Hard & Soft Landscaping | Al Furjan | Package 15A | NAKHEEL | Green & More | Award | 2023 | Fixed Price Lump Sum | SITE WORK | Landscaping | Shrubs; including additional earthworks, fertilizer and all ancillary works as necessary; BOU GLA; paper flower (boungainvillea glabra-orange); overall height 400-600mm; min. spread 400-600mm; adaptive | 254 | m² | AED | 37.4
2023-04 | 3 | 3.007 |  | United Arab Emirates | Dubai | Hard & Soft Landscaping | Al Furjan | Package 15A | NAKHEEL | Green & More | Award | 2023 | Fixed Price Lump Sum | SITE WORK | Landscaping | Shrubs; including additional earthworks, fertilizer and all ancillary works as necessary; CAE PUL; red bird of paradise (caesalpinia pulcherrima); overall height 400-600mm; min. spread 400-600mm; adaptive | 176 | m² | AED | 25.2
2023-04 | 3 | 3.007 |  | United Arab Emirates | Dubai | Hard & Soft Landscaping | Al Furjan | Package 15A | NAKHEEL | Green & More | Award | 2023 | Fixed Price Lump Sum | SITE WORK | Landscaping | Shrubs; including additional earthworks, fertilizer and all ancillary works as necessary; CLE INE; wild jasmine (clerodendrum inerme); overall height 300-500mm; min. spread 300-500mm; adaptive | 216 | m² | AED | 38.4
2023-04 | 3 | 3.007 |  | United Arab Emirates | Dubai | Hard & Soft Landscaping | Al Furjan | Package 15A | NAKHEEL | Green & More | Award | 2023 | Fixed Price Lump Sum | SITE WORK | Landscaping | Shrubs; including additional earthworks, fertilizer and all ancillary works as necessary; JUN RIG; rush (juncus rigidus); overall height 400-600mm; min. spread 400-500mm; adaptive | 264 | m² | AED | 36.5
2023-04 | 3 | 3.0071 |  | United Arab Emirates | Dubai | Hard & Soft Landscaping | Al Furjan | Package 15A | NAKHEEL | Green & More | Award | 2023 | Fixed Price Lump Sum | SITE WORK | Landscaping | Shrubs; including additional earthworks, fertilizer and all ancillary works as necessary; LEU FRU; texas sage (leucophyllum frutescens); overall height 400-600mm; min. spread 400-600mm; adaptive | 847 | m² | AED | 31.9
2023-04 | 3 | 3.0071 |  | United Arab Emirates | Dubai | Hard & Soft Landscaping | Al Furjan | Package 15A | NAKHEEL | Green & More | Award | 2023 | Fixed Price Lump Sum | SITE WORK | Landscaping | Shrubs; including additional earthworks, fertilizer and all ancillary works as necessary; PAN ANT; blue panicum (panicum antidotale); overall height 400-600mm; min. spread 400-500mm; adaptive | 80 | m² | AED | 31.6
2023-04 | 3 | 3.0071 |  | United Arab Emirates | Dubai | Hard & Soft Landscaping | Al Furjan | Package 15A | NAKHEEL | Green & More | Award | 2023 | Fixed Price Lump Sum | SITE WORK | Landscaping | Shrubs; including additional earthworks, fertilizer and all ancillary works as necessary; PUL CRI; (pulicaria crispa); overall height 400-600mm; min. spread 400-600mm; adaptive | 407 | m² | AED | 106.5
2023-04 | 3 | 3.0071 |  | United Arab Emirates | Dubai | Hard & Soft Landscaping | Al Furjan | Package 15A | NAKHEEL | Green & More | Award | 2023 | Fixed Price Lump Sum | SITE WORK | Landscaping | Shrubs; including additional earthworks, fertilizer and all ancillary works as necessary; TEC STA; yellow bells (tecoma stans); overall height 400-600mm; min. spread 400-600mm; adaptive | 80 | m² | AED | 25.2
2023-04 | 3 | 3.0071 |  | United Arab Emirates | Dubai | Hard & Soft Landscaping | Al Furjan | Package 15A | NAKHEEL | Green & More | Award | 2023 | Fixed Price Lump Sum | SITE WORK | Landscaping | Grasses; including additional earthworks, fertilizer and all ancillary works as necessary; CEN CIL; dhaman grass (cenchrus ciliaris); overall height 300-500mm; min. spread 300-400mm; adaptive | 648 | m² | AED | 25.2
2023-04 | 3 | 3.0071 |  | United Arab Emirates | Dubai | Hard & Soft Landscaping | Al Furjan | Package 15A | NAKHEEL | Green & More | Award | 2023 | Fixed Price Lump Sum | SITE WORK | Landscaping | Grasses; including additional earthworks, fertilizer and all ancillary works as necessary; LOM LON; mat rush (lomandra longifolia); overall height 400-600mm; min. spread 400-500mm; adaptive | 72 | m² | AED | 67.3
2023-04 | 3 | 3.0071 |  | United Arab Emirates | Dubai | Hard & Soft Landscaping | Al Furjan | Package 15A | NAKHEEL | Green & More | Award | 2023 | Fixed Price Lump Sum | SITE WORK | Landscaping | Grasses; including additional earthworks, fertilizer and all ancillary works as necessary; PEN RUB; purple fountain grass (pennisetum rubrum); overall height 300-500; min. spread 300-500mm; adaptive | 276 | m² | AED | 24.2
2023-04 | 3 | 3.0071 |  | United Arab Emirates | Dubai | Hard & Soft Landscaping | Al Furjan | Package 15A | NAKHEEL | Green & More | Award | 2023 | Fixed Price Lump Sum | SITE WORK | Landscaping | Grasses; including additional earthworks, fertilizer and all ancillary works as necessary; PEN SET; fountain grass (pennisetum setaceum); overall height 300-500mm; min. spread 300-500mm; local | 2507 | m² | AED | 21.2
2023-04 | 3 | 3.0071 |  | United Arab Emirates | Dubai | Hard & Soft Landscaping | Al Furjan | Package 15A | NAKHEEL | Green & More | Award | 2023 | Fixed Price Lump Sum | SITE WORK | Landscaping | Groundcovers; including additional earthworks, fertilizer and all ancillary works as necessary; AER JAV; kapok bush (aerva javanica); overall height 300-500mm; spread 300mm; adaptive | 364 | m² | AED | 88.8
2023-04 | 3 | 3.0071 |  | United Arab Emirates | Dubai | Hard & Soft Landscaping | Al Furjan | Package 15A | NAKHEEL | Green & More | Award | 2023 | Fixed Price Lump Sum | SITE WORK | Landscaping | Groundcovers; including additional earthworks, fertilizer and all ancillary works as necessary; RUE CIL; wild petunia (ruellia ciliosa); overall height 300-500mm; spread 300mm; adaptive | 1707 | m² | AED | 18.3
2023-04 | 3 | 3.0072 |  | United Arab Emirates | Dubai | Hard & Soft Landscaping | Al Furjan | Package 15A | NAKHEEL | Green & More | Award | 2023 | Fixed Price Lump Sum | SITE WORK | Landscaping | Groundcovers; including additional earthworks, fertilizer and all ancillary works as necessary; SES POR; shoreline seapurslane (sesuvium portulacastrum); overall height 100-150mm; spread 150mm; local | 94 | m² | AED | 12.4
2023-04 | 3 | 3.0072 |  | United Arab Emirates | Dubai | Hard & Soft Landscaping | Al Furjan | Package 15A | NAKHEEL | Green & More | Award | 2023 | Fixed Price Lump Sum | SITE WORK | Landscaping | Lawn; including additional earthworks, fertilizer and all ancillary works as necessary; PAS VAG; seashore paspalum (paspalum vaginatum); flat; adaptive | 1312 | m² | AED | 22
2023-04 | 3 | 3.0072 |  | United Arab Emirates | Dubai | Hard & Soft Landscaping | Al Furjan | Package 15A | NAKHEEL | Green & More | Award | 2023 | Fixed Price Lump Sum | SITE WORK | Landscaping | Planting Management; including protection, consumables, accessories and all ancillary works as necessary; Maintenance and management during contract period and up to date of Taking Over | 1 | Item | AED | 25868.2
2023-04 | 3 | 3.0072 |  | United Arab Emirates | Dubai | Hard & Soft Landscaping | Al Furjan | Package 15A | NAKHEEL | Green & More | Award | 2023 | Fixed Price Lump Sum | SITE WORK | Landscaping | Planting Management; including protection, consumables, accessories and all ancillary works as necessary; Maintenance and management during Defects Liabilities Period | 1 | Item | AED | 129340.6
2023-04 | 3 | 3.0072 |  | United Arab Emirates | Dubai | Hard & Soft Landscaping | Al Furjan | Package 15A | NAKHEEL | Green & More | Award | 2023 | Fixed Price Lump Sum | SITE WORK | Landscaping | Sundries; Root barrier membrane; 600mm depth | 602 | m² | AED | 34
2023-04 | 3 | 3.0072 |  | United Arab Emirates | Dubai | Hard & Soft Landscaping | Al Furjan | Package 15A | NAKHEEL | Green & More | Award | 2023 | Fixed Price Lump Sum | SITE WORK | Landscaping | Sundries; Tree stake; painted forest green colour, 50mm dia x 2500mm long, (3Nr) | 418 | Nr | AED | 60
2023-04 | 3 | 3.0072 |  | United Arab Emirates | Dubai | Hard & Soft Landscaping | Al Furjan | Package 15A | NAKHEEL | Green & More | Award | 2023 | Fixed Price Lump Sum | SITE WORK | Landscaping | Sundries; Rubber cinch tree ties (3Nr.) | 418 | Nr | AED | 18.6
2023-04 | 3 | 3.0072 |  | United Arab Emirates | Dubai | Hard & Soft Landscaping | Al Furjan | Package 15A | NAKHEEL | Green & More | Award | 2023 | Fixed Price Lump Sum | SITE WORK | Landscaping | Sundries; 100mm high basin berming | 2006 | m | AED | 0.9
2023-04 | 3 | 3.0072 |  | United Arab Emirates | Dubai | Hard & Soft Landscaping | Al Furjan | Package 15A | NAKHEEL | Green & More | Award | 2023 | Fixed Price Lump Sum | SITE WORK | Landscaping | Sundries; Geotextile membrane; non-woven; to tree pits; including all ancillary works as necessary | 3812 | m² | AED | 2.9
2023-04 | 3 | 3.0073 |  | United Arab Emirates | Dubai | Hard & Soft Landscaping | Al Furjan | Package 15A | NAKHEEL | Green & More | Award | 2023 | Fixed Price Lump Sum | SITE WORK | Landscaping | Irrigation; Watering for the plants during construction period and up to the date of Taking Over | 1 | Item | AED | 33645.3
2023-04 | 3 | 3.0073 |  | United Arab Emirates | Dubai | Hard & Soft Landscaping | Al Furjan | Package 15A | NAKHEEL | Green & More | Award | 2023 | Fixed Price Lump Sum | SITE WORK | Landscaping | Softlandscaping; Zander Mycorrhiza for all plants as per specification | 1 | Item | AED | 105646.8
2023-04 | 3 | 3.0073 |  | United Arab Emirates | Dubai | Hard & Soft Landscaping | Al Furjan | Package 15A | NAKHEEL | Green & More | Award | 2023 | Fixed Price Lump Sum | SITE WORK | Generally | Hardlandscaping; Plastic edger between gravel & plantation works | 1851 | m | AED | 10.4
2023-04 | 3 | 3.0073 |  | United Arab Emirates | Dubai | Hard & Soft Landscaping | Al Furjan | Package 15A | NAKHEEL | Green & More | Award | 2023 | Fixed Price Lump Sum | CONCRETE WORK | Poured concrete | Steps including blinding, concrete, reinforcement, shuttering and waterproofing; Steps to open spaces | 1 | Item | AED | 109144.8
2023-04 | 3 | 3.0073 |  | United Arab Emirates | Dubai | Hard & Soft Landscaping | Al Furjan | Package 15A | NAKHEEL | Green & More | Award | 2023 | Fixed Price Lump Sum | METALWORK | Non structural metalwork | Shade structure; comprising of 1.6mm thick UV stabilized HDPE shade cloth, 250 x 250mm MS Sch. 40 column in epoxy paint system RAL 9007; including 14mm SS316 shackle, GI cable, RC foundation, earthworks, waterproofing, metal supports, fixings, accessories and all ancillary works as necessary (measured on plan)"; Type FU06-SS29 (1 Nr.) | 128 | m² | AED | 385.2
2023-04 | 3 | 3.0073 |  | United Arab Emirates | Dubai | Hard & Soft Landscaping | Al Furjan | Package 15A | NAKHEEL | Green & More | Award | 2023 | Fixed Price Lump Sum | METALWORK | Non structural metalwork | Shade structure; comprising of 1.6mm thick UV stabilized HDPE shade cloth, 250 x 250mm MS Sch. 40 column in epoxy paint system RAL 9007; including 14mm SS316 shackle, GI cable, RC foundation, earthworks, waterproofing, metal supports, fixings, accessories and all ancillary works as necessary (measured on plan)"; Type FU06-SS30 (1 Nr.) | 93 | m² | AED | 513.6
2023-04 | 3 | 3.0073 |  | United Arab Emirates | Dubai | Hard & Soft Landscaping | Al Furjan | Package 15A | NAKHEEL | Green & More | Award | 2023 | Fixed Price Lump Sum | METALWORK | Non structural metalwork | Shade structure; comprising of 1.6mm thick UV stabilized HDPE shade cloth, 250 x 250mm MS Sch. 40 column in epoxy paint system RAL 9007; including 14mm SS316 shackle, GI cable, RC foundation, earthworks, waterproofing, metal supports, fixings, accessories and all ancillary works as necessary (measured on plan)"; Type FU06-SS31 (1 Nr.) | 240 | m² | AED | 385.2
2023-04 | 3 | 3.0073 |  | United Arab Emirates | Dubai | Hard & Soft Landscaping | Al Furjan | Package 15A | NAKHEEL | Green & More | Award | 2023 | Fixed Price Lump Sum | METALWORK | Non structural metalwork | Shade structure; comprising of 1.6mm thick UV stabilized HDPE shade cloth, 250 x 250mm MS Sch. 40 column in epoxy paint system RAL 9007; including 14mm SS316 shackle, GI cable, RC foundation, earthworks, waterproofing, metal supports, fixings, accessories and all ancillary works as necessary (measured on plan)"; Type FU06-SS32 (1 Nr.) | 173 | m² | AED | 385.2
2023-04 | 3 | 3.0074 |  | United Arab Emirates | Dubai | Hard & Soft Landscaping | Al Furjan | Package 15A | NAKHEEL | Green & More | Award | 2023 | Fixed Price Lump Sum | METALWORK | Non structural metalwork | Shade structure; comprising of 1.6mm thick UV stabilized HDPE shade cloth, 250 x 250mm MS Sch. 40 column in epoxy paint system RAL 9007; including 14mm SS316 shackle, GI cable, RC foundation, earthworks, waterproofing, metal supports, fixings, accessories and all ancillary works as necessary (measured on plan)"; Type FU06-SS33 (1 Nr.) | 113 | m² | AED | 385.2
2023-04 | 3 | 3.0074 |  | United Arab Emirates | Dubai | Hard & Soft Landscaping | Al Furjan | Package 15A | NAKHEEL | Green & More | Award | 2023 | Fixed Price Lump Sum | METALWORK | Non structural metalwork | Basketball court back fence; comprising weld mesh fence, mid rail, fence post and post foundation; including bases, reinforcement, excavation, disposal, backfilling, waterproofing, metal supports, fixings, accessories and all ancillary works as necessary; Metal fence; 4000mm high | 15 | m | AED | 577.8
2023-04 | 3 | 3.0074 |  | United Arab Emirates | Dubai | Hard & Soft Landscaping | Al Furjan | Package 15A | NAKHEEL | Green & More | Award | 2023 | Fixed Price Lump Sum | METALWORK | Non structural metalwork | Multi-use games court fence; comprising 2 basketball hoop, weld mesh fence, mid rail, fence post and post foundation; including bases, reinforcement, excavation, disposal, backfilling, waterproofing, metal supports, fixings, accessories and all ancillary works as necessary; Metal fence; 4000mm high | 74 | m | AED | 577.8
2023-04 | 3 | 3.0074 |  | United Arab Emirates | Dubai | Hard & Soft Landscaping | Al Furjan | Package 15A | NAKHEEL | Green & More | Award | 2023 | Fixed Price Lump Sum | METALWORK | Non structural metalwork | Dog park fence and gate; comprising of rectangular RHS post 40x80mm, weld mesh panel 200mm vertical x 50mm horizontal x 6mm vertical and twin 8mm horizontal wires; in galvanized and polyster powder coated finish; including RC concrete foundation, formworks, reinforcement, excavation, disposal, backfilling, waterproofing, metal supports, ironmongery, fixings, accessories and all ancillary works as necessary; Type F02; 1550mm high | 359 | m | AED | 321
2023-04 | 3 | 3.0074 |  | United Arab Emirates | Dubai | Hard & Soft Landscaping | Al Furjan | Package 15A | NAKHEEL | Green & More | Award | 2023 | Fixed Price Lump Sum | METALWORK | Non structural metalwork | Dog park fence and gate; comprising of rectangular RHS post 40x80mm, weld mesh panel 200mm vertical x 50mm horizontal x 6mm vertical and twin 8mm horizontal wires; in galvanized and polyster powder coated finish; including RC concrete foundation, formworks, reinforcement, excavation, disposal, backfilling, waterproofing, metal supports, ironmongery, fixings, accessories and all ancillary works as necessary; Extra over for type F12 single leaf gate; size 1050 x 1550mm | 2 | Nr | AED | 3852
2023-04 | 3 | 3.0074 |  | United Arab Emirates | Dubai | Hard & Soft Landscaping | Al Furjan | Package 15A | NAKHEEL | Green & More | Award | 2023 | Fixed Price Lump Sum | METALWORK | Non structural metalwork | Handrails and balustrades; floor mounted; comprising of aluminum polyester powder coated finish; in grey color; including finishes; grout, metal supports, fixings, accessories and all ancillary works as necessary; Type R02; 750mm high; sloping; to ramps | 8 | m | AED | 524.3
2023-04 | 3 | 3.0074 |  | United Arab Emirates | Dubai | Hard & Soft Landscaping | Al Furjan | Package 15A | NAKHEEL | Green & More | Award | 2023 | Fixed Price Lump Sum | METALWORK | Non structural metalwork | Handrails and balustrades; floor mounted; comprising of aluminum polyester powder coated finish; in grey color; including finishes; grout, metal supports, fixings, accessories and all ancillary works as necessary; Type R02; 750mm high; sloping; to steps | 144 | m | AED | 524.3
2023-04 | 3 | 3.0074 |  | United Arab Emirates | Dubai | Hard & Soft Landscaping | Al Furjan | Package 15A | NAKHEEL | Green & More | Award | 2023 | Fixed Price Lump Sum | METALWORK | Non structural metalwork | Handrails and balustrades; floor mounted; comprising of aluminum polyester powder coated finish; in grey color; including finishes; grout, metal supports, fixings, accessories and all ancillary works as necessary; Type R02; 750mm high; sloping; curved | 121 | m | AED | 524.3
2023-04 | 3 | 3.0074 |  | United Arab Emirates | Dubai | Hard & Soft Landscaping | Al Furjan | Package 15A | NAKHEEL | Green & More | Award | 2023 | Fixed Price Lump Sum | FINISHES | Backgrounds | External Backgrounds; Cement and sand mortar render; including all ancillary works as necessary; to receive paint | 445 | m² | AED | 72.8
2023-04 | 3 | 3.0075 |  | United Arab Emirates | Dubai | Hard & Soft Landscaping | Al Furjan | Package 15A | NAKHEEL | Green & More | Award | 2023 | Fixed Price Lump Sum | FINISHES | Finishings | External Finishings; Pre-cast concrete tread coping chamfered; in shotblast finish laid on smooth concrete; including grouting, joints, mortar, accessories and all ancillary works as necessary; Type ST02; in medium grey colour; to walkway steps; size 600 x 300 x 50mm thick | 153 | m² | AED | 234.3
2023-04 | 3 | 3.0075 |  | United Arab Emirates | Dubai | Hard & Soft Landscaping | Al Furjan | Package 15A | NAKHEEL | Green & More | Award | 2023 | Fixed Price Lump Sum | FINISHES | Finishings | External Finishings; Pre-cast concrete tread coping chamfered; in shotblast finish laid on smooth concrete; including grouting, joints, mortar, accessories and all ancillary works as necessary; Type ST02; in medium grey colour; to walkway steps; size 200 x 300 x 50mm thick | 54 | m² | AED | 270.7
2023-04 | 3 | 3.0075 |  | United Arab Emirates | Dubai | Hard & Soft Landscaping | Al Furjan | Package 15A | NAKHEEL | Green & More | Award | 2023 | Fixed Price Lump Sum | FINISHES | Finishings | External Finishings; Pre-cast concrete tread coping chamfered; in shotblast finish laid on smooth concrete; including grouting, joints, mortar, accessories and all ancillary works as necessary; Type ST02; in medium grey colour; to walkway steps; riser; size 150 x 300 x 50mm thick | 510 | m | AED | 54.8
2023-04 | 3 | 3.0075 |  | United Arab Emirates | Dubai | Hard & Soft Landscaping | Al Furjan | Package 15A | NAKHEEL | Green & More | Award | 2023 | Fixed Price Lump Sum | FURNISHINGS | Generally | Site furniture; including finishes, foundations, earthworks, waterproofing, frames, fixings, fittings, accessories and all ancillary works as necessary; Type FU02; Park bench; galvanized steel structure; robinia wood with protective layer of zinc and powder coating; in grey RAL 7024 color; size 2000 x 420 x 445mm high | 5 | Nr | AED | 2570.8
2023-04 | 3 | 3.0075 |  | United Arab Emirates | Dubai | Hard & Soft Landscaping | Al Furjan | Package 15A | NAKHEEL | Green & More | Award | 2023 | Fixed Price Lump Sum | FURNISHINGS | Generally | Site furniture; including finishes, foundations, earthworks, waterproofing, frames, fixings, fittings, accessories and all ancillary works as necessary; "Type FU03; Bench with back rest; steel structure; tropical hardwood board with protective layer of zinc and powder coating; in grey RAL 7024 color; size 2000 x 600 x 785mm high" | 12 | Nr | AED | 4083
2023-04 | 3 | 3.0075 |  | United Arab Emirates | Dubai | Hard & Soft Landscaping | Al Furjan | Package 15A | NAKHEEL | Green & More | Award | 2023 | Fixed Price Lump Sum | FURNISHINGS | Generally | Site furniture; including finishes, foundations, earthworks, waterproofing, frames, fixings, fittings, accessories and all ancillary works as necessary; Type FU04; Litter bin; comprising galvanized steel frame and stainless steel doors; in grey RAL 9007 color; powder coated finish; size 580 x 370 x 1055mm high | 3 | Nr | AED | 2546.3
2023-04 | 3 | 3.0075 |  | United Arab Emirates | Dubai | Hard & Soft Landscaping | Al Furjan | Package 15A | NAKHEEL | Green & More | Award | 2023 | Fixed Price Lump Sum | FURNISHINGS | Generally | Site furniture; including finishes, foundations, earthworks, waterproofing, frames, fixings, fittings, accessories and all ancillary works as necessary; Type FU-07; Pet waste bin; cast aluminium; fixed to 50mm diameter powder coated steel pole; in gray RAL 9007 color; size 310 x 310 x 580mm high | 1 | Nr | AED | 1648.6
2023-04 | 3 | 3.0076 |  | United Arab Emirates | Dubai | Hard & Soft Landscaping | Al Furjan | Package 15A | NAKHEEL | Green & More | Award | 2023 | Fixed Price Lump Sum | CONCRETE WORK | Precast concrete | Precast concrete seat; fixed to concrete base (measured elsewhere); including expansion sealant, accessories and all ancillary works as necessary; as Drawing Nr. 21-6007-ALF-P1-INS-DWG-TD-70303 Detail 03; Type FU10; 600mm wide x 450mm high; curved | 19 | m | AED | 1384.3
2023-04 | 3 | 3.0076 |  | United Arab Emirates | Dubai | Hard & Soft Landscaping | Al Furjan | Package 15A | NAKHEEL | Green & More | Award | 2023 | Fixed Price Lump Sum | FURNISHINGS | Generally | Play equipment; including finishes, foundations, earthworks, waterproofing, frames, fixings, fittings, accessories and all ancillary works as necessary; Type PE12; roundabout; rotating eqpt J2406 | 1 | Nr | AED | 5778
2023-04 | 3 | 3.0076 |  | United Arab Emirates | Dubai | Hard & Soft Landscaping | Al Furjan | Package 15A | NAKHEEL | Green & More | Award | 2023 | Fixed Price Lump Sum | FURNISHINGS | Generally | Play equipment; including finishes, foundations, earthworks, waterproofing, frames, fixings, fittings, accessories and all ancillary works as necessary; Type PE54; multi-play; little mermaid & tinderbox with castle | 1 | Nr | AED | 245565
2023-04 | 3 | 3.0076 |  | United Arab Emirates | Dubai | Hard & Soft Landscaping | Al Furjan | Package 15A | NAKHEEL | Green & More | Award | 2023 | Fixed Price Lump Sum | FURNISHINGS | Generally | Play equipment; including finishes, foundations, earthworks, waterproofing, frames, fixings, fittings, accessories and all ancillary works as necessary; Type PE68; mini tower; the mini tree tower J2683 | 1 | Nr | AED | 176363.9
2023-04 | 3 | 3.0076 |  | United Arab Emirates | Dubai | Hard & Soft Landscaping | Al Furjan | Package 15A | NAKHEEL | Green & More | Award | 2023 | Fixed Price Lump Sum | FURNISHINGS | Generally | Play equipment; including finishes, foundations, earthworks, waterproofing, frames, fixings, fittings, accessories and all ancillary works as necessary; Type PE70; springers; springlers- J950 | 1 | Nr | AED | 48422.3
2023-04 | 3 | 3.0076 |  | United Arab Emirates | Dubai | Hard & Soft Landscaping | Al Furjan | Package 15A | NAKHEEL | Green & More | Award | 2023 | Fixed Price Lump Sum | FURNISHINGS | Generally | Play equipment; including finishes, foundations, earthworks, waterproofing, frames, fixings, fittings, accessories and all ancillary works as necessary; Type PE72; springers; springles- J985 | 2 | Nr | AED | 10775.4
2023-04 | 3 | 3.0076 |  | United Arab Emirates | Dubai | Hard & Soft Landscaping | Al Furjan | Package 15A | NAKHEEL | Green & More | Award | 2023 | Fixed Price Lump Sum | FURNISHINGS | Generally | Play equipment; including finishes, foundations, earthworks, waterproofing, frames, fixings, fittings, accessories and all ancillary works as necessary; Type PE74; springers; springles- J 3961 | 1 | Nr | AED | 7597.5
2023-04 | 3 | 3.0076 |  | United Arab Emirates | Dubai | Hard & Soft Landscaping | Al Furjan | Package 15A | NAKHEEL | Green & More | Award | 2023 | Fixed Price Lump Sum | FURNISHINGS | Generally | Play equipment; including finishes, foundations, earthworks, waterproofing, frames, fixings, fittings, accessories and all ancillary works as necessary; Type PE75; springers; springles- J 836 | 1 | Nr | AED | 7886.4
2023-04 | 3 | 3.0076 |  | United Arab Emirates | Dubai | Hard & Soft Landscaping | Al Furjan | Package 15A | NAKHEEL | Green & More | Award | 2023 | Fixed Price Lump Sum | FURNISHINGS | Generally | Play equipment; including finishes, foundations, earthworks, waterproofing, frames, fixings, fittings, accessories and all ancillary works as necessary; Type PE77; springers; springles- J 846 | 1 | Nr | AED | 5190
2023-04 | 3 | 3.0076 |  | United Arab Emirates | Dubai | Hard & Soft Landscaping | Al Furjan | Package 15A | NAKHEEL | Green & More | Award | 2023 | Fixed Price Lump Sum | FURNISHINGS | Generally | Play equipment; including finishes, foundations, earthworks, waterproofing, frames, fixings, fittings, accessories and all ancillary works as necessary; Type PE79; trampoline; inground trampoline | 3 | Nr | AED | 22954.1
2023-04 | 3 | 3.0077 |  | United Arab Emirates | Dubai | Hard & Soft Landscaping | Al Furjan | Package 15A | NAKHEEL | Green & More | Award | 2023 | Fixed Price Lump Sum | FURNISHINGS | Generally | Play equipment; including finishes, foundations, earthworks, waterproofing, frames, fixings, fittings, accessories and all ancillary works as necessary; Type PE80; rotating equipment; rotating eqpt J2409 | 1 | Nr | AED | 50439.8
2023-04 | 3 | 3.0077 |  | United Arab Emirates | Dubai | Hard & Soft Landscaping | Al Furjan | Package 15A | NAKHEEL | Green & More | Award | 2023 | Fixed Price Lump Sum | FURNISHINGS | Generally | Sports equipment; including finishes, foundations, earthworks, waterproofing, frames, fixings, fittings, accessories and all ancillary works as necessary; Type SP02; Basket Ball Stand 1 - 080921M | 1 | Nr | AED | 11556
2023-04 | 3 | 3.0077 |  | United Arab Emirates | Dubai | Hard & Soft Landscaping | Al Furjan | Package 15A | NAKHEEL | Green & More | Award | 2023 | Fixed Price Lump Sum | FURNISHINGS | Generally | Sports equipment; including finishes, foundations, earthworks, waterproofing, frames, fixings, fittings, accessories and all ancillary works as necessary; Type SP03; Outdoor tennis table - PingOut table - PingMal | 1 | Nr | AED | 23112
2023-04 | 3 | 3.0077 |  | United Arab Emirates | Dubai | Hard & Soft Landscaping | Al Furjan | Package 15A | NAKHEEL | Green & More | Award | 2023 | Fixed Price Lump Sum | FURNISHINGS | Generally | Fitness equipment; including finishes, foundations, earthworks, waterproofing, frames, fixings, fittings, accessories and all ancillary works as necessary; Type FE01; Street workout M - 081655M | 1 | Nr | AED | 20223
2023-04 | 3 | 3.0077 |  | United Arab Emirates | Dubai | Hard & Soft Landscaping | Al Furjan | Package 15A | NAKHEEL | Green & More | Award | 2023 | Fixed Price Lump Sum | FURNISHINGS | Generally | Fitness equipment; including finishes, foundations, earthworks, waterproofing, frames, fixings, fittings, accessories and all ancillary works as necessary; Type FE03; Push Up - Inclusive - 081225M | 1 | Nr | AED | 7222.5
2023-04 | 3 | 3.0077 |  | United Arab Emirates | Dubai | Hard & Soft Landscaping | Al Furjan | Package 15A | NAKHEEL | Green & More | Award | 2023 | Fixed Price Lump Sum | SITE WORK | Excavation | Excavation of trenches for irrigation pipe line runs below ground complete including earthwork, backfilling with selected material, compaction, warning tape, disposal of surplus material and all ancillary works as necessary; Average depth of trench not less than 500mm but not exceeding 1000mm | 10656 | m | AED | 13.4
2023-04 | 3 | 3.0077 |  | United Arab Emirates | Dubai | Hard & Soft Landscaping | Al Furjan | Package 15A | NAKHEEL | Green & More | Award | 2023 | Fixed Price Lump Sum | SITE WORK | Excavation | Excavation of trenches for irrigation pipe line runs below ground complete including earthwork, backfilling with selected material, compaction, warning tape, disposal of surplus material and all ancillary works as necessary; Average depth of trench not less than 1000mm to irrigation main line | 550 | m | AED | 17.1
2023-04 | 3 | 3.0077 |  | United Arab Emirates | Dubai | Hard & Soft Landscaping | Al Furjan | Package 15A | NAKHEEL | Green & More | Award | 2023 | Fixed Price Lump Sum | SITE WORK | Underground drainage | Beds and surrounds with compacted sand and selected backfill materials including warning tape to following uPVC underground irrigation and sub main line water pipes and fittings; Size 1" diameter pipes | 8941 | m | AED | 5
2023-04 | 3 | 3.0077 |  | United Arab Emirates | Dubai | Hard & Soft Landscaping | Al Furjan | Package 15A | NAKHEEL | Green & More | Award | 2023 | Fixed Price Lump Sum | SITE WORK | Underground drainage | Beds and surrounds with compacted sand and selected backfill materials including warning tape to following uPVC underground irrigation and sub main line water pipes and fittings; Size 1 1/2" diameter pipes | 1008 | m | AED | 4.9
2023-04 | 3 | 3.0078 |  | United Arab Emirates | Dubai | Hard & Soft Landscaping | Al Furjan | Package 15A | NAKHEEL | Green & More | Award | 2023 | Fixed Price Lump Sum | SITE WORK | Underground drainage | Beds and surrounds with compacted sand and selected backfill materials including warning tape to following uPVC underground irrigation and sub main line water pipes and fittings; Size 2" diameter pipes | 243 | m | AED | 4.8
2023-04 | 3 | 3.0078 |  | United Arab Emirates | Dubai | Hard & Soft Landscaping | Al Furjan | Package 15A | NAKHEEL | Green & More | Award | 2023 | Fixed Price Lump Sum | SITE WORK | Underground drainage | Beds and surrounds with compacted sand and selected backfill materials including warning tape to following uPVC underground irrigation and sub main line water pipes and fittings; Size 3" diameter pipes | 428 | m | AED | 4.7
2023-04 | 3 | 3.0078 |  | United Arab Emirates | Dubai | Hard & Soft Landscaping | Al Furjan | Package 15A | NAKHEEL | Green & More | Award | 2023 | Fixed Price Lump Sum | SITE WORK | Underground drainage | Beds and surrounds with compacted sand and selected backfill materials including warning tape to following uPVC underground irrigation and sub main line water pipes and fittings; Size 4" diameter pipes | 36 | m | AED | 4.5
2023-04 | 3 | 3.0078 |  | United Arab Emirates | Dubai | Hard & Soft Landscaping | Al Furjan | Package 15A | NAKHEEL | Green & More | Award | 2023 | Fixed Price Lump Sum | SITE WORK | Underground drainage | Beds and surrounds with compacted sand and selected backfill materials free from lumps & stones minimum of 150mm, including selected sand bedding to following PVC-U underground irrigation and sub main line water pipes and fittings; Size 6" diameter pipes | 550 | m | AED | 5.1
2023-04 | 3 | 3.0078 |  | United Arab Emirates | Dubai | Hard & Soft Landscaping | Al Furjan | Package 15A | NAKHEEL | Green & More | Award | 2023 | Fixed Price Lump Sum | MECHANICAL ENGINEERING INSTALLATIONS | Pipework and gutterwork | Main line PVC-U class E, PN15 pipes and fittings including all ancillary works as necessary; laid in trenches (measured elsewhere); Size 6" diameter pipes | 550 | m | AED | 57.7
2023-04 | 3 | 3.0078 |  | United Arab Emirates | Dubai | Hard & Soft Landscaping | Al Furjan | Package 15A | NAKHEEL | Green & More | Award | 2023 | Fixed Price Lump Sum | SITE WORK | Landscaping | Irrigation drip and sprinkler line PVC-U class E PN 15 pipes and fittings; including all ancillary works as necessary; laid in trenches (measured elsewhere); Size 1" diameter pipes | 8394 | m | AED | 6.7
2023-04 | 3 | 3.0078 |  | United Arab Emirates | Dubai | Hard & Soft Landscaping | Al Furjan | Package 15A | NAKHEEL | Green & More | Award | 2023 | Fixed Price Lump Sum | SITE WORK | Landscaping | Irrigation drip line and sprinkler line PVC-U class D PN12 pipes and fittings; including thrust block and all ancillary works as necessary; laid in trenches (measured elsewhere); Size 1 1/2" diameter pipes | 1008 | m | AED | 9.1
2023-04 | 3 | 3.0078 |  | United Arab Emirates | Dubai | Hard & Soft Landscaping | Al Furjan | Package 15A | NAKHEEL | Green & More | Award | 2023 | Fixed Price Lump Sum | SITE WORK | Landscaping | Irrigation drip line and sprinkler line PVC-U class D PN12 pipes and fittings; including thrust block and all ancillary works as necessary; laid in trenches (measured elsewhere); Size 2" diameter pipes | 243 | m | AED | 12.4
2023-04 | 3 | 3.0078 |  | United Arab Emirates | Dubai | Hard & Soft Landscaping | Al Furjan | Package 15A | NAKHEEL | Green & More | Award | 2023 | Fixed Price Lump Sum | SITE WORK | Landscaping | Irrigation drip line and sprinkler line PVC-U class D PN12 pipes and fittings; including thrust block and all ancillary works as necessary; laid in trenches (measured elsewhere); Size 3" diameter pipes | 428 | m | AED | 22.4
2023-04 | 3 | 3.0078 |  | United Arab Emirates | Dubai | Hard & Soft Landscaping | Al Furjan | Package 15A | NAKHEEL | Green & More | Award | 2023 | Fixed Price Lump Sum | SITE WORK | Landscaping | Irrigation drip line and sprinkler line PVC-U class D PN12 pipes and fittings; including thrust block and all ancillary works as necessary; laid in trenches (measured elsewhere); Size 4" diameter pipes | 36 | m | AED | 38.5
2023-04 | 3 | 3.0079 |  | United Arab Emirates | Dubai | Hard & Soft Landscaping | Al Furjan | Package 15A | NAKHEEL | Green & More | Award | 2023 | Fixed Price Lump Sum | SITE WORK | Landscaping | Irrigation drip system; including LDPE inline pressure compensating emitter tubing, drip lines, drip risers connections, supports, fittings, accessories and all ancillary works as necessary; To trees; as detail 01 | 418 | Nr | AED | 35.5
2023-04 | 3 | 3.0079 |  | United Arab Emirates | Dubai | Hard & Soft Landscaping | Al Furjan | Package 15A | NAKHEEL | Green & More | Award | 2023 | Fixed Price Lump Sum | SITE WORK | Landscaping | Irrigation drip system; including LDPE inline pressure compensating emitter tubing, drip lines, drip risers connections, supports, fittings, accessories and all ancillary works as necessary; To shrubs, ground cover, herbs and grass (approx. area = 10023.9m²); as detail 03 | 328 | Nr | AED | 4.8
2023-04 | 3 | 3.0079 |  | United Arab Emirates | Dubai | Hard & Soft Landscaping | Al Furjan | Package 15A | NAKHEEL | Green & More | Award | 2023 | Fixed Price Lump Sum | SITE WORK | Landscaping | Drip valve; including valve box, excavation, backfilling, fittings, accessories and all ancillary works as necessary; Size 25mm diameter pipes for palms/trees; ref. DT | 3 | Nr | AED | 2096.9
2023-04 | 3 | 3.0079 |  | United Arab Emirates | Dubai | Hard & Soft Landscaping | Al Furjan | Package 15A | NAKHEEL | Green & More | Award | 2023 | Fixed Price Lump Sum | SITE WORK | Landscaping | Drip valve; including valve box, excavation, backfilling, fittings, accessories and all ancillary works as necessary; Size 40mm diameter pipes for palms/trees; ref. DT | 1 | Nr | AED | 2205
2023-04 | 3 | 3.0079 |  | United Arab Emirates | Dubai | Hard & Soft Landscaping | Al Furjan | Package 15A | NAKHEEL | Green & More | Award | 2023 | Fixed Price Lump Sum | SITE WORK | Landscaping | Drip valve; including valve box, excavation, backfilling, fittings, accessories and all ancillary works as necessary; Size 40mm diameter pipes for shrubs/ground cover; ref. DV | 2 | Nr | AED | 2205
2023-04 | 3 | 3.0079 |  | United Arab Emirates | Dubai | Hard & Soft Landscaping | Al Furjan | Package 15A | NAKHEEL | Green & More | Award | 2023 | Fixed Price Lump Sum | SITE WORK | Landscaping | Drip valve; including valve box, excavation, backfilling, fittings, accessories and all ancillary works as necessary; Size 50mm diameter pipes for shrubs/ground cover; ref. DV | 3 | Nr | AED | 2259.5
2023-04 | 3 | 3.0079 |  | United Arab Emirates | Dubai | Hard & Soft Landscaping | Al Furjan | Package 15A | NAKHEEL | Green & More | Award | 2023 | Fixed Price Lump Sum | SITE WORK | Landscaping | Drip valve; including valve box, excavation, backfilling, fittings, accessories and all ancillary works as necessary; Size 50mm diameter pipes for Subsurface drip valve for turf; ref. SS | 1 | Nr | AED | 2259.5
2023-04 | 3 | 3.0079 |  | United Arab Emirates | Dubai | Hard & Soft Landscaping | Al Furjan | Package 15A | NAKHEEL | Green & More | Award | 2023 | Fixed Price Lump Sum | SITE WORK | Underground drainage | Rotary valve; including valve box, excavation, backfilling, fittings, accessories and all ancillary works as necessary; Size 50mm diameter pipes; ref. RT | 1 | Nr | AED | 2259.5
2023-04 | 3 | 3.0079 |  | United Arab Emirates | Dubai | Hard & Soft Landscaping | Al Furjan | Package 15A | NAKHEEL | Green & More | Award | 2023 | Fixed Price Lump Sum | SITE WORK | Landscaping | Sprinkler; including fittings, accessories and all ancillary works as necessary; R-VAN 14-360; 2500mm to 4500mm | 2 | Nr | AED | 38.3
2023-04 | 3 | 3.0079 |  | United Arab Emirates | Dubai | Hard & Soft Landscaping | Al Furjan | Package 15A | NAKHEEL | Green & More | Award | 2023 | Fixed Price Lump Sum | SITE WORK | Landscaping | Sprinkler; including fittings, accessories and all ancillary works as necessary; R-VAN 18; 3300mm to 5500mm | 2 | Nr | AED | 38.3
2023-04 | 3 | 3.008 |  | United Arab Emirates | Dubai | Hard & Soft Landscaping | Al Furjan | Package 15A | NAKHEEL | Green & More | Award | 2023 | Fixed Price Lump Sum | SITE WORK | Landscaping | Sprinkler; including fittings, accessories and all ancillary works as necessary; R-VAN 18-360; 3300mm to 5500mm | 5 | Nr | AED | 38.3
2023-04 | 3 | 3.008 |  | United Arab Emirates | Dubai | Hard & Soft Landscaping | Al Furjan | Package 15A | NAKHEEL | Green & More | Award | 2023 | Fixed Price Lump Sum | SITE WORK | Landscaping | Sprinkler; including fittings, accessories and all ancillary works as necessary; R-VAN 24; 5200mm to 7300mm | 30 | Nr | AED | 38.3
2023-04 | 3 | 3.008 |  | United Arab Emirates | Dubai | Hard & Soft Landscaping | Al Furjan | Package 15A | NAKHEEL | Green & More | Award | 2023 | Fixed Price Lump Sum | SITE WORK | Landscaping | Sprinkler; including fittings, accessories and all ancillary works as necessary; R-VAN 24-360; 5200mm to 7300mm | 5 | Nr | AED | 38.3
2023-04 | 3 | 3.008 |  | United Arab Emirates | Dubai | Hard & Soft Landscaping | Al Furjan | Package 15A | NAKHEEL | Green & More | Award | 2023 | Fixed Price Lump Sum | MECHANICAL ENGINEERING INSTALLATIONS | Pipework and gutterwork | Pull box; including excavation, backfilling, fittings, accessories and all ancillary works as necessary; | 15 | Nr | AED | 467.2
2023-04 | 3 | 3.008 |  | United Arab Emirates | Dubai | Hard & Soft Landscaping | Al Furjan | Package 15A | NAKHEEL | Green & More | Award | 2023 | Fixed Price Lump Sum | MECHANICAL ENGINEERING INSTALLATIONS | Pipework and gutterwork | Control cables conduit pipes including termination, fixings, supports and all ancillary works as necessary; uPVC Class D | 547 | m | AED | 15.1
2023-04 | 3 | 3.008 |  | United Arab Emirates | Dubai | Hard & Soft Landscaping | Al Furjan | Package 15A | NAKHEEL | Green & More | Award | 2023 | Fixed Price Lump Sum | MECHANICAL ENGINEERING INSTALLATIONS | Automatic controls | Flow sensing decoder controller; complete with junction box, GPRS, power supply cable, connections, conduits, termination, grounding, accessories and all ancillary works as necessary; Flow sensing decoder; E | 1 | Nr | AED | 17017.2
2023-04 | 3 | 3.008 |  | United Arab Emirates | Dubai | Hard & Soft Landscaping | Al Furjan | Package 15A | NAKHEEL | Green & More | Award | 2023 | Fixed Price Lump Sum | SITE WORK | Landscaping | Control point; complete with junction box, master valve, flow sensor, power supply cable, connections, conduits, termination, grounding, accessories and all ancillary works as necessary; Control point; CP | 1 | Nr | AED | 7073.3
2023-04 | 3 | 3.008 |  | United Arab Emirates | Dubai | Hard & Soft Landscaping | Al Furjan | Package 15A | NAKHEEL | Green & More | Award | 2023 | Fixed Price Lump Sum | MECHANICAL ENGINEERING INSTALLATIONS | Equipment | Cell modem - sim card integrated; complete with junction box, power supply cable, connections, conduits, termination, grounding, accessories and all ancillary works as necessary; Cell modem; ref. CM | 1 | Nr | AED | 5296.5
2023-04 | 3 | 3.008 |  | United Arab Emirates | Dubai | Hard & Soft Landscaping | Al Furjan | Package 15A | NAKHEEL | Green & More | Award | 2023 | Fixed Price Lump Sum | SITE WORK | Landscaping | Cloud central control system; complete with junction box, power supply cable, connections, conduits, termination, grounding, accessories and all ancillary works as necessary; Cloud central control system; ref. CC | 1 | Nr | AED | 10807
2023-04 | 3 | 3.008 |  | United Arab Emirates | Dubai | Hard & Soft Landscaping | Al Furjan | Package 15A | NAKHEEL | Green & More | Award | 2023 | Fixed Price Lump Sum | MECHANICAL ENGINEERING INSTALLATIONS | Pipework and gutterwork | Solar powered irrigation controller; complete with junction box, power supply cable, connections, conduits, termination, grounding, accessories and all ancillary works as necessary; Solar powered irrigation controller; ref. SP | 1 | Nr | AED | 13149.8
2023-04 | 3 | 3.0081 |  | United Arab Emirates | Dubai | Hard & Soft Landscaping | Al Furjan | Package 15A | NAKHEEL | Green & More | Award | 2023 | Fixed Price Lump Sum | MECHANICAL ENGINEERING INSTALLATIONS | Automatic controls | Power supply cable to irrigation controller including accessories and all ancillary works as necessary; Power supply to irrigation controller from the existing electric panel including cables and termination | 1 | Item | AED | 9432.5
2023-04 | 3 | 3.0081 |  | United Arab Emirates | Dubai | Hard & Soft Landscaping | Al Furjan | Package 15A | NAKHEEL | Green & More | Award | 2023 | Fixed Price Lump Sum | SITE WORK | Landscaping | Point of connection to infra irrigation water source; including connections, accessories and all ancillary works as necessary; Size 6" diameter pipe | 1 | Nr | AED | 9444.2
2023-04 | 3 | 3.0081 |  | United Arab Emirates | Dubai | Hard & Soft Landscaping | Al Furjan | Package 15A | NAKHEEL | Green & More | Award | 2023 | Fixed Price Lump Sum | MECHANICAL ENGINEERING INSTALLATIONS | Sundries | Allow for all connections to existing services mains | 1 | Item | AED | 428
2023-04 | 3 | 3.0081 |  | United Arab Emirates | Dubai | Hard & Soft Landscaping | Al Furjan | Package 15A | NAKHEEL | Green & More | Award | 2023 | Fixed Price Lump Sum | MECHANICAL ENGINEERING INSTALLATIONS | Sundries | Allow for all identification including painting, marking and labeling, including labeling all valves | 1 | Item | AED | 428
2023-04 | 3 | 3.0081 |  | United Arab Emirates | Dubai | Hard & Soft Landscaping | Al Furjan | Package 15A | NAKHEEL | Green & More | Award | 2023 | Fixed Price Lump Sum | MECHANICAL ENGINEERING INSTALLATIONS | Work incidental to mechanical engineering installations | Work Incidental to Mechanical Engineering Installations; Allow for planning and coordinating with relevant statutory authorities and with all other trades | 1 | Item | AED | 1070
2023-04 | 3 | 3.0081 |  | United Arab Emirates | Dubai | Hard & Soft Landscaping | Al Furjan | Package 15A | NAKHEEL | Green & More | Award | 2023 | Fixed Price Lump Sum | MECHANICAL ENGINEERING INSTALLATIONS | Work incidental to mechanical engineering installations | Work Incidental to Mechanical Engineering Installations; Allow for liaison with obtaining approvals and attendance on DEWA, other statutory bodies and service providers as required | 1 | Item | AED | 1926
2023-04 | 3 | 3.0081 |  | United Arab Emirates | Dubai | Hard & Soft Landscaping | Al Furjan | Package 15A | NAKHEEL | Green & More | Award | 2023 | Fixed Price Lump Sum | MECHANICAL ENGINEERING INSTALLATIONS | Work incidental to mechanical engineering installations | Work Incidental to Mechanical Engineering Installations; Allow for marking the positions of and cutting or forming holes, mortices, chases or the like and all making good | 1 | Item | AED | 535
2023-04 | 3 | 3.0082 |  | United Arab Emirates | Dubai | Hard & Soft Landscaping | Al Furjan | Package 15A | NAKHEEL | Green & More | Award | 2023 | Fixed Price Lump Sum | MECHANICAL ENGINEERING INSTALLATIONS | Work incidental to mechanical engineering installations | Work Incidental to Mechanical Engineering Installations; Allow for all incidental work to the Mechanical Engineering Installations where not included above or elsewhere | 1 | Item | AED | 535
2023-04 | 3 | 3.0082 |  | United Arab Emirates | Dubai | Hard & Soft Landscaping | Al Furjan | Package 15A | NAKHEEL | Green & More | Award | 2023 | Fixed Price Lump Sum | ELECTRICAL ENGINEERING INSTALLATIONS | Equipment | Equipment; including fixings, supports, accessories and all ancillary works as necessary; Distribution boards; LS-DB-01 (P15A) | 1 | Nr | AED | 8076.4
2023-04 | 3 | 3.0082 |  | United Arab Emirates | Dubai | Hard & Soft Landscaping | Al Furjan | Package 15A | NAKHEEL | Green & More | Award | 2023 | Fixed Price Lump Sum | ELECTRICAL ENGINEERING INSTALLATIONS | Equipment | Equipment; including fixings, supports, accessories and all ancillary works as necessary; Distribution boards; LS-DB-02 (P15A) | 1 | Nr | AED | 8076.4
2023-04 | 3 | 3.0082 |  | United Arab Emirates | Dubai | Hard & Soft Landscaping | Al Furjan | Package 15A | NAKHEEL | Green & More | Award | 2023 | Fixed Price Lump Sum | ELECTRICAL ENGINEERING INSTALLATIONS | Equipment | Equipment; including fixings, supports, accessories and all ancillary works as necessary; Distribution boards; LS-DB-03 (P15A) | 1 | Nr | AED | 8076.4
2023-04 | 3 | 3.0082 |  | United Arab Emirates | Dubai | Hard & Soft Landscaping | Al Furjan | Package 15A | NAKHEEL | Green & More | Award | 2023 | Fixed Price Lump Sum | ELECTRICAL ENGINEERING INSTALLATIONS | Equipment | Equipment; including fixings, supports, accessories and all ancillary works as necessary; Distribution boards; LS-DB-04 (P15A) | 1 | Nr | AED | 8076.4
2023-04 | 3 | 3.0082 |  | United Arab Emirates | Dubai | Hard & Soft Landscaping | Al Furjan | Package 15A | NAKHEEL | Green & More | Award | 2023 | Fixed Price Lump Sum | ELECTRICAL ENGINEERING INSTALLATIONS | Equipment | Equipment; including fixings, supports, accessories and all ancillary works as necessary; Distribution boards; LS-DB-05 (P15A) | 1 | Nr | AED | 8076.4
2023-04 | 3 | 3.0082 |  | United Arab Emirates | Dubai | Hard & Soft Landscaping | Al Furjan | Package 15A | NAKHEEL | Green & More | Award | 2023 | Fixed Price Lump Sum | ELECTRICAL ENGINEERING INSTALLATIONS | Equipment | Equipment; including fixings, supports, accessories and all ancillary works as necessary; Distribution boards; LS-DB-06 (P15A) | 1 | Nr | AED | 8076.4
2023-04 | 3 | 3.0082 |  | United Arab Emirates | Dubai | Hard & Soft Landscaping | Al Furjan | Package 15A | NAKHEEL | Green & More | Award | 2023 | Fixed Price Lump Sum | ELECTRICAL ENGINEERING INSTALLATIONS | Final sub-circuits and auxiliary installations | Containment; including fixings, supports, accessories and all ancillary works as necessary; 2 way 4" Ø duct for landscape lighting LV cables encased in concrete | 13 | m | AED | 491.9
2023-04 | 3 | 3.0083 |  | United Arab Emirates | Dubai | Hard & Soft Landscaping | Al Furjan | Package 15A | NAKHEEL | Green & More | Award | 2023 | Fixed Price Lump Sum | ELECTRICAL ENGINEERING INSTALLATIONS | Final sub-circuits and auxiliary installations | Earthing System Installation; Earthing system; including earthworks, fixings, cables, bondings, earth pits, accessories and all ancillary works as necessary; Earth system; to landscape lighting; complete | 1 | Item | AED | 13912.1
2023-04 | 3 | 3.0083 |  | United Arab Emirates | Dubai | Hard & Soft Landscaping | Al Furjan | Package 15A | NAKHEEL | Green & More | Award | 2023 | Fixed Price Lump Sum | ELECTRICAL ENGINEERING INSTALLATIONS | Final sub-circuits and auxiliary installations | Cables and conduits to termination points; including terminations, fixings, supports, hangers, accessories and all ancillary works as necessary; From DB to type LA(1) | 148 | Nr | AED | 1023.1
2023-04 | 3 | 3.0083 |  | United Arab Emirates | Dubai | Hard & Soft Landscaping | Al Furjan | Package 15A | NAKHEEL | Green & More | Award | 2023 | Fixed Price Lump Sum | ELECTRICAL ENGINEERING INSTALLATIONS | Final sub-circuits and auxiliary installations | Cables and conduits to termination points; including terminations, fixings, supports, hangers, accessories and all ancillary works as necessary; From DB to type LA(2) | 5 | Nr | AED | 1023.1
2023-04 | 3 | 3.0083 |  | United Arab Emirates | Dubai | Hard & Soft Landscaping | Al Furjan | Package 15A | NAKHEEL | Green & More | Award | 2023 | Fixed Price Lump Sum | ELECTRICAL ENGINEERING INSTALLATIONS | Final sub-circuits and auxiliary installations | Cables and conduits to termination points; including terminations, fixings, supports, hangers, accessories and all ancillary works as necessary; From DB to type LB(1) | 18 | Nr | AED | 1023.1
2023-04 | 3 | 3.0083 |  | United Arab Emirates | Dubai | Hard & Soft Landscaping | Al Furjan | Package 15A | NAKHEEL | Green & More | Award | 2023 | Fixed Price Lump Sum | ELECTRICAL ENGINEERING INSTALLATIONS | Final sub-circuits and auxiliary installations | Cables and conduits to termination points; including terminations, fixings, supports, hangers, accessories and all ancillary works as necessary; From DB to type LC(1) | 58 | Nr | AED | 1023.1
2023-04 | 3 | 3.0083 |  | United Arab Emirates | Dubai | Hard & Soft Landscaping | Al Furjan | Package 15A | NAKHEEL | Green & More | Award | 2023 | Fixed Price Lump Sum | ELECTRICAL ENGINEERING INSTALLATIONS | Final sub-circuits and auxiliary installations | Cables and conduits to termination points; including terminations, fixings, supports, hangers, accessories and all ancillary works as necessary; From DB to type LD(1) | 8 | Nr | AED | 1023.1
2023-04 | 3 | 3.0083 |  | United Arab Emirates | Dubai | Hard & Soft Landscaping | Al Furjan | Package 15A | NAKHEEL | Green & More | Award | 2023 | Fixed Price Lump Sum | ELECTRICAL ENGINEERING INSTALLATIONS | Final sub-circuits and auxiliary installations | Landscape lighting; including fixings, supports, hangers, accessories and all ancillary works as necessary; Type LB(1); 13W LED uplight, wide beam, 3000K, IP67, IK07 | 18 | Nr | AED | 2294.4
2023-04 | 3 | 3.0083 |  | United Arab Emirates | Dubai | Hard & Soft Landscaping | Al Furjan | Package 15A | NAKHEEL | Green & More | Award | 2023 | Fixed Price Lump Sum | ELECTRICAL ENGINEERING INSTALLATIONS | Final sub-circuits and auxiliary installations | Landscape lighting; including fixings, supports, hangers, accessories and all ancillary works as necessary; Type LC(1); 6.7W LED periskop, 3000K, IP66, IK09 | 58 | Nr | AED | 926.9
2023-04 | 3 | 3.0083 |  | United Arab Emirates | Dubai | Hard & Soft Landscaping | Al Furjan | Package 15A | NAKHEEL | Green & More | Award | 2023 | Fixed Price Lump Sum | ELECTRICAL ENGINEERING INSTALLATIONS | Accessories | Bollard lighting; including fixings, fittings, supports, bases, accessories and all ancillary works as necessary; Type LA(1); 9.5W LED bollard, 3000K, IP66, IK07 | 148 | Nr | AED | 1854.9
2023-04 | 3 | 3.0083 |  | United Arab Emirates | Dubai | Hard & Soft Landscaping | Al Furjan | Package 15A | NAKHEEL | Green & More | Award | 2023 | Fixed Price Lump Sum | ELECTRICAL ENGINEERING INSTALLATIONS | Accessories | Bollard lighting; including fixings, fittings, supports, bases, accessories and all ancillary works as necessary; Type LA(2); 4 meter high post top light | 5 | Nr | AED | 14371.1
2023-04 | 3 | 3.0084 |  | United Arab Emirates | Dubai | Hard & Soft Landscaping | Al Furjan | Package 15A | NAKHEEL | Green & More | Award | 2023 | Fixed Price Lump Sum | ELECTRICAL ENGINEERING INSTALLATIONS | Accessories | Amenities lighting; including fixings, fittings, supports, hangers, poles, accessories and all ancillary works as necessary; Type LD(1); 280W LED, flood light, frontal, 3000K, IP66, IK08 | 8 | Nr | AED | 7255.3
2023-04 | 3 | 3.0084 |  | United Arab Emirates | Dubai | Hard & Soft Landscaping | Al Furjan | Package 15A | NAKHEEL | Green & More | Award | 2023 | Fixed Price Lump Sum | ELECTRICAL ENGINEERING INSTALLATIONS | Final sub-circuits and auxiliary installations | Connection to supply mains including cables, containments, fixings, supports, accessories and all ancillary works as necessary; "From lighting distribution board to existing power supply" | 1 | Item | AED | 221243.1
2023-04 | 3 | 3.0084 |  | United Arab Emirates | Dubai | Hard & Soft Landscaping | Al Furjan | Package 15A | NAKHEEL | Green & More | Award | 2023 | Fixed Price Lump Sum | ELECTRICAL ENGINEERING INSTALLATIONS | Sundries | Allow for all supports, fixings, anchors and insulating blocks where not included above or elsewhere | 1 | Item | AED | 535
2023-04 | 3 | 3.0084 |  | United Arab Emirates | Dubai | Hard & Soft Landscaping | Al Furjan | Package 15A | NAKHEEL | Green & More | Award | 2023 | Fixed Price Lump Sum | ELECTRICAL ENGINEERING INSTALLATIONS | Sundries | Allow for all identification including painting, marking and labeling | 1 | Item | AED | 535
2023-04 | 3 | 3.0084 |  | United Arab Emirates | Dubai | Hard & Soft Landscaping | Al Furjan | Package 15A | NAKHEEL | Green & More | Award | 2023 | Fixed Price Lump Sum | ELECTRICAL ENGINEERING INSTALLATIONS | Work incidental to electrical engineering installations | Work Incidental to Electrical Engineering Installations; Allow for planning and coordinating with relevant statutory authorities and with all other trades | 1 | Item | AED | 535
2023-04 | 3 | 3.0084 |  | United Arab Emirates | Dubai | Hard & Soft Landscaping | Al Furjan | Package 15A | NAKHEEL | Green & More | Award | 2023 | Fixed Price Lump Sum | ELECTRICAL ENGINEERING INSTALLATIONS | Work incidental to electrical engineering installations | Work Incidental to Electrical Engineering Installations; Allow for liaison with obtaining approvals and attendance on DEWA, other statutory bodies and service providers as required | 1 | Item | AED | 1070
2023-04 | 3 | 3.0084 |  | United Arab Emirates | Dubai | Hard & Soft Landscaping | Al Furjan | Package 15A | NAKHEEL | Green & More | Award | 2023 | Fixed Price Lump Sum | ELECTRICAL ENGINEERING INSTALLATIONS | Work incidental to electrical engineering installations | Work Incidental to Electrical Engineering Installations; Allow for marking the positions of and cutting or forming holes, mortices, chases or the like and all making good | 1 | Item | AED | 535
2023-04 | 3 | 3.0085 |  | United Arab Emirates | Dubai | Hard & Soft Landscaping | Al Furjan | Package 15A | NAKHEEL | Green & More | Award | 2023 | Fixed Price Lump Sum | ELECTRICAL ENGINEERING INSTALLATIONS | Work incidental to electrical engineering installations | Work Incidental to Electrical Engineering Installations; Allow for supplying and fixing all brackets, clamps and other fixing devices including building in or cutting and pinning and all making good | 1 | Item | AED | 535
2023-04 | 3 | 3.0085 |  | United Arab Emirates | Dubai | Hard & Soft Landscaping | Al Furjan | Package 15A | NAKHEEL | Green & More | Award | 2023 | Fixed Price Lump Sum | ELECTRICAL ENGINEERING INSTALLATIONS | Work incidental to electrical engineering installations | Work Incidental to Electrical Engineering Installations; Allow for fire stopping all cables, conduit, trucking, cable tray and the like at penetrations through fire walls and other structures and making good | 1 | Item | AED | 749
2023-04 | 3 | 3.0085 |  | United Arab Emirates | Dubai | Hard & Soft Landscaping | Al Furjan | Package 15A | NAKHEEL | Green & More | Award | 2023 | Fixed Price Lump Sum | ELECTRICAL ENGINEERING INSTALLATIONS | Work incidental to electrical engineering installations | Work Incidental to Electrical Engineering Installations; Allow for all incidental work including factory finishing, fixing to all backgrounds by appropriate means and all making good | 1 | Item | AED | 535
2023-04 | 3 | 3.0085 |  | United Arab Emirates | Dubai | Hard & Soft Landscaping | Al Furjan | Package 15A | NAKHEEL | Green & More | Award | 2023 | Fixed Price Lump Sum | ELECTRICAL ENGINEERING INSTALLATIONS | Work incidental to electrical engineering installations | Work Incidental to Electrical Engineering Installations; Allow for training the Employer's Staff to operate and maintain the Electrical Engineering Installations | 1 | Item | AED | 535
2023-04 | 3 | 3.0085 |  | United Arab Emirates | Dubai | Hard & Soft Landscaping | Al Furjan | Package 15A | NAKHEEL | Green & More | Award | 2023 | Fixed Price Lump Sum | ELECTRICAL ENGINEERING INSTALLATIONS | Work incidental to electrical engineering installations | Work Incidental to Electrical Engineering Installations; Allow for all incidental work to the Electrical Engineering Installations where not included above or elsewhere | 1 | Item | AED | 535
XXX | XXX | XXX | XXX | XXX | XXX | XXX | XXX | XXX | XXX | XXX | XXX | XXX | XXX | XXX | XXX | XXX | XXX | XXX | XXX | XXX